F7_Commercial_Interruptible - Health_Existing_Space Heating_Natural Gas_Boiler_A_Technical Potential | F7 | Commercial | Interruptible - Health | Existing | Space Heating | Natural Gas | Boiler | A | Cumulative Energy Savings (MWh or mTherms) | Technical Potential | 0 | 0 | 7.2791 | 14.6177 | 22.0106 | 29.4527 | 36.9396 | 44.4673 | 52.0319 | 59.6302 | 67.2591 | 74.9159 | 82.5979 | 90.3028 | 98.0287 | 105.7736 | 113.5357 | 121.3135 | 129.1057 | 136.9107 | 144.7276 | 152.5552 | 160.327 | 168.054 | 175.7456 | 183.4101 | 191.0544
F8_Commercial_Interruptible - Health_Existing_Space Heating_Natural Gas_Boiler_A_Technical Potential | F8 | Commercial | Interruptible - Health | Existing | Space Heating | Natural Gas | Boiler | A | Cumulative Summer Peak Savings (MW) | Technical Potential | 0 | 0 | 0 | 0 | 0 | 0 | 0 | 0 | 0 | 0 | 0 | 0 | 0 | 0 | 0 | 0 | 0 | 0 | 0 | 0 | 0 | 0 | 0 | 0 | 0 | 0 | 0
F9_Commercial_Interruptible - Health_Existing_Space Heating_Natural Gas_Boiler_A_Technical Potential | F9 | Commercial | Interruptible - Health | Existing | Space Heating | Natural Gas | Boiler | A | Cumulative Winter Peak Savings (MW) | Technical Potential | 0 | 0 | 0 | 0 | 0 | 0 | 0 | 0 | 0 | 0 | 0 | 0 | 0 | 0 | 0 | 0 | 0 | 0 | 0 | 0 | 0 | 0 | 0 | 0 | 0 | 0 | 0
F10_Commercial_Interruptible - Health_Existing_Space Heating_Natural Gas_Boiler_A_Technical Potential | F10 | Commercial | Interruptible - Health | Existing | Space Heating | Natural Gas | Boiler | A | Purchases (Incremental) | Technical Potential | 0 | 0 | 2.3849 | 2.4044 | 2.4222 | 2.4383 | 2.453 | 2.4664 | 2.4785 | 2.4895 | 2.4995 | 2.5086 | 2.5169 | 2.5245 | 2.5313 | 2.5375 | 2.5432 | 2.5483 | 2.553 | 2.5573 | 2.5611 | 2.5646 | 2.5463 | 2.5317 | 2.5201 | 2.5112 | 2.5046
F11_Commercial_Interruptible - Health_Existing_Space Heating_Natural Gas_Boiler_A_Technical Potential | F11 | Commercial | Interruptible - Health | Existing | Space Heating | Natural Gas | Boiler | A | Purchases (Cumulative) | Technical Potential | 0 | 0 | 2.3849 | 4.7893 | 7.2115 | 9.6499 | 12.1029 | 14.5692 | 17.0477 | 19.5372 | 22.0368 | 24.5454 | 27.0623 | 29.5868 | 32.1181 | 34.6556 | 37.1988 | 39.7471 | 42.3001 | 44.8574 | 47.4185 | 49.9831 | 52.5295 | 55.0611 | 57.5812 | 60.0924 | 62.597
F1_Commercial_Interruptible - Health_Existing_Space Heating_Natural Gas_Unit Heater_A_Technical Potential | F1 | Commercial | Interruptible - Health | Existing | Space Heating | Natural Gas | Unit Heater | A | Integrated Unit Energy Savings (kWh or therms) | Technical Potential | 0 | 0 | 0 | 0 | 0 | 0 | 0 | 0 | 0 | 0 | 0 | 0 | 0 | 0 | 0 | 0 | 0 | 0 | 0 | 0 | 0 | 0 | 0 | 0 | 0 | 0 | 0
F2_Commercial_Interruptible - Health_Existing_Space Heating_Natural Gas_Unit Heater_A_Technical Potential | F2 | Commercial | Interruptible - Health | Existing | Space Heating | Natural Gas | Unit Heater | A | Integrated Unit Summer Peak Savings (kW) | Technical Potential | 0 | 0 | 0 | 0 | 0 | 0 | 0 | 0 | 0 | 0 | 0 | 0 | 0 | 0 | 0 | 0 | 0 | 0 | 0 | 0 | 0 | 0 | 0 | 0 | 0 | 0 | 0
F3_Commercial_Interruptible - Health_Existing_Space Heating_Natural Gas_Unit Heater_A_Technical Potential | F3 | Commercial | Interruptible - Health | Existing | Space Heating | Natural Gas | Unit Heater | A | Integrated Unit Winter Peak Savings (kW) | Technical Potential | 0 | 0 | 0 | 0 | 0 | 0 | 0 | 0 | 0 | 0 | 0 | 0 | 0 | 0 | 0 | 0 | 0 | 0 | 0 | 0 | 0 | 0 | 0 | 0 | 0 | 0 | 0
F4_Commercial_Interruptible - Health_Existing_Space Heating_Natural Gas_Unit Heater_A_Technical Potential | F4 | Commercial | Interruptible - Health | Existing | Space Heating | Natural Gas | Unit Heater | A | Incremental Energy Savings (MWh or mTherms) | Technical Potential | 0 | 0 | 0 | 0 | 0 | 0 | 0 | 0 | 0 | 0 | 0 | 0 | 0 | 0 | 0 | 0 | 0 | 0 | 0 | 0 | 0 | 0 | 0 | 0 | 0 | 0 | 0
F5_Commercial_Interruptible - Health_Existing_Space Heating_Natural Gas_Unit Heater_A_Technical Potential | F5 | Commercial | Interruptible - Health | Existing | Space Heating | Natural Gas | Unit Heater | A | Incremental Summer Peak Savings (MW) | Technical Potential | 0 | 0 | 0 | 0 | 0 | 0 | 0 | 0 | 0 | 0 | 0 | 0 | 0 | 0 | 0 | 0 | 0 | 0 | 0 | 0 | 0 | 0 | 0 | 0 | 0 | 0 | 0
F6_Commercial_Interruptible - Health_Existing_Space Heating_Natural Gas_Unit Heater_A_Technical Potential | F6 | Commercial | Interruptible - Health | Existing | Space Heating | Natural Gas | Unit Heater | A | Incremental Winter Peak Savings (MW) | Technical Potential | 0 | 0 | 0 | 0 | 0 | 0 | 0 | 0 | 0 | 0 | 0 | 0 | 0 | 0 | 0 | 0 | 0 | 0 | 0 | 0 | 0 | 0 | 0 | 0 | 0 | 0 | 0
F7_Commercial_Interruptible - Health_Existing_Space Heating_Natural Gas_Unit Heater_A_Technical Potential | F7 | Commercial | Interruptible - Health | Existing | Space Heating | Natural Gas | Unit Heater | A | Cumulative Energy Savings (MWh or mTherms) | Technical Potential | 0 | 0 | 0 | 0 | 0 | 0 | 0 | 0 | 0 | 0 | 0 | 0 | 0 | 0 | 0 | 0 | 0 | 0 | 0 | 0 | 0 | 0 | 0 | 0 | 0 | 0 | 0
F8_Commercial_Interruptible - Health_Existing_Space Heating_Natural Gas_Unit Heater_A_Technical Potential | F8 | Commercial | Interruptible - Health | Existing | Space Heating | Natural Gas | Unit Heater | A | Cumulative Summer Peak Savings (MW) | Technical Potential | 0 | 0 | 0 | 0 | 0 | 0 | 0 | 0 | 0 | 0 | 0 | 0 | 0 | 0 | 0 | 0 | 0 | 0 | 0 | 0 | 0 | 0 | 0 | 0 | 0 | 0 | 0
F9_Commercial_Interruptible - Health_Existing_Space Heating_Natural Gas_Unit Heater_A_Technical Potential | F9 | Commercial | Interruptible - Health | Existing | Space Heating | Natural Gas | Unit Heater | A | Cumulative Winter Peak Savings (MW) | Technical Potential | 0 | 0 | 0 | 0 | 0 | 0 | 0 | 0 | 0 | 0 | 0 | 0 | 0 | 0 | 0 | 0 | 0 | 0 | 0 | 0 | 0 | 0 | 0 | 0 | 0 | 0 | 0
F10_Commercial_Interruptible - Health_Existing_Space Heating_Natural Gas_Unit Heater_A_Technical Potential | F10 | Commercial | Interruptible - Health | Existing | Space Heating | Natural Gas | Unit Heater | A | Purchases (Incremental) | Technical Potential | 0 | 0 | 0 | 0 | 0 | 0 | 0 | 0 | 0 | 0 | 0 | 0 | 0 | 0 | 0 | 0 | 0 | 0 | 0 | 0 | 0 | 0 | 0 | 0 | 0 | 0 | 0
F11_Commercial_Interruptible - Health_Existing_Space Heating_Natural Gas_Unit Heater_A_Technical Potential | F11 | Commercial | Interruptible - Health | Existing | Space Heating | Natural Gas | Unit Heater | A | Purchases (Cumulative) | Technical Potential | 0 | 0 | 0 | 0 | 0 | 0 | 0 | 0 | 0 | 0 | 0 | 0 | 0 | 0 | 0 | 0 | 0 | 0 | 0 | 0 | 0 | 0 | 0 | 0 | 0 | 0 | 0
F1_Commercial_Interruptible - Health_Existing_Water Heating_Natural Gas_Water Heater_A_Technical Potential | F1 | Commercial | Interruptible - Health | Existing | Water Heating | Natural Gas | Water Heater | A | Integrated Unit Energy Savings (kWh or therms) | Technical Potential | 0 | 2.8505 | 6.0949 | 6.0949 | 6.0949 | 6.0949 | 6.0949 | 6.0949 | 6.0949 | 6.0949 | 6.0949 | 6.0949 | 6.0949 | 6.0949 | 6.0949 | 6.0949 | 6.0949 | 6.0949 | 6.0949 | 6.0949 | 6.0949 | 6.0949 | 6.0949 | 6.0949 | 6.0949 | 6.0949 | 6.0949
F2_Commercial_Interruptible - Health_Existing_Water Heating_Natural Gas_Water Heater_A_Technical Potential | F2 | Commercial | Interruptible - Health | Existing | Water Heating | Natural Gas | Water Heater | A | Integrated Unit Summer Peak Savings (kW) | Technical Potential | 0 | 0 | 0 | 0 | 0 | 0 | 0 | 0 | 0 | 0 | 0 | 0 | 0 | 0 | 0 | 0 | 0 | 0 | 0 | 0 | 0 | 0 | 0 | 0 | 0 | 0 | 0
F3_Commercial_Interruptible - Health_Existing_Water Heating_Natural Gas_Water Heater_A_Technical Potential | F3 | Commercial | Interruptible - Health | Existing | Water Heating | Natural Gas | Water Heater | A | Integrated Unit Winter Peak Savings (kW) | Technical Potential | 0 | 0 | 0 | 0 | 0 | 0 | 0 | 0 | 0 | 0 | 0 | 0 | 0 | 0 | 0 | 0 | 0 | 0 | 0 | 0 | 0 | 0 | 0 | 0 | 0 | 0 | 0
F4_Commercial_Interruptible - Health_Existing_Water Heating_Natural Gas_Water Heater_A_Technical Potential | F4 | Commercial | Interruptible - Health | Existing | Water Heating | Natural Gas | Water Heater | A | Incremental Energy Savings (MWh or mTherms) | Technical Potential | 0 | 0 | 5.7705 | 5.4907 | 5.2669 | 5.0878 | 4.9446 | 4.83 | 4.7383 | 4.6649 | 4.956 | 5.1189 | 0 | 0 | 0 | 1.6526 | 1.3221 | 1.0577 | 0.84615 | 0.74686 | 0.35968 | 0.14226 | 0 | 0 | 0.31651 | 0 | 0
F5_Commercial_Interruptible - Health_Existing_Water Heating_Natural Gas_Water Heater_A_Technical Potential | F5 | Commercial | Interruptible - Health | Existing | Water Heating | Natural Gas | Water Heater | A | Incremental Summer Peak Savings (MW) | Technical Potential | 0 | 0 | 0 | 0 | 0 | 0 | 0 | 0 | 0 | 0 | 0 | 0 | 0 | 0 | 0 | 0 | 0 | 0 | 0 | 0 | 0 | 0 | 0 | 0 | 0 | 0 | 0
F6_Commercial_Interruptible - Health_Existing_Water Heating_Natural Gas_Water Heater_A_Technical Potential | F6 | Commercial | Interruptible - Health | Existing | Water Heating | Natural Gas | Water Heater | A | Incremental Winter Peak Savings (MW) | Technical Potential | 0 | 0 | 0 | 0 | 0 | 0 | 0 | 0 | 0 | 0 | 0 | 0 | 0 | 0 | 0 | 0 | 0 | 0 | 0 | 0 | 0 | 0 | 0 | 0 | 0 | 0 | 0
F7_Commercial_Interruptible - Health_Existing_Water Heating_Natural Gas_Water Heater_A_Technical Potential | F7 | Commercial | Interruptible - Health | Existing | Water Heating | Natural Gas | Water Heater | A | Cumulative Energy Savings (MWh or mTherms) | Technical Potential | 0 | 0 | 5.7705 | 11.2612 | 16.528 | 21.6158 | 26.5604 | 31.3903 | 36.1286 | 40.7936 | 45.7496 | 50.8684 | 50.8684 | 50.8684 | 50.8684 | 52.5211 | 53.8432 | 54.9009 | 55.747 | 56.4939 | 56.8535 | 56.9958 | 56.9958 | 56.9958 | 57.3123 | 57.3123 | 57.3123
F8_Commercial_Interruptible - Health_Existing_Water Heating_Natural Gas_Water Heater_A_Technical Potential | F8 | Commercial | Interruptible - Health | Existing | Water Heating | Natural Gas | Water Heater | A | Cumulative Summer Peak Savings (MW) | Technical Potential | 0 | 0 | 0 | 0 | 0 | 0 | 0 | 0 | 0 | 0 | 0 | 0 | 0 | 0 | 0 | 0 | 0 | 0 | 0 | 0 | 0 | 0 | 0 | 0 | 0 | 0 | 0
F9_Commercial_Interruptible - Health_Existing_Water Heating_Natural Gas_Water Heater_A_Technical Potential | F9 | Commercial | Interruptible - Health | Existing | Water Heating | Natural Gas | Water Heater | A | Cumulative Winter Peak Savings (MW) | Technical Potential | 0 | 0 | 0 | 0 | 0 | 0 | 0 | 0 | 0 | 0 | 0 | 0 | 0 | 0 | 0 | 0 | 0 | 0 | 0 | 0 | 0 | 0 | 0 | 0 | 0 | 0 | 0
F10_Commercial_Interruptible - Health_Existing_Water Heating_Natural Gas_Water Heater_A_Technical Potential | F10 | Commercial | Interruptible - Health | Existing | Water Heating | Natural Gas | Water Heater | A | Purchases (Incremental) | Technical Potential | 0 | 0 | 946.7673 | 900.8634 | 864.1403 | 834.7618 | 811.259 | 792.4568 | 777.415 | 765.3816 | 813.1347 | 839.8612 | 0 | 0 | 0 | 271.1485 | 216.9188 | 173.5351 | 138.8281 | 122.5384 | 59.0124 | 23.3399 | 0 | 0 | 51.9304 | 0 | 0
F11_Commercial_Interruptible - Health_Existing_Water Heating_Natural Gas_Water Heater_A_Technical Potential | F11 | Commercial | Interruptible - Health | Existing | Water Heating | Natural Gas | Water Heater | A | Purchases (Cumulative) | Technical Potential | 0 | 0 | 946.7673 | 1847.6307 | 2711.771 | 3546.5328 | 4357.7918 | 5150.2487 | 5927.6637 | 6693.0453 | 7506.18 | 8346.0413 | 8346.0413 | 8346.0413 | 8346.0413 | 8617.1898 | 8834.1086 | 9007.6437 | 9146.4718 | 9269.0102 | 9328.0226 | 9351.3625 | 9351.3625 | 9351.3625 | 9403.2929 | 9403.2929 | 9403.2929
F1_Commercial_Interruptible - Health_Existing_Food Preparation_Natural Gas_Oven_A_Technical Potential | F1 | Commercial | Interruptible - Health | Existing | Food Preparation | Natural Gas | Oven | A | Integrated Unit Energy Savings (kWh or therms) | Technical Potential | 0 | 106.6752 | 106.6752 | 106.6752 | 106.6752 | 106.6752 | 106.6752 | 106.6752 | 106.6752 | 106.6752 | 106.6752 | 106.6752 | 106.6752 | 106.6752 | 106.6752 | 106.6752 | 106.6752 | 106.6752 | 106.6752 | 106.6752 | 106.6752 | 106.6752 | 106.6752 | 106.6752 | 106.6752 | 106.6752 | 106.6752
F2_Commercial_Interruptible - Health_Existing_Food Preparation_Natural Gas_Oven_A_Technical Potential | F2 | Commercial | Interruptible - Health | Existing | Food Preparation | Natural Gas | Oven | A | Integrated Unit Summer Peak Savings (kW) | Technical Potential | 0 | 0 | 0 | 0 | 0 | 0 | 0 | 0 | 0 | 0 | 0 | 0 | 0 | 0 | 0 | 0 | 0 | 0 | 0 | 0 | 0 | 0 | 0 | 0 | 0 | 0 | 0
F3_Commercial_Interruptible - Health_Existing_Food Preparation_Natural Gas_Oven_A_Technical Potential | F3 | Commercial | Interruptible - Health | Existing | Food Preparation | Natural Gas | Oven | A | Integrated Unit Winter Peak Savings (kW) | Technical Potential | 0 | 0 | 0 | 0 | 0 | 0 | 0 | 0 | 0 | 0 | 0 | 0 | 0 | 0 | 0 | 0 | 0 | 0 | 0 | 0 | 0 | 0 | 0 | 0 | 0 | 0 | 0
F4_Commercial_Interruptible - Health_Existing_Food Preparation_Natural Gas_Oven_A_Technical Potential | F4 | Commercial | Interruptible - Health | Existing | Food Preparation | Natural Gas | Oven | A | Incremental Energy Savings (MWh or mTherms) | Technical Potential | 0 | 0 | 0.007657 | 0.011798 | 0.016528 | 0.020312 | 0.02334 | 0.025762 | 0.027699 | 0.029249 | 0.030489 | 0.031481 | 0.026036 | 0.02236 | 0.01259 | 0.0077061 | 0.0031374 | 0.0012031 | 0 | 0 | 0 | 0 | 0 | 0 | 0.0029569 | 0.0052899 | 0.0060982
F5_Commercial_Interruptible - Health_Existing_Food Preparation_Natural Gas_Oven_A_Technical Potential | F5 | Commercial | Interruptible - Health | Existing | Food Preparation | Natural Gas | Oven | A | Incremental Summer Peak Savings (MW) | Technical Potential | 0 | 0 | 0 | 0 | 0 | 0 | 0 | 0 | 0 | 0 | 0 | 0 | 0 | 0 | 0 | 0 | 0 | 0 | 0 | 0 | 0 | 0 | 0 | 0 | 0 | 0 | 0
F6_Commercial_Interruptible - Health_Existing_Food Preparation_Natural Gas_Oven_A_Technical Potential | F6 | Commercial | Interruptible - Health | Existing | Food Preparation | Natural Gas | Oven | A | Incremental Winter Peak Savings (MW) | Technical Potential | 0 | 0 | 0 | 0 | 0 | 0 | 0 | 0 | 0 | 0 | 0 | 0 | 0 | 0 | 0 | 0 | 0 | 0 | 0 | 0 | 0 | 0 | 0 | 0 | 0 | 0 | 0
F7_Commercial_Interruptible - Health_Existing_Food Preparation_Natural Gas_Oven_A_Technical Potential | F7 | Commercial | Interruptible - Health | Existing | Food Preparation | Natural Gas | Oven | A | Cumulative Energy Savings (MWh or mTherms) | Technical Potential | 0 | 0 | 0.007657 | 0.019455 | 0.035982 | 0.056295 | 0.079634 | 0.1054 | 0.13309 | 0.16234 | 0.19283 | 0.22431 | 0.25035 | 0.27271 | 0.2853 | 0.29301 | 0.29614 | 0.29735 | 0.29735 | 0.29735 | 0.29735 | 0.29735 | 0.29735 | 0.29735 | 0.3003 | 0.30559 | 0.31169
F8_Commercial_Interruptible - Health_Existing_Food Preparation_Natural Gas_Oven_A_Technical Potential | F8 | Commercial | Interruptible - Health | Existing | Food Preparation | Natural Gas | Oven | A | Cumulative Summer Peak Savings (MW) | Technical Potential | 0 | 0 | 0 | 0 | 0 | 0 | 0 | 0 | 0 | 0 | 0 | 0 | 0 | 0 | 0 | 0 | 0 | 0 | 0 | 0 | 0 | 0 | 0 | 0 | 0 | 0 | 0
F9_Commercial_Interruptible - Health_Existing_Food Preparation_Natural Gas_Oven_A_Technical Potential | F9 | Commercial | Interruptible - Health | Existing | Food Preparation | Natural Gas | Oven | A | Cumulative Winter Peak Savings (MW) | Technical Potential | 0 | 0 | 0 | 0 | 0 | 0 | 0 | 0 | 0 | 0 | 0 | 0 | 0 | 0 | 0 | 0 | 0 | 0 | 0 | 0 | 0 | 0 | 0 | 0 | 0 | 0 | 0
F10_Commercial_Interruptible - Health_Existing_Food Preparation_Natural Gas_Oven_A_Technical Potential | F10 | Commercial | Interruptible - Health | Existing | Food Preparation | Natural Gas | Oven | A | Purchases (Incremental) | Technical Potential | 0 | 0 | 0.071779 | 0.11059 | 0.15494 | 0.19041 | 0.21879 | 0.24149 | 0.25966 | 0.27419 | 0.28581 | 0.29511 | 0.24407 | 0.20961 | 0.11803 | 0.072238 | 0.029411 | 0.011278 | 0 | 0 | 0 | 0 | 0 | 0 | 0.027719 | 0.049589 | 0.057166
F11_Commercial_Interruptible - Health_Existing_Food Preparation_Natural Gas_Oven_A_Technical Potential | F11 | Commercial | Interruptible - Health | Existing | Food Preparation | Natural Gas | Oven | A | Purchases (Cumulative) | Technical Potential | 0 | 0 | 0.071779 | 0.18237 | 0.33731 | 0.52772 | 0.74651 | 0.98801 | 1.2477 | 1.5219 | 1.8077 | 2.1028 | 2.3468 | 2.5565 | 2.6745 | 2.7467 | 2.7761 | 2.7874 | 2.7874 | 2.7874 | 2.7874 | 2.7874 | 2.7874 | 2.7874 | 2.8151 | 2.8647 | 2.9219
F1_Commercial_Interruptible - Health_Existing_Food Preparation_Natural Gas_Conveyor Oven_A_Technical Potential | F1 | Commercial | Interruptible - Health | Existing | Food Preparation | Natural Gas | Conveyor Oven | A | Integrated Unit Energy Savings (kWh or therms) | Technical Potential | 0 | 0 | 0 | 0 | 0 | 692.0657 | 692.0657 | 692.0657 | 692.0657 | 692.0657 | 692.0657 | 692.0657 | 692.0657 | 692.0657 | 692.0657 | 692.0657 | 692.0657 | 692.0657 | 692.0657 | 692.0657 | 692.0657 | 692.0657 | 692.0657 | 692.0657 | 692.0657 | 692.0657 | 692.0657
F2_Commercial_Interruptible - Health_Existing_Food Preparation_Natural Gas_Conveyor Oven_A_Technical Potential | F2 | Commercial | Interruptible - Health | Existing | Food Preparation | Natural Gas | Conveyor Oven | A | Integrated Unit Summer Peak Savings (kW) | Technical Potential | 0 | 0 | 0 | 0 | 0 | 0 | 0 | 0 | 0 | 0 | 0 | 0 | 0 | 0 | 0 | 0 | 0 | 0 | 0 | 0 | 0 | 0 | 0 | 0 | 0 | 0 | 0
F3_Commercial_Interruptible - Health_Existing_Food Preparation_Natural Gas_Conveyor Oven_A_Technical Potential | F3 | Commercial | Interruptible - Health | Existing | Food Preparation | Natural Gas | Conveyor Oven | A | Integrated Unit Winter Peak Savings (kW) | Technical Potential | 0 | 0 | 0 | 0 | 0 | 0 | 0 | 0 | 0 | 0 | 0 | 0 | 0 | 0 | 0 | 0 | 0 | 0 | 0 | 0 | 0 | 0 | 0 | 0 | 0 | 0 | 0
F4_Commercial_Interruptible - Health_Existing_Food Preparation_Natural Gas_Conveyor Oven_A_Technical Potential | F4 | Commercial | Interruptible - Health | Existing | Food Preparation | Natural Gas | Conveyor Oven | A | Incremental Energy Savings (MWh or mTherms) | Technical Potential | 0 | 0 | 0 | 0 | 0 | 0.0023682 | 0.006631 | 0.01241 | 0.019401 | 0.027362 | 0.03373 | 0.038825 | 0.042901 | 0.046162 | 0.048771 | 0.050858 | 0.052527 | 0.042022 | 0.033618 | 0.026894 | 0.021515 | 0.017686 | 0.013107 | 0.0082308 | 0.00336 | 0 | 0
F5_Commercial_Interruptible - Health_Existing_Food Preparation_Natural Gas_Conveyor Oven_A_Technical Potential | F5 | Commercial | Interruptible - Health | Existing | Food Preparation | Natural Gas | Conveyor Oven | A | Incremental Summer Peak Savings (MW) | Technical Potential | 0 | 0 | 0 | 0 | 0 | 0 | 0 | 0 | 0 | 0 | 0 | 0 | 0 | 0 | 0 | 0 | 0 | 0 | 0 | 0 | 0 | 0 | 0 | 0 | 0 | 0 | 0
F6_Commercial_Interruptible - Health_Existing_Food Preparation_Natural Gas_Conveyor Oven_A_Technical Potential | F6 | Commercial | Interruptible - Health | Existing | Food Preparation | Natural Gas | Conveyor Oven | A | Incremental Winter Peak Savings (MW) | Technical Potential | 0 | 0 | 0 | 0 | 0 | 0 | 0 | 0 | 0 | 0 | 0 | 0 | 0 | 0 | 0 | 0 | 0 | 0 | 0 | 0 | 0 | 0 | 0 | 0 | 0 | 0 | 0
F7_Commercial_Interruptible - Health_Existing_Food Preparation_Natural Gas_Conveyor Oven_A_Technical Potential | F7 | Commercial | Interruptible - Health | Existing | Food Preparation | Natural Gas | Conveyor Oven | A | Cumulative Energy Savings (MWh or mTherms) | Technical Potential | 0 | 0 | 0 | 0 | 0 | 0.0023682 | 0.0089993 | 0.021409 | 0.040809 | 0.068171 | 0.1019 | 0.14073 | 0.18363 | 0.22979 | 0.27856 | 0.32942 | 0.38195 | 0.42397 | 0.45759 | 0.48448 | 0.506 | 0.52368 | 0.53679 | 0.54502 | 0.54838 | 0.54838 | 0.54838
F8_Commercial_Interruptible - Health_Existing_Food Preparation_Natural Gas_Conveyor Oven_A_Technical Potential | F8 | Commercial | Interruptible - Health | Existing | Food Preparation | Natural Gas | Conveyor Oven | A | Cumulative Summer Peak Savings (MW) | Technical Potential | 0 | 0 | 0 | 0 | 0 | 0 | 0 | 0 | 0 | 0 | 0 | 0 | 0 | 0 | 0 | 0 | 0 | 0 | 0 | 0 | 0 | 0 | 0 | 0 | 0 | 0 | 0
F9_Commercial_Interruptible - Health_Existing_Food Preparation_Natural Gas_Conveyor Oven_A_Technical Potential | F9 | Commercial | Interruptible - Health | Existing | Food Preparation | Natural Gas | Conveyor Oven | A | Cumulative Winter Peak Savings (MW) | Technical Potential | 0 | 0 | 0 | 0 | 0 | 0 | 0 | 0 | 0 | 0 | 0 | 0 | 0 | 0 | 0 | 0 | 0 | 0 | 0 | 0 | 0 | 0 | 0 | 0 | 0 | 0 | 0
F10_Commercial_Interruptible - Health_Existing_Food Preparation_Natural Gas_Conveyor Oven_A_Technical Potential | F10 | Commercial | Interruptible - Health | Existing | Food Preparation | Natural Gas | Conveyor Oven | A | Purchases (Incremental) | Technical Potential | 0 | 0 | 0 | 0 | 0 | 0.003422 | 0.0095815 | 0.017931 | 0.028033 | 0.039536 | 0.048739 | 0.056101 | 0.06199 | 0.066702 | 0.070472 | 0.073487 | 0.0759 | 0.06072 | 0.048576 | 0.038861 | 0.031088 | 0.025555 | 0.018938 | 0.011893 | 0.0048551 | 0 | 0
F11_Commercial_Interruptible - Health_Existing_Food Preparation_Natural Gas_Conveyor Oven_A_Technical Potential | F11 | Commercial | Interruptible - Health | Existing | Food Preparation | Natural Gas | Conveyor Oven | A | Purchases (Cumulative) | Technical Potential | 0 | 0 | 0 | 0 | 0 | 0.003422 | 0.013003 | 0.030935 | 0.058967 | 0.098503 | 0.14724 | 0.20334 | 0.26533 | 0.33204 | 0.40251 | 0.47599 | 0.55189 | 0.61261 | 0.66119 | 0.70005 | 0.73114 | 0.75669 | 0.77563 | 0.78752 | 0.79238 | 0.79238 | 0.79238
F1_Commercial_Interruptible - Health_Existing_Food Preparation_Natural Gas_Double Rack Oven_A_Technical Potential | F1 | Commercial | Interruptible - Health | Existing | Food Preparation | Natural Gas | Double Rack Oven | A | Integrated Unit Energy Savings (kWh or therms) | Technical Potential | 0 | 1621.62 | 1621.62 | 1621.62 | 1621.62 | 1621.62 | 1621.62 | 1621.62 | 1621.62 | 1621.62 | 1621.62 | 1621.62 | 1621.62 | 1621.62 | 1621.62 | 1621.62 | 1621.62 | 1621.62 | 1621.62 | 1621.62 | 1621.62 | 1621.62 | 1621.62 | 1621.62 | 1621.62 | 1621.62 | 1621.62
F2_Commercial_Interruptible - Health_Existing_Food Preparation_Natural Gas_Double Rack Oven_A_Technical Potential | F2 | Commercial | Interruptible - Health | Existing | Food Preparation | Natural Gas | Double Rack Oven | A | Integrated Unit Summer Peak Savings (kW) | Technical Potential | 0 | 0 | 0 | 0 | 0 | 0 | 0 | 0 | 0 | 0 | 0 | 0 | 0 | 0 | 0 | 0 | 0 | 0 | 0 | 0 | 0 | 0 | 0 | 0 | 0 | 0 | 0
F3_Commercial_Interruptible - Health_Existing_Food Preparation_Natural Gas_Double Rack Oven_A_Technical Potential | F3 | Commercial | Interruptible - Health | Existing | Food Preparation | Natural Gas | Double Rack Oven | A | Integrated Unit Winter Peak Savings (kW) | Technical Potential | 0 | 0 | 0 | 0 | 0 | 0 | 0 | 0 | 0 | 0 | 0 | 0 | 0 | 0 | 0 | 0 | 0 | 0 | 0 | 0 | 0 | 0 | 0 | 0 | 0 | 0 | 0
F4_Commercial_Interruptible - Health_Existing_Food Preparation_Natural Gas_Double Rack Oven_A_Technical Potential | F4 | Commercial | Interruptible - Health | Existing | Food Preparation | Natural Gas | Double Rack Oven | A | Incremental Energy Savings (MWh or mTherms) | Technical Potential | 0 | 0 | 0.053349 | 0.066627 | 0.078429 | 0.088921 | 0.098246 | 0.10654 | 0.1139 | 0.12045 | 0.11134 | 0.10489 | 0.10064 | 0.098174 | 0.043797 | 0.030642 | 0.019869 | 0.011111 | 0.0040549 | 0.0085982 | 0.0046922 | 0.00023664 | 0.010485 | 0.017417 | 0.021758 | 0.024101 | 0.024927
F5_Commercial_Interruptible - Health_Existing_Food Preparation_Natural Gas_Double Rack Oven_A_Technical Potential | F5 | Commercial | Interruptible - Health | Existing | Food Preparation | Natural Gas | Double Rack Oven | A | Incremental Summer Peak Savings (MW) | Technical Potential | 0 | 0 | 0 | 0 | 0 | 0 | 0 | 0 | 0 | 0 | 0 | 0 | 0 | 0 | 0 | 0 | 0 | 0 | 0 | 0 | 0 | 0 | 0 | 0 | 0 | 0 | 0
F6_Commercial_Interruptible - Health_Existing_Food Preparation_Natural Gas_Double Rack Oven_A_Technical Potential | F6 | Commercial | Interruptible - Health | Existing | Food Preparation | Natural Gas | Double Rack Oven | A | Incremental Winter Peak Savings (MW) | Technical Potential | 0 | 0 | 0 | 0 | 0 | 0 | 0 | 0 | 0 | 0 | 0 | 0 | 0 | 0 | 0 | 0 | 0 | 0 | 0 | 0 | 0 | 0 | 0 | 0 | 0 | 0 | 0
F7_Commercial_Interruptible - Health_Existing_Food Preparation_Natural Gas_Double Rack Oven_A_Technical Potential | F7 | Commercial | Interruptible - Health | Existing | Food Preparation | Natural Gas | Double Rack Oven | A | Cumulative Energy Savings (MWh or mTherms) | Technical Potential | 0 | 0 | 0.053349 | 0.11998 | 0.19841 | 0.28733 | 0.38557 | 0.49211 | 0.60601 | 0.72646 | 0.8378 | 0.9427 | 1.0433 | 1.1415 | 1.1853 | 1.216 | 1.2358 | 1.2469 | 1.251 | 1.2596 | 1.2643 | 1.2645 | 1.275 | 1.2924 | 1.3142 | 1.3383 | 1.3632
F8_Commercial_Interruptible - Health_Existing_Food Preparation_Natural Gas_Double Rack Oven_A_Technical Potential | F8 | Commercial | Interruptible - Health | Existing | Food Preparation | Natural Gas | Double Rack Oven | A | Cumulative Summer Peak Savings (MW) | Technical Potential | 0 | 0 | 0 | 0 | 0 | 0 | 0 | 0 | 0 | 0 | 0 | 0 | 0 | 0 | 0 | 0 | 0 | 0 | 0 | 0 | 0 | 0 | 0 | 0 | 0 | 0 | 0
F9_Commercial_Interruptible - Health_Existing_Food Preparation_Natural Gas_Double Rack Oven_A_Technical Potential | F9 | Commercial | Interruptible - Health | Existing | Food Preparation | Natural Gas | Double Rack Oven | A | Cumulative Winter Peak Savings (MW) | Technical Potential | 0 | 0 | 0 | 0 | 0 | 0 | 0 | 0 | 0 | 0 | 0 | 0 | 0 | 0 | 0 | 0 | 0 | 0 | 0 | 0 | 0 | 0 | 0 | 0 | 0 | 0 | 0
F10_Commercial_Interruptible - Health_Existing_Food Preparation_Natural Gas_Double Rack Oven_A_Technical Potential | F10 | Commercial | Interruptible - Health | Existing | Food Preparation | Natural Gas | Double Rack Oven | A | Purchases (Incremental) | Technical Potential | 0 | 0 | 0.032899 | 0.041087 | 0.048365 | 0.054834 | 0.060585 | 0.065697 | 0.070241 | 0.07428 | 0.068658 | 0.064685 | 0.062063 | 0.060541 | 0.027008 | 0.018896 | 0.012252 | 0.006852 | 0.0025005 | 0.0053022 | 0.0028935 | 0.00014593 | 0.0064659 | 0.010741 | 0.013418 | 0.014862 | 0.015372
F11_Commercial_Interruptible - Health_Existing_Food Preparation_Natural Gas_Double Rack Oven_A_Technical Potential | F11 | Commercial | Interruptible - Health | Existing | Food Preparation | Natural Gas | Double Rack Oven | A | Purchases (Cumulative) | Technical Potential | 0 | 0 | 0.032899 | 0.073985 | 0.12235 | 0.17718 | 0.23777 | 0.30347 | 0.37371 | 0.44799 | 0.51665 | 0.58133 | 0.64339 | 0.70393 | 0.73094 | 0.74984 | 0.76209 | 0.76894 | 0.77144 | 0.77675 | 0.77964 | 0.77978 | 0.78625 | 0.79699 | 0.81041 | 0.82527 | 0.84064
F1_Commercial_Interruptible - Health_Existing_Food Preparation_Natural Gas_Fryer_A_Technical Potential | F1 | Commercial | Interruptible - Health | Existing | Food Preparation | Natural Gas | Fryer | A | Integrated Unit Energy Savings (kWh or therms) | Technical Potential | 0 | 395.2691 | 395.2691 | 395.2691 | 395.2691 | 395.2691 | 395.2691 | 395.2691 | 395.2691 | 395.2691 | 395.2691 | 395.2691 | 395.2691 | 395.2691 | 395.2691 | 395.2691 | 395.2691 | 395.2691 | 395.2691 | 395.2691 | 395.2691 | 395.2691 | 395.2691 | 395.2691 | 395.2691 | 395.2691 | 395.2691
F2_Commercial_Interruptible - Health_Existing_Food Preparation_Natural Gas_Fryer_A_Technical Potential | F2 | Commercial | Interruptible - Health | Existing | Food Preparation | Natural Gas | Fryer | A | Integrated Unit Summer Peak Savings (kW) | Technical Potential | 0 | 0 | 0 | 0 | 0 | 0 | 0 | 0 | 0 | 0 | 0 | 0 | 0 | 0 | 0 | 0 | 0 | 0 | 0 | 0 | 0 | 0 | 0 | 0 | 0 | 0 | 0
F3_Commercial_Interruptible - Health_Existing_Food Preparation_Natural Gas_Fryer_A_Technical Potential | F3 | Commercial | Interruptible - Health | Existing | Food Preparation | Natural Gas | Fryer | A | Integrated Unit Winter Peak Savings (kW) | Technical Potential | 0 | 0 | 0 | 0 | 0 | 0 | 0 | 0 | 0 | 0 | 0 | 0 | 0 | 0 | 0 | 0 | 0 | 0 | 0 | 0 | 0 | 0 | 0 | 0 | 0 | 0 | 0
F4_Commercial_Interruptible - Health_Existing_Food Preparation_Natural Gas_Fryer_A_Technical Potential | F4 | Commercial | Interruptible - Health | Existing | Food Preparation | Natural Gas | Fryer | A | Incremental Energy Savings (MWh or mTherms) | Technical Potential | 0 | 0 | 3.0595 | 2.861 | 2.7023 | 2.5753 | 2.4737 | 2.3924 | 2.3273 | 2.5234 | 2.6306 | 0 | 0 | 0 | 0.91492 | 0.73194 | 0.58555 | 0.51805 | 0.24576 | 0.09341 | 0 | 0 | 0.18353 | 0 | 0 | 0 | 0.072758
F5_Commercial_Interruptible - Health_Existing_Food Preparation_Natural Gas_Fryer_A_Technical Potential | F5 | Commercial | Interruptible - Health | Existing | Food Preparation | Natural Gas | Fryer | A | Incremental Summer Peak Savings (MW) | Technical Potential | 0 | 0 | 0 | 0 | 0 | 0 | 0 | 0 | 0 | 0 | 0 | 0 | 0 | 0 | 0 | 0 | 0 | 0 | 0 | 0 | 0 | 0 | 0 | 0 | 0 | 0 | 0
F6_Commercial_Interruptible - Health_Existing_Food Preparation_Natural Gas_Fryer_A_Technical Potential | F6 | Commercial | Interruptible - Health | Existing | Food Preparation | Natural Gas | Fryer | A | Incremental Winter Peak Savings (MW) | Technical Potential | 0 | 0 | 0 | 0 | 0 | 0 | 0 | 0 | 0 | 0 | 0 | 0 | 0 | 0 | 0 | 0 | 0 | 0 | 0 | 0 | 0 | 0 | 0 | 0 | 0 | 0 | 0
F7_Commercial_Interruptible - Health_Existing_Food Preparation_Natural Gas_Fryer_A_Technical Potential | F7 | Commercial | Interruptible - Health | Existing | Food Preparation | Natural Gas | Fryer | A | Cumulative Energy Savings (MWh or mTherms) | Technical Potential | 0 | 0 | 3.0595 | 5.9205 | 8.6228 | 11.1981 | 13.6717 | 16.0641 | 18.3914 | 20.9148 | 23.5454 | 23.5454 | 23.5454 | 23.5454 | 24.4603 | 25.1922 | 25.7778 | 26.2959 | 26.5416 | 26.635 | 26.635 | 26.635 | 26.8185 | 26.8185 | 26.8185 | 26.8185 | 26.8913
F8_Commercial_Interruptible - Health_Existing_Food Preparation_Natural Gas_Fryer_A_Technical Potential | F8 | Commercial | Interruptible - Health | Existing | Food Preparation | Natural Gas | Fryer | A | Cumulative Summer Peak Savings (MW) | Technical Potential | 0 | 0 | 0 | 0 | 0 | 0 | 0 | 0 | 0 | 0 | 0 | 0 | 0 | 0 | 0 | 0 | 0 | 0 | 0 | 0 | 0 | 0 | 0 | 0 | 0 | 0 | 0
F9_Commercial_Interruptible - Health_Existing_Food Preparation_Natural Gas_Fryer_A_Technical Potential | F9 | Commercial | Interruptible - Health | Existing | Food Preparation | Natural Gas | Fryer | A | Cumulative Winter Peak Savings (MW) | Technical Potential | 0 | 0 | 0 | 0 | 0 | 0 | 0 | 0 | 0 | 0 | 0 | 0 | 0 | 0 | 0 | 0 | 0 | 0 | 0 | 0 | 0 | 0 | 0 | 0 | 0 | 0 | 0
F10_Commercial_Interruptible - Health_Existing_Food Preparation_Natural Gas_Fryer_A_Technical Potential | F10 | Commercial | Interruptible - Health | Existing | Food Preparation | Natural Gas | Fryer | A | Purchases (Incremental) | Technical Potential | 0 | 0 | 7.7403 | 7.2382 | 6.8365 | 6.5152 | 6.2581 | 6.0525 | 5.888 | 6.384 | 6.6552 | 0 | 0 | 0 | 2.3147 | 1.8517 | 1.4814 | 1.3106 | 0.62175 | 0.23632 | 0 | 0 | 0.46431 | 0 | 0 | 0 | 0.18407
F11_Commercial_Interruptible - Health_Existing_Food Preparation_Natural Gas_Fryer_A_Technical Potential | F11 | Commercial | Interruptible - Health | Existing | Food Preparation | Natural Gas | Fryer | A | Purchases (Cumulative) | Technical Potential | 0 | 0 | 7.7403 | 14.9785 | 21.815 | 28.3302 | 34.5883 | 40.6408 | 46.5288 | 52.9128 | 59.568 | 59.568 | 59.568 | 59.568 | 61.8827 | 63.7344 | 65.2158 | 66.5265 | 67.1482 | 67.3845 | 67.3845 | 67.3845 | 67.8488 | 67.8488 | 67.8488 | 67.8488 | 68.0329
F1_Commercial_Interruptible - Health_Existing_Food Preparation_Natural Gas_Broiler_A_Technical Potential | F1 | Commercial | Interruptible - Health | Existing | Food Preparation | Natural Gas | Broiler | A | Integrated Unit Energy Savings (kWh or therms) | Technical Potential | 0 | 240.24 | 240.24 | 240.24 | 240.24 | 240.24 | 240.24 | 240.24 | 240.24 | 240.24 | 240.24 | 240.24 | 240.24 | 240.24 | 240.24 | 240.24 | 240.24 | 240.24 | 240.24 | 240.24 | 240.24 | 240.24 | 240.24 | 240.24 | 240.24 | 240.24 | 240.24
F2_Commercial_Interruptible - Health_Existing_Food Preparation_Natural Gas_Broiler_A_Technical Potential | F2 | Commercial | Interruptible - Health | Existing | Food Preparation | Natural Gas | Broiler | A | Integrated Unit Summer Peak Savings (kW) | Technical Potential | 0 | 0 | 0 | 0 | 0 | 0 | 0 | 0 | 0 | 0 | 0 | 0 | 0 | 0 | 0 | 0 | 0 | 0 | 0 | 0 | 0 | 0 | 0 | 0 | 0 | 0 | 0
F3_Commercial_Interruptible - Health_Existing_Food Preparation_Natural Gas_Broiler_A_Technical Potential | F3 | Commercial | Interruptible - Health | Existing | Food Preparation | Natural Gas | Broiler | A | Integrated Unit Winter Peak Savings (kW) | Technical Potential | 0 | 0 | 0 | 0 | 0 | 0 | 0 | 0 | 0 | 0 | 0 | 0 | 0 | 0 | 0 | 0 | 0 | 0 | 0 | 0 | 0 | 0 | 0 | 0 | 0 | 0 | 0
F4_Commercial_Interruptible - Health_Existing_Food Preparation_Natural Gas_Broiler_A_Technical Potential | F4 | Commercial | Interruptible - Health | Existing | Food Preparation | Natural Gas | Broiler | A | Incremental Energy Savings (MWh or mTherms) | Technical Potential | 0 | 0 | 0.3549 | 0.39338 | 0.42757 | 0.45797 | 0.48499 | 0.50901 | 0.53036 | 0.54934 | 0.52292 | 0.50425 | 0.49193 | 0.48478 | 0.1269 | 0.088782 | 0.057568 | 0.032195 | 0.011749 | 0.086603 | 0.068432 | 0.049429 | 0.073708 | 0.088979 | 0.097278 | 0.10026 | 0.099273
F5_Commercial_Interruptible - Health_Existing_Food Preparation_Natural Gas_Broiler_A_Technical Potential | F5 | Commercial | Interruptible - Health | Existing | Food Preparation | Natural Gas | Broiler | A | Incremental Summer Peak Savings (MW) | Technical Potential | 0 | 0 | 0 | 0 | 0 | 0 | 0 | 0 | 0 | 0 | 0 | 0 | 0 | 0 | 0 | 0 | 0 | 0 | 0 | 0 | 0 | 0 | 0 | 0 | 0 | 0 | 0
F6_Commercial_Interruptible - Health_Existing_Food Preparation_Natural Gas_Broiler_A_Technical Potential | F6 | Commercial | Interruptible - Health | Existing | Food Preparation | Natural Gas | Broiler | A | Incremental Winter Peak Savings (MW) | Technical Potential | 0 | 0 | 0 | 0 | 0 | 0 | 0 | 0 | 0 | 0 | 0 | 0 | 0 | 0 | 0 | 0 | 0 | 0 | 0 | 0 | 0 | 0 | 0 | 0 | 0 | 0 | 0
F7_Commercial_Interruptible - Health_Existing_Food Preparation_Natural Gas_Broiler_A_Technical Potential | F7 | Commercial | Interruptible - Health | Existing | Food Preparation | Natural Gas | Broiler | A | Cumulative Energy Savings (MWh or mTherms) | Technical Potential | 0 | 0 | 0.3549 | 0.74828 | 1.1759 | 1.6338 | 2.1188 | 2.6278 | 3.1582 | 3.7075 | 4.2304 | 4.7347 | 5.2266 | 5.7114 | 5.8383 | 5.9271 | 5.9847 | 6.0169 | 6.0286 | 6.1152 | 6.1836 | 6.2331 | 6.3068 | 6.3958 | 6.493 | 6.5933 | 6.6926
F8_Commercial_Interruptible - Health_Existing_Food Preparation_Natural Gas_Broiler_A_Technical Potential | F8 | Commercial | Interruptible - Health | Existing | Food Preparation | Natural Gas | Broiler | A | Cumulative Summer Peak Savings (MW) | Technical Potential | 0 | 0 | 0 | 0 | 0 | 0 | 0 | 0 | 0 | 0 | 0 | 0 | 0 | 0 | 0 | 0 | 0 | 0 | 0 | 0 | 0 | 0 | 0 | 0 | 0 | 0 | 0
F9_Commercial_Interruptible - Health_Existing_Food Preparation_Natural Gas_Broiler_A_Technical Potential | F9 | Commercial | Interruptible - Health | Existing | Food Preparation | Natural Gas | Broiler | A | Cumulative Winter Peak Savings (MW) | Technical Potential | 0 | 0 | 0 | 0 | 0 | 0 | 0 | 0 | 0 | 0 | 0 | 0 | 0 | 0 | 0 | 0 | 0 | 0 | 0 | 0 | 0 | 0 | 0 | 0 | 0 | 0 | 0
F10_Commercial_Interruptible - Health_Existing_Food Preparation_Natural Gas_Broiler_A_Technical Potential | F10 | Commercial | Interruptible - Health | Existing | Food Preparation | Natural Gas | Broiler | A | Purchases (Incremental) | Technical Potential | 0 | 0 | 1.4773 | 1.6374 | 1.7798 | 1.9063 | 2.0188 | 2.1188 | 2.2076 | 2.2866 | 2.1767 | 2.099 | 2.0477 | 2.0179 | 0.52822 | 0.36956 | 0.23963 | 0.13401 | 0.048905 | 0.36049 | 0.28485 | 0.20575 | 0.30681 | 0.37037 | 0.40492 | 0.41734 | 0.41323
F11_Commercial_Interruptible - Health_Existing_Food Preparation_Natural Gas_Broiler_A_Technical Potential | F11 | Commercial | Interruptible - Health | Existing | Food Preparation | Natural Gas | Broiler | A | Purchases (Cumulative) | Technical Potential | 0 | 0 | 1.4773 | 3.1147 | 4.8945 | 6.8008 | 8.8196 | 10.9383 | 13.146 | 15.4326 | 17.6092 | 19.7082 | 21.7559 | 23.7738 | 24.302 | 24.6716 | 24.9112 | 25.0452 | 25.0941 | 25.4546 | 25.7395 | 25.9452 | 26.252 | 26.6224 | 27.0273 | 27.4447 | 27.8579
F1_Commercial_Interruptible - Health_Existing_Food Preparation_Natural Gas_Griddle_A_Technical Potential | F1 | Commercial | Interruptible - Health | Existing | Food Preparation | Natural Gas | Griddle | A | Integrated Unit Energy Savings (kWh or therms) | Technical Potential | 0 | 167.9465 | 167.9465 | 167.9465 | 167.9465 | 167.9465 | 167.9465 | 167.9465 | 167.9465 | 167.9465 | 167.9465 | 167.9465 | 167.9465 | 167.9465 | 167.9465 | 167.9465 | 167.9465 | 167.9465 | 167.9465 | 167.9465 | 167.9465 | 167.9465 | 167.9465 | 167.9465 | 167.9465 | 167.9465 | 167.9465
F2_Commercial_Interruptible - Health_Existing_Food Preparation_Natural Gas_Griddle_A_Technical Potential | F2 | Commercial | Interruptible - Health | Existing | Food Preparation | Natural Gas | Griddle | A | Integrated Unit Summer Peak Savings (kW) | Technical Potential | 0 | 0 | 0 | 0 | 0 | 0 | 0 | 0 | 0 | 0 | 0 | 0 | 0 | 0 | 0 | 0 | 0 | 0 | 0 | 0 | 0 | 0 | 0 | 0 | 0 | 0 | 0
F3_Commercial_Interruptible - Health_Existing_Food Preparation_Natural Gas_Griddle_A_Technical Potential | F3 | Commercial | Interruptible - Health | Existing | Food Preparation | Natural Gas | Griddle | A | Integrated Unit Winter Peak Savings (kW) | Technical Potential | 0 | 0 | 0 | 0 | 0 | 0 | 0 | 0 | 0 | 0 | 0 | 0 | 0 | 0 | 0 | 0 | 0 | 0 | 0 | 0 | 0 | 0 | 0 | 0 | 0 | 0 | 0
F4_Commercial_Interruptible - Health_Existing_Food Preparation_Natural Gas_Griddle_A_Technical Potential | F4 | Commercial | Interruptible - Health | Existing | Food Preparation | Natural Gas | Griddle | A | Incremental Energy Savings (MWh or mTherms) | Technical Potential | 0 | 0 | 0.079376 | 0.08798 | 0.095628 | 0.10243 | 0.10847 | 0.11384 | 0.11862 | 0.12286 | 0.11695 | 0.11278 | 0.11002 | 0.10842 | 0.028382 | 0.019856 | 0.012875 | 0.0072004 | 0.0026277 | 0.019369 | 0.015305 | 0.011055 | 0.016485 | 0.0199 | 0.021757 | 0.022424 | 0.022203
F5_Commercial_Interruptible - Health_Existing_Food Preparation_Natural Gas_Griddle_A_Technical Potential | F5 | Commercial | Interruptible - Health | Existing | Food Preparation | Natural Gas | Griddle | A | Incremental Summer Peak Savings (MW) | Technical Potential | 0 | 0 | 0 | 0 | 0 | 0 | 0 | 0 | 0 | 0 | 0 | 0 | 0 | 0 | 0 | 0 | 0 | 0 | 0 | 0 | 0 | 0 | 0 | 0 | 0 | 0 | 0
F6_Commercial_Interruptible - Health_Existing_Food Preparation_Natural Gas_Griddle_A_Technical Potential | F6 | Commercial | Interruptible - Health | Existing | Food Preparation | Natural Gas | Griddle | A | Incremental Winter Peak Savings (MW) | Technical Potential | 0 | 0 | 0 | 0 | 0 | 0 | 0 | 0 | 0 | 0 | 0 | 0 | 0 | 0 | 0 | 0 | 0 | 0 | 0 | 0 | 0 | 0 | 0 | 0 | 0 | 0 | 0
F7_Commercial_Interruptible - Health_Existing_Food Preparation_Natural Gas_Griddle_A_Technical Potential | F7 | Commercial | Interruptible - Health | Existing | Food Preparation | Natural Gas | Griddle | A | Cumulative Energy Savings (MWh or mTherms) | Technical Potential | 0 | 0 | 0.079376 | 0.16736 | 0.26298 | 0.36541 | 0.47388 | 0.58772 | 0.70634 | 0.8292 | 0.94615 | 1.0589 | 1.169 | 1.2774 | 1.3058 | 1.3256 | 1.3385 | 1.3457 | 1.3483 | 1.3677 | 1.383 | 1.394 | 1.4105 | 1.4304 | 1.4522 | 1.4746 | 1.4968
F8_Commercial_Interruptible - Health_Existing_Food Preparation_Natural Gas_Griddle_A_Technical Potential | F8 | Commercial | Interruptible - Health | Existing | Food Preparation | Natural Gas | Griddle | A | Cumulative Summer Peak Savings (MW) | Technical Potential | 0 | 0 | 0 | 0 | 0 | 0 | 0 | 0 | 0 | 0 | 0 | 0 | 0 | 0 | 0 | 0 | 0 | 0 | 0 | 0 | 0 | 0 | 0 | 0 | 0 | 0 | 0
F9_Commercial_Interruptible - Health_Existing_Food Preparation_Natural Gas_Griddle_A_Technical Potential | F9 | Commercial | Interruptible - Health | Existing | Food Preparation | Natural Gas | Griddle | A | Cumulative Winter Peak Savings (MW) | Technical Potential | 0 | 0 | 0 | 0 | 0 | 0 | 0 | 0 | 0 | 0 | 0 | 0 | 0 | 0 | 0 | 0 | 0 | 0 | 0 | 0 | 0 | 0 | 0 | 0 | 0 | 0 | 0
F10_Commercial_Interruptible - Health_Existing_Food Preparation_Natural Gas_Griddle_A_Technical Potential | F10 | Commercial | Interruptible - Health | Existing | Food Preparation | Natural Gas | Griddle | A | Purchases (Incremental) | Technical Potential | 0 | 0 | 0.47262 | 0.52386 | 0.5694 | 0.60988 | 0.64586 | 0.67785 | 0.70628 | 0.73155 | 0.69637 | 0.67151 | 0.65511 | 0.64558 | 0.16899 | 0.11823 | 0.076663 | 0.042873 | 0.015646 | 0.11533 | 0.09113 | 0.065824 | 0.098156 | 0.11849 | 0.12954 | 0.13352 | 0.1322
F11_Commercial_Interruptible - Health_Existing_Food Preparation_Natural Gas_Griddle_A_Technical Potential | F11 | Commercial | Interruptible - Health | Existing | Food Preparation | Natural Gas | Griddle | A | Purchases (Cumulative) | Technical Potential | 0 | 0 | 0.47262 | 0.99648 | 1.5659 | 2.1758 | 2.8216 | 3.4995 | 4.2057 | 4.9373 | 5.6337 | 6.3052 | 6.9603 | 7.6059 | 7.7749 | 7.8931 | 7.9698 | 8.0126 | 8.0283 | 8.1436 | 8.2347 | 8.3006 | 8.3987 | 8.5172 | 8.6467 | 8.7803 | 8.9125
F1_Commercial_Interruptible - Health_Existing_Food Preparation_Natural Gas_Range_A_Technical Potential | F1 | Commercial | Interruptible - Health | Existing | Food Preparation | Natural Gas | Range | A | Integrated Unit Energy Savings (kWh or therms) | Technical Potential | 0 | 171.4286 | 171.4286 | 171.4286 | 171.4286 | 171.4286 | 171.4286 | 171.4286 | 171.4286 | 171.4286 | 171.4286 | 171.4286 | 171.4286 | 171.4286 | 171.4286 | 171.4286 | 171.4286 | 171.4286 | 171.4286 | 171.4286 | 171.4286 | 171.4286 | 171.4286 | 171.4286 | 171.4286 | 171.4286 | 171.4286
F2_Commercial_Interruptible - Health_Existing_Food Preparation_Natural Gas_Range_A_Technical Potential | F2 | Commercial | Interruptible - Health | Existing | Food Preparation | Natural Gas | Range | A | Integrated Unit Summer Peak Savings (kW) | Technical Potential | 0 | 0 | 0 | 0 | 0 | 0 | 0 | 0 | 0 | 0 | 0 | 0 | 0 | 0 | 0 | 0 | 0 | 0 | 0 | 0 | 0 | 0 | 0 | 0 | 0 | 0 | 0
F3_Commercial_Interruptible - Health_Existing_Food Preparation_Natural Gas_Range_A_Technical Potential | F3 | Commercial | Interruptible - Health | Existing | Food Preparation | Natural Gas | Range | A | Integrated Unit Winter Peak Savings (kW) | Technical Potential | 0 | 0 | 0 | 0 | 0 | 0 | 0 | 0 | 0 | 0 | 0 | 0 | 0 | 0 | 0 | 0 | 0 | 0 | 0 | 0 | 0 | 0 | 0 | 0 | 0 | 0 | 0
F4_Commercial_Interruptible - Health_Existing_Food Preparation_Natural Gas_Range_A_Technical Potential | F4 | Commercial | Interruptible - Health | Existing | Food Preparation | Natural Gas | Range | A | Incremental Energy Savings (MWh or mTherms) | Technical Potential | 0 | 0 | 0.50942 | 0.60347 | 0.67871 | 0.7389 | 0.78705 | 0.82557 | 0.85639 | 0.88104 | 0.7832 | 0.72845 | 0.19403 | 0.095035 | 0.027876 | 0.086503 | 0.069203 | 0.055362 | 0.04429 | 0.01192 | 0.089476 | 0.12049 | 0.12347 | 0.11082 | 0.080307 | 0 | 0
F5_Commercial_Interruptible - Health_Existing_Food Preparation_Natural Gas_Range_A_Technical Potential | F5 | Commercial | Interruptible - Health | Existing | Food Preparation | Natural Gas | Range | A | Incremental Summer Peak Savings (MW) | Technical Potential | 0 | 0 | 0 | 0 | 0 | 0 | 0 | 0 | 0 | 0 | 0 | 0 | 0 | 0 | 0 | 0 | 0 | 0 | 0 | 0 | 0 | 0 | 0 | 0 | 0 | 0 | 0
F6_Commercial_Interruptible - Health_Existing_Food Preparation_Natural Gas_Range_A_Technical Potential | F6 | Commercial | Interruptible - Health | Existing | Food Preparation | Natural Gas | Range | A | Incremental Winter Peak Savings (MW) | Technical Potential | 0 | 0 | 0 | 0 | 0 | 0 | 0 | 0 | 0 | 0 | 0 | 0 | 0 | 0 | 0 | 0 | 0 | 0 | 0 | 0 | 0 | 0 | 0 | 0 | 0 | 0 | 0
F7_Commercial_Interruptible - Health_Existing_Food Preparation_Natural Gas_Range_A_Technical Potential | F7 | Commercial | Interruptible - Health | Existing | Food Preparation | Natural Gas | Range | A | Cumulative Energy Savings (MWh or mTherms) | Technical Potential | 0 | 0 | 0.50942 | 1.1129 | 1.7916 | 2.5305 | 3.3175 | 4.1431 | 4.9995 | 5.8805 | 6.6637 | 7.3922 | 7.5862 | 7.6813 | 7.7091 | 7.7956 | 7.8648 | 7.9202 | 7.9645 | 7.9764 | 8.0659 | 8.1864 | 8.3098 | 8.4207 | 8.501 | 8.501 | 8.501
F8_Commercial_Interruptible - Health_Existing_Food Preparation_Natural Gas_Range_A_Technical Potential | F8 | Commercial | Interruptible - Health | Existing | Food Preparation | Natural Gas | Range | A | Cumulative Summer Peak Savings (MW) | Technical Potential | 0 | 0 | 0 | 0 | 0 | 0 | 0 | 0 | 0 | 0 | 0 | 0 | 0 | 0 | 0 | 0 | 0 | 0 | 0 | 0 | 0 | 0 | 0 | 0 | 0 | 0 | 0
F9_Commercial_Interruptible - Health_Existing_Food Preparation_Natural Gas_Range_A_Technical Potential | F9 | Commercial | Interruptible - Health | Existing | Food Preparation | Natural Gas | Range | A | Cumulative Winter Peak Savings (MW) | Technical Potential | 0 | 0 | 0 | 0 | 0 | 0 | 0 | 0 | 0 | 0 | 0 | 0 | 0 | 0 | 0 | 0 | 0 | 0 | 0 | 0 | 0 | 0 | 0 | 0 | 0 | 0 | 0
F10_Commercial_Interruptible - Health_Existing_Food Preparation_Natural Gas_Range_A_Technical Potential | F10 | Commercial | Interruptible - Health | Existing | Food Preparation | Natural Gas | Range | A | Purchases (Incremental) | Technical Potential | 0 | 0 | 2.9716 | 3.5202 | 3.9591 | 4.3102 | 4.5911 | 4.8158 | 4.9956 | 5.1394 | 4.5687 | 4.2493 | 1.1318 | 0.55437 | 0.16261 | 0.5046 | 0.40368 | 0.32295 | 0.25836 | 0.069534 | 0.52194 | 0.70283 | 0.72026 | 0.64643 | 0.46846 | 0 | 0
F11_Commercial_Interruptible - Health_Existing_Food Preparation_Natural Gas_Range_A_Technical Potential | F11 | Commercial | Interruptible - Health | Existing | Food Preparation | Natural Gas | Range | A | Purchases (Cumulative) | Technical Potential | 0 | 0 | 2.9716 | 6.4919 | 10.451 | 14.7612 | 19.3523 | 24.1681 | 29.1637 | 34.3031 | 38.8718 | 43.1211 | 44.2529 | 44.8073 | 44.9699 | 45.4745 | 45.8782 | 46.2012 | 46.4595 | 46.529 | 47.051 | 47.7538 | 48.4741 | 49.1205 | 49.589 | 49.589 | 49.589
F1_Commercial_Interruptible - Health_Existing_Food Preparation_Natural Gas_Steamer_A_Technical Potential | F1 | Commercial | Interruptible - Health | Existing | Food Preparation | Natural Gas | Steamer | A | Integrated Unit Energy Savings (kWh or therms) | Technical Potential | 0 | 1215.1419 | 1215.1419 | 1215.1419 | 1215.1419 | 1215.1419 | 1215.1419 | 1215.1419 | 1215.1419 | 1215.1419 | 1215.1419 | 1215.1419 | 1215.1419 | 1215.1419 | 1215.1419 | 1215.1419 | 1215.1419 | 1215.1419 | 1215.1419 | 1215.1419 | 1215.1419 | 1215.1419 | 1215.1419 | 1215.1419 | 1215.1419 | 1215.1419 | 1215.1419
F2_Commercial_Interruptible - Health_Existing_Food Preparation_Natural Gas_Steamer_A_Technical Potential | F2 | Commercial | Interruptible - Health | Existing | Food Preparation | Natural Gas | Steamer | A | Integrated Unit Summer Peak Savings (kW) | Technical Potential | 0 | 0 | 0 | 0 | 0 | 0 | 0 | 0 | 0 | 0 | 0 | 0 | 0 | 0 | 0 | 0 | 0 | 0 | 0 | 0 | 0 | 0 | 0 | 0 | 0 | 0 | 0
F3_Commercial_Interruptible - Health_Existing_Food Preparation_Natural Gas_Steamer_A_Technical Potential | F3 | Commercial | Interruptible - Health | Existing | Food Preparation | Natural Gas | Steamer | A | Integrated Unit Winter Peak Savings (kW) | Technical Potential | 0 | 0 | 0 | 0 | 0 | 0 | 0 | 0 | 0 | 0 | 0 | 0 | 0 | 0 | 0 | 0 | 0 | 0 | 0 | 0 | 0 | 0 | 0 | 0 | 0 | 0 | 0
F4_Commercial_Interruptible - Health_Existing_Food Preparation_Natural Gas_Steamer_A_Technical Potential | F4 | Commercial | Interruptible - Health | Existing | Food Preparation | Natural Gas | Steamer | A | Incremental Energy Savings (MWh or mTherms) | Technical Potential | 0 | 0 | 0.60397 | 0.58731 | 0.57398 | 0.56332 | 0.55479 | 0.54796 | 0.56333 | 0.57146 | 0 | 0 | 0 | 0.16924 | 0.13539 | 0.11248 | 0.075819 | 0.051992 | 0.0074521 | 0.014492 | 0.058 | 0 | 0 | 0 | 0.0028839 | 0.054481 | 0
F5_Commercial_Interruptible - Health_Existing_Food Preparation_Natural Gas_Steamer_A_Technical Potential | F5 | Commercial | Interruptible - Health | Existing | Food Preparation | Natural Gas | Steamer | A | Incremental Summer Peak Savings (MW) | Technical Potential | 0 | 0 | 0 | 0 | 0 | 0 | 0 | 0 | 0 | 0 | 0 | 0 | 0 | 0 | 0 | 0 | 0 | 0 | 0 | 0 | 0 | 0 | 0 | 0 | 0 | 0 | 0
F6_Commercial_Interruptible - Health_Existing_Food Preparation_Natural Gas_Steamer_A_Technical Potential | F6 | Commercial | Interruptible - Health | Existing | Food Preparation | Natural Gas | Steamer | A | Incremental Winter Peak Savings (MW) | Technical Potential | 0 | 0 | 0 | 0 | 0 | 0 | 0 | 0 | 0 | 0 | 0 | 0 | 0 | 0 | 0 | 0 | 0 | 0 | 0 | 0 | 0 | 0 | 0 | 0 | 0 | 0 | 0
F7_Commercial_Interruptible - Health_Existing_Food Preparation_Natural Gas_Steamer_A_Technical Potential | F7 | Commercial | Interruptible - Health | Existing | Food Preparation | Natural Gas | Steamer | A | Cumulative Energy Savings (MWh or mTherms) | Technical Potential | 0 | 0 | 0.60397 | 1.1913 | 1.7653 | 2.3286 | 2.8834 | 3.4313 | 3.9946 | 4.5661 | 4.5661 | 4.5661 | 4.5661 | 4.7353 | 4.8707 | 4.9832 | 5.059 | 5.111 | 5.1185 | 5.133 | 5.191 | 5.191 | 5.191 | 5.191 | 5.1938 | 5.2483 | 5.2483
F8_Commercial_Interruptible - Health_Existing_Food Preparation_Natural Gas_Steamer_A_Technical Potential | F8 | Commercial | Interruptible - Health | Existing | Food Preparation | Natural Gas | Steamer | A | Cumulative Summer Peak Savings (MW) | Technical Potential | 0 | 0 | 0 | 0 | 0 | 0 | 0 | 0 | 0 | 0 | 0 | 0 | 0 | 0 | 0 | 0 | 0 | 0 | 0 | 0 | 0 | 0 | 0 | 0 | 0 | 0 | 0
F9_Commercial_Interruptible - Health_Existing_Food Preparation_Natural Gas_Steamer_A_Technical Potential | F9 | Commercial | Interruptible - Health | Existing | Food Preparation | Natural Gas | Steamer | A | Cumulative Winter Peak Savings (MW) | Technical Potential | 0 | 0 | 0 | 0 | 0 | 0 | 0 | 0 | 0 | 0 | 0 | 0 | 0 | 0 | 0 | 0 | 0 | 0 | 0 | 0 | 0 | 0 | 0 | 0 | 0 | 0 | 0
F10_Commercial_Interruptible - Health_Existing_Food Preparation_Natural Gas_Steamer_A_Technical Potential | F10 | Commercial | Interruptible - Health | Existing | Food Preparation | Natural Gas | Steamer | A | Purchases (Incremental) | Technical Potential | 0 | 0 | 0.49704 | 0.48332 | 0.47236 | 0.46358 | 0.45656 | 0.45094 | 0.46359 | 0.47028 | 0 | 0 | 0 | 0.13927 | 0.11142 | 0.092562 | 0.062395 | 0.042786 | 0.0061327 | 0.011926 | 0.047731 | 0 | 0 | 0 | 0.0023733 | 0.044835 | 0
F11_Commercial_Interruptible - Health_Existing_Food Preparation_Natural Gas_Steamer_A_Technical Potential | F11 | Commercial | Interruptible - Health | Existing | Food Preparation | Natural Gas | Steamer | A | Purchases (Cumulative) | Technical Potential | 0 | 0 | 0.49704 | 0.98036 | 1.4527 | 1.9163 | 2.3729 | 2.8238 | 3.2874 | 3.7577 | 3.7577 | 3.7577 | 3.7577 | 3.8969 | 4.0084 | 4.1009 | 4.1633 | 4.2061 | 4.2122 | 4.2242 | 4.2719 | 4.2719 | 4.2719 | 4.2719 | 4.2743 | 4.3191 | 4.3191
F1_Commercial_Interruptible - Health_Existing_Food Preparation_Natural Gas_Commercial Food Prep Other_A_Technical Potential | F1 | Commercial | Interruptible - Health | Existing | Food Preparation | Natural Gas | Commercial Food Prep Other | A | Integrated Unit Energy Savings (kWh or therms) | Technical Potential | 0 | 0 | 0 | 0 | 0 | 0 | 0 | 0 | 0 | 0 | 0 | 0 | 0 | 0 | 0 | 0 | 0 | 0 | 0 | 0 | 0 | 0 | 0 | 0 | 0 | 0 | 0
F2_Commercial_Interruptible - Health_Existing_Food Preparation_Natural Gas_Commercial Food Prep Other_A_Technical Potential | F2 | Commercial | Interruptible - Health | Existing | Food Preparation | Natural Gas | Commercial Food Prep Other | A | Integrated Unit Summer Peak Savings (kW) | Technical Potential | 0 | 0 | 0 | 0 | 0 | 0 | 0 | 0 | 0 | 0 | 0 | 0 | 0 | 0 | 0 | 0 | 0 | 0 | 0 | 0 | 0 | 0 | 0 | 0 | 0 | 0 | 0
F3_Commercial_Interruptible - Health_Existing_Food Preparation_Natural Gas_Commercial Food Prep Other_A_Technical Potential | F3 | Commercial | Interruptible - Health | Existing | Food Preparation | Natural Gas | Commercial Food Prep Other | A | Integrated Unit Winter Peak Savings (kW) | Technical Potential | 0 | 0 | 0 | 0 | 0 | 0 | 0 | 0 | 0 | 0 | 0 | 0 | 0 | 0 | 0 | 0 | 0 | 0 | 0 | 0 | 0 | 0 | 0 | 0 | 0 | 0 | 0
F4_Commercial_Interruptible - Health_Existing_Food Preparation_Natural Gas_Commercial Food Prep Other_A_Technical Potential | F4 | Commercial | Interruptible - Health | Existing | Food Preparation | Natural Gas | Commercial Food Prep Other | A | Incremental Energy Savings (MWh or mTherms) | Technical Potential | 0 | 0 | 0 | 0 | 0 | 0 | 0 | 0 | 0 | 0 | 0 | 0 | 0 | 0 | 0 | 0 | 0 | 0 | 0 | 0 | 0 | 0 | 0 | 0 | 0 | 0 | 0
F5_Commercial_Interruptible - Health_Existing_Food Preparation_Natural Gas_Commercial Food Prep Other_A_Technical Potential | F5 | Commercial | Interruptible - Health | Existing | Food Preparation | Natural Gas | Commercial Food Prep Other | A | Incremental Summer Peak Savings (MW) | Technical Potential | 0 | 0 | 0 | 0 | 0 | 0 | 0 | 0 | 0 | 0 | 0 | 0 | 0 | 0 | 0 | 0 | 0 | 0 | 0 | 0 | 0 | 0 | 0 | 0 | 0 | 0 | 0
F6_Commercial_Interruptible - Health_Existing_Food Preparation_Natural Gas_Commercial Food Prep Other_A_Technical Potential | F6 | Commercial | Interruptible - Health | Existing | Food Preparation | Natural Gas | Commercial Food Prep Other | A | Incremental Winter Peak Savings (MW) | Technical Potential | 0 | 0 | 0 | 0 | 0 | 0 | 0 | 0 | 0 | 0 | 0 | 0 | 0 | 0 | 0 | 0 | 0 | 0 | 0 | 0 | 0 | 0 | 0 | 0 | 0 | 0 | 0
F7_Commercial_Interruptible - Health_Existing_Food Preparation_Natural Gas_Commercial Food Prep Other_A_Technical Potential | F7 | Commercial | Interruptible - Health | Existing | Food Preparation | Natural Gas | Commercial Food Prep Other | A | Cumulative Energy Savings (MWh or mTherms) | Technical Potential | 0 | 0 | 0 | 0 | 0 | 0 | 0 | 0 | 0 | 0 | 0 | 0 | 0 | 0 | 0 | 0 | 0 | 0 | 0 | 0 | 0 | 0 | 0 | 0 | 0 | 0 | 0
F8_Commercial_Interruptible - Health_Existing_Food Preparation_Natural Gas_Commercial Food Prep Other_A_Technical Potential | F8 | Commercial | Interruptible - Health | Existing | Food Preparation | Natural Gas | Commercial Food Prep Other | A | Cumulative Summer Peak Savings (MW) | Technical Potential | 0 | 0 | 0 | 0 | 0 | 0 | 0 | 0 | 0 | 0 | 0 | 0 | 0 | 0 | 0 | 0 | 0 | 0 | 0 | 0 | 0 | 0 | 0 | 0 | 0 | 0 | 0
F9_Commercial_Interruptible - Health_Existing_Food Preparation_Natural Gas_Commercial Food Prep Other_A_Technical Potential | F9 | Commercial | Interruptible - Health | Existing | Food Preparation | Natural Gas | Commercial Food Prep Other | A | Cumulative Winter Peak Savings (MW) | Technical Potential | 0 | 0 | 0 | 0 | 0 | 0 | 0 | 0 | 0 | 0 | 0 | 0 | 0 | 0 | 0 | 0 | 0 | 0 | 0 | 0 | 0 | 0 | 0 | 0 | 0 | 0 | 0
F10_Commercial_Interruptible - Health_Existing_Food Preparation_Natural Gas_Commercial Food Prep Other_A_Technical Potential | F10 | Commercial | Interruptible - Health | Existing | Food Preparation | Natural Gas | Commercial Food Prep Other | A | Purchases (Incremental) | Technical Potential | 0 | 0 | 0 | 0 | 0 | 0 | 0 | 0 | 0 | 0 | 0 | 0 | 0 | 0 | 0 | 0 | 0 | 0 | 0 | 0 | 0 | 0 | 0 | 0 | 0 | 0 | 0
F11_Commercial_Interruptible - Health_Existing_Food Preparation_Natural Gas_Commercial Food Prep Other_A_Technical Potential | F11 | Commercial | Interruptible - Health | Existing | Food Preparation | Natural Gas | Commercial Food Prep Other | A | Purchases (Cumulative) | Technical Potential | 0 | 0 | 0 | 0 | 0 | 0 | 0 | 0 | 0 | 0 | 0 | 0 | 0 | 0 | 0 | 0 | 0 | 0 | 0 | 0 | 0 | 0 | 0 | 0 | 0 | 0 | 0
F1_Commercial_Interruptible - Health_Existing_Miscellaneous_Natural Gas_Pool Heater_A_Technical Potential | F1 | Commercial | Interruptible - Health | Existing | Miscellaneous | Natural Gas | Pool Heater | A | Integrated Unit Energy Savings (kWh or therms) | Technical Potential | 0 | 0 | 0 | 0 | 0 | 0 | 0 | 0 | 0 | 0 | 0 | 0 | 0 | 0 | 0 | 0 | 0 | 0 | 0 | 0 | 0 | 0 | 0 | 0 | 0 | 0 | 0
F2_Commercial_Interruptible - Health_Existing_Miscellaneous_Natural Gas_Pool Heater_A_Technical Potential | F2 | Commercial | Interruptible - Health | Existing | Miscellaneous | Natural Gas | Pool Heater | A | Integrated Unit Summer Peak Savings (kW) | Technical Potential | 0 | 0 | 0 | 0 | 0 | 0 | 0 | 0 | 0 | 0 | 0 | 0 | 0 | 0 | 0 | 0 | 0 | 0 | 0 | 0 | 0 | 0 | 0 | 0 | 0 | 0 | 0
F3_Commercial_Interruptible - Health_Existing_Miscellaneous_Natural Gas_Pool Heater_A_Technical Potential | F3 | Commercial | Interruptible - Health | Existing | Miscellaneous | Natural Gas | Pool Heater | A | Integrated Unit Winter Peak Savings (kW) | Technical Potential | 0 | 0 | 0 | 0 | 0 | 0 | 0 | 0 | 0 | 0 | 0 | 0 | 0 | 0 | 0 | 0 | 0 | 0 | 0 | 0 | 0 | 0 | 0 | 0 | 0 | 0 | 0
F4_Commercial_Interruptible - Health_Existing_Miscellaneous_Natural Gas_Pool Heater_A_Technical Potential | F4 | Commercial | Interruptible - Health | Existing | Miscellaneous | Natural Gas | Pool Heater | A | Incremental Energy Savings (MWh or mTherms) | Technical Potential | 0 | 0 | 0 | 0 | 0 | 0 | 0 | 0 | 0 | 0 | 0 | 0 | 0 | 0 | 0 | 0 | 0 | 0 | 0 | 0 | 0 | 0 | 0 | 0 | 0 | 0 | 0
F5_Commercial_Interruptible - Health_Existing_Miscellaneous_Natural Gas_Pool Heater_A_Technical Potential | F5 | Commercial | Interruptible - Health | Existing | Miscellaneous | Natural Gas | Pool Heater | A | Incremental Summer Peak Savings (MW) | Technical Potential | 0 | 0 | 0 | 0 | 0 | 0 | 0 | 0 | 0 | 0 | 0 | 0 | 0 | 0 | 0 | 0 | 0 | 0 | 0 | 0 | 0 | 0 | 0 | 0 | 0 | 0 | 0
F6_Commercial_Interruptible - Health_Existing_Miscellaneous_Natural Gas_Pool Heater_A_Technical Potential | F6 | Commercial | Interruptible - Health | Existing | Miscellaneous | Natural Gas | Pool Heater | A | Incremental Winter Peak Savings (MW) | Technical Potential | 0 | 0 | 0 | 0 | 0 | 0 | 0 | 0 | 0 | 0 | 0 | 0 | 0 | 0 | 0 | 0 | 0 | 0 | 0 | 0 | 0 | 0 | 0 | 0 | 0 | 0 | 0
F7_Commercial_Interruptible - Health_Existing_Miscellaneous_Natural Gas_Pool Heater_A_Technical Potential | F7 | Commercial | Interruptible - Health | Existing | Miscellaneous | Natural Gas | Pool Heater | A | Cumulative Energy Savings (MWh or mTherms) | Technical Potential | 0 | 0 | 0 | 0 | 0 | 0 | 0 | 0 | 0 | 0 | 0 | 0 | 0 | 0 | 0 | 0 | 0 | 0 | 0 | 0 | 0 | 0 | 0 | 0 | 0 | 0 | 0
F8_Commercial_Interruptible - Health_Existing_Miscellaneous_Natural Gas_Pool Heater_A_Technical Potential | F8 | Commercial | Interruptible - Health | Existing | Miscellaneous | Natural Gas | Pool Heater | A | Cumulative Summer Peak Savings (MW) | Technical Potential | 0 | 0 | 0 | 0 | 0 | 0 | 0 | 0 | 0 | 0 | 0 | 0 | 0 | 0 | 0 | 0 | 0 | 0 | 0 | 0 | 0 | 0 | 0 | 0 | 0 | 0 | 0
F9_Commercial_Interruptible - Health_Existing_Miscellaneous_Natural Gas_Pool Heater_A_Technical Potential | F9 | Commercial | Interruptible - Health | Existing | Miscellaneous | Natural Gas | Pool Heater | A | Cumulative Winter Peak Savings (MW) | Technical Potential | 0 | 0 | 0 | 0 | 0 | 0 | 0 | 0 | 0 | 0 | 0 | 0 | 0 | 0 | 0 | 0 | 0 | 0 | 0 | 0 | 0 | 0 | 0 | 0 | 0 | 0 | 0
F10_Commercial_Interruptible - Health_Existing_Miscellaneous_Natural Gas_Pool Heater_A_Technical Potential | F10 | Commercial | Interruptible - Health | Existing | Miscellaneous | Natural Gas | Pool Heater | A | Purchases (Incremental) | Technical Potential | 0 | 0 | 0 | 0 | 0 | 0 | 0 | 0 | 0 | 0 | 0 | 0 | 0 | 0 | 0 | 0 | 0 | 0 | 0 | 0 | 0 | 0 | 0 | 0 | 0 | 0 | 0
F11_Commercial_Interruptible - Health_Existing_Miscellaneous_Natural Gas_Pool Heater_A_Technical Potential | F11 | Commercial | Interruptible - Health | Existing | Miscellaneous | Natural Gas | Pool Heater | A | Purchases (Cumulative) | Technical Potential | 0 | 0 | 0 | 0 | 0 | 0 | 0 | 0 | 0 | 0 | 0 | 0 | 0 | 0 | 0 | 0 | 0 | 0 | 0 | 0 | 0 | 0 | 0 | 0 | 0 | 0 | 0
F1_Commercial_Interruptible - Health_New_Space Heating_Natural Gas_Furnace_A_Technical Potential | F1 | Commercial | Interruptible - Health | New | Space Heating | Natural Gas | Furnace | A | Integrated Unit Energy Savings (kWh or therms) | Technical Potential | 0 | 0 | 0 | 0 | 0 | 0 | 0 | 0 | 0 | 0 | 0 | 0 | 0 | 0 | 0 | 0 | 0 | 0 | 0 | 0 | 0 | 0 | 0 | 0 | 0 | 0 | 0
F2_Commercial_Interruptible - Health_New_Space Heating_Natural Gas_Furnace_A_Technical Potential | F2 | Commercial | Interruptible - Health | New | Space Heating | Natural Gas | Furnace | A | Integrated Unit Summer Peak Savings (kW) | Technical Potential | 0 | 0 | 0 | 0 | 0 | 0 | 0 | 0 | 0 | 0 | 0 | 0 | 0 | 0 | 0 | 0 | 0 | 0 | 0 | 0 | 0 | 0 | 0 | 0 | 0 | 0 | 0
F3_Commercial_Interruptible - Health_New_Space Heating_Natural Gas_Furnace_A_Technical Potential | F3 | Commercial | Interruptible - Health | New | Space Heating | Natural Gas | Furnace | A | Integrated Unit Winter Peak Savings (kW) | Technical Potential | 0 | 0 | 0 | 0 | 0 | 0 | 0 | 0 | 0 | 0 | 0 | 0 | 0 | 0 | 0 | 0 | 0 | 0 | 0 | 0 | 0 | 0 | 0 | 0 | 0 | 0 | 0
F4_Commercial_Interruptible - Health_New_Space Heating_Natural Gas_Furnace_A_Technical Potential | F4 | Commercial | Interruptible - Health | New | Space Heating | Natural Gas | Furnace | A | Incremental Energy Savings (MWh or mTherms) | Technical Potential | 0 | 0 | 0 | 0 | 0 | 0 | 0 | 0 | 0 | 0 | 0 | 0 | 0 | 0 | 0 | 0 | 0 | 0 | 0 | 0 | 0 | 0 | 0 | 0 | 0 | 0 | 0
F5_Commercial_Interruptible - Health_New_Space Heating_Natural Gas_Furnace_A_Technical Potential | F5 | Commercial | Interruptible - Health | New | Space Heating | Natural Gas | Furnace | A | Incremental Summer Peak Savings (MW) | Technical Potential | 0 | 0 | 0 | 0 | 0 | 0 | 0 | 0 | 0 | 0 | 0 | 0 | 0 | 0 | 0 | 0 | 0 | 0 | 0 | 0 | 0 | 0 | 0 | 0 | 0 | 0 | 0
F6_Commercial_Interruptible - Health_New_Space Heating_Natural Gas_Furnace_A_Technical Potential | F6 | Commercial | Interruptible - Health | New | Space Heating | Natural Gas | Furnace | A | Incremental Winter Peak Savings (MW) | Technical Potential | 0 | 0 | 0 | 0 | 0 | 0 | 0 | 0 | 0 | 0 | 0 | 0 | 0 | 0 | 0 | 0 | 0 | 0 | 0 | 0 | 0 | 0 | 0 | 0 | 0 | 0 | 0
F7_Commercial_Interruptible - Health_New_Space Heating_Natural Gas_Furnace_A_Technical Potential | F7 | Commercial | Interruptible - Health | New | Space Heating | Natural Gas | Furnace | A | Cumulative Energy Savings (MWh or mTherms) | Technical Potential | 0 | 0 | 0 | 0 | 0 | 0 | 0 | 0 | 0 | 0 | 0 | 0 | 0 | 0 | 0 | 0 | 0 | 0 | 0 | 0 | 0 | 0 | 0 | 0 | 0 | 0 | 0
F8_Commercial_Interruptible - Health_New_Space Heating_Natural Gas_Furnace_A_Technical Potential | F8 | Commercial | Interruptible - Health | New | Space Heating | Natural Gas | Furnace | A | Cumulative Summer Peak Savings (MW) | Technical Potential | 0 | 0 | 0 | 0 | 0 | 0 | 0 | 0 | 0 | 0 | 0 | 0 | 0 | 0 | 0 | 0 | 0 | 0 | 0 | 0 | 0 | 0 | 0 | 0 | 0 | 0 | 0
F9_Commercial_Interruptible - Health_New_Space Heating_Natural Gas_Furnace_A_Technical Potential | F9 | Commercial | Interruptible - Health | New | Space Heating | Natural Gas | Furnace | A | Cumulative Winter Peak Savings (MW) | Technical Potential | 0 | 0 | 0 | 0 | 0 | 0 | 0 | 0 | 0 | 0 | 0 | 0 | 0 | 0 | 0 | 0 | 0 | 0 | 0 | 0 | 0 | 0 | 0 | 0 | 0 | 0 | 0
F10_Commercial_Interruptible - Health_New_Space Heating_Natural Gas_Furnace_A_Technical Potential | F10 | Commercial | Interruptible - Health | New | Space Heating | Natural Gas | Furnace | A | Purchases (Incremental) | Technical Potential | 0 | 0 | 0 | 0 | 0 | 0 | 0 | 0 | 0 | 0 | 0 | 0 | 0 | 0 | 0 | 0 | 0 | 0 | 0 | 0 | 0 | 0 | 0 | 0 | 0 | 0 | 0
F11_Commercial_Interruptible - Health_New_Space Heating_Natural Gas_Furnace_A_Technical Potential | F11 | Commercial | Interruptible - Health | New | Space Heating | Natural Gas | Furnace | A | Purchases (Cumulative) | Technical Potential | 0 | 0 | 0 | 0 | 0 | 0 | 0 | 0 | 0 | 0 | 0 | 0 | 0 | 0 | 0 | 0 | 0 | 0 | 0 | 0 | 0 | 0 | 0 | 0 | 0 | 0 | 0
F1_Commercial_Interruptible - Health_New_Space Heating_Natural Gas_Boiler_A_Technical Potential | F1 | Commercial | Interruptible - Health | New | Space Heating | Natural Gas | Boiler | A | Integrated Unit Energy Savings (kWh or therms) | Technical Potential | 0 | 0 | 0 | 0 | 0 | 0 | 0 | 0 | 0 | 0 | 0 | 0 | 0 | 0 | 0 | 0 | 0 | 0 | 0 | 0 | 0 | 0 | 0 | 0 | 0 | 0 | 0
F2_Commercial_Interruptible - Health_New_Space Heating_Natural Gas_Boiler_A_Technical Potential | F2 | Commercial | Interruptible - Health | New | Space Heating | Natural Gas | Boiler | A | Integrated Unit Summer Peak Savings (kW) | Technical Potential | 0 | 0 | 0 | 0 | 0 | 0 | 0 | 0 | 0 | 0 | 0 | 0 | 0 | 0 | 0 | 0 | 0 | 0 | 0 | 0 | 0 | 0 | 0 | 0 | 0 | 0 | 0
F3_Commercial_Interruptible - Health_New_Space Heating_Natural Gas_Boiler_A_Technical Potential | F3 | Commercial | Interruptible - Health | New | Space Heating | Natural Gas | Boiler | A | Integrated Unit Winter Peak Savings (kW) | Technical Potential | 0 | 0 | 0 | 0 | 0 | 0 | 0 | 0 | 0 | 0 | 0 | 0 | 0 | 0 | 0 | 0 | 0 | 0 | 0 | 0 | 0 | 0 | 0 | 0 | 0 | 0 | 0
F4_Commercial_Interruptible - Health_New_Space Heating_Natural Gas_Boiler_A_Technical Potential | F4 | Commercial | Interruptible - Health | New | Space Heating | Natural Gas | Boiler | A | Incremental Energy Savings (MWh or mTherms) | Technical Potential | 0 | 0 | 0 | 0 | 0 | 0 | 0 | 0 | 0 | 0 | 0 | 0 | 0 | 0 | 0 | 0 | 0 | 0 | 0 | 0 | 0 | 0 | 0 | 0 | 0 | 0 | 0
F5_Commercial_Interruptible - Health_New_Space Heating_Natural Gas_Boiler_A_Technical Potential | F5 | Commercial | Interruptible - Health | New | Space Heating | Natural Gas | Boiler | A | Incremental Summer Peak Savings (MW) | Technical Potential | 0 | 0 | 0 | 0 | 0 | 0 | 0 | 0 | 0 | 0 | 0 | 0 | 0 | 0 | 0 | 0 | 0 | 0 | 0 | 0 | 0 | 0 | 0 | 0 | 0 | 0 | 0
F6_Commercial_Interruptible - Health_New_Space Heating_Natural Gas_Boiler_A_Technical Potential | F6 | Commercial | Interruptible - Health | New | Space Heating | Natural Gas | Boiler | A | Incremental Winter Peak Savings (MW) | Technical Potential | 0 | 0 | 0 | 0 | 0 | 0 | 0 | 0 | 0 | 0 | 0 | 0 | 0 | 0 | 0 | 0 | 0 | 0 | 0 | 0 | 0 | 0 | 0 | 0 | 0 | 0 | 0
F7_Commercial_Interruptible - Health_New_Space Heating_Natural Gas_Boiler_A_Technical Potential | F7 | Commercial | Interruptible - Health | New | Space Heating | Natural Gas | Boiler | A | Cumulative Energy Savings (MWh or mTherms) | Technical Potential | 0 | 0 | 0 | 0 | 0 | 0 | 0 | 0 | 0 | 0 | 0 | 0 | 0 | 0 | 0 | 0 | 0 | 0 | 0 | 0 | 0 | 0 | 0 | 0 | 0 | 0 | 0
F8_Commercial_Interruptible - Health_New_Space Heating_Natural Gas_Boiler_A_Technical Potential | F8 | Commercial | Interruptible - Health | New | Space Heating | Natural Gas | Boiler | A | Cumulative Summer Peak Savings (MW) | Technical Potential | 0 | 0 | 0 | 0 | 0 | 0 | 0 | 0 | 0 | 0 | 0 | 0 | 0 | 0 | 0 | 0 | 0 | 0 | 0 | 0 | 0 | 0 | 0 | 0 | 0 | 0 | 0
F9_Commercial_Interruptible - Health_New_Space Heating_Natural Gas_Boiler_A_Technical Potential | F9 | Commercial | Interruptible - Health | New | Space Heating | Natural Gas | Boiler | A | Cumulative Winter Peak Savings (MW) | Technical Potential | 0 | 0 | 0 | 0 | 0 | 0 | 0 | 0 | 0 | 0 | 0 | 0 | 0 | 0 | 0 | 0 | 0 | 0 | 0 | 0 | 0 | 0 | 0 | 0 | 0 | 0 | 0
F10_Commercial_Interruptible - Health_New_Space Heating_Natural Gas_Boiler_A_Technical Potential | F10 | Commercial | Interruptible - Health | New | Space Heating | Natural Gas | Boiler | A | Purchases (Incremental) | Technical Potential | 0 | 0 | 0 | 0 | 0 | 0 | 0 | 0 | 0 | 0 | 0 | 0 | 0 | 0 | 0 | 0 | 0 | 0 | 0 | 0 | 0 | 0 | 0 | 0 | 0 | 0 | 0
F11_Commercial_Interruptible - Health_New_Space Heating_Natural Gas_Boiler_A_Technical Potential | F11 | Commercial | Interruptible - Health | New | Space Heating | Natural Gas | Boiler | A | Purchases (Cumulative) | Technical Potential | 0 | 0 | 0 | 0 | 0 | 0 | 0 | 0 | 0 | 0 | 0 | 0 | 0 | 0 | 0 | 0 | 0 | 0 | 0 | 0 | 0 | 0 | 0 | 0 | 0 | 0 | 0
F1_Commercial_Interruptible - Health_New_Space Heating_Natural Gas_Unit Heater_A_Technical Potential | F1 | Commercial | Interruptible - Health | New | Space Heating | Natural Gas | Unit Heater | A | Integrated Unit Energy Savings (kWh or therms) | Technical Potential | 0 | 0 | 0 | 0 | 0 | 0 | 0 | 0 | 0 | 0 | 0 | 0 | 0 | 0 | 0 | 0 | 0 | 0 | 0 | 0 | 0 | 0 | 0 | 0 | 0 | 0 | 0
F2_Commercial_Interruptible - Health_New_Space Heating_Natural Gas_Unit Heater_A_Technical Potential | F2 | Commercial | Interruptible - Health | New | Space Heating | Natural Gas | Unit Heater | A | Integrated Unit Summer Peak Savings (kW) | Technical Potential | 0 | 0 | 0 | 0 | 0 | 0 | 0 | 0 | 0 | 0 | 0 | 0 | 0 | 0 | 0 | 0 | 0 | 0 | 0 | 0 | 0 | 0 | 0 | 0 | 0 | 0 | 0
F3_Commercial_Interruptible - Health_New_Space Heating_Natural Gas_Unit Heater_A_Technical Potential | F3 | Commercial | Interruptible - Health | New | Space Heating | Natural Gas | Unit Heater | A | Integrated Unit Winter Peak Savings (kW) | Technical Potential | 0 | 0 | 0 | 0 | 0 | 0 | 0 | 0 | 0 | 0 | 0 | 0 | 0 | 0 | 0 | 0 | 0 | 0 | 0 | 0 | 0 | 0 | 0 | 0 | 0 | 0 | 0
F4_Commercial_Interruptible - Health_New_Space Heating_Natural Gas_Unit Heater_A_Technical Potential | F4 | Commercial | Interruptible - Health | New | Space Heating | Natural Gas | Unit Heater | A | Incremental Energy Savings (MWh or mTherms) | Technical Potential | 0 | 0 | 0 | 0 | 0 | 0 | 0 | 0 | 0 | 0 | 0 | 0 | 0 | 0 | 0 | 0 | 0 | 0 | 0 | 0 | 0 | 0 | 0 | 0 | 0 | 0 | 0
F5_Commercial_Interruptible - Health_New_Space Heating_Natural Gas_Unit Heater_A_Technical Potential | F5 | Commercial | Interruptible - Health | New | Space Heating | Natural Gas | Unit Heater | A | Incremental Summer Peak Savings (MW) | Technical Potential | 0 | 0 | 0 | 0 | 0 | 0 | 0 | 0 | 0 | 0 | 0 | 0 | 0 | 0 | 0 | 0 | 0 | 0 | 0 | 0 | 0 | 0 | 0 | 0 | 0 | 0 | 0
F6_Commercial_Interruptible - Health_New_Space Heating_Natural Gas_Unit Heater_A_Technical Potential | F6 | Commercial | Interruptible - Health | New | Space Heating | Natural Gas | Unit Heater | A | Incremental Winter Peak Savings (MW) | Technical Potential | 0 | 0 | 0 | 0 | 0 | 0 | 0 | 0 | 0 | 0 | 0 | 0 | 0 | 0 | 0 | 0 | 0 | 0 | 0 | 0 | 0 | 0 | 0 | 0 | 0 | 0 | 0
F7_Commercial_Interruptible - Health_New_Space Heating_Natural Gas_Unit Heater_A_Technical Potential | F7 | Commercial | Interruptible - Health | New | Space Heating | Natural Gas | Unit Heater | A | Cumulative Energy Savings (MWh or mTherms) | Technical Potential | 0 | 0 | 0 | 0 | 0 | 0 | 0 | 0 | 0 | 0 | 0 | 0 | 0 | 0 | 0 | 0 | 0 | 0 | 0 | 0 | 0 | 0 | 0 | 0 | 0 | 0 | 0
F8_Commercial_Interruptible - Health_New_Space Heating_Natural Gas_Unit Heater_A_Technical Potential | F8 | Commercial | Interruptible - Health | New | Space Heating | Natural Gas | Unit Heater | A | Cumulative Summer Peak Savings (MW) | Technical Potential | 0 | 0 | 0 | 0 | 0 | 0 | 0 | 0 | 0 | 0 | 0 | 0 | 0 | 0 | 0 | 0 | 0 | 0 | 0 | 0 | 0 | 0 | 0 | 0 | 0 | 0 | 0
F9_Commercial_Interruptible - Health_New_Space Heating_Natural Gas_Unit Heater_A_Technical Potential | F9 | Commercial | Interruptible - Health | New | Space Heating | Natural Gas | Unit Heater | A | Cumulative Winter Peak Savings (MW) | Technical Potential | 0 | 0 | 0 | 0 | 0 | 0 | 0 | 0 | 0 | 0 | 0 | 0 | 0 | 0 | 0 | 0 | 0 | 0 | 0 | 0 | 0 | 0 | 0 | 0 | 0 | 0 | 0
F10_Commercial_Interruptible - Health_New_Space Heating_Natural Gas_Unit Heater_A_Technical Potential | F10 | Commercial | Interruptible - Health | New | Space Heating | Natural Gas | Unit Heater | A | Purchases (Incremental) | Technical Potential | 0 | 0 | 0 | 0 | 0 | 0 | 0 | 0 | 0 | 0 | 0 | 0 | 0 | 0 | 0 | 0 | 0 | 0 | 0 | 0 | 0 | 0 | 0 | 0 | 0 | 0 | 0
F11_Commercial_Interruptible - Health_New_Space Heating_Natural Gas_Unit Heater_A_Technical Potential | F11 | Commercial | Interruptible - Health | New | Space Heating | Natural Gas | Unit Heater | A | Purchases (Cumulative) | Technical Potential | 0 | 0 | 0 | 0 | 0 | 0 | 0 | 0 | 0 | 0 | 0 | 0 | 0 | 0 | 0 | 0 | 0 | 0 | 0 | 0 | 0 | 0 | 0 | 0 | 0 | 0 | 0
F1_Commercial_Interruptible - Health_New_Water Heating_Natural Gas_Water Heater_A_Technical Potential | F1 | Commercial | Interruptible - Health | New | Water Heating | Natural Gas | Water Heater | A | Integrated Unit Energy Savings (kWh or therms) | Technical Potential | 0 | 0 | 0 | 0 | 0 | 0 | 0 | 0 | 0 | 0 | 0 | 0 | 0 | 0 | 0 | 0 | 0 | 0 | 0 | 0 | 0 | 0 | 0 | 0 | 0 | 0 | 0
F2_Commercial_Interruptible - Health_New_Water Heating_Natural Gas_Water Heater_A_Technical Potential | F2 | Commercial | Interruptible - Health | New | Water Heating | Natural Gas | Water Heater | A | Integrated Unit Summer Peak Savings (kW) | Technical Potential | 0 | 0 | 0 | 0 | 0 | 0 | 0 | 0 | 0 | 0 | 0 | 0 | 0 | 0 | 0 | 0 | 0 | 0 | 0 | 0 | 0 | 0 | 0 | 0 | 0 | 0 | 0
F3_Commercial_Interruptible - Health_New_Water Heating_Natural Gas_Water Heater_A_Technical Potential | F3 | Commercial | Interruptible - Health | New | Water Heating | Natural Gas | Water Heater | A | Integrated Unit Winter Peak Savings (kW) | Technical Potential | 0 | 0 | 0 | 0 | 0 | 0 | 0 | 0 | 0 | 0 | 0 | 0 | 0 | 0 | 0 | 0 | 0 | 0 | 0 | 0 | 0 | 0 | 0 | 0 | 0 | 0 | 0
F4_Commercial_Interruptible - Health_New_Water Heating_Natural Gas_Water Heater_A_Technical Potential | F4 | Commercial | Interruptible - Health | New | Water Heating | Natural Gas | Water Heater | A | Incremental Energy Savings (MWh or mTherms) | Technical Potential | 0 | 0 | 0 | 0 | 0 | 0 | 0 | 0 | 0 | 0 | 0 | 0 | 0 | 0 | 0 | 0 | 0 | 0 | 0 | 0 | 0 | 0 | 0 | 0 | 0 | 0 | 0
F5_Commercial_Interruptible - Health_New_Water Heating_Natural Gas_Water Heater_A_Technical Potential | F5 | Commercial | Interruptible - Health | New | Water Heating | Natural Gas | Water Heater | A | Incremental Summer Peak Savings (MW) | Technical Potential | 0 | 0 | 0 | 0 | 0 | 0 | 0 | 0 | 0 | 0 | 0 | 0 | 0 | 0 | 0 | 0 | 0 | 0 | 0 | 0 | 0 | 0 | 0 | 0 | 0 | 0 | 0
F6_Commercial_Interruptible - Health_New_Water Heating_Natural Gas_Water Heater_A_Technical Potential | F6 | Commercial | Interruptible - Health | New | Water Heating | Natural Gas | Water Heater | A | Incremental Winter Peak Savings (MW) | Technical Potential | 0 | 0 | 0 | 0 | 0 | 0 | 0 | 0 | 0 | 0 | 0 | 0 | 0 | 0 | 0 | 0 | 0 | 0 | 0 | 0 | 0 | 0 | 0 | 0 | 0 | 0 | 0
F7_Commercial_Interruptible - Health_New_Water Heating_Natural Gas_Water Heater_A_Technical Potential | F7 | Commercial | Interruptible - Health | New | Water Heating | Natural Gas | Water Heater | A | Cumulative Energy Savings (MWh or mTherms) | Technical Potential | 0 | 0 | 0 | 0 | 0 | 0 | 0 | 0 | 0 | 0 | 0 | 0 | 0 | 0 | 0 | 0 | 0 | 0 | 0 | 0 | 0 | 0 | 0 | 0 | 0 | 0 | 0
F8_Commercial_Interruptible - Health_New_Water Heating_Natural Gas_Water Heater_A_Technical Potential | F8 | Commercial | Interruptible - Health | New | Water Heating | Natural Gas | Water Heater | A | Cumulative Summer Peak Savings (MW) | Technical Potential | 0 | 0 | 0 | 0 | 0 | 0 | 0 | 0 | 0 | 0 | 0 | 0 | 0 | 0 | 0 | 0 | 0 | 0 | 0 | 0 | 0 | 0 | 0 | 0 | 0 | 0 | 0
F9_Commercial_Interruptible - Health_New_Water Heating_Natural Gas_Water Heater_A_Technical Potential | F9 | Commercial | Interruptible - Health | New | Water Heating | Natural Gas | Water Heater | A | Cumulative Winter Peak Savings (MW) | Technical Potential | 0 | 0 | 0 | 0 | 0 | 0 | 0 | 0 | 0 | 0 | 0 | 0 | 0 | 0 | 0 | 0 | 0 | 0 | 0 | 0 | 0 | 0 | 0 | 0 | 0 | 0 | 0
F10_Commercial_Interruptible - Health_New_Water Heating_Natural Gas_Water Heater_A_Technical Potential | F10 | Commercial | Interruptible - Health | New | Water Heating | Natural Gas | Water Heater | A | Purchases (Incremental) | Technical Potential | 0 | 0 | 0 | 0 | 0 | 0 | 0 | 0 | 0 | 0 | 0 | 0 | 0 | 0 | 0 | 0 | 0 | 0 | 0 | 0 | 0 | 0 | 0 | 0 | 0 | 0 | 0
F11_Commercial_Interruptible - Health_New_Water Heating_Natural Gas_Water Heater_A_Technical Potential | F11 | Commercial | Interruptible - Health | New | Water Heating | Natural Gas | Water Heater | A | Purchases (Cumulative) | Technical Potential | 0 | 0 | 0 | 0 | 0 | 0 | 0 | 0 | 0 | 0 | 0 | 0 | 0 | 0 | 0 | 0 | 0 | 0 | 0 | 0 | 0 | 0 | 0 | 0 | 0 | 0 | 0
F1_Commercial_Interruptible - Health_New_Food Preparation_Natural Gas_Oven_A_Technical Potential | F1 | Commercial | Interruptible - Health | New | Food Preparation | Natural Gas | Oven | A | Integrated Unit Energy Savings (kWh or therms) | Technical Potential | 0 | 0 | 0 | 0 | 0 | 0 | 0 | 0 | 0 | 0 | 0 | 0 | 0 | 0 | 0 | 0 | 0 | 0 | 0 | 0 | 0 | 0 | 0 | 0 | 0 | 0 | 0
F2_Commercial_Interruptible - Health_New_Food Preparation_Natural Gas_Oven_A_Technical Potential | F2 | Commercial | Interruptible - Health | New | Food Preparation | Natural Gas | Oven | A | Integrated Unit Summer Peak Savings (kW) | Technical Potential | 0 | 0 | 0 | 0 | 0 | 0 | 0 | 0 | 0 | 0 | 0 | 0 | 0 | 0 | 0 | 0 | 0 | 0 | 0 | 0 | 0 | 0 | 0 | 0 | 0 | 0 | 0
F3_Commercial_Interruptible - Health_New_Food Preparation_Natural Gas_Oven_A_Technical Potential | F3 | Commercial | Interruptible - Health | New | Food Preparation | Natural Gas | Oven | A | Integrated Unit Winter Peak Savings (kW) | Technical Potential | 0 | 0 | 0 | 0 | 0 | 0 | 0 | 0 | 0 | 0 | 0 | 0 | 0 | 0 | 0 | 0 | 0 | 0 | 0 | 0 | 0 | 0 | 0 | 0 | 0 | 0 | 0
F4_Commercial_Interruptible - Health_New_Food Preparation_Natural Gas_Oven_A_Technical Potential | F4 | Commercial | Interruptible - Health | New | Food Preparation | Natural Gas | Oven | A | Incremental Energy Savings (MWh or mTherms) | Technical Potential | 0 | 0 | 0 | 0 | 0 | 0 | 0 | 0 | 0 | 0 | 0 | 0 | 0 | 0 | 0 | 0 | 0 | 0 | 0 | 0 | 0 | 0 | 0 | 0 | 0 | 0 | 0
F5_Commercial_Interruptible - Health_New_Food Preparation_Natural Gas_Oven_A_Technical Potential | F5 | Commercial | Interruptible - Health | New | Food Preparation | Natural Gas | Oven | A | Incremental Summer Peak Savings (MW) | Technical Potential | 0 | 0 | 0 | 0 | 0 | 0 | 0 | 0 | 0 | 0 | 0 | 0 | 0 | 0 | 0 | 0 | 0 | 0 | 0 | 0 | 0 | 0 | 0 | 0 | 0 | 0 | 0
F6_Commercial_Interruptible - Health_New_Food Preparation_Natural Gas_Oven_A_Technical Potential | F6 | Commercial | Interruptible - Health | New | Food Preparation | Natural Gas | Oven | A | Incremental Winter Peak Savings (MW) | Technical Potential | 0 | 0 | 0 | 0 | 0 | 0 | 0 | 0 | 0 | 0 | 0 | 0 | 0 | 0 | 0 | 0 | 0 | 0 | 0 | 0 | 0 | 0 | 0 | 0 | 0 | 0 | 0
F7_Commercial_Interruptible - Health_New_Food Preparation_Natural Gas_Oven_A_Technical Potential | F7 | Commercial | Interruptible - Health | New | Food Preparation | Natural Gas | Oven | A | Cumulative Energy Savings (MWh or mTherms) | Technical Potential | 0 | 0 | 0 | 0 | 0 | 0 | 0 | 0 | 0 | 0 | 0 | 0 | 0 | 0 | 0 | 0 | 0 | 0 | 0 | 0 | 0 | 0 | 0 | 0 | 0 | 0 | 0
F8_Commercial_Interruptible - Health_New_Food Preparation_Natural Gas_Oven_A_Technical Potential | F8 | Commercial | Interruptible - Health | New | Food Preparation | Natural Gas | Oven | A | Cumulative Summer Peak Savings (MW) | Technical Potential | 0 | 0 | 0 | 0 | 0 | 0 | 0 | 0 | 0 | 0 | 0 | 0 | 0 | 0 | 0 | 0 | 0 | 0 | 0 | 0 | 0 | 0 | 0 | 0 | 0 | 0 | 0
F9_Commercial_Interruptible - Health_New_Food Preparation_Natural Gas_Oven_A_Technical Potential | F9 | Commercial | Interruptible - Health | New | Food Preparation | Natural Gas | Oven | A | Cumulative Winter Peak Savings (MW) | Technical Potential | 0 | 0 | 0 | 0 | 0 | 0 | 0 | 0 | 0 | 0 | 0 | 0 | 0 | 0 | 0 | 0 | 0 | 0 | 0 | 0 | 0 | 0 | 0 | 0 | 0 | 0 | 0
F10_Commercial_Interruptible - Health_New_Food Preparation_Natural Gas_Oven_A_Technical Potential | F10 | Commercial | Interruptible - Health | New | Food Preparation | Natural Gas | Oven | A | Purchases (Incremental) | Technical Potential | 0 | 0 | 0 | 0 | 0 | 0 | 0 | 0 | 0 | 0 | 0 | 0 | 0 | 0 | 0 | 0 | 0 | 0 | 0 | 0 | 0 | 0 | 0 | 0 | 0 | 0 | 0
F11_Commercial_Interruptible - Health_New_Food Preparation_Natural Gas_Oven_A_Technical Potential | F11 | Commercial | Interruptible - Health | New | Food Preparation | Natural Gas | Oven | A | Purchases (Cumulative) | Technical Potential | 0 | 0 | 0 | 0 | 0 | 0 | 0 | 0 | 0 | 0 | 0 | 0 | 0 | 0 | 0 | 0 | 0 | 0 | 0 | 0 | 0 | 0 | 0 | 0 | 0 | 0 | 0
F1_Commercial_Interruptible - Health_New_Food Preparation_Natural Gas_Conveyor Oven_A_Technical Potential | F1 | Commercial | Interruptible - Health | New | Food Preparation | Natural Gas | Conveyor Oven | A | Integrated Unit Energy Savings (kWh or therms) | Technical Potential | 0 | 0 | 0 | 0 | 0 | 0 | 0 | 0 | 0 | 0 | 0 | 0 | 0 | 0 | 0 | 0 | 0 | 0 | 0 | 0 | 0 | 0 | 0 | 0 | 0 | 0 | 0
F2_Commercial_Interruptible - Health_New_Food Preparation_Natural Gas_Conveyor Oven_A_Technical Potential | F2 | Commercial | Interruptible - Health | New | Food Preparation | Natural Gas | Conveyor Oven | A | Integrated Unit Summer Peak Savings (kW) | Technical Potential | 0 | 0 | 0 | 0 | 0 | 0 | 0 | 0 | 0 | 0 | 0 | 0 | 0 | 0 | 0 | 0 | 0 | 0 | 0 | 0 | 0 | 0 | 0 | 0 | 0 | 0 | 0
F3_Commercial_Interruptible - Health_New_Food Preparation_Natural Gas_Conveyor Oven_A_Technical Potential | F3 | Commercial | Interruptible - Health | New | Food Preparation | Natural Gas | Conveyor Oven | A | Integrated Unit Winter Peak Savings (kW) | Technical Potential | 0 | 0 | 0 | 0 | 0 | 0 | 0 | 0 | 0 | 0 | 0 | 0 | 0 | 0 | 0 | 0 | 0 | 0 | 0 | 0 | 0 | 0 | 0 | 0 | 0 | 0 | 0
F4_Commercial_Interruptible - Health_New_Food Preparation_Natural Gas_Conveyor Oven_A_Technical Potential | F4 | Commercial | Interruptible - Health | New | Food Preparation | Natural Gas | Conveyor Oven | A | Incremental Energy Savings (MWh or mTherms) | Technical Potential | 0 | 0 | 0 | 0 | 0 | 0 | 0 | 0 | 0 | 0 | 0 | 0 | 0 | 0 | 0 | 0 | 0 | 0 | 0 | 0 | 0 | 0 | 0 | 0 | 0 | 0 | 0
F5_Commercial_Interruptible - Health_New_Food Preparation_Natural Gas_Conveyor Oven_A_Technical Potential | F5 | Commercial | Interruptible - Health | New | Food Preparation | Natural Gas | Conveyor Oven | A | Incremental Summer Peak Savings (MW) | Technical Potential | 0 | 0 | 0 | 0 | 0 | 0 | 0 | 0 | 0 | 0 | 0 | 0 | 0 | 0 | 0 | 0 | 0 | 0 | 0 | 0 | 0 | 0 | 0 | 0 | 0 | 0 | 0
F6_Commercial_Interruptible - Health_New_Food Preparation_Natural Gas_Conveyor Oven_A_Technical Potential | F6 | Commercial | Interruptible - Health | New | Food Preparation | Natural Gas | Conveyor Oven | A | Incremental Winter Peak Savings (MW) | Technical Potential | 0 | 0 | 0 | 0 | 0 | 0 | 0 | 0 | 0 | 0 | 0 | 0 | 0 | 0 | 0 | 0 | 0 | 0 | 0 | 0 | 0 | 0 | 0 | 0 | 0 | 0 | 0
F7_Commercial_Interruptible - Health_New_Food Preparation_Natural Gas_Conveyor Oven_A_Technical Potential | F7 | Commercial | Interruptible - Health | New | Food Preparation | Natural Gas | Conveyor Oven | A | Cumulative Energy Savings (MWh or mTherms) | Technical Potential | 0 | 0 | 0 | 0 | 0 | 0 | 0 | 0 | 0 | 0 | 0 | 0 | 0 | 0 | 0 | 0 | 0 | 0 | 0 | 0 | 0 | 0 | 0 | 0 | 0 | 0 | 0
F8_Commercial_Interruptible - Health_New_Food Preparation_Natural Gas_Conveyor Oven_A_Technical Potential | F8 | Commercial | Interruptible - Health | New | Food Preparation | Natural Gas | Conveyor Oven | A | Cumulative Summer Peak Savings (MW) | Technical Potential | 0 | 0 | 0 | 0 | 0 | 0 | 0 | 0 | 0 | 0 | 0 | 0 | 0 | 0 | 0 | 0 | 0 | 0 | 0 | 0 | 0 | 0 | 0 | 0 | 0 | 0 | 0
F9_Commercial_Interruptible - Health_New_Food Preparation_Natural Gas_Conveyor Oven_A_Technical Potential | F9 | Commercial | Interruptible - Health | New | Food Preparation | Natural Gas | Conveyor Oven | A | Cumulative Winter Peak Savings (MW) | Technical Potential | 0 | 0 | 0 | 0 | 0 | 0 | 0 | 0 | 0 | 0 | 0 | 0 | 0 | 0 | 0 | 0 | 0 | 0 | 0 | 0 | 0 | 0 | 0 | 0 | 0 | 0 | 0
F10_Commercial_Interruptible - Health_New_Food Preparation_Natural Gas_Conveyor Oven_A_Technical Potential | F10 | Commercial | Interruptible - Health | New | Food Preparation | Natural Gas | Conveyor Oven | A | Purchases (Incremental) | Technical Potential | 0 | 0 | 0 | 0 | 0 | 0 | 0 | 0 | 0 | 0 | 0 | 0 | 0 | 0 | 0 | 0 | 0 | 0 | 0 | 0 | 0 | 0 | 0 | 0 | 0 | 0 | 0
F11_Commercial_Interruptible - Health_New_Food Preparation_Natural Gas_Conveyor Oven_A_Technical Potential | F11 | Commercial | Interruptible - Health | New | Food Preparation | Natural Gas | Conveyor Oven | A | Purchases (Cumulative) | Technical Potential | 0 | 0 | 0 | 0 | 0 | 0 | 0 | 0 | 0 | 0 | 0 | 0 | 0 | 0 | 0 | 0 | 0 | 0 | 0 | 0 | 0 | 0 | 0 | 0 | 0 | 0 | 0
F1_Commercial_Interruptible - Health_New_Food Preparation_Natural Gas_Double Rack Oven_A_Technical Potential | F1 | Commercial | Interruptible - Health | New | Food Preparation | Natural Gas | Double Rack Oven | A | Integrated Unit Energy Savings (kWh or therms) | Technical Potential | 0 | 0 | 0 | 0 | 0 | 0 | 0 | 0 | 0 | 0 | 0 | 0 | 0 | 0 | 0 | 0 | 0 | 0 | 0 | 0 | 0 | 0 | 0 | 0 | 0 | 0 | 0
F2_Commercial_Interruptible - Health_New_Food Preparation_Natural Gas_Double Rack Oven_A_Technical Potential | F2 | Commercial | Interruptible - Health | New | Food Preparation | Natural Gas | Double Rack Oven | A | Integrated Unit Summer Peak Savings (kW) | Technical Potential | 0 | 0 | 0 | 0 | 0 | 0 | 0 | 0 | 0 | 0 | 0 | 0 | 0 | 0 | 0 | 0 | 0 | 0 | 0 | 0 | 0 | 0 | 0 | 0 | 0 | 0 | 0
F3_Commercial_Interruptible - Health_New_Food Preparation_Natural Gas_Double Rack Oven_A_Technical Potential | F3 | Commercial | Interruptible - Health | New | Food Preparation | Natural Gas | Double Rack Oven | A | Integrated Unit Winter Peak Savings (kW) | Technical Potential | 0 | 0 | 0 | 0 | 0 | 0 | 0 | 0 | 0 | 0 | 0 | 0 | 0 | 0 | 0 | 0 | 0 | 0 | 0 | 0 | 0 | 0 | 0 | 0 | 0 | 0 | 0
F4_Commercial_Interruptible - Health_New_Food Preparation_Natural Gas_Double Rack Oven_A_Technical Potential | F4 | Commercial | Interruptible - Health | New | Food Preparation | Natural Gas | Double Rack Oven | A | Incremental Energy Savings (MWh or mTherms) | Technical Potential | 0 | 0 | 0 | 0 | 0 | 0 | 0 | 0 | 0 | 0 | 0 | 0 | 0 | 0 | 0 | 0 | 0 | 0 | 0 | 0 | 0 | 0 | 0 | 0 | 0 | 0 | 0
F5_Commercial_Interruptible - Health_New_Food Preparation_Natural Gas_Double Rack Oven_A_Technical Potential | F5 | Commercial | Interruptible - Health | New | Food Preparation | Natural Gas | Double Rack Oven | A | Incremental Summer Peak Savings (MW) | Technical Potential | 0 | 0 | 0 | 0 | 0 | 0 | 0 | 0 | 0 | 0 | 0 | 0 | 0 | 0 | 0 | 0 | 0 | 0 | 0 | 0 | 0 | 0 | 0 | 0 | 0 | 0 | 0
F6_Commercial_Interruptible - Health_New_Food Preparation_Natural Gas_Double Rack Oven_A_Technical Potential | F6 | Commercial | Interruptible - Health | New | Food Preparation | Natural Gas | Double Rack Oven | A | Incremental Winter Peak Savings (MW) | Technical Potential | 0 | 0 | 0 | 0 | 0 | 0 | 0 | 0 | 0 | 0 | 0 | 0 | 0 | 0 | 0 | 0 | 0 | 0 | 0 | 0 | 0 | 0 | 0 | 0 | 0 | 0 | 0
F7_Commercial_Interruptible - Health_New_Food Preparation_Natural Gas_Double Rack Oven_A_Technical Potential | F7 | Commercial | Interruptible - Health | New | Food Preparation | Natural Gas | Double Rack Oven | A | Cumulative Energy Savings (MWh or mTherms) | Technical Potential | 0 | 0 | 0 | 0 | 0 | 0 | 0 | 0 | 0 | 0 | 0 | 0 | 0 | 0 | 0 | 0 | 0 | 0 | 0 | 0 | 0 | 0 | 0 | 0 | 0 | 0 | 0
F8_Commercial_Interruptible - Health_New_Food Preparation_Natural Gas_Double Rack Oven_A_Technical Potential | F8 | Commercial | Interruptible - Health | New | Food Preparation | Natural Gas | Double Rack Oven | A | Cumulative Summer Peak Savings (MW) | Technical Potential | 0 | 0 | 0 | 0 | 0 | 0 | 0 | 0 | 0 | 0 | 0 | 0 | 0 | 0 | 0 | 0 | 0 | 0 | 0 | 0 | 0 | 0 | 0 | 0 | 0 | 0 | 0
F9_Commercial_Interruptible - Health_New_Food Preparation_Natural Gas_Double Rack Oven_A_Technical Potential | F9 | Commercial | Interruptible - Health | New | Food Preparation | Natural Gas | Double Rack Oven | A | Cumulative Winter Peak Savings (MW) | Technical Potential | 0 | 0 | 0 | 0 | 0 | 0 | 0 | 0 | 0 | 0 | 0 | 0 | 0 | 0 | 0 | 0 | 0 | 0 | 0 | 0 | 0 | 0 | 0 | 0 | 0 | 0 | 0
F10_Commercial_Interruptible - Health_New_Food Preparation_Natural Gas_Double Rack Oven_A_Technical Potential | F10 | Commercial | Interruptible - Health | New | Food Preparation | Natural Gas | Double Rack Oven | A | Purchases (Incremental) | Technical Potential | 0 | 0 | 0 | 0 | 0 | 0 | 0 | 0 | 0 | 0 | 0 | 0 | 0 | 0 | 0 | 0 | 0 | 0 | 0 | 0 | 0 | 0 | 0 | 0 | 0 | 0 | 0
F11_Commercial_Interruptible - Health_New_Food Preparation_Natural Gas_Double Rack Oven_A_Technical Potential | F11 | Commercial | Interruptible - Health | New | Food Preparation | Natural Gas | Double Rack Oven | A | Purchases (Cumulative) | Technical Potential | 0 | 0 | 0 | 0 | 0 | 0 | 0 | 0 | 0 | 0 | 0 | 0 | 0 | 0 | 0 | 0 | 0 | 0 | 0 | 0 | 0 | 0 | 0 | 0 | 0 | 0 | 0
F1_Commercial_Interruptible - Health_New_Food Preparation_Natural Gas_Fryer_A_Technical Potential | F1 | Commercial | Interruptible - Health | New | Food Preparation | Natural Gas | Fryer | A | Integrated Unit Energy Savings (kWh or therms) | Technical Potential | 0 | 0 | 0 | 0 | 0 | 0 | 0 | 0 | 0 | 0 | 0 | 0 | 0 | 0 | 0 | 0 | 0 | 0 | 0 | 0 | 0 | 0 | 0 | 0 | 0 | 0 | 0
F2_Commercial_Interruptible - Health_New_Food Preparation_Natural Gas_Fryer_A_Technical Potential | F2 | Commercial | Interruptible - Health | New | Food Preparation | Natural Gas | Fryer | A | Integrated Unit Summer Peak Savings (kW) | Technical Potential | 0 | 0 | 0 | 0 | 0 | 0 | 0 | 0 | 0 | 0 | 0 | 0 | 0 | 0 | 0 | 0 | 0 | 0 | 0 | 0 | 0 | 0 | 0 | 0 | 0 | 0 | 0
F3_Commercial_Interruptible - Health_New_Food Preparation_Natural Gas_Fryer_A_Technical Potential | F3 | Commercial | Interruptible - Health | New | Food Preparation | Natural Gas | Fryer | A | Integrated Unit Winter Peak Savings (kW) | Technical Potential | 0 | 0 | 0 | 0 | 0 | 0 | 0 | 0 | 0 | 0 | 0 | 0 | 0 | 0 | 0 | 0 | 0 | 0 | 0 | 0 | 0 | 0 | 0 | 0 | 0 | 0 | 0
F4_Commercial_Interruptible - Health_New_Food Preparation_Natural Gas_Fryer_A_Technical Potential | F4 | Commercial | Interruptible - Health | New | Food Preparation | Natural Gas | Fryer | A | Incremental Energy Savings (MWh or mTherms) | Technical Potential | 0 | 0 | 0 | 0 | 0 | 0 | 0 | 0 | 0 | 0 | 0 | 0 | 0 | 0 | 0 | 0 | 0 | 0 | 0 | 0 | 0 | 0 | 0 | 0 | 0 | 0 | 0
F5_Commercial_Interruptible - Health_New_Food Preparation_Natural Gas_Fryer_A_Technical Potential | F5 | Commercial | Interruptible - Health | New | Food Preparation | Natural Gas | Fryer | A | Incremental Summer Peak Savings (MW) | Technical Potential | 0 | 0 | 0 | 0 | 0 | 0 | 0 | 0 | 0 | 0 | 0 | 0 | 0 | 0 | 0 | 0 | 0 | 0 | 0 | 0 | 0 | 0 | 0 | 0 | 0 | 0 | 0
F6_Commercial_Interruptible - Health_New_Food Preparation_Natural Gas_Fryer_A_Technical Potential | F6 | Commercial | Interruptible - Health | New | Food Preparation | Natural Gas | Fryer | A | Incremental Winter Peak Savings (MW) | Technical Potential | 0 | 0 | 0 | 0 | 0 | 0 | 0 | 0 | 0 | 0 | 0 | 0 | 0 | 0 | 0 | 0 | 0 | 0 | 0 | 0 | 0 | 0 | 0 | 0 | 0 | 0 | 0
F7_Commercial_Interruptible - Health_New_Food Preparation_Natural Gas_Fryer_A_Technical Potential | F7 | Commercial | Interruptible - Health | New | Food Preparation | Natural Gas | Fryer | A | Cumulative Energy Savings (MWh or mTherms) | Technical Potential | 0 | 0 | 0 | 0 | 0 | 0 | 0 | 0 | 0 | 0 | 0 | 0 | 0 | 0 | 0 | 0 | 0 | 0 | 0 | 0 | 0 | 0 | 0 | 0 | 0 | 0 | 0
F8_Commercial_Interruptible - Health_New_Food Preparation_Natural Gas_Fryer_A_Technical Potential | F8 | Commercial | Interruptible - Health | New | Food Preparation | Natural Gas | Fryer | A | Cumulative Summer Peak Savings (MW) | Technical Potential | 0 | 0 | 0 | 0 | 0 | 0 | 0 | 0 | 0 | 0 | 0 | 0 | 0 | 0 | 0 | 0 | 0 | 0 | 0 | 0 | 0 | 0 | 0 | 0 | 0 | 0 | 0
F9_Commercial_Interruptible - Health_New_Food Preparation_Natural Gas_Fryer_A_Technical Potential | F9 | Commercial | Interruptible - Health | New | Food Preparation | Natural Gas | Fryer | A | Cumulative Winter Peak Savings (MW) | Technical Potential | 0 | 0 | 0 | 0 | 0 | 0 | 0 | 0 | 0 | 0 | 0 | 0 | 0 | 0 | 0 | 0 | 0 | 0 | 0 | 0 | 0 | 0 | 0 | 0 | 0 | 0 | 0
F10_Commercial_Interruptible - Health_New_Food Preparation_Natural Gas_Fryer_A_Technical Potential | F10 | Commercial | Interruptible - Health | New | Food Preparation | Natural Gas | Fryer | A | Purchases (Incremental) | Technical Potential | 0 | 0 | 0 | 0 | 0 | 0 | 0 | 0 | 0 | 0 | 0 | 0 | 0 | 0 | 0 | 0 | 0 | 0 | 0 | 0 | 0 | 0 | 0 | 0 | 0 | 0 | 0
F11_Commercial_Interruptible - Health_New_Food Preparation_Natural Gas_Fryer_A_Technical Potential | F11 | Commercial | Interruptible - Health | New | Food Preparation | Natural Gas | Fryer | A | Purchases (Cumulative) | Technical Potential | 0 | 0 | 0 | 0 | 0 | 0 | 0 | 0 | 0 | 0 | 0 | 0 | 0 | 0 | 0 | 0 | 0 | 0 | 0 | 0 | 0 | 0 | 0 | 0 | 0 | 0 | 0
F1_Commercial_Interruptible - Health_New_Food Preparation_Natural Gas_Broiler_A_Technical Potential | F1 | Commercial | Interruptible - Health | New | Food Preparation | Natural Gas | Broiler | A | Integrated Unit Energy Savings (kWh or therms) | Technical Potential | 0 | 0 | 0 | 0 | 0 | 0 | 0 | 0 | 0 | 0 | 0 | 0 | 0 | 0 | 0 | 0 | 0 | 0 | 0 | 0 | 0 | 0 | 0 | 0 | 0 | 0 | 0
F2_Commercial_Interruptible - Health_New_Food Preparation_Natural Gas_Broiler_A_Technical Potential | F2 | Commercial | Interruptible - Health | New | Food Preparation | Natural Gas | Broiler | A | Integrated Unit Summer Peak Savings (kW) | Technical Potential | 0 | 0 | 0 | 0 | 0 | 0 | 0 | 0 | 0 | 0 | 0 | 0 | 0 | 0 | 0 | 0 | 0 | 0 | 0 | 0 | 0 | 0 | 0 | 0 | 0 | 0 | 0
F3_Commercial_Interruptible - Health_New_Food Preparation_Natural Gas_Broiler_A_Technical Potential | F3 | Commercial | Interruptible - Health | New | Food Preparation | Natural Gas | Broiler | A | Integrated Unit Winter Peak Savings (kW) | Technical Potential | 0 | 0 | 0 | 0 | 0 | 0 | 0 | 0 | 0 | 0 | 0 | 0 | 0 | 0 | 0 | 0 | 0 | 0 | 0 | 0 | 0 | 0 | 0 | 0 | 0 | 0 | 0
F4_Commercial_Interruptible - Health_New_Food Preparation_Natural Gas_Broiler_A_Technical Potential | F4 | Commercial | Interruptible - Health | New | Food Preparation | Natural Gas | Broiler | A | Incremental Energy Savings (MWh or mTherms) | Technical Potential | 0 | 0 | 0 | 0 | 0 | 0 | 0 | 0 | 0 | 0 | 0 | 0 | 0 | 0 | 0 | 0 | 0 | 0 | 0 | 0 | 0 | 0 | 0 | 0 | 0 | 0 | 0
F5_Commercial_Interruptible - Health_New_Food Preparation_Natural Gas_Broiler_A_Technical Potential | F5 | Commercial | Interruptible - Health | New | Food Preparation | Natural Gas | Broiler | A | Incremental Summer Peak Savings (MW) | Technical Potential | 0 | 0 | 0 | 0 | 0 | 0 | 0 | 0 | 0 | 0 | 0 | 0 | 0 | 0 | 0 | 0 | 0 | 0 | 0 | 0 | 0 | 0 | 0 | 0 | 0 | 0 | 0
F6_Commercial_Interruptible - Health_New_Food Preparation_Natural Gas_Broiler_A_Technical Potential | F6 | Commercial | Interruptible - Health | New | Food Preparation | Natural Gas | Broiler | A | Incremental Winter Peak Savings (MW) | Technical Potential | 0 | 0 | 0 | 0 | 0 | 0 | 0 | 0 | 0 | 0 | 0 | 0 | 0 | 0 | 0 | 0 | 0 | 0 | 0 | 0 | 0 | 0 | 0 | 0 | 0 | 0 | 0
F7_Commercial_Interruptible - Health_New_Food Preparation_Natural Gas_Broiler_A_Technical Potential | F7 | Commercial | Interruptible - Health | New | Food Preparation | Natural Gas | Broiler | A | Cumulative Energy Savings (MWh or mTherms) | Technical Potential | 0 | 0 | 0 | 0 | 0 | 0 | 0 | 0 | 0 | 0 | 0 | 0 | 0 | 0 | 0 | 0 | 0 | 0 | 0 | 0 | 0 | 0 | 0 | 0 | 0 | 0 | 0
F8_Commercial_Interruptible - Health_New_Food Preparation_Natural Gas_Broiler_A_Technical Potential | F8 | Commercial | Interruptible - Health | New | Food Preparation | Natural Gas | Broiler | A | Cumulative Summer Peak Savings (MW) | Technical Potential | 0 | 0 | 0 | 0 | 0 | 0 | 0 | 0 | 0 | 0 | 0 | 0 | 0 | 0 | 0 | 0 | 0 | 0 | 0 | 0 | 0 | 0 | 0 | 0 | 0 | 0 | 0
F9_Commercial_Interruptible - Health_New_Food Preparation_Natural Gas_Broiler_A_Technical Potential | F9 | Commercial | Interruptible - Health | New | Food Preparation | Natural Gas | Broiler | A | Cumulative Winter Peak Savings (MW) | Technical Potential | 0 | 0 | 0 | 0 | 0 | 0 | 0 | 0 | 0 | 0 | 0 | 0 | 0 | 0 | 0 | 0 | 0 | 0 | 0 | 0 | 0 | 0 | 0 | 0 | 0 | 0 | 0
F10_Commercial_Interruptible - Health_New_Food Preparation_Natural Gas_Broiler_A_Technical Potential | F10 | Commercial | Interruptible - Health | New | Food Preparation | Natural Gas | Broiler | A | Purchases (Incremental) | Technical Potential | 0 | 0 | 0 | 0 | 0 | 0 | 0 | 0 | 0 | 0 | 0 | 0 | 0 | 0 | 0 | 0 | 0 | 0 | 0 | 0 | 0 | 0 | 0 | 0 | 0 | 0 | 0
F11_Commercial_Interruptible - Health_New_Food Preparation_Natural Gas_Broiler_A_Technical Potential | F11 | Commercial | Interruptible - Health | New | Food Preparation | Natural Gas | Broiler | A | Purchases (Cumulative) | Technical Potential | 0 | 0 | 0 | 0 | 0 | 0 | 0 | 0 | 0 | 0 | 0 | 0 | 0 | 0 | 0 | 0 | 0 | 0 | 0 | 0 | 0 | 0 | 0 | 0 | 0 | 0 | 0
F1_Commercial_Interruptible - Health_New_Food Preparation_Natural Gas_Griddle_A_Technical Potential | F1 | Commercial | Interruptible - Health | New | Food Preparation | Natural Gas | Griddle | A | Integrated Unit Energy Savings (kWh or therms) | Technical Potential | 0 | 0 | 0 | 0 | 0 | 0 | 0 | 0 | 0 | 0 | 0 | 0 | 0 | 0 | 0 | 0 | 0 | 0 | 0 | 0 | 0 | 0 | 0 | 0 | 0 | 0 | 0
F2_Commercial_Interruptible - Health_New_Food Preparation_Natural Gas_Griddle_A_Technical Potential | F2 | Commercial | Interruptible - Health | New | Food Preparation | Natural Gas | Griddle | A | Integrated Unit Summer Peak Savings (kW) | Technical Potential | 0 | 0 | 0 | 0 | 0 | 0 | 0 | 0 | 0 | 0 | 0 | 0 | 0 | 0 | 0 | 0 | 0 | 0 | 0 | 0 | 0 | 0 | 0 | 0 | 0 | 0 | 0
F3_Commercial_Interruptible - Health_New_Food Preparation_Natural Gas_Griddle_A_Technical Potential | F3 | Commercial | Interruptible - Health | New | Food Preparation | Natural Gas | Griddle | A | Integrated Unit Winter Peak Savings (kW) | Technical Potential | 0 | 0 | 0 | 0 | 0 | 0 | 0 | 0 | 0 | 0 | 0 | 0 | 0 | 0 | 0 | 0 | 0 | 0 | 0 | 0 | 0 | 0 | 0 | 0 | 0 | 0 | 0
F4_Commercial_Interruptible - Health_New_Food Preparation_Natural Gas_Griddle_A_Technical Potential | F4 | Commercial | Interruptible - Health | New | Food Preparation | Natural Gas | Griddle | A | Incremental Energy Savings (MWh or mTherms) | Technical Potential | 0 | 0 | 0 | 0 | 0 | 0 | 0 | 0 | 0 | 0 | 0 | 0 | 0 | 0 | 0 | 0 | 0 | 0 | 0 | 0 | 0 | 0 | 0 | 0 | 0 | 0 | 0
F5_Commercial_Interruptible - Health_New_Food Preparation_Natural Gas_Griddle_A_Technical Potential | F5 | Commercial | Interruptible - Health | New | Food Preparation | Natural Gas | Griddle | A | Incremental Summer Peak Savings (MW) | Technical Potential | 0 | 0 | 0 | 0 | 0 | 0 | 0 | 0 | 0 | 0 | 0 | 0 | 0 | 0 | 0 | 0 | 0 | 0 | 0 | 0 | 0 | 0 | 0 | 0 | 0 | 0 | 0
F6_Commercial_Interruptible - Health_New_Food Preparation_Natural Gas_Griddle_A_Technical Potential | F6 | Commercial | Interruptible - Health | New | Food Preparation | Natural Gas | Griddle | A | Incremental Winter Peak Savings (MW) | Technical Potential | 0 | 0 | 0 | 0 | 0 | 0 | 0 | 0 | 0 | 0 | 0 | 0 | 0 | 0 | 0 | 0 | 0 | 0 | 0 | 0 | 0 | 0 | 0 | 0 | 0 | 0 | 0
F7_Commercial_Interruptible - Health_New_Food Preparation_Natural Gas_Griddle_A_Technical Potential | F7 | Commercial | Interruptible - Health | New | Food Preparation | Natural Gas | Griddle | A | Cumulative Energy Savings (MWh or mTherms) | Technical Potential | 0 | 0 | 0 | 0 | 0 | 0 | 0 | 0 | 0 | 0 | 0 | 0 | 0 | 0 | 0 | 0 | 0 | 0 | 0 | 0 | 0 | 0 | 0 | 0 | 0 | 0 | 0
F8_Commercial_Interruptible - Health_New_Food Preparation_Natural Gas_Griddle_A_Technical Potential | F8 | Commercial | Interruptible - Health | New | Food Preparation | Natural Gas | Griddle | A | Cumulative Summer Peak Savings (MW) | Technical Potential | 0 | 0 | 0 | 0 | 0 | 0 | 0 | 0 | 0 | 0 | 0 | 0 | 0 | 0 | 0 | 0 | 0 | 0 | 0 | 0 | 0 | 0 | 0 | 0 | 0 | 0 | 0
F9_Commercial_Interruptible - Health_New_Food Preparation_Natural Gas_Griddle_A_Technical Potential | F9 | Commercial | Interruptible - Health | New | Food Preparation | Natural Gas | Griddle | A | Cumulative Winter Peak Savings (MW) | Technical Potential | 0 | 0 | 0 | 0 | 0 | 0 | 0 | 0 | 0 | 0 | 0 | 0 | 0 | 0 | 0 | 0 | 0 | 0 | 0 | 0 | 0 | 0 | 0 | 0 | 0 | 0 | 0
F10_Commercial_Interruptible - Health_New_Food Preparation_Natural Gas_Griddle_A_Technical Potential | F10 | Commercial | Interruptible - Health | New | Food Preparation | Natural Gas | Griddle | A | Purchases (Incremental) | Technical Potential | 0 | 0 | 0 | 0 | 0 | 0 | 0 | 0 | 0 | 0 | 0 | 0 | 0 | 0 | 0 | 0 | 0 | 0 | 0 | 0 | 0 | 0 | 0 | 0 | 0 | 0 | 0
F11_Commercial_Interruptible - Health_New_Food Preparation_Natural Gas_Griddle_A_Technical Potential | F11 | Commercial | Interruptible - Health | New | Food Preparation | Natural Gas | Griddle | A | Purchases (Cumulative) | Technical Potential | 0 | 0 | 0 | 0 | 0 | 0 | 0 | 0 | 0 | 0 | 0 | 0 | 0 | 0 | 0 | 0 | 0 | 0 | 0 | 0 | 0 | 0 | 0 | 0 | 0 | 0 | 0
F1_Commercial_Interruptible - Health_New_Food Preparation_Natural Gas_Range_A_Technical Potential | F1 | Commercial | Interruptible - Health | New | Food Preparation | Natural Gas | Range | A | Integrated Unit Energy Savings (kWh or therms) | Technical Potential | 0 | 0 | 0 | 0 | 0 | 0 | 0 | 0 | 0 | 0 | 0 | 0 | 0 | 0 | 0 | 0 | 0 | 0 | 0 | 0 | 0 | 0 | 0 | 0 | 0 | 0 | 0
F2_Commercial_Interruptible - Health_New_Food Preparation_Natural Gas_Range_A_Technical Potential | F2 | Commercial | Interruptible - Health | New | Food Preparation | Natural Gas | Range | A | Integrated Unit Summer Peak Savings (kW) | Technical Potential | 0 | 0 | 0 | 0 | 0 | 0 | 0 | 0 | 0 | 0 | 0 | 0 | 0 | 0 | 0 | 0 | 0 | 0 | 0 | 0 | 0 | 0 | 0 | 0 | 0 | 0 | 0
F3_Commercial_Interruptible - Health_New_Food Preparation_Natural Gas_Range_A_Technical Potential | F3 | Commercial | Interruptible - Health | New | Food Preparation | Natural Gas | Range | A | Integrated Unit Winter Peak Savings (kW) | Technical Potential | 0 | 0 | 0 | 0 | 0 | 0 | 0 | 0 | 0 | 0 | 0 | 0 | 0 | 0 | 0 | 0 | 0 | 0 | 0 | 0 | 0 | 0 | 0 | 0 | 0 | 0 | 0
F4_Commercial_Interruptible - Health_New_Food Preparation_Natural Gas_Range_A_Technical Potential | F4 | Commercial | Interruptible - Health | New | Food Preparation | Natural Gas | Range | A | Incremental Energy Savings (MWh or mTherms) | Technical Potential | 0 | 0 | 0 | 0 | 0 | 0 | 0 | 0 | 0 | 0 | 0 | 0 | 0 | 0 | 0 | 0 | 0 | 0 | 0 | 0 | 0 | 0 | 0 | 0 | 0 | 0 | 0
F5_Commercial_Interruptible - Health_New_Food Preparation_Natural Gas_Range_A_Technical Potential | F5 | Commercial | Interruptible - Health | New | Food Preparation | Natural Gas | Range | A | Incremental Summer Peak Savings (MW) | Technical Potential | 0 | 0 | 0 | 0 | 0 | 0 | 0 | 0 | 0 | 0 | 0 | 0 | 0 | 0 | 0 | 0 | 0 | 0 | 0 | 0 | 0 | 0 | 0 | 0 | 0 | 0 | 0
F6_Commercial_Interruptible - Health_New_Food Preparation_Natural Gas_Range_A_Technical Potential | F6 | Commercial | Interruptible - Health | New | Food Preparation | Natural Gas | Range | A | Incremental Winter Peak Savings (MW) | Technical Potential | 0 | 0 | 0 | 0 | 0 | 0 | 0 | 0 | 0 | 0 | 0 | 0 | 0 | 0 | 0 | 0 | 0 | 0 | 0 | 0 | 0 | 0 | 0 | 0 | 0 | 0 | 0
F7_Commercial_Interruptible - Health_New_Food Preparation_Natural Gas_Range_A_Technical Potential | F7 | Commercial | Interruptible - Health | New | Food Preparation | Natural Gas | Range | A | Cumulative Energy Savings (MWh or mTherms) | Technical Potential | 0 | 0 | 0 | 0 | 0 | 0 | 0 | 0 | 0 | 0 | 0 | 0 | 0 | 0 | 0 | 0 | 0 | 0 | 0 | 0 | 0 | 0 | 0 | 0 | 0 | 0 | 0
F8_Commercial_Interruptible - Health_New_Food Preparation_Natural Gas_Range_A_Technical Potential | F8 | Commercial | Interruptible - Health | New | Food Preparation | Natural Gas | Range | A | Cumulative Summer Peak Savings (MW) | Technical Potential | 0 | 0 | 0 | 0 | 0 | 0 | 0 | 0 | 0 | 0 | 0 | 0 | 0 | 0 | 0 | 0 | 0 | 0 | 0 | 0 | 0 | 0 | 0 | 0 | 0 | 0 | 0
F9_Commercial_Interruptible - Health_New_Food Preparation_Natural Gas_Range_A_Technical Potential | F9 | Commercial | Interruptible - Health | New | Food Preparation | Natural Gas | Range | A | Cumulative Winter Peak Savings (MW) | Technical Potential | 0 | 0 | 0 | 0 | 0 | 0 | 0 | 0 | 0 | 0 | 0 | 0 | 0 | 0 | 0 | 0 | 0 | 0 | 0 | 0 | 0 | 0 | 0 | 0 | 0 | 0 | 0
F10_Commercial_Interruptible - Health_New_Food Preparation_Natural Gas_Range_A_Technical Potential | F10 | Commercial | Interruptible - Health | New | Food Preparation | Natural Gas | Range | A | Purchases (Incremental) | Technical Potential | 0 | 0 | 0 | 0 | 0 | 0 | 0 | 0 | 0 | 0 | 0 | 0 | 0 | 0 | 0 | 0 | 0 | 0 | 0 | 0 | 0 | 0 | 0 | 0 | 0 | 0 | 0
F11_Commercial_Interruptible - Health_New_Food Preparation_Natural Gas_Range_A_Technical Potential | F11 | Commercial | Interruptible - Health | New | Food Preparation | Natural Gas | Range | A | Purchases (Cumulative) | Technical Potential | 0 | 0 | 0 | 0 | 0 | 0 | 0 | 0 | 0 | 0 | 0 | 0 | 0 | 0 | 0 | 0 | 0 | 0 | 0 | 0 | 0 | 0 | 0 | 0 | 0 | 0 | 0
F1_Commercial_Interruptible - Health_New_Food Preparation_Natural Gas_Steamer_A_Technical Potential | F1 | Commercial | Interruptible - Health | New | Food Preparation | Natural Gas | Steamer | A | Integrated Unit Energy Savings (kWh or therms) | Technical Potential | 0 | 0 | 0 | 0 | 0 | 0 | 0 | 0 | 0 | 0 | 0 | 0 | 0 | 0 | 0 | 0 | 0 | 0 | 0 | 0 | 0 | 0 | 0 | 0 | 0 | 0 | 0
F2_Commercial_Interruptible - Health_New_Food Preparation_Natural Gas_Steamer_A_Technical Potential | F2 | Commercial | Interruptible - Health | New | Food Preparation | Natural Gas | Steamer | A | Integrated Unit Summer Peak Savings (kW) | Technical Potential | 0 | 0 | 0 | 0 | 0 | 0 | 0 | 0 | 0 | 0 | 0 | 0 | 0 | 0 | 0 | 0 | 0 | 0 | 0 | 0 | 0 | 0 | 0 | 0 | 0 | 0 | 0
F3_Commercial_Interruptible - Health_New_Food Preparation_Natural Gas_Steamer_A_Technical Potential | F3 | Commercial | Interruptible - Health | New | Food Preparation | Natural Gas | Steamer | A | Integrated Unit Winter Peak Savings (kW) | Technical Potential | 0 | 0 | 0 | 0 | 0 | 0 | 0 | 0 | 0 | 0 | 0 | 0 | 0 | 0 | 0 | 0 | 0 | 0 | 0 | 0 | 0 | 0 | 0 | 0 | 0 | 0 | 0
F4_Commercial_Interruptible - Health_New_Food Preparation_Natural Gas_Steamer_A_Technical Potential | F4 | Commercial | Interruptible - Health | New | Food Preparation | Natural Gas | Steamer | A | Incremental Energy Savings (MWh or mTherms) | Technical Potential | 0 | 0 | 0 | 0 | 0 | 0 | 0 | 0 | 0 | 0 | 0 | 0 | 0 | 0 | 0 | 0 | 0 | 0 | 0 | 0 | 0 | 0 | 0 | 0 | 0 | 0 | 0
F5_Commercial_Interruptible - Health_New_Food Preparation_Natural Gas_Steamer_A_Technical Potential | F5 | Commercial | Interruptible - Health | New | Food Preparation | Natural Gas | Steamer | A | Incremental Summer Peak Savings (MW) | Technical Potential | 0 | 0 | 0 | 0 | 0 | 0 | 0 | 0 | 0 | 0 | 0 | 0 | 0 | 0 | 0 | 0 | 0 | 0 | 0 | 0 | 0 | 0 | 0 | 0 | 0 | 0 | 0
F6_Commercial_Interruptible - Health_New_Food Preparation_Natural Gas_Steamer_A_Technical Potential | F6 | Commercial | Interruptible - Health | New | Food Preparation | Natural Gas | Steamer | A | Incremental Winter Peak Savings (MW) | Technical Potential | 0 | 0 | 0 | 0 | 0 | 0 | 0 | 0 | 0 | 0 | 0 | 0 | 0 | 0 | 0 | 0 | 0 | 0 | 0 | 0 | 0 | 0 | 0 | 0 | 0 | 0 | 0
F7_Commercial_Interruptible - Health_New_Food Preparation_Natural Gas_Steamer_A_Technical Potential | F7 | Commercial | Interruptible - Health | New | Food Preparation | Natural Gas | Steamer | A | Cumulative Energy Savings (MWh or mTherms) | Technical Potential | 0 | 0 | 0 | 0 | 0 | 0 | 0 | 0 | 0 | 0 | 0 | 0 | 0 | 0 | 0 | 0 | 0 | 0 | 0 | 0 | 0 | 0 | 0 | 0 | 0 | 0 | 0
F8_Commercial_Interruptible - Health_New_Food Preparation_Natural Gas_Steamer_A_Technical Potential | F8 | Commercial | Interruptible - Health | New | Food Preparation | Natural Gas | Steamer | A | Cumulative Summer Peak Savings (MW) | Technical Potential | 0 | 0 | 0 | 0 | 0 | 0 | 0 | 0 | 0 | 0 | 0 | 0 | 0 | 0 | 0 | 0 | 0 | 0 | 0 | 0 | 0 | 0 | 0 | 0 | 0 | 0 | 0
F9_Commercial_Interruptible - Health_New_Food Preparation_Natural Gas_Steamer_A_Technical Potential | F9 | Commercial | Interruptible - Health | New | Food Preparation | Natural Gas | Steamer | A | Cumulative Winter Peak Savings (MW) | Technical Potential | 0 | 0 | 0 | 0 | 0 | 0 | 0 | 0 | 0 | 0 | 0 | 0 | 0 | 0 | 0 | 0 | 0 | 0 | 0 | 0 | 0 | 0 | 0 | 0 | 0 | 0 | 0
F10_Commercial_Interruptible - Health_New_Food Preparation_Natural Gas_Steamer_A_Technical Potential | F10 | Commercial | Interruptible - Health | New | Food Preparation | Natural Gas | Steamer | A | Purchases (Incremental) | Technical Potential | 0 | 0 | 0 | 0 | 0 | 0 | 0 | 0 | 0 | 0 | 0 | 0 | 0 | 0 | 0 | 0 | 0 | 0 | 0 | 0 | 0 | 0 | 0 | 0 | 0 | 0 | 0
F11_Commercial_Interruptible - Health_New_Food Preparation_Natural Gas_Steamer_A_Technical Potential | F11 | Commercial | Interruptible - Health | New | Food Preparation | Natural Gas | Steamer | A | Purchases (Cumulative) | Technical Potential | 0 | 0 | 0 | 0 | 0 | 0 | 0 | 0 | 0 | 0 | 0 | 0 | 0 | 0 | 0 | 0 | 0 | 0 | 0 | 0 | 0 | 0 | 0 | 0 | 0 | 0 | 0
F1_Commercial_Interruptible - Health_New_Food Preparation_Natural Gas_Commercial Food Prep Other_A_Technical Potential | F1 | Commercial | Interruptible - Health | New | Food Preparation | Natural Gas | Commercial Food Prep Other | A | Integrated Unit Energy Savings (kWh or therms) | Technical Potential | 0 | 0 | 0 | 0 | 0 | 0 | 0 | 0 | 0 | 0 | 0 | 0 | 0 | 0 | 0 | 0 | 0 | 0 | 0 | 0 | 0 | 0 | 0 | 0 | 0 | 0 | 0
F2_Commercial_Interruptible - Health_New_Food Preparation_Natural Gas_Commercial Food Prep Other_A_Technical Potential | F2 | Commercial | Interruptible - Health | New | Food Preparation | Natural Gas | Commercial Food Prep Other | A | Integrated Unit Summer Peak Savings (kW) | Technical Potential | 0 | 0 | 0 | 0 | 0 | 0 | 0 | 0 | 0 | 0 | 0 | 0 | 0 | 0 | 0 | 0 | 0 | 0 | 0 | 0 | 0 | 0 | 0 | 0 | 0 | 0 | 0
F3_Commercial_Interruptible - Health_New_Food Preparation_Natural Gas_Commercial Food Prep Other_A_Technical Potential | F3 | Commercial | Interruptible - Health | New | Food Preparation | Natural Gas | Commercial Food Prep Other | A | Integrated Unit Winter Peak Savings (kW) | Technical Potential | 0 | 0 | 0 | 0 | 0 | 0 | 0 | 0 | 0 | 0 | 0 | 0 | 0 | 0 | 0 | 0 | 0 | 0 | 0 | 0 | 0 | 0 | 0 | 0 | 0 | 0 | 0
F4_Commercial_Interruptible - Health_New_Food Preparation_Natural Gas_Commercial Food Prep Other_A_Technical Potential | F4 | Commercial | Interruptible - Health | New | Food Preparation | Natural Gas | Commercial Food Prep Other | A | Incremental Energy Savings (MWh or mTherms) | Technical Potential | 0 | 0 | 0 | 0 | 0 | 0 | 0 | 0 | 0 | 0 | 0 | 0 | 0 | 0 | 0 | 0 | 0 | 0 | 0 | 0 | 0 | 0 | 0 | 0 | 0 | 0 | 0
F5_Commercial_Interruptible - Health_New_Food Preparation_Natural Gas_Commercial Food Prep Other_A_Technical Potential | F5 | Commercial | Interruptible - Health | New | Food Preparation | Natural Gas | Commercial Food Prep Other | A | Incremental Summer Peak Savings (MW) | Technical Potential | 0 | 0 | 0 | 0 | 0 | 0 | 0 | 0 | 0 | 0 | 0 | 0 | 0 | 0 | 0 | 0 | 0 | 0 | 0 | 0 | 0 | 0 | 0 | 0 | 0 | 0 | 0
F6_Commercial_Interruptible - Health_New_Food Preparation_Natural Gas_Commercial Food Prep Other_A_Technical Potential | F6 | Commercial | Interruptible - Health | New | Food Preparation | Natural Gas | Commercial Food Prep Other | A | Incremental Winter Peak Savings (MW) | Technical Potential | 0 | 0 | 0 | 0 | 0 | 0 | 0 | 0 | 0 | 0 | 0 | 0 | 0 | 0 | 0 | 0 | 0 | 0 | 0 | 0 | 0 | 0 | 0 | 0 | 0 | 0 | 0
F7_Commercial_Interruptible - Health_New_Food Preparation_Natural Gas_Commercial Food Prep Other_A_Technical Potential | F7 | Commercial | Interruptible - Health | New | Food Preparation | Natural Gas | Commercial Food Prep Other | A | Cumulative Energy Savings (MWh or mTherms) | Technical Potential | 0 | 0 | 0 | 0 | 0 | 0 | 0 | 0 | 0 | 0 | 0 | 0 | 0 | 0 | 0 | 0 | 0 | 0 | 0 | 0 | 0 | 0 | 0 | 0 | 0 | 0 | 0
F8_Commercial_Interruptible - Health_New_Food Preparation_Natural Gas_Commercial Food Prep Other_A_Technical Potential | F8 | Commercial | Interruptible - Health | New | Food Preparation | Natural Gas | Commercial Food Prep Other | A | Cumulative Summer Peak Savings (MW) | Technical Potential | 0 | 0 | 0 | 0 | 0 | 0 | 0 | 0 | 0 | 0 | 0 | 0 | 0 | 0 | 0 | 0 | 0 | 0 | 0 | 0 | 0 | 0 | 0 | 0 | 0 | 0 | 0
F9_Commercial_Interruptible - Health_New_Food Preparation_Natural Gas_Commercial Food Prep Other_A_Technical Potential | F9 | Commercial | Interruptible - Health | New | Food Preparation | Natural Gas | Commercial Food Prep Other | A | Cumulative Winter Peak Savings (MW) | Technical Potential | 0 | 0 | 0 | 0 | 0 | 0 | 0 | 0 | 0 | 0 | 0 | 0 | 0 | 0 | 0 | 0 | 0 | 0 | 0 | 0 | 0 | 0 | 0 | 0 | 0 | 0 | 0
F10_Commercial_Interruptible - Health_New_Food Preparation_Natural Gas_Commercial Food Prep Other_A_Technical Potential | F10 | Commercial | Interruptible - Health | New | Food Preparation | Natural Gas | Commercial Food Prep Other | A | Purchases (Incremental) | Technical Potential | 0 | 0 | 0 | 0 | 0 | 0 | 0 | 0 | 0 | 0 | 0 | 0 | 0 | 0 | 0 | 0 | 0 | 0 | 0 | 0 | 0 | 0 | 0 | 0 | 0 | 0 | 0
F11_Commercial_Interruptible - Health_New_Food Preparation_Natural Gas_Commercial Food Prep Other_A_Technical Potential | F11 | Commercial | Interruptible - Health | New | Food Preparation | Natural Gas | Commercial Food Prep Other | A | Purchases (Cumulative) | Technical Potential | 0 | 0 | 0 | 0 | 0 | 0 | 0 | 0 | 0 | 0 | 0 | 0 | 0 | 0 | 0 | 0 | 0 | 0 | 0 | 0 | 0 | 0 | 0 | 0 | 0 | 0 | 0
F1_Commercial_Interruptible - Health_New_Miscellaneous_Natural Gas_Pool Heater_A_Technical Potential | F1 | Commercial | Interruptible - Health | New | Miscellaneous | Natural Gas | Pool Heater | A | Integrated Unit Energy Savings (kWh or therms) | Technical Potential | 0 | 0 | 0 | 0 | 0 | 0 | 0 | 0 | 0 | 0 | 0 | 0 | 0 | 0 | 0 | 0 | 0 | 0 | 0 | 0 | 0 | 0 | 0 | 0 | 0 | 0 | 0
F2_Commercial_Interruptible - Health_New_Miscellaneous_Natural Gas_Pool Heater_A_Technical Potential | F2 | Commercial | Interruptible - Health | New | Miscellaneous | Natural Gas | Pool Heater | A | Integrated Unit Summer Peak Savings (kW) | Technical Potential | 0 | 0 | 0 | 0 | 0 | 0 | 0 | 0 | 0 | 0 | 0 | 0 | 0 | 0 | 0 | 0 | 0 | 0 | 0 | 0 | 0 | 0 | 0 | 0 | 0 | 0 | 0
F3_Commercial_Interruptible - Health_New_Miscellaneous_Natural Gas_Pool Heater_A_Technical Potential | F3 | Commercial | Interruptible - Health | New | Miscellaneous | Natural Gas | Pool Heater | A | Integrated Unit Winter Peak Savings (kW) | Technical Potential | 0 | 0 | 0 | 0 | 0 | 0 | 0 | 0 | 0 | 0 | 0 | 0 | 0 | 0 | 0 | 0 | 0 | 0 | 0 | 0 | 0 | 0 | 0 | 0 | 0 | 0 | 0
F4_Commercial_Interruptible - Health_New_Miscellaneous_Natural Gas_Pool Heater_A_Technical Potential | F4 | Commercial | Interruptible - Health | New | Miscellaneous | Natural Gas | Pool Heater | A | Incremental Energy Savings (MWh or mTherms) | Technical Potential | 0 | 0 | 0 | 0 | 0 | 0 | 0 | 0 | 0 | 0 | 0 | 0 | 0 | 0 | 0 | 0 | 0 | 0 | 0 | 0 | 0 | 0 | 0 | 0 | 0 | 0 | 0
F5_Commercial_Interruptible - Health_New_Miscellaneous_Natural Gas_Pool Heater_A_Technical Potential | F5 | Commercial | Interruptible - Health | New | Miscellaneous | Natural Gas | Pool Heater | A | Incremental Summer Peak Savings (MW) | Technical Potential | 0 | 0 | 0 | 0 | 0 | 0 | 0 | 0 | 0 | 0 | 0 | 0 | 0 | 0 | 0 | 0 | 0 | 0 | 0 | 0 | 0 | 0 | 0 | 0 | 0 | 0 | 0
F6_Commercial_Interruptible - Health_New_Miscellaneous_Natural Gas_Pool Heater_A_Technical Potential | F6 | Commercial | Interruptible - Health | New | Miscellaneous | Natural Gas | Pool Heater | A | Incremental Winter Peak Savings (MW) | Technical Potential | 0 | 0 | 0 | 0 | 0 | 0 | 0 | 0 | 0 | 0 | 0 | 0 | 0 | 0 | 0 | 0 | 0 | 0 | 0 | 0 | 0 | 0 | 0 | 0 | 0 | 0 | 0
F7_Commercial_Interruptible - Health_New_Miscellaneous_Natural Gas_Pool Heater_A_Technical Potential | F7 | Commercial | Interruptible - Health | New | Miscellaneous | Natural Gas | Pool Heater | A | Cumulative Energy Savings (MWh or mTherms) | Technical Potential | 0 | 0 | 0 | 0 | 0 | 0 | 0 | 0 | 0 | 0 | 0 | 0 | 0 | 0 | 0 | 0 | 0 | 0 | 0 | 0 | 0 | 0 | 0 | 0 | 0 | 0 | 0
F8_Commercial_Interruptible - Health_New_Miscellaneous_Natural Gas_Pool Heater_A_Technical Potential | F8 | Commercial | Interruptible - Health | New | Miscellaneous | Natural Gas | Pool Heater | A | Cumulative Summer Peak Savings (MW) | Technical Potential | 0 | 0 | 0 | 0 | 0 | 0 | 0 | 0 | 0 | 0 | 0 | 0 | 0 | 0 | 0 | 0 | 0 | 0 | 0 | 0 | 0 | 0 | 0 | 0 | 0 | 0 | 0
F9_Commercial_Interruptible - Health_New_Miscellaneous_Natural Gas_Pool Heater_A_Technical Potential | F9 | Commercial | Interruptible - Health | New | Miscellaneous | Natural Gas | Pool Heater | A | Cumulative Winter Peak Savings (MW) | Technical Potential | 0 | 0 | 0 | 0 | 0 | 0 | 0 | 0 | 0 | 0 | 0 | 0 | 0 | 0 | 0 | 0 | 0 | 0 | 0 | 0 | 0 | 0 | 0 | 0 | 0 | 0 | 0
F10_Commercial_Interruptible - Health_New_Miscellaneous_Natural Gas_Pool Heater_A_Technical Potential | F10 | Commercial | Interruptible - Health | New | Miscellaneous | Natural Gas | Pool Heater | A | Purchases (Incremental) | Technical Potential | 0 | 0 | 0 | 0 | 0 | 0 | 0 | 0 | 0 | 0 | 0 | 0 | 0 | 0 | 0 | 0 | 0 | 0 | 0 | 0 | 0 | 0 | 0 | 0 | 0 | 0 | 0
F11_Commercial_Interruptible - Health_New_Miscellaneous_Natural Gas_Pool Heater_A_Technical Potential | F11 | Commercial | Interruptible - Health | New | Miscellaneous | Natural Gas | Pool Heater | A | Purchases (Cumulative) | Technical Potential | 0 | 0 | 0 | 0 | 0 | 0 | 0 | 0 | 0 | 0 | 0 | 0 | 0 | 0 | 0 | 0 | 0 | 0 | 0 | 0 | 0 | 0 | 0 | 0 | 0 | 0 | 0
F1_Commercial_Interruptible - Miscellaneous_Existing_Space Heating_Natural Gas_Furnace_A_Technical Potential | F1 | Commercial | Interruptible - Miscellaneous | Existing | Space Heating | Natural Gas | Furnace | A | Integrated Unit Energy Savings (kWh or therms) | Technical Potential | 0 | 638.6601 | 636.1836 | 212.0612 | 212.0612 | 212.0612 | 212.0612 | 212.0612 | 212.0612 | 212.0612 | 212.0612 | 212.0612 | 212.0612 | 212.0612 | 212.0612 | 212.0612 | 212.0612 | 212.0612 | 212.0612 | 212.0612 | 212.0612 | 212.0612 | 212.0612 | 212.0612 | 212.0612 | 212.0612 | 212.0612
F2_Commercial_Interruptible - Miscellaneous_Existing_Space Heating_Natural Gas_Furnace_A_Technical Potential | F2 | Commercial | Interruptible - Miscellaneous | Existing | Space Heating | Natural Gas | Furnace | A | Integrated Unit Summer Peak Savings (kW) | Technical Potential | 0 | 0 | 0 | 0 | 0 | 0 | 0 | 0 | 0 | 0 | 0 | 0 | 0 | 0 | 0 | 0 | 0 | 0 | 0 | 0 | 0 | 0 | 0 | 0 | 0 | 0 | 0
F3_Commercial_Interruptible - Miscellaneous_Existing_Space Heating_Natural Gas_Furnace_A_Technical Potential | F3 | Commercial | Interruptible - Miscellaneous | Existing | Space Heating | Natural Gas | Furnace | A | Integrated Unit Winter Peak Savings (kW) | Technical Potential | 0 | 0 | 0 | 0 | 0 | 0 | 0 | 0 | 0 | 0 | 0 | 0 | 0 | 0 | 0 | 0 | 0 | 0 | 0 | 0 | 0 | 0 | 0 | 0 | 0 | 0 | 0
F4_Commercial_Interruptible - Miscellaneous_Existing_Space Heating_Natural Gas_Furnace_A_Technical Potential | F4 | Commercial | Interruptible - Miscellaneous | Existing | Space Heating | Natural Gas | Furnace | A | Incremental Energy Savings (MWh or mTherms) | Technical Potential | 0 | 0 | 0.069552 | 0.026349 | 0.02972 | 0.033282 | 0.037019 | 0.040919 | 0.044969 | 0.049157 | 0.053023 | 0.056592 | 0.059886 | 0.062927 | 0.065733 | 0.068324 | 0.070716 | 0.072923 | 0.074961 | 0.070752 | 0.067093 | 0.063959 | 0.061325 | 0.059168 | 0.057464 | 0.033007 | 0.028979
F5_Commercial_Interruptible - Miscellaneous_Existing_Space Heating_Natural Gas_Furnace_A_Technical Potential | F5 | Commercial | Interruptible - Miscellaneous | Existing | Space Heating | Natural Gas | Furnace | A | Incremental Summer Peak Savings (MW) | Technical Potential | 0 | 0 | 0 | 0 | 0 | 0 | 0 | 0 | 0 | 0 | 0 | 0 | 0 | 0 | 0 | 0 | 0 | 0 | 0 | 0 | 0 | 0 | 0 | 0 | 0 | 0 | 0
F6_Commercial_Interruptible - Miscellaneous_Existing_Space Heating_Natural Gas_Furnace_A_Technical Potential | F6 | Commercial | Interruptible - Miscellaneous | Existing | Space Heating | Natural Gas | Furnace | A | Incremental Winter Peak Savings (MW) | Technical Potential | 0 | 0 | 0 | 0 | 0 | 0 | 0 | 0 | 0 | 0 | 0 | 0 | 0 | 0 | 0 | 0 | 0 | 0 | 0 | 0 | 0 | 0 | 0 | 0 | 0 | 0 | 0
F7_Commercial_Interruptible - Miscellaneous_Existing_Space Heating_Natural Gas_Furnace_A_Technical Potential | F7 | Commercial | Interruptible - Miscellaneous | Existing | Space Heating | Natural Gas | Furnace | A | Cumulative Energy Savings (MWh or mTherms) | Technical Potential | 0 | 0 | 0.069552 | 0.049533 | 0.079253 | 0.11253 | 0.14955 | 0.19047 | 0.23544 | 0.2846 | 0.33762 | 0.39422 | 0.4541 | 0.51703 | 0.58276 | 0.65109 | 0.7218 | 0.79472 | 0.86969 | 0.94044 | 1.0075 | 1.0715 | 1.1328 | 1.192 | 1.2494 | 1.2825 | 1.3114
F8_Commercial_Interruptible - Miscellaneous_Existing_Space Heating_Natural Gas_Furnace_A_Technical Potential | F8 | Commercial | Interruptible - Miscellaneous | Existing | Space Heating | Natural Gas | Furnace | A | Cumulative Summer Peak Savings (MW) | Technical Potential | 0 | 0 | 0 | 0 | 0 | 0 | 0 | 0 | 0 | 0 | 0 | 0 | 0 | 0 | 0 | 0 | 0 | 0 | 0 | 0 | 0 | 0 | 0 | 0 | 0 | 0 | 0
F9_Commercial_Interruptible - Miscellaneous_Existing_Space Heating_Natural Gas_Furnace_A_Technical Potential | F9 | Commercial | Interruptible - Miscellaneous | Existing | Space Heating | Natural Gas | Furnace | A | Cumulative Winter Peak Savings (MW) | Technical Potential | 0 | 0 | 0 | 0 | 0 | 0 | 0 | 0 | 0 | 0 | 0 | 0 | 0 | 0 | 0 | 0 | 0 | 0 | 0 | 0 | 0 | 0 | 0 | 0 | 0 | 0 | 0
F10_Commercial_Interruptible - Miscellaneous_Existing_Space Heating_Natural Gas_Furnace_A_Technical Potential | F10 | Commercial | Interruptible - Miscellaneous | Existing | Space Heating | Natural Gas | Furnace | A | Purchases (Incremental) | Technical Potential | 0 | 0 | 0.10933 | 0.12425 | 0.14015 | 0.15694 | 0.17457 | 0.19296 | 0.21206 | 0.23181 | 0.25004 | 0.26687 | 0.2824 | 0.29674 | 0.30997 | 0.32219 | 0.33347 | 0.34388 | 0.35349 | 0.33364 | 0.31638 | 0.30161 | 0.28919 | 0.27901 | 0.27098 | 0.15565 | 0.13666
F11_Commercial_Interruptible - Miscellaneous_Existing_Space Heating_Natural Gas_Furnace_A_Technical Potential | F11 | Commercial | Interruptible - Miscellaneous | Existing | Space Heating | Natural Gas | Furnace | A | Purchases (Cumulative) | Technical Potential | 0 | 0 | 0.10933 | 0.23358 | 0.37373 | 0.53067 | 0.70524 | 0.8982 | 1.1103 | 1.3421 | 1.5921 | 1.859 | 2.1414 | 2.4381 | 2.7481 | 3.0703 | 3.4037 | 3.7476 | 4.1011 | 4.4347 | 4.7511 | 5.0527 | 5.3419 | 5.6209 | 5.8919 | 6.0476 | 6.1842
F1_Commercial_Interruptible - Miscellaneous_Existing_Space Heating_Natural Gas_Boiler_A_Technical Potential | F1 | Commercial | Interruptible - Miscellaneous | Existing | Space Heating | Natural Gas | Boiler | A | Integrated Unit Energy Savings (kWh or therms) | Technical Potential | 0 | 4981.1542 | 4961.8388 | 4961.8388 | 4961.8388 | 4961.8388 | 4961.8388 | 4961.8388 | 4961.8388 | 4961.8388 | 4961.8388 | 4961.8388 | 4961.8388 | 4961.8388 | 4961.8388 | 4961.8388 | 4961.8388 | 4961.8388 | 4961.8388 | 4961.8388 | 4961.8388 | 4961.8388 | 4961.8388 | 4961.8388 | 4961.8388 | 4961.8388 | 4961.8388
F2_Commercial_Interruptible - Miscellaneous_Existing_Space Heating_Natural Gas_Boiler_A_Technical Potential | F2 | Commercial | Interruptible - Miscellaneous | Existing | Space Heating | Natural Gas | Boiler | A | Integrated Unit Summer Peak Savings (kW) | Technical Potential | 0 | 0 | 0 | 0 | 0 | 0 | 0 | 0 | 0 | 0 | 0 | 0 | 0 | 0 | 0 | 0 | 0 | 0 | 0 | 0 | 0 | 0 | 0 | 0 | 0 | 0 | 0
F3_Commercial_Interruptible - Miscellaneous_Existing_Space Heating_Natural Gas_Boiler_A_Technical Potential | F3 | Commercial | Interruptible - Miscellaneous | Existing | Space Heating | Natural Gas | Boiler | A | Integrated Unit Winter Peak Savings (kW) | Technical Potential | 0 | 0 | 0 | 0 | 0 | 0 | 0 | 0 | 0 | 0 | 0 | 0 | 0 | 0 | 0 | 0 | 0 | 0 | 0 | 0 | 0 | 0 | 0 | 0 | 0 | 0 | 0
F4_Commercial_Interruptible - Miscellaneous_Existing_Space Heating_Natural Gas_Boiler_A_Technical Potential | F4 | Commercial | Interruptible - Miscellaneous | Existing | Space Heating | Natural Gas | Boiler | A | Incremental Energy Savings (MWh or mTherms) | Technical Potential | 0 | 0 | 0.30225 | 0.30472 | 0.30697 | 0.30902 | 0.31088 | 0.31257 | 0.31411 | 0.31551 | 0.31678 | 0.31793 | 0.31898 | 0.31993 | 0.3208 | 0.32159 | 0.32231 | 0.32296 | 0.32355 | 0.32409 | 0.32458 | 0.32503 | 0.32271 | 0.32085 | 0.31938 | 0.31825 | 0.31741
F5_Commercial_Interruptible - Miscellaneous_Existing_Space Heating_Natural Gas_Boiler_A_Technical Potential | F5 | Commercial | Interruptible - Miscellaneous | Existing | Space Heating | Natural Gas | Boiler | A | Incremental Summer Peak Savings (MW) | Technical Potential | 0 | 0 | 0 | 0 | 0 | 0 | 0 | 0 | 0 | 0 | 0 | 0 | 0 | 0 | 0 | 0 | 0 | 0 | 0 | 0 | 0 | 0 | 0 | 0 | 0 | 0 | 0
F6_Commercial_Interruptible - Miscellaneous_Existing_Space Heating_Natural Gas_Boiler_A_Technical Potential | F6 | Commercial | Interruptible - Miscellaneous | Existing | Space Heating | Natural Gas | Boiler | A | Incremental Winter Peak Savings (MW) | Technical Potential | 0 | 0 | 0 | 0 | 0 | 0 | 0 | 0 | 0 | 0 | 0 | 0 | 0 | 0 | 0 | 0 | 0 | 0 | 0 | 0 | 0 | 0 | 0 | 0 | 0 | 0 | 0
F7_Commercial_Interruptible - Miscellaneous_Existing_Space Heating_Natural Gas_Boiler_A_Technical Potential | F7 | Commercial | Interruptible - Miscellaneous | Existing | Space Heating | Natural Gas | Boiler | A | Cumulative Energy Savings (MWh or mTherms) | Technical Potential | 0 | 0 | 0.30225 | 0.60697 | 0.91395 | 1.223 | 1.5338 | 1.8464 | 2.1605 | 2.476 | 2.7928 | 3.1107 | 3.4297 | 3.7497 | 4.0705 | 4.392 | 4.7144 | 5.0373 | 5.3609 | 5.685 | 6.0095 | 6.3346 | 6.6573 | 6.9781 | 7.2975 | 7.6158 | 7.9332
F8_Commercial_Interruptible - Miscellaneous_Existing_Space Heating_Natural Gas_Boiler_A_Technical Potential | F8 | Commercial | Interruptible - Miscellaneous | Existing | Space Heating | Natural Gas | Boiler | A | Cumulative Summer Peak Savings (MW) | Technical Potential | 0 | 0 | 0 | 0 | 0 | 0 | 0 | 0 | 0 | 0 | 0 | 0 | 0 | 0 | 0 | 0 | 0 | 0 | 0 | 0 | 0 | 0 | 0 | 0 | 0 | 0 | 0
F9_Commercial_Interruptible - Miscellaneous_Existing_Space Heating_Natural Gas_Boiler_A_Technical Potential | F9 | Commercial | Interruptible - Miscellaneous | Existing | Space Heating | Natural Gas | Boiler | A | Cumulative Winter Peak Savings (MW) | Technical Potential | 0 | 0 | 0 | 0 | 0 | 0 | 0 | 0 | 0 | 0 | 0 | 0 | 0 | 0 | 0 | 0 | 0 | 0 | 0 | 0 | 0 | 0 | 0 | 0 | 0 | 0 | 0
F10_Commercial_Interruptible - Miscellaneous_Existing_Space Heating_Natural Gas_Boiler_A_Technical Potential | F10 | Commercial | Interruptible - Miscellaneous | Existing | Space Heating | Natural Gas | Boiler | A | Purchases (Incremental) | Technical Potential | 0 | 0 | 0.060915 | 0.061414 | 0.061867 | 0.062279 | 0.062654 | 0.062995 | 0.063305 | 0.063586 | 0.063842 | 0.064075 | 0.064287 | 0.064479 | 0.064654 | 0.064813 | 0.064957 | 0.065089 | 0.065208 | 0.065317 | 0.065415 | 0.065505 | 0.065038 | 0.064663 | 0.064368 | 0.06414 | 0.063971
F11_Commercial_Interruptible - Miscellaneous_Existing_Space Heating_Natural Gas_Boiler_A_Technical Potential | F11 | Commercial | Interruptible - Miscellaneous | Existing | Space Heating | Natural Gas | Boiler | A | Purchases (Cumulative) | Technical Potential | 0 | 0 | 0.060915 | 0.12233 | 0.1842 | 0.24647 | 0.30913 | 0.37212 | 0.43543 | 0.49902 | 0.56286 | 0.62693 | 0.69122 | 0.7557 | 0.82035 | 0.88517 | 0.95012 | 1.0152 | 1.0804 | 1.1457 | 1.2112 | 1.2767 | 1.3417 | 1.4064 | 1.4707 | 1.5349 | 1.5988
F1_Commercial_Interruptible - Miscellaneous_Existing_Space Heating_Natural Gas_Unit Heater_A_Technical Potential | F1 | Commercial | Interruptible - Miscellaneous | Existing | Space Heating | Natural Gas | Unit Heater | A | Integrated Unit Energy Savings (kWh or therms) | Technical Potential | 0 | 30983.2092 | 30863.0652 | 30863.0652 | 30863.0652 | 30863.0652 | 30863.0652 | 30863.0652 | 30863.0652 | 30863.0652 | 30863.0652 | 30863.0652 | 30863.0652 | 30863.0652 | 30863.0652 | 30863.0652 | 30863.0652 | 30863.0652 | 30863.0652 | 30863.0652 | 30863.0652 | 30863.0652 | 30863.0652 | 30863.0652 | 30863.0652 | 30863.0652 | 30863.0652
F2_Commercial_Interruptible - Miscellaneous_Existing_Space Heating_Natural Gas_Unit Heater_A_Technical Potential | F2 | Commercial | Interruptible - Miscellaneous | Existing | Space Heating | Natural Gas | Unit Heater | A | Integrated Unit Summer Peak Savings (kW) | Technical Potential | 0 | 0 | 0 | 0 | 0 | 0 | 0 | 0 | 0 | 0 | 0 | 0 | 0 | 0 | 0 | 0 | 0 | 0 | 0 | 0 | 0 | 0 | 0 | 0 | 0 | 0 | 0
F3_Commercial_Interruptible - Miscellaneous_Existing_Space Heating_Natural Gas_Unit Heater_A_Technical Potential | F3 | Commercial | Interruptible - Miscellaneous | Existing | Space Heating | Natural Gas | Unit Heater | A | Integrated Unit Winter Peak Savings (kW) | Technical Potential | 0 | 0 | 0 | 0 | 0 | 0 | 0 | 0 | 0 | 0 | 0 | 0 | 0 | 0 | 0 | 0 | 0 | 0 | 0 | 0 | 0 | 0 | 0 | 0 | 0 | 0 | 0
F4_Commercial_Interruptible - Miscellaneous_Existing_Space Heating_Natural Gas_Unit Heater_A_Technical Potential | F4 | Commercial | Interruptible - Miscellaneous | Existing | Space Heating | Natural Gas | Unit Heater | A | Incremental Energy Savings (MWh or mTherms) | Technical Potential | 0 | 0 | 4.1347e-05 | 8.0228e-05 | 0.00012979 | 0.00018905 | 0.00025715 | 0.00033326 | 0.00041667 | 0.00050671 | 0.00058856 | 0.00066297 | 0.00073062 | 0.00079212 | 0.00084803 | 0.00089885 | 0.00094506 | 0.00081909 | 0.00070574 | 0.00059203 | 0.00047894 | 0.00036731 | 0.0002578 | 0.00015096 | 4.7193e-05 | 0 | 0
F5_Commercial_Interruptible - Miscellaneous_Existing_Space Heating_Natural Gas_Unit Heater_A_Technical Potential | F5 | Commercial | Interruptible - Miscellaneous | Existing | Space Heating | Natural Gas | Unit Heater | A | Incremental Summer Peak Savings (MW) | Technical Potential | 0 | 0 | 0 | 0 | 0 | 0 | 0 | 0 | 0 | 0 | 0 | 0 | 0 | 0 | 0 | 0 | 0 | 0 | 0 | 0 | 0 | 0 | 0 | 0 | 0 | 0 | 0
F6_Commercial_Interruptible - Miscellaneous_Existing_Space Heating_Natural Gas_Unit Heater_A_Technical Potential | F6 | Commercial | Interruptible - Miscellaneous | Existing | Space Heating | Natural Gas | Unit Heater | A | Incremental Winter Peak Savings (MW) | Technical Potential | 0 | 0 | 0 | 0 | 0 | 0 | 0 | 0 | 0 | 0 | 0 | 0 | 0 | 0 | 0 | 0 | 0 | 0 | 0 | 0 | 0 | 0 | 0 | 0 | 0 | 0 | 0
F7_Commercial_Interruptible - Miscellaneous_Existing_Space Heating_Natural Gas_Unit Heater_A_Technical Potential | F7 | Commercial | Interruptible - Miscellaneous | Existing | Space Heating | Natural Gas | Unit Heater | A | Cumulative Energy Savings (MWh or mTherms) | Technical Potential | 0 | 0 | 4.1347e-05 | 0.00012158 | 0.00025136 | 0.00044042 | 0.00069756 | 0.0010308 | 0.0014475 | 0.0019542 | 0.0025428 | 0.0032057 | 0.0039364 | 0.0047285 | 0.0055765 | 0.0064754 | 0.0074204 | 0.0082395 | 0.0089452 | 0.0095373 | 0.010016 | 0.010384 | 0.010641 | 0.010792 | 0.010839 | 0.010839 | 0.010839
F8_Commercial_Interruptible - Miscellaneous_Existing_Space Heating_Natural Gas_Unit Heater_A_Technical Potential | F8 | Commercial | Interruptible - Miscellaneous | Existing | Space Heating | Natural Gas | Unit Heater | A | Cumulative Summer Peak Savings (MW) | Technical Potential | 0 | 0 | 0 | 0 | 0 | 0 | 0 | 0 | 0 | 0 | 0 | 0 | 0 | 0 | 0 | 0 | 0 | 0 | 0 | 0 | 0 | 0 | 0 | 0 | 0 | 0 | 0
F9_Commercial_Interruptible - Miscellaneous_Existing_Space Heating_Natural Gas_Unit Heater_A_Technical Potential | F9 | Commercial | Interruptible - Miscellaneous | Existing | Space Heating | Natural Gas | Unit Heater | A | Cumulative Winter Peak Savings (MW) | Technical Potential | 0 | 0 | 0 | 0 | 0 | 0 | 0 | 0 | 0 | 0 | 0 | 0 | 0 | 0 | 0 | 0 | 0 | 0 | 0 | 0 | 0 | 0 | 0 | 0 | 0 | 0 | 0
F10_Commercial_Interruptible - Miscellaneous_Existing_Space Heating_Natural Gas_Unit Heater_A_Technical Potential | F10 | Commercial | Interruptible - Miscellaneous | Existing | Space Heating | Natural Gas | Unit Heater | A | Purchases (Incremental) | Technical Potential | 0 | 0 | 1.3397e-06 | 2.5995e-06 | 4.2052e-06 | 6.1256e-06 | 8.3318e-06 | 1.0798e-05 | 1.3501e-05 | 1.6418e-05 | 1.907e-05 | 2.1481e-05 | 2.3673e-05 | 2.5666e-05 | 2.7477e-05 | 2.9124e-05 | 3.0621e-05 | 2.6539e-05 | 2.2867e-05 | 1.9182e-05 | 1.5518e-05 | 1.1901e-05 | 8.353e-06 | 4.8911e-06 | 1.5291e-06 | 0 | 0
F11_Commercial_Interruptible - Miscellaneous_Existing_Space Heating_Natural Gas_Unit Heater_A_Technical Potential | F11 | Commercial | Interruptible - Miscellaneous | Existing | Space Heating | Natural Gas | Unit Heater | A | Purchases (Cumulative) | Technical Potential | 0 | 0 | 1.3397e-06 | 3.9392e-06 | 8.1444e-06 | 1.427e-05 | 2.2602e-05 | 3.34e-05 | 4.69e-05 | 6.3318e-05 | 8.2389e-05 | 0.00010387 | 0.00012754 | 0.00015321 | 0.00018069 | 0.00020981 | 0.00024043 | 0.00026697 | 0.00028984 | 0.00030902 | 0.00032454 | 0.00033644 | 0.00034479 | 0.00034968 | 0.00035121 | 0.00035121 | 0.00035121
F1_Commercial_Interruptible - Miscellaneous_Existing_Water Heating_Natural Gas_Water Heater_A_Technical Potential | F1 | Commercial | Interruptible - Miscellaneous | Existing | Water Heating | Natural Gas | Water Heater | A | Integrated Unit Energy Savings (kWh or therms) | Technical Potential | 0 | 2.8505 | 6.0949 | 6.0949 | 6.0949 | 6.0949 | 6.0949 | 6.0949 | 6.0949 | 6.0949 | 6.0949 | 6.0949 | 6.0949 | 6.0949 | 6.0949 | 6.0949 | 6.0949 | 6.0949 | 6.0949 | 6.0949 | 6.0949 | 6.0949 | 6.0949 | 6.0949 | 6.0949 | 6.0949 | 6.0949
F2_Commercial_Interruptible - Miscellaneous_Existing_Water Heating_Natural Gas_Water Heater_A_Technical Potential | F2 | Commercial | Interruptible - Miscellaneous | Existing | Water Heating | Natural Gas | Water Heater | A | Integrated Unit Summer Peak Savings (kW) | Technical Potential | 0 | 0 | 0 | 0 | 0 | 0 | 0 | 0 | 0 | 0 | 0 | 0 | 0 | 0 | 0 | 0 | 0 | 0 | 0 | 0 | 0 | 0 | 0 | 0 | 0 | 0 | 0
F3_Commercial_Interruptible - Miscellaneous_Existing_Water Heating_Natural Gas_Water Heater_A_Technical Potential | F3 | Commercial | Interruptible - Miscellaneous | Existing | Water Heating | Natural Gas | Water Heater | A | Integrated Unit Winter Peak Savings (kW) | Technical Potential | 0 | 0 | 0 | 0 | 0 | 0 | 0 | 0 | 0 | 0 | 0 | 0 | 0 | 0 | 0 | 0 | 0 | 0 | 0 | 0 | 0 | 0 | 0 | 0 | 0 | 0 | 0
F4_Commercial_Interruptible - Miscellaneous_Existing_Water Heating_Natural Gas_Water Heater_A_Technical Potential | F4 | Commercial | Interruptible - Miscellaneous | Existing | Water Heating | Natural Gas | Water Heater | A | Incremental Energy Savings (MWh or mTherms) | Technical Potential | 0 | 0 | 0.21296 | 0.20263 | 0.19437 | 0.18777 | 0.18248 | 0.17825 | 0.17487 | 0.17216 | 0.1829 | 0.18891 | 0 | 0 | 0 | 0.060991 | 0.048792 | 0.039034 | 0.031227 | 0.027563 | 0.013274 | 0.0052499 | 0 | 0 | 0.011681 | 0 | 0
F5_Commercial_Interruptible - Miscellaneous_Existing_Water Heating_Natural Gas_Water Heater_A_Technical Potential | F5 | Commercial | Interruptible - Miscellaneous | Existing | Water Heating | Natural Gas | Water Heater | A | Incremental Summer Peak Savings (MW) | Technical Potential | 0 | 0 | 0 | 0 | 0 | 0 | 0 | 0 | 0 | 0 | 0 | 0 | 0 | 0 | 0 | 0 | 0 | 0 | 0 | 0 | 0 | 0 | 0 | 0 | 0 | 0 | 0
F6_Commercial_Interruptible - Miscellaneous_Existing_Water Heating_Natural Gas_Water Heater_A_Technical Potential | F6 | Commercial | Interruptible - Miscellaneous | Existing | Water Heating | Natural Gas | Water Heater | A | Incremental Winter Peak Savings (MW) | Technical Potential | 0 | 0 | 0 | 0 | 0 | 0 | 0 | 0 | 0 | 0 | 0 | 0 | 0 | 0 | 0 | 0 | 0 | 0 | 0 | 0 | 0 | 0 | 0 | 0 | 0 | 0 | 0
F7_Commercial_Interruptible - Miscellaneous_Existing_Water Heating_Natural Gas_Water Heater_A_Technical Potential | F7 | Commercial | Interruptible - Miscellaneous | Existing | Water Heating | Natural Gas | Water Heater | A | Cumulative Energy Savings (MWh or mTherms) | Technical Potential | 0 | 0 | 0.21296 | 0.41559 | 0.60997 | 0.79774 | 0.98022 | 1.1585 | 1.3333 | 1.5055 | 1.6884 | 1.8773 | 1.8773 | 1.8773 | 1.8773 | 1.9383 | 1.9871 | 2.0261 | 2.0574 | 2.0849 | 2.0982 | 2.1034 | 2.1034 | 2.1034 | 2.1151 | 2.1151 | 2.1151
F8_Commercial_Interruptible - Miscellaneous_Existing_Water Heating_Natural Gas_Water Heater_A_Technical Potential | F8 | Commercial | Interruptible - Miscellaneous | Existing | Water Heating | Natural Gas | Water Heater | A | Cumulative Summer Peak Savings (MW) | Technical Potential | 0 | 0 | 0 | 0 | 0 | 0 | 0 | 0 | 0 | 0 | 0 | 0 | 0 | 0 | 0 | 0 | 0 | 0 | 0 | 0 | 0 | 0 | 0 | 0 | 0 | 0 | 0
F9_Commercial_Interruptible - Miscellaneous_Existing_Water Heating_Natural Gas_Water Heater_A_Technical Potential | F9 | Commercial | Interruptible - Miscellaneous | Existing | Water Heating | Natural Gas | Water Heater | A | Cumulative Winter Peak Savings (MW) | Technical Potential | 0 | 0 | 0 | 0 | 0 | 0 | 0 | 0 | 0 | 0 | 0 | 0 | 0 | 0 | 0 | 0 | 0 | 0 | 0 | 0 | 0 | 0 | 0 | 0 | 0 | 0 | 0
F10_Commercial_Interruptible - Miscellaneous_Existing_Water Heating_Natural Gas_Water Heater_A_Technical Potential | F10 | Commercial | Interruptible - Miscellaneous | Existing | Water Heating | Natural Gas | Water Heater | A | Purchases (Incremental) | Technical Potential | 0 | 0 | 34.9406 | 33.2465 | 31.8912 | 30.807 | 29.9396 | 29.2457 | 28.6906 | 28.2465 | 30.0089 | 30.9952 | 0 | 0 | 0 | 10.0068 | 8.0054 | 6.4043 | 5.1235 | 4.5223 | 2.1779 | 0.86136 | 0 | 0 | 1.9165 | 0 | 0
F11_Commercial_Interruptible - Miscellaneous_Existing_Water Heating_Natural Gas_Water Heater_A_Technical Potential | F11 | Commercial | Interruptible - Miscellaneous | Existing | Water Heating | Natural Gas | Water Heater | A | Purchases (Cumulative) | Technical Potential | 0 | 0 | 34.9406 | 68.1871 | 100.0783 | 130.8854 | 160.825 | 190.0707 | 218.7614 | 247.0079 | 277.0168 | 308.012 | 308.012 | 308.012 | 308.012 | 318.0188 | 326.0242 | 332.4285 | 337.552 | 342.0743 | 344.2522 | 345.1135 | 345.1135 | 345.1135 | 347.03 | 347.03 | 347.03
F1_Commercial_Interruptible - Miscellaneous_Existing_Food Preparation_Natural Gas_Oven_A_Technical Potential | F1 | Commercial | Interruptible - Miscellaneous | Existing | Food Preparation | Natural Gas | Oven | A | Integrated Unit Energy Savings (kWh or therms) | Technical Potential | 0 | 106.6752 | 106.6752 | 106.6752 | 106.6752 | 106.6752 | 106.6752 | 106.6752 | 106.6752 | 106.6752 | 106.6752 | 106.6752 | 106.6752 | 106.6752 | 106.6752 | 106.6752 | 106.6752 | 106.6752 | 106.6752 | 106.6752 | 106.6752 | 106.6752 | 106.6752 | 106.6752 | 106.6752 | 106.6752 | 106.6752
F2_Commercial_Interruptible - Miscellaneous_Existing_Food Preparation_Natural Gas_Oven_A_Technical Potential | F2 | Commercial | Interruptible - Miscellaneous | Existing | Food Preparation | Natural Gas | Oven | A | Integrated Unit Summer Peak Savings (kW) | Technical Potential | 0 | 0 | 0 | 0 | 0 | 0 | 0 | 0 | 0 | 0 | 0 | 0 | 0 | 0 | 0 | 0 | 0 | 0 | 0 | 0 | 0 | 0 | 0 | 0 | 0 | 0 | 0
F3_Commercial_Interruptible - Miscellaneous_Existing_Food Preparation_Natural Gas_Oven_A_Technical Potential | F3 | Commercial | Interruptible - Miscellaneous | Existing | Food Preparation | Natural Gas | Oven | A | Integrated Unit Winter Peak Savings (kW) | Technical Potential | 0 | 0 | 0 | 0 | 0 | 0 | 0 | 0 | 0 | 0 | 0 | 0 | 0 | 0 | 0 | 0 | 0 | 0 | 0 | 0 | 0 | 0 | 0 | 0 | 0 | 0 | 0
F4_Commercial_Interruptible - Miscellaneous_Existing_Food Preparation_Natural Gas_Oven_A_Technical Potential | F4 | Commercial | Interruptible - Miscellaneous | Existing | Food Preparation | Natural Gas | Oven | A | Incremental Energy Savings (MWh or mTherms) | Technical Potential | 0 | 0 | 0.00052763 | 0.00081294 | 0.0011389 | 0.0013997 | 0.0016083 | 0.0017752 | 0.0019087 | 0.0020155 | 0.0021009 | 0.0021693 | 0.0017941 | 0.0015408 | 0.00086758 | 0.00053101 | 0.00021619 | 8.2905e-05 | 0 | 0 | 0 | 0 | 0 | 0 | 0.00020375 | 0.00036452 | 0.00042022
F5_Commercial_Interruptible - Miscellaneous_Existing_Food Preparation_Natural Gas_Oven_A_Technical Potential | F5 | Commercial | Interruptible - Miscellaneous | Existing | Food Preparation | Natural Gas | Oven | A | Incremental Summer Peak Savings (MW) | Technical Potential | 0 | 0 | 0 | 0 | 0 | 0 | 0 | 0 | 0 | 0 | 0 | 0 | 0 | 0 | 0 | 0 | 0 | 0 | 0 | 0 | 0 | 0 | 0 | 0 | 0 | 0 | 0
F6_Commercial_Interruptible - Miscellaneous_Existing_Food Preparation_Natural Gas_Oven_A_Technical Potential | F6 | Commercial | Interruptible - Miscellaneous | Existing | Food Preparation | Natural Gas | Oven | A | Incremental Winter Peak Savings (MW) | Technical Potential | 0 | 0 | 0 | 0 | 0 | 0 | 0 | 0 | 0 | 0 | 0 | 0 | 0 | 0 | 0 | 0 | 0 | 0 | 0 | 0 | 0 | 0 | 0 | 0 | 0 | 0 | 0
F7_Commercial_Interruptible - Miscellaneous_Existing_Food Preparation_Natural Gas_Oven_A_Technical Potential | F7 | Commercial | Interruptible - Miscellaneous | Existing | Food Preparation | Natural Gas | Oven | A | Cumulative Energy Savings (MWh or mTherms) | Technical Potential | 0 | 0 | 0.00052763 | 0.0013406 | 0.0024795 | 0.0038791 | 0.0054874 | 0.0072626 | 0.0091713 | 0.011187 | 0.013288 | 0.015457 | 0.017251 | 0.018792 | 0.019659 | 0.02019 | 0.020407 | 0.02049 | 0.02049 | 0.02049 | 0.02049 | 0.02049 | 0.02049 | 0.02049 | 0.020693 | 0.021058 | 0.021478
F8_Commercial_Interruptible - Miscellaneous_Existing_Food Preparation_Natural Gas_Oven_A_Technical Potential | F8 | Commercial | Interruptible - Miscellaneous | Existing | Food Preparation | Natural Gas | Oven | A | Cumulative Summer Peak Savings (MW) | Technical Potential | 0 | 0 | 0 | 0 | 0 | 0 | 0 | 0 | 0 | 0 | 0 | 0 | 0 | 0 | 0 | 0 | 0 | 0 | 0 | 0 | 0 | 0 | 0 | 0 | 0 | 0 | 0
F9_Commercial_Interruptible - Miscellaneous_Existing_Food Preparation_Natural Gas_Oven_A_Technical Potential | F9 | Commercial | Interruptible - Miscellaneous | Existing | Food Preparation | Natural Gas | Oven | A | Cumulative Winter Peak Savings (MW) | Technical Potential | 0 | 0 | 0 | 0 | 0 | 0 | 0 | 0 | 0 | 0 | 0 | 0 | 0 | 0 | 0 | 0 | 0 | 0 | 0 | 0 | 0 | 0 | 0 | 0 | 0 | 0 | 0
F10_Commercial_Interruptible - Miscellaneous_Existing_Food Preparation_Natural Gas_Oven_A_Technical Potential | F10 | Commercial | Interruptible - Miscellaneous | Existing | Food Preparation | Natural Gas | Oven | A | Purchases (Incremental) | Technical Potential | 0 | 0 | 0.0049461 | 0.0076207 | 0.010676 | 0.013121 | 0.015076 | 0.016641 | 0.017892 | 0.018894 | 0.019695 | 0.020336 | 0.016818 | 0.014444 | 0.0081329 | 0.0049778 | 0.0020266 | 0.00077717 | 0 | 0 | 0 | 0 | 0 | 0 | 0.00191 | 0.0034171 | 0.0039392
F11_Commercial_Interruptible - Miscellaneous_Existing_Food Preparation_Natural Gas_Oven_A_Technical Potential | F11 | Commercial | Interruptible - Miscellaneous | Existing | Food Preparation | Natural Gas | Oven | A | Purchases (Cumulative) | Technical Potential | 0 | 0 | 0.0049461 | 0.012567 | 0.023243 | 0.036364 | 0.05144 | 0.068081 | 0.085974 | 0.10487 | 0.12456 | 0.1449 | 0.16172 | 0.17616 | 0.18429 | 0.18927 | 0.1913 | 0.19207 | 0.19207 | 0.19207 | 0.19207 | 0.19207 | 0.19207 | 0.19207 | 0.19398 | 0.1974 | 0.20134
F1_Commercial_Interruptible - Miscellaneous_Existing_Food Preparation_Natural Gas_Conveyor Oven_A_Technical Potential | F1 | Commercial | Interruptible - Miscellaneous | Existing | Food Preparation | Natural Gas | Conveyor Oven | A | Integrated Unit Energy Savings (kWh or therms) | Technical Potential | 0 | 0 | 0 | 0 | 0 | 692.0657 | 692.0657 | 692.0657 | 692.0657 | 692.0657 | 692.0657 | 692.0657 | 692.0657 | 692.0657 | 692.0657 | 692.0657 | 692.0657 | 692.0657 | 692.0657 | 692.0657 | 692.0657 | 692.0657 | 692.0657 | 692.0657 | 692.0657 | 692.0657 | 692.0657
F2_Commercial_Interruptible - Miscellaneous_Existing_Food Preparation_Natural Gas_Conveyor Oven_A_Technical Potential | F2 | Commercial | Interruptible - Miscellaneous | Existing | Food Preparation | Natural Gas | Conveyor Oven | A | Integrated Unit Summer Peak Savings (kW) | Technical Potential | 0 | 0 | 0 | 0 | 0 | 0 | 0 | 0 | 0 | 0 | 0 | 0 | 0 | 0 | 0 | 0 | 0 | 0 | 0 | 0 | 0 | 0 | 0 | 0 | 0 | 0 | 0
F3_Commercial_Interruptible - Miscellaneous_Existing_Food Preparation_Natural Gas_Conveyor Oven_A_Technical Potential | F3 | Commercial | Interruptible - Miscellaneous | Existing | Food Preparation | Natural Gas | Conveyor Oven | A | Integrated Unit Winter Peak Savings (kW) | Technical Potential | 0 | 0 | 0 | 0 | 0 | 0 | 0 | 0 | 0 | 0 | 0 | 0 | 0 | 0 | 0 | 0 | 0 | 0 | 0 | 0 | 0 | 0 | 0 | 0 | 0 | 0 | 0
F4_Commercial_Interruptible - Miscellaneous_Existing_Food Preparation_Natural Gas_Conveyor Oven_A_Technical Potential | F4 | Commercial | Interruptible - Miscellaneous | Existing | Food Preparation | Natural Gas | Conveyor Oven | A | Incremental Energy Savings (MWh or mTherms) | Technical Potential | 0 | 0 | 0 | 0 | 0 | 0.00016319 | 0.00045693 | 0.00085511 | 0.0013368 | 0.0018854 | 0.0023243 | 0.0026754 | 0.0029562 | 0.0031809 | 0.0033607 | 0.0035045 | 0.0036196 | 0.0028956 | 0.0023165 | 0.0018532 | 0.0014826 | 0.0012187 | 0.00090315 | 0.00056716 | 0.00023153 | 0 | 0
F5_Commercial_Interruptible - Miscellaneous_Existing_Food Preparation_Natural Gas_Conveyor Oven_A_Technical Potential | F5 | Commercial | Interruptible - Miscellaneous | Existing | Food Preparation | Natural Gas | Conveyor Oven | A | Incremental Summer Peak Savings (MW) | Technical Potential | 0 | 0 | 0 | 0 | 0 | 0 | 0 | 0 | 0 | 0 | 0 | 0 | 0 | 0 | 0 | 0 | 0 | 0 | 0 | 0 | 0 | 0 | 0 | 0 | 0 | 0 | 0
F6_Commercial_Interruptible - Miscellaneous_Existing_Food Preparation_Natural Gas_Conveyor Oven_A_Technical Potential | F6 | Commercial | Interruptible - Miscellaneous | Existing | Food Preparation | Natural Gas | Conveyor Oven | A | Incremental Winter Peak Savings (MW) | Technical Potential | 0 | 0 | 0 | 0 | 0 | 0 | 0 | 0 | 0 | 0 | 0 | 0 | 0 | 0 | 0 | 0 | 0 | 0 | 0 | 0 | 0 | 0 | 0 | 0 | 0 | 0 | 0
F7_Commercial_Interruptible - Miscellaneous_Existing_Food Preparation_Natural Gas_Conveyor Oven_A_Technical Potential | F7 | Commercial | Interruptible - Miscellaneous | Existing | Food Preparation | Natural Gas | Conveyor Oven | A | Cumulative Energy Savings (MWh or mTherms) | Technical Potential | 0 | 0 | 0 | 0 | 0 | 0.00016319 | 0.00062012 | 0.0014752 | 0.0028121 | 0.0046975 | 0.0070218 | 0.0096972 | 0.012653 | 0.015834 | 0.019195 | 0.0227 | 0.026319 | 0.029215 | 0.031531 | 0.033384 | 0.034867 | 0.036086 | 0.036989 | 0.037556 | 0.037788 | 0.037788 | 0.037788
F8_Commercial_Interruptible - Miscellaneous_Existing_Food Preparation_Natural Gas_Conveyor Oven_A_Technical Potential | F8 | Commercial | Interruptible - Miscellaneous | Existing | Food Preparation | Natural Gas | Conveyor Oven | A | Cumulative Summer Peak Savings (MW) | Technical Potential | 0 | 0 | 0 | 0 | 0 | 0 | 0 | 0 | 0 | 0 | 0 | 0 | 0 | 0 | 0 | 0 | 0 | 0 | 0 | 0 | 0 | 0 | 0 | 0 | 0 | 0 | 0
F9_Commercial_Interruptible - Miscellaneous_Existing_Food Preparation_Natural Gas_Conveyor Oven_A_Technical Potential | F9 | Commercial | Interruptible - Miscellaneous | Existing | Food Preparation | Natural Gas | Conveyor Oven | A | Cumulative Winter Peak Savings (MW) | Technical Potential | 0 | 0 | 0 | 0 | 0 | 0 | 0 | 0 | 0 | 0 | 0 | 0 | 0 | 0 | 0 | 0 | 0 | 0 | 0 | 0 | 0 | 0 | 0 | 0 | 0 | 0 | 0
F10_Commercial_Interruptible - Miscellaneous_Existing_Food Preparation_Natural Gas_Conveyor Oven_A_Technical Potential | F10 | Commercial | Interruptible - Miscellaneous | Existing | Food Preparation | Natural Gas | Conveyor Oven | A | Purchases (Incremental) | Technical Potential | 0 | 0 | 0 | 0 | 0 | 0.0002358 | 0.00066024 | 0.0012356 | 0.0019317 | 0.0027243 | 0.0033585 | 0.0038658 | 0.0042716 | 0.0045963 | 0.004856 | 0.0050638 | 0.0052301 | 0.0041841 | 0.0033472 | 0.0026778 | 0.0021422 | 0.001761 | 0.001305 | 0.00081952 | 0.00033455 | 0 | 0
F11_Commercial_Interruptible - Miscellaneous_Existing_Food Preparation_Natural Gas_Conveyor Oven_A_Technical Potential | F11 | Commercial | Interruptible - Miscellaneous | Existing | Food Preparation | Natural Gas | Conveyor Oven | A | Purchases (Cumulative) | Technical Potential | 0 | 0 | 0 | 0 | 0 | 0.0002358 | 0.00089604 | 0.0021316 | 0.0040633 | 0.0067877 | 0.010146 | 0.014012 | 0.018284 | 0.02288 | 0.027736 | 0.0328 | 0.03803 | 0.042214 | 0.045561 | 0.048239 | 0.050381 | 0.052142 | 0.053447 | 0.054267 | 0.054601 | 0.054601 | 0.054601
F1_Commercial_Interruptible - Miscellaneous_Existing_Food Preparation_Natural Gas_Double Rack Oven_A_Technical Potential | F1 | Commercial | Interruptible - Miscellaneous | Existing | Food Preparation | Natural Gas | Double Rack Oven | A | Integrated Unit Energy Savings (kWh or therms) | Technical Potential | 0 | 1621.62 | 1621.62 | 1621.62 | 1621.62 | 1621.62 | 1621.62 | 1621.62 | 1621.62 | 1621.62 | 1621.62 | 1621.62 | 1621.62 | 1621.62 | 1621.62 | 1621.62 | 1621.62 | 1621.62 | 1621.62 | 1621.62 | 1621.62 | 1621.62 | 1621.62 | 1621.62 | 1621.62 | 1621.62 | 1621.62
F2_Commercial_Interruptible - Miscellaneous_Existing_Food Preparation_Natural Gas_Double Rack Oven_A_Technical Potential | F2 | Commercial | Interruptible - Miscellaneous | Existing | Food Preparation | Natural Gas | Double Rack Oven | A | Integrated Unit Summer Peak Savings (kW) | Technical Potential | 0 | 0 | 0 | 0 | 0 | 0 | 0 | 0 | 0 | 0 | 0 | 0 | 0 | 0 | 0 | 0 | 0 | 0 | 0 | 0 | 0 | 0 | 0 | 0 | 0 | 0 | 0
F3_Commercial_Interruptible - Miscellaneous_Existing_Food Preparation_Natural Gas_Double Rack Oven_A_Technical Potential | F3 | Commercial | Interruptible - Miscellaneous | Existing | Food Preparation | Natural Gas | Double Rack Oven | A | Integrated Unit Winter Peak Savings (kW) | Technical Potential | 0 | 0 | 0 | 0 | 0 | 0 | 0 | 0 | 0 | 0 | 0 | 0 | 0 | 0 | 0 | 0 | 0 | 0 | 0 | 0 | 0 | 0 | 0 | 0 | 0 | 0 | 0
F4_Commercial_Interruptible - Miscellaneous_Existing_Food Preparation_Natural Gas_Double Rack Oven_A_Technical Potential | F4 | Commercial | Interruptible - Miscellaneous | Existing | Food Preparation | Natural Gas | Double Rack Oven | A | Incremental Energy Savings (MWh or mTherms) | Technical Potential | 0 | 0 | 0.0036762 | 0.0045911 | 0.0054044 | 0.0061273 | 0.0067699 | 0.0073411 | 0.0078489 | 0.0083002 | 0.007672 | 0.0072281 | 0.0069351 | 0.006765 | 0.003018 | 0.0021114 | 0.0013691 | 0.00076566 | 0.00027942 | 0.00059248 | 0.00032333 | 1.6306e-05 | 0.00072252 | 0.0012002 | 0.0014993 | 0.0016608 | 0.0017177
F5_Commercial_Interruptible - Miscellaneous_Existing_Food Preparation_Natural Gas_Double Rack Oven_A_Technical Potential | F5 | Commercial | Interruptible - Miscellaneous | Existing | Food Preparation | Natural Gas | Double Rack Oven | A | Incremental Summer Peak Savings (MW) | Technical Potential | 0 | 0 | 0 | 0 | 0 | 0 | 0 | 0 | 0 | 0 | 0 | 0 | 0 | 0 | 0 | 0 | 0 | 0 | 0 | 0 | 0 | 0 | 0 | 0 | 0 | 0 | 0
F6_Commercial_Interruptible - Miscellaneous_Existing_Food Preparation_Natural Gas_Double Rack Oven_A_Technical Potential | F6 | Commercial | Interruptible - Miscellaneous | Existing | Food Preparation | Natural Gas | Double Rack Oven | A | Incremental Winter Peak Savings (MW) | Technical Potential | 0 | 0 | 0 | 0 | 0 | 0 | 0 | 0 | 0 | 0 | 0 | 0 | 0 | 0 | 0 | 0 | 0 | 0 | 0 | 0 | 0 | 0 | 0 | 0 | 0 | 0 | 0
F7_Commercial_Interruptible - Miscellaneous_Existing_Food Preparation_Natural Gas_Double Rack Oven_A_Technical Potential | F7 | Commercial | Interruptible - Miscellaneous | Existing | Food Preparation | Natural Gas | Double Rack Oven | A | Cumulative Energy Savings (MWh or mTherms) | Technical Potential | 0 | 0 | 0.0036762 | 0.0082673 | 0.013672 | 0.019799 | 0.026569 | 0.03391 | 0.041759 | 0.050059 | 0.057731 | 0.064959 | 0.071894 | 0.078659 | 0.081677 | 0.083789 | 0.085158 | 0.085923 | 0.086203 | 0.086795 | 0.087119 | 0.087135 | 0.087858 | 0.089058 | 0.090557 | 0.092218 | 0.093935
F8_Commercial_Interruptible - Miscellaneous_Existing_Food Preparation_Natural Gas_Double Rack Oven_A_Technical Potential | F8 | Commercial | Interruptible - Miscellaneous | Existing | Food Preparation | Natural Gas | Double Rack Oven | A | Cumulative Summer Peak Savings (MW) | Technical Potential | 0 | 0 | 0 | 0 | 0 | 0 | 0 | 0 | 0 | 0 | 0 | 0 | 0 | 0 | 0 | 0 | 0 | 0 | 0 | 0 | 0 | 0 | 0 | 0 | 0 | 0 | 0
F9_Commercial_Interruptible - Miscellaneous_Existing_Food Preparation_Natural Gas_Double Rack Oven_A_Technical Potential | F9 | Commercial | Interruptible - Miscellaneous | Existing | Food Preparation | Natural Gas | Double Rack Oven | A | Cumulative Winter Peak Savings (MW) | Technical Potential | 0 | 0 | 0 | 0 | 0 | 0 | 0 | 0 | 0 | 0 | 0 | 0 | 0 | 0 | 0 | 0 | 0 | 0 | 0 | 0 | 0 | 0 | 0 | 0 | 0 | 0 | 0
F10_Commercial_Interruptible - Miscellaneous_Existing_Food Preparation_Natural Gas_Double Rack Oven_A_Technical Potential | F10 | Commercial | Interruptible - Miscellaneous | Existing | Food Preparation | Natural Gas | Double Rack Oven | A | Purchases (Incremental) | Technical Potential | 0 | 0 | 0.002267 | 0.0028312 | 0.0033327 | 0.0037785 | 0.0041748 | 0.004527 | 0.0048401 | 0.0051185 | 0.0047311 | 0.0044573 | 0.0042766 | 0.0041717 | 0.0018611 | 0.0013021 | 0.00084428 | 0.00047216 | 0.00017231 | 0.00036537 | 0.00019939 | 1.0056e-05 | 0.00044555 | 0.00074012 | 0.00092459 | 0.0010241 | 0.0010592
F11_Commercial_Interruptible - Miscellaneous_Existing_Food Preparation_Natural Gas_Double Rack Oven_A_Technical Potential | F11 | Commercial | Interruptible - Miscellaneous | Existing | Food Preparation | Natural Gas | Double Rack Oven | A | Purchases (Cumulative) | Technical Potential | 0 | 0 | 0.002267 | 0.0050982 | 0.0084309 | 0.012209 | 0.016384 | 0.020911 | 0.025751 | 0.03087 | 0.035601 | 0.040058 | 0.044335 | 0.048507 | 0.050368 | 0.05167 | 0.052514 | 0.052986 | 0.053159 | 0.053524 | 0.053723 | 0.053733 | 0.054179 | 0.054919 | 0.055844 | 0.056868 | 0.057927
F1_Commercial_Interruptible - Miscellaneous_Existing_Food Preparation_Natural Gas_Fryer_A_Technical Potential | F1 | Commercial | Interruptible - Miscellaneous | Existing | Food Preparation | Natural Gas | Fryer | A | Integrated Unit Energy Savings (kWh or therms) | Technical Potential | 0 | 395.2691 | 395.2691 | 395.2691 | 395.2691 | 395.2691 | 395.2691 | 395.2691 | 395.2691 | 395.2691 | 395.2691 | 395.2691 | 395.2691 | 395.2691 | 395.2691 | 395.2691 | 395.2691 | 395.2691 | 395.2691 | 395.2691 | 395.2691 | 395.2691 | 395.2691 | 395.2691 | 395.2691 | 395.2691 | 395.2691
F2_Commercial_Interruptible - Miscellaneous_Existing_Food Preparation_Natural Gas_Fryer_A_Technical Potential | F2 | Commercial | Interruptible - Miscellaneous | Existing | Food Preparation | Natural Gas | Fryer | A | Integrated Unit Summer Peak Savings (kW) | Technical Potential | 0 | 0 | 0 | 0 | 0 | 0 | 0 | 0 | 0 | 0 | 0 | 0 | 0 | 0 | 0 | 0 | 0 | 0 | 0 | 0 | 0 | 0 | 0 | 0 | 0 | 0 | 0
F3_Commercial_Interruptible - Miscellaneous_Existing_Food Preparation_Natural Gas_Fryer_A_Technical Potential | F3 | Commercial | Interruptible - Miscellaneous | Existing | Food Preparation | Natural Gas | Fryer | A | Integrated Unit Winter Peak Savings (kW) | Technical Potential | 0 | 0 | 0 | 0 | 0 | 0 | 0 | 0 | 0 | 0 | 0 | 0 | 0 | 0 | 0 | 0 | 0 | 0 | 0 | 0 | 0 | 0 | 0 | 0 | 0 | 0 | 0
F4_Commercial_Interruptible - Miscellaneous_Existing_Food Preparation_Natural Gas_Fryer_A_Technical Potential | F4 | Commercial | Interruptible - Miscellaneous | Existing | Food Preparation | Natural Gas | Fryer | A | Incremental Energy Savings (MWh or mTherms) | Technical Potential | 0 | 0 | 0.0015639 | 0.0014625 | 0.0013813 | 0.0013164 | 0.0012644 | 0.0012229 | 0.0011896 | 0.0012899 | 0.0013447 | 0 | 0 | 0 | 0.00046767 | 0.00037414 | 0.00029931 | 0.00026481 | 0.00012562 | 4.7748e-05 | 0 | 0 | 9.3812e-05 | 0 | 0 | 0 | 3.7191e-05
F5_Commercial_Interruptible - Miscellaneous_Existing_Food Preparation_Natural Gas_Fryer_A_Technical Potential | F5 | Commercial | Interruptible - Miscellaneous | Existing | Food Preparation | Natural Gas | Fryer | A | Incremental Summer Peak Savings (MW) | Technical Potential | 0 | 0 | 0 | 0 | 0 | 0 | 0 | 0 | 0 | 0 | 0 | 0 | 0 | 0 | 0 | 0 | 0 | 0 | 0 | 0 | 0 | 0 | 0 | 0 | 0 | 0 | 0
F6_Commercial_Interruptible - Miscellaneous_Existing_Food Preparation_Natural Gas_Fryer_A_Technical Potential | F6 | Commercial | Interruptible - Miscellaneous | Existing | Food Preparation | Natural Gas | Fryer | A | Incremental Winter Peak Savings (MW) | Technical Potential | 0 | 0 | 0 | 0 | 0 | 0 | 0 | 0 | 0 | 0 | 0 | 0 | 0 | 0 | 0 | 0 | 0 | 0 | 0 | 0 | 0 | 0 | 0 | 0 | 0 | 0 | 0
F7_Commercial_Interruptible - Miscellaneous_Existing_Food Preparation_Natural Gas_Fryer_A_Technical Potential | F7 | Commercial | Interruptible - Miscellaneous | Existing | Food Preparation | Natural Gas | Fryer | A | Cumulative Energy Savings (MWh or mTherms) | Technical Potential | 0 | 0 | 0.0015639 | 0.0030263 | 0.0044076 | 0.005724 | 0.0069885 | 0.0082114 | 0.009401 | 0.010691 | 0.012036 | 0.012036 | 0.012036 | 0.012036 | 0.012503 | 0.012877 | 0.013177 | 0.013441 | 0.013567 | 0.013615 | 0.013615 | 0.013615 | 0.013709 | 0.013709 | 0.013709 | 0.013709 | 0.013746
F8_Commercial_Interruptible - Miscellaneous_Existing_Food Preparation_Natural Gas_Fryer_A_Technical Potential | F8 | Commercial | Interruptible - Miscellaneous | Existing | Food Preparation | Natural Gas | Fryer | A | Cumulative Summer Peak Savings (MW) | Technical Potential | 0 | 0 | 0 | 0 | 0 | 0 | 0 | 0 | 0 | 0 | 0 | 0 | 0 | 0 | 0 | 0 | 0 | 0 | 0 | 0 | 0 | 0 | 0 | 0 | 0 | 0 | 0
F9_Commercial_Interruptible - Miscellaneous_Existing_Food Preparation_Natural Gas_Fryer_A_Technical Potential | F9 | Commercial | Interruptible - Miscellaneous | Existing | Food Preparation | Natural Gas | Fryer | A | Cumulative Winter Peak Savings (MW) | Technical Potential | 0 | 0 | 0 | 0 | 0 | 0 | 0 | 0 | 0 | 0 | 0 | 0 | 0 | 0 | 0 | 0 | 0 | 0 | 0 | 0 | 0 | 0 | 0 | 0 | 0 | 0 | 0
F10_Commercial_Interruptible - Miscellaneous_Existing_Food Preparation_Natural Gas_Fryer_A_Technical Potential | F10 | Commercial | Interruptible - Miscellaneous | Existing | Food Preparation | Natural Gas | Fryer | A | Purchases (Incremental) | Technical Potential | 0 | 0 | 0.0039565 | 0.0036999 | 0.0034946 | 0.0033303 | 0.0031989 | 0.0030938 | 0.0030097 | 0.0032632 | 0.0034019 | 0 | 0 | 0 | 0.0011832 | 0.00094654 | 0.00075723 | 0.00066995 | 0.00031781 | 0.0001208 | 0 | 0 | 0.00023734 | 0 | 0 | 0 | 9.4091e-05
F11_Commercial_Interruptible - Miscellaneous_Existing_Food Preparation_Natural Gas_Fryer_A_Technical Potential | F11 | Commercial | Interruptible - Miscellaneous | Existing | Food Preparation | Natural Gas | Fryer | A | Purchases (Cumulative) | Technical Potential | 0 | 0 | 0.0039565 | 0.0076564 | 0.011151 | 0.014481 | 0.01768 | 0.020774 | 0.023784 | 0.027047 | 0.030449 | 0.030449 | 0.030449 | 0.030449 | 0.031632 | 0.032579 | 0.033336 | 0.034006 | 0.034324 | 0.034444 | 0.034444 | 0.034444 | 0.034682 | 0.034682 | 0.034682 | 0.034682 | 0.034776
F1_Commercial_Interruptible - Miscellaneous_Existing_Food Preparation_Natural Gas_Broiler_A_Technical Potential | F1 | Commercial | Interruptible - Miscellaneous | Existing | Food Preparation | Natural Gas | Broiler | A | Integrated Unit Energy Savings (kWh or therms) | Technical Potential | 0 | 240.24 | 240.24 | 240.24 | 240.24 | 240.24 | 240.24 | 240.24 | 240.24 | 240.24 | 240.24 | 240.24 | 240.24 | 240.24 | 240.24 | 240.24 | 240.24 | 240.24 | 240.24 | 240.24 | 240.24 | 240.24 | 240.24 | 240.24 | 240.24 | 240.24 | 240.24
F2_Commercial_Interruptible - Miscellaneous_Existing_Food Preparation_Natural Gas_Broiler_A_Technical Potential | F2 | Commercial | Interruptible - Miscellaneous | Existing | Food Preparation | Natural Gas | Broiler | A | Integrated Unit Summer Peak Savings (kW) | Technical Potential | 0 | 0 | 0 | 0 | 0 | 0 | 0 | 0 | 0 | 0 | 0 | 0 | 0 | 0 | 0 | 0 | 0 | 0 | 0 | 0 | 0 | 0 | 0 | 0 | 0 | 0 | 0
F3_Commercial_Interruptible - Miscellaneous_Existing_Food Preparation_Natural Gas_Broiler_A_Technical Potential | F3 | Commercial | Interruptible - Miscellaneous | Existing | Food Preparation | Natural Gas | Broiler | A | Integrated Unit Winter Peak Savings (kW) | Technical Potential | 0 | 0 | 0 | 0 | 0 | 0 | 0 | 0 | 0 | 0 | 0 | 0 | 0 | 0 | 0 | 0 | 0 | 0 | 0 | 0 | 0 | 0 | 0 | 0 | 0 | 0 | 0
F4_Commercial_Interruptible - Miscellaneous_Existing_Food Preparation_Natural Gas_Broiler_A_Technical Potential | F4 | Commercial | Interruptible - Miscellaneous | Existing | Food Preparation | Natural Gas | Broiler | A | Incremental Energy Savings (MWh or mTherms) | Technical Potential | 0 | 0 | 0.0091845 | 0.01018 | 0.011065 | 0.011852 | 0.012551 | 0.013173 | 0.013725 | 0.014216 | 0.013533 | 0.01305 | 0.012731 | 0.012546 | 0.003284 | 0.0022976 | 0.0014898 | 0.00083316 | 0.00030405 | 0.0022412 | 0.0017709 | 0.0012792 | 0.0019075 | 0.0023027 | 0.0025174 | 0.0025947 | 0.0025691
F5_Commercial_Interruptible - Miscellaneous_Existing_Food Preparation_Natural Gas_Broiler_A_Technical Potential | F5 | Commercial | Interruptible - Miscellaneous | Existing | Food Preparation | Natural Gas | Broiler | A | Incremental Summer Peak Savings (MW) | Technical Potential | 0 | 0 | 0 | 0 | 0 | 0 | 0 | 0 | 0 | 0 | 0 | 0 | 0 | 0 | 0 | 0 | 0 | 0 | 0 | 0 | 0 | 0 | 0 | 0 | 0 | 0 | 0
F6_Commercial_Interruptible - Miscellaneous_Existing_Food Preparation_Natural Gas_Broiler_A_Technical Potential | F6 | Commercial | Interruptible - Miscellaneous | Existing | Food Preparation | Natural Gas | Broiler | A | Incremental Winter Peak Savings (MW) | Technical Potential | 0 | 0 | 0 | 0 | 0 | 0 | 0 | 0 | 0 | 0 | 0 | 0 | 0 | 0 | 0 | 0 | 0 | 0 | 0 | 0 | 0 | 0 | 0 | 0 | 0 | 0 | 0
F7_Commercial_Interruptible - Miscellaneous_Existing_Food Preparation_Natural Gas_Broiler_A_Technical Potential | F7 | Commercial | Interruptible - Miscellaneous | Existing | Food Preparation | Natural Gas | Broiler | A | Cumulative Energy Savings (MWh or mTherms) | Technical Potential | 0 | 0 | 0.0091845 | 0.019365 | 0.03043 | 0.042281 | 0.054832 | 0.068005 | 0.08173 | 0.095946 | 0.10948 | 0.12253 | 0.13526 | 0.1478 | 0.15109 | 0.15339 | 0.15488 | 0.15571 | 0.15601 | 0.15825 | 0.16003 | 0.1613 | 0.16321 | 0.16551 | 0.16803 | 0.17063 | 0.1732
F8_Commercial_Interruptible - Miscellaneous_Existing_Food Preparation_Natural Gas_Broiler_A_Technical Potential | F8 | Commercial | Interruptible - Miscellaneous | Existing | Food Preparation | Natural Gas | Broiler | A | Cumulative Summer Peak Savings (MW) | Technical Potential | 0 | 0 | 0 | 0 | 0 | 0 | 0 | 0 | 0 | 0 | 0 | 0 | 0 | 0 | 0 | 0 | 0 | 0 | 0 | 0 | 0 | 0 | 0 | 0 | 0 | 0 | 0
F9_Commercial_Interruptible - Miscellaneous_Existing_Food Preparation_Natural Gas_Broiler_A_Technical Potential | F9 | Commercial | Interruptible - Miscellaneous | Existing | Food Preparation | Natural Gas | Broiler | A | Cumulative Winter Peak Savings (MW) | Technical Potential | 0 | 0 | 0 | 0 | 0 | 0 | 0 | 0 | 0 | 0 | 0 | 0 | 0 | 0 | 0 | 0 | 0 | 0 | 0 | 0 | 0 | 0 | 0 | 0 | 0 | 0 | 0
F10_Commercial_Interruptible - Miscellaneous_Existing_Food Preparation_Natural Gas_Broiler_A_Technical Potential | F10 | Commercial | Interruptible - Miscellaneous | Existing | Food Preparation | Natural Gas | Broiler | A | Purchases (Incremental) | Technical Potential | 0 | 0 | 0.038231 | 0.042375 | 0.046059 | 0.049333 | 0.052244 | 0.054831 | 0.057131 | 0.059175 | 0.05633 | 0.054319 | 0.052992 | 0.052221 | 0.01367 | 0.0095637 | 0.0062013 | 0.003468 | 0.0012656 | 0.009329 | 0.0073715 | 0.0053245 | 0.0079398 | 0.0095849 | 0.010479 | 0.0108 | 0.010694
F11_Commercial_Interruptible - Miscellaneous_Existing_Food Preparation_Natural Gas_Broiler_A_Technical Potential | F11 | Commercial | Interruptible - Miscellaneous | Existing | Food Preparation | Natural Gas | Broiler | A | Purchases (Cumulative) | Technical Potential | 0 | 0 | 0.038231 | 0.080605 | 0.12666 | 0.176 | 0.22824 | 0.28307 | 0.3402 | 0.39938 | 0.45571 | 0.51003 | 0.56302 | 0.61524 | 0.62891 | 0.63847 | 0.64467 | 0.64814 | 0.64941 | 0.65874 | 0.66611 | 0.67143 | 0.67937 | 0.68896 | 0.69943 | 0.71023 | 0.72093
F1_Commercial_Interruptible - Miscellaneous_Existing_Food Preparation_Natural Gas_Griddle_A_Technical Potential | F1 | Commercial | Interruptible - Miscellaneous | Existing | Food Preparation | Natural Gas | Griddle | A | Integrated Unit Energy Savings (kWh or therms) | Technical Potential | 0 | 167.9465 | 167.9465 | 167.9465 | 167.9465 | 167.9465 | 167.9465 | 167.9465 | 167.9465 | 167.9465 | 167.9465 | 167.9465 | 167.9465 | 167.9465 | 167.9465 | 167.9465 | 167.9465 | 167.9465 | 167.9465 | 167.9465 | 167.9465 | 167.9465 | 167.9465 | 167.9465 | 167.9465 | 167.9465 | 167.9465
F2_Commercial_Interruptible - Miscellaneous_Existing_Food Preparation_Natural Gas_Griddle_A_Technical Potential | F2 | Commercial | Interruptible - Miscellaneous | Existing | Food Preparation | Natural Gas | Griddle | A | Integrated Unit Summer Peak Savings (kW) | Technical Potential | 0 | 0 | 0 | 0 | 0 | 0 | 0 | 0 | 0 | 0 | 0 | 0 | 0 | 0 | 0 | 0 | 0 | 0 | 0 | 0 | 0 | 0 | 0 | 0 | 0 | 0 | 0
F3_Commercial_Interruptible - Miscellaneous_Existing_Food Preparation_Natural Gas_Griddle_A_Technical Potential | F3 | Commercial | Interruptible - Miscellaneous | Existing | Food Preparation | Natural Gas | Griddle | A | Integrated Unit Winter Peak Savings (kW) | Technical Potential | 0 | 0 | 0 | 0 | 0 | 0 | 0 | 0 | 0 | 0 | 0 | 0 | 0 | 0 | 0 | 0 | 0 | 0 | 0 | 0 | 0 | 0 | 0 | 0 | 0 | 0 | 0
F4_Commercial_Interruptible - Miscellaneous_Existing_Food Preparation_Natural Gas_Griddle_A_Technical Potential | F4 | Commercial | Interruptible - Miscellaneous | Existing | Food Preparation | Natural Gas | Griddle | A | Incremental Energy Savings (MWh or mTherms) | Technical Potential | 0 | 0 | 0.0022784 | 0.0025254 | 0.0027449 | 0.0029401 | 0.0031136 | 0.0032678 | 0.0034048 | 0.0035266 | 0.0033571 | 0.0032372 | 0.0031581 | 0.0031122 | 0.00081468 | 0.00056997 | 0.00036958 | 0.00020668 | 7.5426e-05 | 0.00055598 | 0.00043932 | 0.00031732 | 0.00047319 | 0.00057123 | 0.00062451 | 0.00064366 | 0.00063732
F5_Commercial_Interruptible - Miscellaneous_Existing_Food Preparation_Natural Gas_Griddle_A_Technical Potential | F5 | Commercial | Interruptible - Miscellaneous | Existing | Food Preparation | Natural Gas | Griddle | A | Incremental Summer Peak Savings (MW) | Technical Potential | 0 | 0 | 0 | 0 | 0 | 0 | 0 | 0 | 0 | 0 | 0 | 0 | 0 | 0 | 0 | 0 | 0 | 0 | 0 | 0 | 0 | 0 | 0 | 0 | 0 | 0 | 0
F6_Commercial_Interruptible - Miscellaneous_Existing_Food Preparation_Natural Gas_Griddle_A_Technical Potential | F6 | Commercial | Interruptible - Miscellaneous | Existing | Food Preparation | Natural Gas | Griddle | A | Incremental Winter Peak Savings (MW) | Technical Potential | 0 | 0 | 0 | 0 | 0 | 0 | 0 | 0 | 0 | 0 | 0 | 0 | 0 | 0 | 0 | 0 | 0 | 0 | 0 | 0 | 0 | 0 | 0 | 0 | 0 | 0 | 0
F7_Commercial_Interruptible - Miscellaneous_Existing_Food Preparation_Natural Gas_Griddle_A_Technical Potential | F7 | Commercial | Interruptible - Miscellaneous | Existing | Food Preparation | Natural Gas | Griddle | A | Cumulative Energy Savings (MWh or mTherms) | Technical Potential | 0 | 0 | 0.0022784 | 0.0048038 | 0.0075488 | 0.010489 | 0.013602 | 0.01687 | 0.020275 | 0.023802 | 0.027159 | 0.030396 | 0.033554 | 0.036666 | 0.037481 | 0.038051 | 0.038421 | 0.038627 | 0.038703 | 0.039259 | 0.039698 | 0.040015 | 0.040488 | 0.04106 | 0.041684 | 0.042328 | 0.042965
F8_Commercial_Interruptible - Miscellaneous_Existing_Food Preparation_Natural Gas_Griddle_A_Technical Potential | F8 | Commercial | Interruptible - Miscellaneous | Existing | Food Preparation | Natural Gas | Griddle | A | Cumulative Summer Peak Savings (MW) | Technical Potential | 0 | 0 | 0 | 0 | 0 | 0 | 0 | 0 | 0 | 0 | 0 | 0 | 0 | 0 | 0 | 0 | 0 | 0 | 0 | 0 | 0 | 0 | 0 | 0 | 0 | 0 | 0
F9_Commercial_Interruptible - Miscellaneous_Existing_Food Preparation_Natural Gas_Griddle_A_Technical Potential | F9 | Commercial | Interruptible - Miscellaneous | Existing | Food Preparation | Natural Gas | Griddle | A | Cumulative Winter Peak Savings (MW) | Technical Potential | 0 | 0 | 0 | 0 | 0 | 0 | 0 | 0 | 0 | 0 | 0 | 0 | 0 | 0 | 0 | 0 | 0 | 0 | 0 | 0 | 0 | 0 | 0 | 0 | 0 | 0 | 0
F10_Commercial_Interruptible - Miscellaneous_Existing_Food Preparation_Natural Gas_Griddle_A_Technical Potential | F10 | Commercial | Interruptible - Miscellaneous | Existing | Food Preparation | Natural Gas | Griddle | A | Purchases (Incremental) | Technical Potential | 0 | 0 | 0.013566 | 0.015037 | 0.016344 | 0.017506 | 0.018539 | 0.019457 | 0.020273 | 0.020999 | 0.019989 | 0.019275 | 0.018804 | 0.018531 | 0.0048508 | 0.0033937 | 0.0022006 | 0.0012307 | 0.00044911 | 0.0033105 | 0.0026158 | 0.0018894 | 0.0028175 | 0.0034013 | 0.0037185 | 0.0038325 | 0.0037948
F11_Commercial_Interruptible - Miscellaneous_Existing_Food Preparation_Natural Gas_Griddle_A_Technical Potential | F11 | Commercial | Interruptible - Miscellaneous | Existing | Food Preparation | Natural Gas | Griddle | A | Purchases (Cumulative) | Technical Potential | 0 | 0 | 0.013566 | 0.028603 | 0.044948 | 0.062454 | 0.080993 | 0.10045 | 0.12072 | 0.14172 | 0.16171 | 0.18099 | 0.19979 | 0.21832 | 0.22317 | 0.22657 | 0.22877 | 0.23 | 0.23045 | 0.23376 | 0.23637 | 0.23826 | 0.24108 | 0.24448 | 0.2482 | 0.25203 | 0.25583
F1_Commercial_Interruptible - Miscellaneous_Existing_Food Preparation_Natural Gas_Range_A_Technical Potential | F1 | Commercial | Interruptible - Miscellaneous | Existing | Food Preparation | Natural Gas | Range | A | Integrated Unit Energy Savings (kWh or therms) | Technical Potential | 0 | 171.4286 | 171.4286 | 171.4286 | 171.4286 | 171.4286 | 171.4286 | 171.4286 | 171.4286 | 171.4286 | 171.4286 | 171.4286 | 171.4286 | 171.4286 | 171.4286 | 171.4286 | 171.4286 | 171.4286 | 171.4286 | 171.4286 | 171.4286 | 171.4286 | 171.4286 | 171.4286 | 171.4286 | 171.4286 | 171.4286
F2_Commercial_Interruptible - Miscellaneous_Existing_Food Preparation_Natural Gas_Range_A_Technical Potential | F2 | Commercial | Interruptible - Miscellaneous | Existing | Food Preparation | Natural Gas | Range | A | Integrated Unit Summer Peak Savings (kW) | Technical Potential | 0 | 0 | 0 | 0 | 0 | 0 | 0 | 0 | 0 | 0 | 0 | 0 | 0 | 0 | 0 | 0 | 0 | 0 | 0 | 0 | 0 | 0 | 0 | 0 | 0 | 0 | 0
F3_Commercial_Interruptible - Miscellaneous_Existing_Food Preparation_Natural Gas_Range_A_Technical Potential | F3 | Commercial | Interruptible - Miscellaneous | Existing | Food Preparation | Natural Gas | Range | A | Integrated Unit Winter Peak Savings (kW) | Technical Potential | 0 | 0 | 0 | 0 | 0 | 0 | 0 | 0 | 0 | 0 | 0 | 0 | 0 | 0 | 0 | 0 | 0 | 0 | 0 | 0 | 0 | 0 | 0 | 0 | 0 | 0 | 0
F4_Commercial_Interruptible - Miscellaneous_Existing_Food Preparation_Natural Gas_Range_A_Technical Potential | F4 | Commercial | Interruptible - Miscellaneous | Existing | Food Preparation | Natural Gas | Range | A | Incremental Energy Savings (MWh or mTherms) | Technical Potential | 0 | 0 | 0.0038453 | 0.0045551 | 0.0051231 | 0.0055774 | 0.0059409 | 0.0062316 | 0.0064642 | 0.0066503 | 0.0059118 | 0.0054985 | 0.0014646 | 0.00071735 | 0.00021041 | 0.00065295 | 0.00052236 | 0.00041789 | 0.00033431 | 8.9976e-05 | 0.00067539 | 0.00090946 | 0.00093201 | 0.00083648 | 0.00060618 | 0 | 0
F5_Commercial_Interruptible - Miscellaneous_Existing_Food Preparation_Natural Gas_Range_A_Technical Potential | F5 | Commercial | Interruptible - Miscellaneous | Existing | Food Preparation | Natural Gas | Range | A | Incremental Summer Peak Savings (MW) | Technical Potential | 0 | 0 | 0 | 0 | 0 | 0 | 0 | 0 | 0 | 0 | 0 | 0 | 0 | 0 | 0 | 0 | 0 | 0 | 0 | 0 | 0 | 0 | 0 | 0 | 0 | 0 | 0
F6_Commercial_Interruptible - Miscellaneous_Existing_Food Preparation_Natural Gas_Range_A_Technical Potential | F6 | Commercial | Interruptible - Miscellaneous | Existing | Food Preparation | Natural Gas | Range | A | Incremental Winter Peak Savings (MW) | Technical Potential | 0 | 0 | 0 | 0 | 0 | 0 | 0 | 0 | 0 | 0 | 0 | 0 | 0 | 0 | 0 | 0 | 0 | 0 | 0 | 0 | 0 | 0 | 0 | 0 | 0 | 0 | 0
F7_Commercial_Interruptible - Miscellaneous_Existing_Food Preparation_Natural Gas_Range_A_Technical Potential | F7 | Commercial | Interruptible - Miscellaneous | Existing | Food Preparation | Natural Gas | Range | A | Cumulative Energy Savings (MWh or mTherms) | Technical Potential | 0 | 0 | 0.0038453 | 0.0084004 | 0.013523 | 0.019101 | 0.025042 | 0.031273 | 0.037738 | 0.044388 | 0.0503 | 0.055798 | 0.057263 | 0.05798 | 0.058191 | 0.058844 | 0.059366 | 0.059784 | 0.060118 | 0.060208 | 0.060884 | 0.061793 | 0.062725 | 0.063561 | 0.064168 | 0.064168 | 0.064168
F8_Commercial_Interruptible - Miscellaneous_Existing_Food Preparation_Natural Gas_Range_A_Technical Potential | F8 | Commercial | Interruptible - Miscellaneous | Existing | Food Preparation | Natural Gas | Range | A | Cumulative Summer Peak Savings (MW) | Technical Potential | 0 | 0 | 0 | 0 | 0 | 0 | 0 | 0 | 0 | 0 | 0 | 0 | 0 | 0 | 0 | 0 | 0 | 0 | 0 | 0 | 0 | 0 | 0 | 0 | 0 | 0 | 0
F9_Commercial_Interruptible - Miscellaneous_Existing_Food Preparation_Natural Gas_Range_A_Technical Potential | F9 | Commercial | Interruptible - Miscellaneous | Existing | Food Preparation | Natural Gas | Range | A | Cumulative Winter Peak Savings (MW) | Technical Potential | 0 | 0 | 0 | 0 | 0 | 0 | 0 | 0 | 0 | 0 | 0 | 0 | 0 | 0 | 0 | 0 | 0 | 0 | 0 | 0 | 0 | 0 | 0 | 0 | 0 | 0 | 0
F10_Commercial_Interruptible - Miscellaneous_Existing_Food Preparation_Natural Gas_Range_A_Technical Potential | F10 | Commercial | Interruptible - Miscellaneous | Existing | Food Preparation | Natural Gas | Range | A | Purchases (Incremental) | Technical Potential | 0 | 0 | 0.022431 | 0.026572 | 0.029885 | 0.032535 | 0.034655 | 0.036351 | 0.037708 | 0.038794 | 0.034486 | 0.032075 | 0.0085435 | 0.0041845 | 0.0012274 | 0.0038089 | 0.0030471 | 0.0024377 | 0.0019501 | 0.00052486 | 0.0039398 | 0.0053052 | 0.0054367 | 0.0048794 | 0.0035361 | 0 | 0
F11_Commercial_Interruptible - Miscellaneous_Existing_Food Preparation_Natural Gas_Range_A_Technical Potential | F11 | Commercial | Interruptible - Miscellaneous | Existing | Food Preparation | Natural Gas | Range | A | Purchases (Cumulative) | Technical Potential | 0 | 0 | 0.022431 | 0.049002 | 0.078887 | 0.11142 | 0.14608 | 0.18243 | 0.22014 | 0.25893 | 0.29342 | 0.32549 | 0.33403 | 0.33822 | 0.33945 | 0.34325 | 0.3463 | 0.34874 | 0.35069 | 0.35121 | 0.35515 | 0.36046 | 0.3659 | 0.37078 | 0.37431 | 0.37431 | 0.37431
F1_Commercial_Interruptible - Miscellaneous_Existing_Food Preparation_Natural Gas_Steamer_A_Technical Potential | F1 | Commercial | Interruptible - Miscellaneous | Existing | Food Preparation | Natural Gas | Steamer | A | Integrated Unit Energy Savings (kWh or therms) | Technical Potential | 0 | 1215.1419 | 1215.1419 | 1215.1419 | 1215.1419 | 1215.1419 | 1215.1419 | 1215.1419 | 1215.1419 | 1215.1419 | 1215.1419 | 1215.1419 | 1215.1419 | 1215.1419 | 1215.1419 | 1215.1419 | 1215.1419 | 1215.1419 | 1215.1419 | 1215.1419 | 1215.1419 | 1215.1419 | 1215.1419 | 1215.1419 | 1215.1419 | 1215.1419 | 1215.1419
F2_Commercial_Interruptible - Miscellaneous_Existing_Food Preparation_Natural Gas_Steamer_A_Technical Potential | F2 | Commercial | Interruptible - Miscellaneous | Existing | Food Preparation | Natural Gas | Steamer | A | Integrated Unit Summer Peak Savings (kW) | Technical Potential | 0 | 0 | 0 | 0 | 0 | 0 | 0 | 0 | 0 | 0 | 0 | 0 | 0 | 0 | 0 | 0 | 0 | 0 | 0 | 0 | 0 | 0 | 0 | 0 | 0 | 0 | 0
F3_Commercial_Interruptible - Miscellaneous_Existing_Food Preparation_Natural Gas_Steamer_A_Technical Potential | F3 | Commercial | Interruptible - Miscellaneous | Existing | Food Preparation | Natural Gas | Steamer | A | Integrated Unit Winter Peak Savings (kW) | Technical Potential | 0 | 0 | 0 | 0 | 0 | 0 | 0 | 0 | 0 | 0 | 0 | 0 | 0 | 0 | 0 | 0 | 0 | 0 | 0 | 0 | 0 | 0 | 0 | 0 | 0 | 0 | 0
F4_Commercial_Interruptible - Miscellaneous_Existing_Food Preparation_Natural Gas_Steamer_A_Technical Potential | F4 | Commercial | Interruptible - Miscellaneous | Existing | Food Preparation | Natural Gas | Steamer | A | Incremental Energy Savings (MWh or mTherms) | Technical Potential | 0 | 0 | 0.0014619 | 0.0014216 | 0.0013893 | 0.0013635 | 0.0013429 | 0.0013264 | 0.0013636 | 0.0013832 | 0 | 0 | 0 | 0.00040964 | 0.00032771 | 0.00027225 | 0.00018352 | 0.00012585 | 1.8038e-05 | 3.5079e-05 | 0.00014039 | 0 | 0 | 0 | 6.9806e-06 | 0.00013187 | 0
F5_Commercial_Interruptible - Miscellaneous_Existing_Food Preparation_Natural Gas_Steamer_A_Technical Potential | F5 | Commercial | Interruptible - Miscellaneous | Existing | Food Preparation | Natural Gas | Steamer | A | Incremental Summer Peak Savings (MW) | Technical Potential | 0 | 0 | 0 | 0 | 0 | 0 | 0 | 0 | 0 | 0 | 0 | 0 | 0 | 0 | 0 | 0 | 0 | 0 | 0 | 0 | 0 | 0 | 0 | 0 | 0 | 0 | 0
F6_Commercial_Interruptible - Miscellaneous_Existing_Food Preparation_Natural Gas_Steamer_A_Technical Potential | F6 | Commercial | Interruptible - Miscellaneous | Existing | Food Preparation | Natural Gas | Steamer | A | Incremental Winter Peak Savings (MW) | Technical Potential | 0 | 0 | 0 | 0 | 0 | 0 | 0 | 0 | 0 | 0 | 0 | 0 | 0 | 0 | 0 | 0 | 0 | 0 | 0 | 0 | 0 | 0 | 0 | 0 | 0 | 0 | 0
F7_Commercial_Interruptible - Miscellaneous_Existing_Food Preparation_Natural Gas_Steamer_A_Technical Potential | F7 | Commercial | Interruptible - Miscellaneous | Existing | Food Preparation | Natural Gas | Steamer | A | Cumulative Energy Savings (MWh or mTherms) | Technical Potential | 0 | 0 | 0.0014619 | 0.0028835 | 0.0042729 | 0.0056364 | 0.0069793 | 0.0083056 | 0.0096692 | 0.011052 | 0.011052 | 0.011052 | 0.011052 | 0.011462 | 0.01179 | 0.012062 | 0.012246 | 0.012371 | 0.012389 | 0.012424 | 0.012565 | 0.012565 | 0.012565 | 0.012565 | 0.012572 | 0.012704 | 0.012704
F8_Commercial_Interruptible - Miscellaneous_Existing_Food Preparation_Natural Gas_Steamer_A_Technical Potential | F8 | Commercial | Interruptible - Miscellaneous | Existing | Food Preparation | Natural Gas | Steamer | A | Cumulative Summer Peak Savings (MW) | Technical Potential | 0 | 0 | 0 | 0 | 0 | 0 | 0 | 0 | 0 | 0 | 0 | 0 | 0 | 0 | 0 | 0 | 0 | 0 | 0 | 0 | 0 | 0 | 0 | 0 | 0 | 0 | 0
F9_Commercial_Interruptible - Miscellaneous_Existing_Food Preparation_Natural Gas_Steamer_A_Technical Potential | F9 | Commercial | Interruptible - Miscellaneous | Existing | Food Preparation | Natural Gas | Steamer | A | Cumulative Winter Peak Savings (MW) | Technical Potential | 0 | 0 | 0 | 0 | 0 | 0 | 0 | 0 | 0 | 0 | 0 | 0 | 0 | 0 | 0 | 0 | 0 | 0 | 0 | 0 | 0 | 0 | 0 | 0 | 0 | 0 | 0
F10_Commercial_Interruptible - Miscellaneous_Existing_Food Preparation_Natural Gas_Steamer_A_Technical Potential | F10 | Commercial | Interruptible - Miscellaneous | Existing | Food Preparation | Natural Gas | Steamer | A | Purchases (Incremental) | Technical Potential | 0 | 0 | 0.0012031 | 0.0011699 | 0.0011434 | 0.0011221 | 0.0011051 | 0.0010915 | 0.0011221 | 0.0011383 | 0 | 0 | 0 | 0.00033711 | 0.00026969 | 0.00022405 | 0.00015103 | 0.00010357 | 1.4844e-05 | 2.8868e-05 | 0.00011553 | 0 | 0 | 0 | 5.7447e-06 | 0.00010852 | 0
F11_Commercial_Interruptible - Miscellaneous_Existing_Food Preparation_Natural Gas_Steamer_A_Technical Potential | F11 | Commercial | Interruptible - Miscellaneous | Existing | Food Preparation | Natural Gas | Steamer | A | Purchases (Cumulative) | Technical Potential | 0 | 0 | 0.0012031 | 0.002373 | 0.0035163 | 0.0046385 | 0.0057436 | 0.0068351 | 0.0079572 | 0.0090956 | 0.0090956 | 0.0090956 | 0.0090956 | 0.0094327 | 0.0097024 | 0.0099264 | 0.010077 | 0.010181 | 0.010196 | 0.010225 | 0.01034 | 0.01034 | 0.01034 | 0.01034 | 0.010346 | 0.010455 | 0.010455
F1_Commercial_Interruptible - Miscellaneous_Existing_Food Preparation_Natural Gas_Commercial Food Prep Other_A_Technical Potential | F1 | Commercial | Interruptible - Miscellaneous | Existing | Food Preparation | Natural Gas | Commercial Food Prep Other | A | Integrated Unit Energy Savings (kWh or therms) | Technical Potential | 0 | 0 | 0 | 0 | 0 | 0 | 0 | 0 | 0 | 0 | 0 | 0 | 0 | 0 | 0 | 0 | 0 | 0 | 0 | 0 | 0 | 0 | 0 | 0 | 0 | 0 | 0
F2_Commercial_Interruptible - Miscellaneous_Existing_Food Preparation_Natural Gas_Commercial Food Prep Other_A_Technical Potential | F2 | Commercial | Interruptible - Miscellaneous | Existing | Food Preparation | Natural Gas | Commercial Food Prep Other | A | Integrated Unit Summer Peak Savings (kW) | Technical Potential | 0 | 0 | 0 | 0 | 0 | 0 | 0 | 0 | 0 | 0 | 0 | 0 | 0 | 0 | 0 | 0 | 0 | 0 | 0 | 0 | 0 | 0 | 0 | 0 | 0 | 0 | 0
F3_Commercial_Interruptible - Miscellaneous_Existing_Food Preparation_Natural Gas_Commercial Food Prep Other_A_Technical Potential | F3 | Commercial | Interruptible - Miscellaneous | Existing | Food Preparation | Natural Gas | Commercial Food Prep Other | A | Integrated Unit Winter Peak Savings (kW) | Technical Potential | 0 | 0 | 0 | 0 | 0 | 0 | 0 | 0 | 0 | 0 | 0 | 0 | 0 | 0 | 0 | 0 | 0 | 0 | 0 | 0 | 0 | 0 | 0 | 0 | 0 | 0 | 0
F4_Commercial_Interruptible - Miscellaneous_Existing_Food Preparation_Natural Gas_Commercial Food Prep Other_A_Technical Potential | F4 | Commercial | Interruptible - Miscellaneous | Existing | Food Preparation | Natural Gas | Commercial Food Prep Other | A | Incremental Energy Savings (MWh or mTherms) | Technical Potential | 0 | 0 | 0 | 0 | 0 | 0 | 0 | 0 | 0 | 0 | 0 | 0 | 0 | 0 | 0 | 0 | 0 | 0 | 0 | 0 | 0 | 0 | 0 | 0 | 0 | 0 | 0
F5_Commercial_Interruptible - Miscellaneous_Existing_Food Preparation_Natural Gas_Commercial Food Prep Other_A_Technical Potential | F5 | Commercial | Interruptible - Miscellaneous | Existing | Food Preparation | Natural Gas | Commercial Food Prep Other | A | Incremental Summer Peak Savings (MW) | Technical Potential | 0 | 0 | 0 | 0 | 0 | 0 | 0 | 0 | 0 | 0 | 0 | 0 | 0 | 0 | 0 | 0 | 0 | 0 | 0 | 0 | 0 | 0 | 0 | 0 | 0 | 0 | 0
F6_Commercial_Interruptible - Miscellaneous_Existing_Food Preparation_Natural Gas_Commercial Food Prep Other_A_Technical Potential | F6 | Commercial | Interruptible - Miscellaneous | Existing | Food Preparation | Natural Gas | Commercial Food Prep Other | A | Incremental Winter Peak Savings (MW) | Technical Potential | 0 | 0 | 0 | 0 | 0 | 0 | 0 | 0 | 0 | 0 | 0 | 0 | 0 | 0 | 0 | 0 | 0 | 0 | 0 | 0 | 0 | 0 | 0 | 0 | 0 | 0 | 0
F7_Commercial_Interruptible - Miscellaneous_Existing_Food Preparation_Natural Gas_Commercial Food Prep Other_A_Technical Potential | F7 | Commercial | Interruptible - Miscellaneous | Existing | Food Preparation | Natural Gas | Commercial Food Prep Other | A | Cumulative Energy Savings (MWh or mTherms) | Technical Potential | 0 | 0 | 0 | 0 | 0 | 0 | 0 | 0 | 0 | 0 | 0 | 0 | 0 | 0 | 0 | 0 | 0 | 0 | 0 | 0 | 0 | 0 | 0 | 0 | 0 | 0 | 0
F8_Commercial_Interruptible - Miscellaneous_Existing_Food Preparation_Natural Gas_Commercial Food Prep Other_A_Technical Potential | F8 | Commercial | Interruptible - Miscellaneous | Existing | Food Preparation | Natural Gas | Commercial Food Prep Other | A | Cumulative Summer Peak Savings (MW) | Technical Potential | 0 | 0 | 0 | 0 | 0 | 0 | 0 | 0 | 0 | 0 | 0 | 0 | 0 | 0 | 0 | 0 | 0 | 0 | 0 | 0 | 0 | 0 | 0 | 0 | 0 | 0 | 0
F9_Commercial_Interruptible - Miscellaneous_Existing_Food Preparation_Natural Gas_Commercial Food Prep Other_A_Technical Potential | F9 | Commercial | Interruptible - Miscellaneous | Existing | Food Preparation | Natural Gas | Commercial Food Prep Other | A | Cumulative Winter Peak Savings (MW) | Technical Potential | 0 | 0 | 0 | 0 | 0 | 0 | 0 | 0 | 0 | 0 | 0 | 0 | 0 | 0 | 0 | 0 | 0 | 0 | 0 | 0 | 0 | 0 | 0 | 0 | 0 | 0 | 0
F10_Commercial_Interruptible - Miscellaneous_Existing_Food Preparation_Natural Gas_Commercial Food Prep Other_A_Technical Potential | F10 | Commercial | Interruptible - Miscellaneous | Existing | Food Preparation | Natural Gas | Commercial Food Prep Other | A | Purchases (Incremental) | Technical Potential | 0 | 0 | 0 | 0 | 0 | 0 | 0 | 0 | 0 | 0 | 0 | 0 | 0 | 0 | 0 | 0 | 0 | 0 | 0 | 0 | 0 | 0 | 0 | 0 | 0 | 0 | 0
F11_Commercial_Interruptible - Miscellaneous_Existing_Food Preparation_Natural Gas_Commercial Food Prep Other_A_Technical Potential | F11 | Commercial | Interruptible - Miscellaneous | Existing | Food Preparation | Natural Gas | Commercial Food Prep Other | A | Purchases (Cumulative) | Technical Potential | 0 | 0 | 0 | 0 | 0 | 0 | 0 | 0 | 0 | 0 | 0 | 0 | 0 | 0 | 0 | 0 | 0 | 0 | 0 | 0 | 0 | 0 | 0 | 0 | 0 | 0 | 0
F1_Commercial_Interruptible - Miscellaneous_Existing_Miscellaneous_Natural Gas_Pool Heater_A_Technical Potential | F1 | Commercial | Interruptible - Miscellaneous | Existing | Miscellaneous | Natural Gas | Pool Heater | A | Integrated Unit Energy Savings (kWh or therms) | Technical Potential | 0 | 2233.5 | 2233.5 | 2233.5 | 2233.5 | 2233.5 | 2233.5 | 2233.5 | 2233.5 | 2233.5 | 2233.5 | 2233.5 | 2233.5 | 2233.5 | 2233.5 | 2233.5 | 2233.5 | 2233.5 | 2233.5 | 2233.5 | 2233.5 | 2233.5 | 2233.5 | 2233.5 | 2233.5 | 2233.5 | 2233.5
F2_Commercial_Interruptible - Miscellaneous_Existing_Miscellaneous_Natural Gas_Pool Heater_A_Technical Potential | F2 | Commercial | Interruptible - Miscellaneous | Existing | Miscellaneous | Natural Gas | Pool Heater | A | Integrated Unit Summer Peak Savings (kW) | Technical Potential | 0 | 0 | 0 | 0 | 0 | 0 | 0 | 0 | 0 | 0 | 0 | 0 | 0 | 0 | 0 | 0 | 0 | 0 | 0 | 0 | 0 | 0 | 0 | 0 | 0 | 0 | 0
F3_Commercial_Interruptible - Miscellaneous_Existing_Miscellaneous_Natural Gas_Pool Heater_A_Technical Potential | F3 | Commercial | Interruptible - Miscellaneous | Existing | Miscellaneous | Natural Gas | Pool Heater | A | Integrated Unit Winter Peak Savings (kW) | Technical Potential | 0 | 0 | 0 | 0 | 0 | 0 | 0 | 0 | 0 | 0 | 0 | 0 | 0 | 0 | 0 | 0 | 0 | 0 | 0 | 0 | 0 | 0 | 0 | 0 | 0 | 0 | 0
F4_Commercial_Interruptible - Miscellaneous_Existing_Miscellaneous_Natural Gas_Pool Heater_A_Technical Potential | F4 | Commercial | Interruptible - Miscellaneous | Existing | Miscellaneous | Natural Gas | Pool Heater | A | Incremental Energy Savings (MWh or mTherms) | Technical Potential | 0 | 0 | 0.0039521 | 0.003843 | 0.0037558 | 0.003686 | 0.0037665 | 0.0038036 | 0 | 0 | 2.168e-05 | 0.001161 | 0.00083612 | 0.00061221 | 0.00031781 | 0.00031006 | 0.00053548 | 0 | 0 | 0 | 0 | 0 | 0 | 0 | 0 | 0 | 0
F5_Commercial_Interruptible - Miscellaneous_Existing_Miscellaneous_Natural Gas_Pool Heater_A_Technical Potential | F5 | Commercial | Interruptible - Miscellaneous | Existing | Miscellaneous | Natural Gas | Pool Heater | A | Incremental Summer Peak Savings (MW) | Technical Potential | 0 | 0 | 0 | 0 | 0 | 0 | 0 | 0 | 0 | 0 | 0 | 0 | 0 | 0 | 0 | 0 | 0 | 0 | 0 | 0 | 0 | 0 | 0 | 0 | 0 | 0 | 0
F6_Commercial_Interruptible - Miscellaneous_Existing_Miscellaneous_Natural Gas_Pool Heater_A_Technical Potential | F6 | Commercial | Interruptible - Miscellaneous | Existing | Miscellaneous | Natural Gas | Pool Heater | A | Incremental Winter Peak Savings (MW) | Technical Potential | 0 | 0 | 0 | 0 | 0 | 0 | 0 | 0 | 0 | 0 | 0 | 0 | 0 | 0 | 0 | 0 | 0 | 0 | 0 | 0 | 0 | 0 | 0 | 0 | 0 | 0 | 0
F7_Commercial_Interruptible - Miscellaneous_Existing_Miscellaneous_Natural Gas_Pool Heater_A_Technical Potential | F7 | Commercial | Interruptible - Miscellaneous | Existing | Miscellaneous | Natural Gas | Pool Heater | A | Cumulative Energy Savings (MWh or mTherms) | Technical Potential | 0 | 0 | 0.0039521 | 0.0077951 | 0.011551 | 0.015237 | 0.019003 | 0.022807 | 0.022807 | 0.022807 | 0.022829 | 0.02399 | 0.024826 | 0.025438 | 0.025756 | 0.026066 | 0.026601 | 0.026601 | 0.026601 | 0.026601 | 0.026601 | 0.026601 | 0.026601 | 0.026601 | 0.026601 | 0.026601 | 0.026601
F8_Commercial_Interruptible - Miscellaneous_Existing_Miscellaneous_Natural Gas_Pool Heater_A_Technical Potential | F8 | Commercial | Interruptible - Miscellaneous | Existing | Miscellaneous | Natural Gas | Pool Heater | A | Cumulative Summer Peak Savings (MW) | Technical Potential | 0 | 0 | 0 | 0 | 0 | 0 | 0 | 0 | 0 | 0 | 0 | 0 | 0 | 0 | 0 | 0 | 0 | 0 | 0 | 0 | 0 | 0 | 0 | 0 | 0 | 0 | 0
F9_Commercial_Interruptible - Miscellaneous_Existing_Miscellaneous_Natural Gas_Pool Heater_A_Technical Potential | F9 | Commercial | Interruptible - Miscellaneous | Existing | Miscellaneous | Natural Gas | Pool Heater | A | Cumulative Winter Peak Savings (MW) | Technical Potential | 0 | 0 | 0 | 0 | 0 | 0 | 0 | 0 | 0 | 0 | 0 | 0 | 0 | 0 | 0 | 0 | 0 | 0 | 0 | 0 | 0 | 0 | 0 | 0 | 0 | 0 | 0
F10_Commercial_Interruptible - Miscellaneous_Existing_Miscellaneous_Natural Gas_Pool Heater_A_Technical Potential | F10 | Commercial | Interruptible - Miscellaneous | Existing | Miscellaneous | Natural Gas | Pool Heater | A | Purchases (Incremental) | Technical Potential | 0 | 0 | 0.0017694 | 0.0017206 | 0.0016816 | 0.0016503 | 0.0016864 | 0.001703 | 0 | 0 | 9.7069e-06 | 0.00051981 | 0.00037435 | 0.0002741 | 0.00014229 | 0.00013882 | 0.00023975 | 0 | 0 | 0 | 0 | 0 | 0 | 0 | 0 | 0 | 0
F11_Commercial_Interruptible - Miscellaneous_Existing_Miscellaneous_Natural Gas_Pool Heater_A_Technical Potential | F11 | Commercial | Interruptible - Miscellaneous | Existing | Miscellaneous | Natural Gas | Pool Heater | A | Purchases (Cumulative) | Technical Potential | 0 | 0 | 0.0017694 | 0.0034901 | 0.0051717 | 0.006822 | 0.0085084 | 0.010211 | 0.010211 | 0.010211 | 0.010221 | 0.010741 | 0.011115 | 0.011389 | 0.011532 | 0.01167 | 0.01191 | 0.01191 | 0.01191 | 0.01191 | 0.01191 | 0.01191 | 0.01191 | 0.01191 | 0.01191 | 0.01191 | 0.01191
F1_Commercial_Interruptible - Miscellaneous_New_Space Heating_Natural Gas_Furnace_A_Technical Potential | F1 | Commercial | Interruptible - Miscellaneous | New | Space Heating | Natural Gas | Furnace | A | Integrated Unit Energy Savings (kWh or therms) | Technical Potential | 0 | 0 | 0 | 0 | 0 | 0 | 0 | 0 | 0 | 0 | 0 | 0 | 0 | 0 | 0 | 0 | 0 | 0 | 0 | 0 | 0 | 0 | 0 | 0 | 0 | 0 | 0
F2_Commercial_Interruptible - Miscellaneous_New_Space Heating_Natural Gas_Furnace_A_Technical Potential | F2 | Commercial | Interruptible - Miscellaneous | New | Space Heating | Natural Gas | Furnace | A | Integrated Unit Summer Peak Savings (kW) | Technical Potential | 0 | 0 | 0 | 0 | 0 | 0 | 0 | 0 | 0 | 0 | 0 | 0 | 0 | 0 | 0 | 0 | 0 | 0 | 0 | 0 | 0 | 0 | 0 | 0 | 0 | 0 | 0
F3_Commercial_Interruptible - Miscellaneous_New_Space Heating_Natural Gas_Furnace_A_Technical Potential | F3 | Commercial | Interruptible - Miscellaneous | New | Space Heating | Natural Gas | Furnace | A | Integrated Unit Winter Peak Savings (kW) | Technical Potential | 0 | 0 | 0 | 0 | 0 | 0 | 0 | 0 | 0 | 0 | 0 | 0 | 0 | 0 | 0 | 0 | 0 | 0 | 0 | 0 | 0 | 0 | 0 | 0 | 0 | 0 | 0
F4_Commercial_Interruptible - Miscellaneous_New_Space Heating_Natural Gas_Furnace_A_Technical Potential | F4 | Commercial | Interruptible - Miscellaneous | New | Space Heating | Natural Gas | Furnace | A | Incremental Energy Savings (MWh or mTherms) | Technical Potential | 0 | 0 | 0 | 0 | 0 | 0 | 0 | 0 | 0 | 0 | 0 | 0 | 0 | 0 | 0 | 0 | 0 | 0 | 0 | 0 | 0 | 0 | 0 | 0 | 0 | 0 | 0
F5_Commercial_Interruptible - Miscellaneous_New_Space Heating_Natural Gas_Furnace_A_Technical Potential | F5 | Commercial | Interruptible - Miscellaneous | New | Space Heating | Natural Gas | Furnace | A | Incremental Summer Peak Savings (MW) | Technical Potential | 0 | 0 | 0 | 0 | 0 | 0 | 0 | 0 | 0 | 0 | 0 | 0 | 0 | 0 | 0 | 0 | 0 | 0 | 0 | 0 | 0 | 0 | 0 | 0 | 0 | 0 | 0
F6_Commercial_Interruptible - Miscellaneous_New_Space Heating_Natural Gas_Furnace_A_Technical Potential | F6 | Commercial | Interruptible - Miscellaneous | New | Space Heating | Natural Gas | Furnace | A | Incremental Winter Peak Savings (MW) | Technical Potential | 0 | 0 | 0 | 0 | 0 | 0 | 0 | 0 | 0 | 0 | 0 | 0 | 0 | 0 | 0 | 0 | 0 | 0 | 0 | 0 | 0 | 0 | 0 | 0 | 0 | 0 | 0
F7_Commercial_Interruptible - Miscellaneous_New_Space Heating_Natural Gas_Furnace_A_Technical Potential | F7 | Commercial | Interruptible - Miscellaneous | New | Space Heating | Natural Gas | Furnace | A | Cumulative Energy Savings (MWh or mTherms) | Technical Potential | 0 | 0 | 0 | 0 | 0 | 0 | 0 | 0 | 0 | 0 | 0 | 0 | 0 | 0 | 0 | 0 | 0 | 0 | 0 | 0 | 0 | 0 | 0 | 0 | 0 | 0 | 0
F8_Commercial_Interruptible - Miscellaneous_New_Space Heating_Natural Gas_Furnace_A_Technical Potential | F8 | Commercial | Interruptible - Miscellaneous | New | Space Heating | Natural Gas | Furnace | A | Cumulative Summer Peak Savings (MW) | Technical Potential | 0 | 0 | 0 | 0 | 0 | 0 | 0 | 0 | 0 | 0 | 0 | 0 | 0 | 0 | 0 | 0 | 0 | 0 | 0 | 0 | 0 | 0 | 0 | 0 | 0 | 0 | 0
F9_Commercial_Interruptible - Miscellaneous_New_Space Heating_Natural Gas_Furnace_A_Technical Potential | F9 | Commercial | Interruptible - Miscellaneous | New | Space Heating | Natural Gas | Furnace | A | Cumulative Winter Peak Savings (MW) | Technical Potential | 0 | 0 | 0 | 0 | 0 | 0 | 0 | 0 | 0 | 0 | 0 | 0 | 0 | 0 | 0 | 0 | 0 | 0 | 0 | 0 | 0 | 0 | 0 | 0 | 0 | 0 | 0
F10_Commercial_Interruptible - Miscellaneous_New_Space Heating_Natural Gas_Furnace_A_Technical Potential | F10 | Commercial | Interruptible - Miscellaneous | New | Space Heating | Natural Gas | Furnace | A | Purchases (Incremental) | Technical Potential | 0 | 0 | 0 | 0 | 0 | 0 | 0 | 0 | 0 | 0 | 0 | 0 | 0 | 0 | 0 | 0 | 0 | 0 | 0 | 0 | 0 | 0 | 0 | 0 | 0 | 0 | 0
F11_Commercial_Interruptible - Miscellaneous_New_Space Heating_Natural Gas_Furnace_A_Technical Potential | F11 | Commercial | Interruptible - Miscellaneous | New | Space Heating | Natural Gas | Furnace | A | Purchases (Cumulative) | Technical Potential | 0 | 0 | 0 | 0 | 0 | 0 | 0 | 0 | 0 | 0 | 0 | 0 | 0 | 0 | 0 | 0 | 0 | 0 | 0 | 0 | 0 | 0 | 0 | 0 | 0 | 0 | 0
F1_Commercial_Interruptible - Miscellaneous_New_Space Heating_Natural Gas_Boiler_A_Technical Potential | F1 | Commercial | Interruptible - Miscellaneous | New | Space Heating | Natural Gas | Boiler | A | Integrated Unit Energy Savings (kWh or therms) | Technical Potential | 0 | 0 | 0 | 0 | 0 | 0 | 0 | 0 | 0 | 0 | 0 | 0 | 0 | 0 | 0 | 0 | 0 | 0 | 0 | 0 | 0 | 0 | 0 | 0 | 0 | 0 | 0
F2_Commercial_Interruptible - Miscellaneous_New_Space Heating_Natural Gas_Boiler_A_Technical Potential | F2 | Commercial | Interruptible - Miscellaneous | New | Space Heating | Natural Gas | Boiler | A | Integrated Unit Summer Peak Savings (kW) | Technical Potential | 0 | 0 | 0 | 0 | 0 | 0 | 0 | 0 | 0 | 0 | 0 | 0 | 0 | 0 | 0 | 0 | 0 | 0 | 0 | 0 | 0 | 0 | 0 | 0 | 0 | 0 | 0
F3_Commercial_Interruptible - Miscellaneous_New_Space Heating_Natural Gas_Boiler_A_Technical Potential | F3 | Commercial | Interruptible - Miscellaneous | New | Space Heating | Natural Gas | Boiler | A | Integrated Unit Winter Peak Savings (kW) | Technical Potential | 0 | 0 | 0 | 0 | 0 | 0 | 0 | 0 | 0 | 0 | 0 | 0 | 0 | 0 | 0 | 0 | 0 | 0 | 0 | 0 | 0 | 0 | 0 | 0 | 0 | 0 | 0
F4_Commercial_Interruptible - Miscellaneous_New_Space Heating_Natural Gas_Boiler_A_Technical Potential | F4 | Commercial | Interruptible - Miscellaneous | New | Space Heating | Natural Gas | Boiler | A | Incremental Energy Savings (MWh or mTherms) | Technical Potential | 0 | 0 | 0 | 0 | 0 | 0 | 0 | 0 | 0 | 0 | 0 | 0 | 0 | 0 | 0 | 0 | 0 | 0 | 0 | 0 | 0 | 0 | 0 | 0 | 0 | 0 | 0
F5_Commercial_Interruptible - Miscellaneous_New_Space Heating_Natural Gas_Boiler_A_Technical Potential | F5 | Commercial | Interruptible - Miscellaneous | New | Space Heating | Natural Gas | Boiler | A | Incremental Summer Peak Savings (MW) | Technical Potential | 0 | 0 | 0 | 0 | 0 | 0 | 0 | 0 | 0 | 0 | 0 | 0 | 0 | 0 | 0 | 0 | 0 | 0 | 0 | 0 | 0 | 0 | 0 | 0 | 0 | 0 | 0
F6_Commercial_Interruptible - Miscellaneous_New_Space Heating_Natural Gas_Boiler_A_Technical Potential | F6 | Commercial | Interruptible - Miscellaneous | New | Space Heating | Natural Gas | Boiler | A | Incremental Winter Peak Savings (MW) | Technical Potential | 0 | 0 | 0 | 0 | 0 | 0 | 0 | 0 | 0 | 0 | 0 | 0 | 0 | 0 | 0 | 0 | 0 | 0 | 0 | 0 | 0 | 0 | 0 | 0 | 0 | 0 | 0
F7_Commercial_Interruptible - Miscellaneous_New_Space Heating_Natural Gas_Boiler_A_Technical Potential | F7 | Commercial | Interruptible - Miscellaneous | New | Space Heating | Natural Gas | Boiler | A | Cumulative Energy Savings (MWh or mTherms) | Technical Potential | 0 | 0 | 0 | 0 | 0 | 0 | 0 | 0 | 0 | 0 | 0 | 0 | 0 | 0 | 0 | 0 | 0 | 0 | 0 | 0 | 0 | 0 | 0 | 0 | 0 | 0 | 0
F8_Commercial_Interruptible - Miscellaneous_New_Space Heating_Natural Gas_Boiler_A_Technical Potential | F8 | Commercial | Interruptible - Miscellaneous | New | Space Heating | Natural Gas | Boiler | A | Cumulative Summer Peak Savings (MW) | Technical Potential | 0 | 0 | 0 | 0 | 0 | 0 | 0 | 0 | 0 | 0 | 0 | 0 | 0 | 0 | 0 | 0 | 0 | 0 | 0 | 0 | 0 | 0 | 0 | 0 | 0 | 0 | 0
F9_Commercial_Interruptible - Miscellaneous_New_Space Heating_Natural Gas_Boiler_A_Technical Potential | F9 | Commercial | Interruptible - Miscellaneous | New | Space Heating | Natural Gas | Boiler | A | Cumulative Winter Peak Savings (MW) | Technical Potential | 0 | 0 | 0 | 0 | 0 | 0 | 0 | 0 | 0 | 0 | 0 | 0 | 0 | 0 | 0 | 0 | 0 | 0 | 0 | 0 | 0 | 0 | 0 | 0 | 0 | 0 | 0
F10_Commercial_Interruptible - Miscellaneous_New_Space Heating_Natural Gas_Boiler_A_Technical Potential | F10 | Commercial | Interruptible - Miscellaneous | New | Space Heating | Natural Gas | Boiler | A | Purchases (Incremental) | Technical Potential | 0 | 0 | 0 | 0 | 0 | 0 | 0 | 0 | 0 | 0 | 0 | 0 | 0 | 0 | 0 | 0 | 0 | 0 | 0 | 0 | 0 | 0 | 0 | 0 | 0 | 0 | 0
F11_Commercial_Interruptible - Miscellaneous_New_Space Heating_Natural Gas_Boiler_A_Technical Potential | F11 | Commercial | Interruptible - Miscellaneous | New | Space Heating | Natural Gas | Boiler | A | Purchases (Cumulative) | Technical Potential | 0 | 0 | 0 | 0 | 0 | 0 | 0 | 0 | 0 | 0 | 0 | 0 | 0 | 0 | 0 | 0 | 0 | 0 | 0 | 0 | 0 | 0 | 0 | 0 | 0 | 0 | 0
F1_Commercial_Interruptible - Miscellaneous_New_Space Heating_Natural Gas_Unit Heater_A_Technical Potential | F1 | Commercial | Interruptible - Miscellaneous | New | Space Heating | Natural Gas | Unit Heater | A | Integrated Unit Energy Savings (kWh or therms) | Technical Potential | 0 | 0 | 0 | 0 | 0 | 0 | 0 | 0 | 0 | 0 | 0 | 0 | 0 | 0 | 0 | 0 | 0 | 0 | 0 | 0 | 0 | 0 | 0 | 0 | 0 | 0 | 0
F2_Commercial_Interruptible - Miscellaneous_New_Space Heating_Natural Gas_Unit Heater_A_Technical Potential | F2 | Commercial | Interruptible - Miscellaneous | New | Space Heating | Natural Gas | Unit Heater | A | Integrated Unit Summer Peak Savings (kW) | Technical Potential | 0 | 0 | 0 | 0 | 0 | 0 | 0 | 0 | 0 | 0 | 0 | 0 | 0 | 0 | 0 | 0 | 0 | 0 | 0 | 0 | 0 | 0 | 0 | 0 | 0 | 0 | 0
F3_Commercial_Interruptible - Miscellaneous_New_Space Heating_Natural Gas_Unit Heater_A_Technical Potential | F3 | Commercial | Interruptible - Miscellaneous | New | Space Heating | Natural Gas | Unit Heater | A | Integrated Unit Winter Peak Savings (kW) | Technical Potential | 0 | 0 | 0 | 0 | 0 | 0 | 0 | 0 | 0 | 0 | 0 | 0 | 0 | 0 | 0 | 0 | 0 | 0 | 0 | 0 | 0 | 0 | 0 | 0 | 0 | 0 | 0
F4_Commercial_Interruptible - Miscellaneous_New_Space Heating_Natural Gas_Unit Heater_A_Technical Potential | F4 | Commercial | Interruptible - Miscellaneous | New | Space Heating | Natural Gas | Unit Heater | A | Incremental Energy Savings (MWh or mTherms) | Technical Potential | 0 | 0 | 0 | 0 | 0 | 0 | 0 | 0 | 0 | 0 | 0 | 0 | 0 | 0 | 0 | 0 | 0 | 0 | 0 | 0 | 0 | 0 | 0 | 0 | 0 | 0 | 0
F5_Commercial_Interruptible - Miscellaneous_New_Space Heating_Natural Gas_Unit Heater_A_Technical Potential | F5 | Commercial | Interruptible - Miscellaneous | New | Space Heating | Natural Gas | Unit Heater | A | Incremental Summer Peak Savings (MW) | Technical Potential | 0 | 0 | 0 | 0 | 0 | 0 | 0 | 0 | 0 | 0 | 0 | 0 | 0 | 0 | 0 | 0 | 0 | 0 | 0 | 0 | 0 | 0 | 0 | 0 | 0 | 0 | 0
F6_Commercial_Interruptible - Miscellaneous_New_Space Heating_Natural Gas_Unit Heater_A_Technical Potential | F6 | Commercial | Interruptible - Miscellaneous | New | Space Heating | Natural Gas | Unit Heater | A | Incremental Winter Peak Savings (MW) | Technical Potential | 0 | 0 | 0 | 0 | 0 | 0 | 0 | 0 | 0 | 0 | 0 | 0 | 0 | 0 | 0 | 0 | 0 | 0 | 0 | 0 | 0 | 0 | 0 | 0 | 0 | 0 | 0
F7_Commercial_Interruptible - Miscellaneous_New_Space Heating_Natural Gas_Unit Heater_A_Technical Potential | F7 | Commercial | Interruptible - Miscellaneous | New | Space Heating | Natural Gas | Unit Heater | A | Cumulative Energy Savings (MWh or mTherms) | Technical Potential | 0 | 0 | 0 | 0 | 0 | 0 | 0 | 0 | 0 | 0 | 0 | 0 | 0 | 0 | 0 | 0 | 0 | 0 | 0 | 0 | 0 | 0 | 0 | 0 | 0 | 0 | 0
F8_Commercial_Interruptible - Miscellaneous_New_Space Heating_Natural Gas_Unit Heater_A_Technical Potential | F8 | Commercial | Interruptible - Miscellaneous | New | Space Heating | Natural Gas | Unit Heater | A | Cumulative Summer Peak Savings (MW) | Technical Potential | 0 | 0 | 0 | 0 | 0 | 0 | 0 | 0 | 0 | 0 | 0 | 0 | 0 | 0 | 0 | 0 | 0 | 0 | 0 | 0 | 0 | 0 | 0 | 0 | 0 | 0 | 0
F9_Commercial_Interruptible - Miscellaneous_New_Space Heating_Natural Gas_Unit Heater_A_Technical Potential | F9 | Commercial | Interruptible - Miscellaneous | New | Space Heating | Natural Gas | Unit Heater | A | Cumulative Winter Peak Savings (MW) | Technical Potential | 0 | 0 | 0 | 0 | 0 | 0 | 0 | 0 | 0 | 0 | 0 | 0 | 0 | 0 | 0 | 0 | 0 | 0 | 0 | 0 | 0 | 0 | 0 | 0 | 0 | 0 | 0
F10_Commercial_Interruptible - Miscellaneous_New_Space Heating_Natural Gas_Unit Heater_A_Technical Potential | F10 | Commercial | Interruptible - Miscellaneous | New | Space Heating | Natural Gas | Unit Heater | A | Purchases (Incremental) | Technical Potential | 0 | 0 | 0 | 0 | 0 | 0 | 0 | 0 | 0 | 0 | 0 | 0 | 0 | 0 | 0 | 0 | 0 | 0 | 0 | 0 | 0 | 0 | 0 | 0 | 0 | 0 | 0
F11_Commercial_Interruptible - Miscellaneous_New_Space Heating_Natural Gas_Unit Heater_A_Technical Potential | F11 | Commercial | Interruptible - Miscellaneous | New | Space Heating | Natural Gas | Unit Heater | A | Purchases (Cumulative) | Technical Potential | 0 | 0 | 0 | 0 | 0 | 0 | 0 | 0 | 0 | 0 | 0 | 0 | 0 | 0 | 0 | 0 | 0 | 0 | 0 | 0 | 0 | 0 | 0 | 0 | 0 | 0 | 0
F1_Commercial_Interruptible - Miscellaneous_New_Water Heating_Natural Gas_Water Heater_A_Technical Potential | F1 | Commercial | Interruptible - Miscellaneous | New | Water Heating | Natural Gas | Water Heater | A | Integrated Unit Energy Savings (kWh or therms) | Technical Potential | 0 | 0 | 0 | 0 | 0 | 0 | 0 | 0 | 0 | 0 | 0 | 0 | 0 | 0 | 0 | 0 | 0 | 0 | 0 | 0 | 0 | 0 | 0 | 0 | 0 | 0 | 0
F2_Commercial_Interruptible - Miscellaneous_New_Water Heating_Natural Gas_Water Heater_A_Technical Potential | F2 | Commercial | Interruptible - Miscellaneous | New | Water Heating | Natural Gas | Water Heater | A | Integrated Unit Summer Peak Savings (kW) | Technical Potential | 0 | 0 | 0 | 0 | 0 | 0 | 0 | 0 | 0 | 0 | 0 | 0 | 0 | 0 | 0 | 0 | 0 | 0 | 0 | 0 | 0 | 0 | 0 | 0 | 0 | 0 | 0
F3_Commercial_Interruptible - Miscellaneous_New_Water Heating_Natural Gas_Water Heater_A_Technical Potential | F3 | Commercial | Interruptible - Miscellaneous | New | Water Heating | Natural Gas | Water Heater | A | Integrated Unit Winter Peak Savings (kW) | Technical Potential | 0 | 0 | 0 | 0 | 0 | 0 | 0 | 0 | 0 | 0 | 0 | 0 | 0 | 0 | 0 | 0 | 0 | 0 | 0 | 0 | 0 | 0 | 0 | 0 | 0 | 0 | 0
F4_Commercial_Interruptible - Miscellaneous_New_Water Heating_Natural Gas_Water Heater_A_Technical Potential | F4 | Commercial | Interruptible - Miscellaneous | New | Water Heating | Natural Gas | Water Heater | A | Incremental Energy Savings (MWh or mTherms) | Technical Potential | 0 | 0 | 0 | 0 | 0 | 0 | 0 | 0 | 0 | 0 | 0 | 0 | 0 | 0 | 0 | 0 | 0 | 0 | 0 | 0 | 0 | 0 | 0 | 0 | 0 | 0 | 0
F5_Commercial_Interruptible - Miscellaneous_New_Water Heating_Natural Gas_Water Heater_A_Technical Potential | F5 | Commercial | Interruptible - Miscellaneous | New | Water Heating | Natural Gas | Water Heater | A | Incremental Summer Peak Savings (MW) | Technical Potential | 0 | 0 | 0 | 0 | 0 | 0 | 0 | 0 | 0 | 0 | 0 | 0 | 0 | 0 | 0 | 0 | 0 | 0 | 0 | 0 | 0 | 0 | 0 | 0 | 0 | 0 | 0
F6_Commercial_Interruptible - Miscellaneous_New_Water Heating_Natural Gas_Water Heater_A_Technical Potential | F6 | Commercial | Interruptible - Miscellaneous | New | Water Heating | Natural Gas | Water Heater | A | Incremental Winter Peak Savings (MW) | Technical Potential | 0 | 0 | 0 | 0 | 0 | 0 | 0 | 0 | 0 | 0 | 0 | 0 | 0 | 0 | 0 | 0 | 0 | 0 | 0 | 0 | 0 | 0 | 0 | 0 | 0 | 0 | 0
F7_Commercial_Interruptible - Miscellaneous_New_Water Heating_Natural Gas_Water Heater_A_Technical Potential | F7 | Commercial | Interruptible - Miscellaneous | New | Water Heating | Natural Gas | Water Heater | A | Cumulative Energy Savings (MWh or mTherms) | Technical Potential | 0 | 0 | 0 | 0 | 0 | 0 | 0 | 0 | 0 | 0 | 0 | 0 | 0 | 0 | 0 | 0 | 0 | 0 | 0 | 0 | 0 | 0 | 0 | 0 | 0 | 0 | 0
F8_Commercial_Interruptible - Miscellaneous_New_Water Heating_Natural Gas_Water Heater_A_Technical Potential | F8 | Commercial | Interruptible - Miscellaneous | New | Water Heating | Natural Gas | Water Heater | A | Cumulative Summer Peak Savings (MW) | Technical Potential | 0 | 0 | 0 | 0 | 0 | 0 | 0 | 0 | 0 | 0 | 0 | 0 | 0 | 0 | 0 | 0 | 0 | 0 | 0 | 0 | 0 | 0 | 0 | 0 | 0 | 0 | 0
F9_Commercial_Interruptible - Miscellaneous_New_Water Heating_Natural Gas_Water Heater_A_Technical Potential | F9 | Commercial | Interruptible - Miscellaneous | New | Water Heating | Natural Gas | Water Heater | A | Cumulative Winter Peak Savings (MW) | Technical Potential | 0 | 0 | 0 | 0 | 0 | 0 | 0 | 0 | 0 | 0 | 0 | 0 | 0 | 0 | 0 | 0 | 0 | 0 | 0 | 0 | 0 | 0 | 0 | 0 | 0 | 0 | 0
F10_Commercial_Interruptible - Miscellaneous_New_Water Heating_Natural Gas_Water Heater_A_Technical Potential | F10 | Commercial | Interruptible - Miscellaneous | New | Water Heating | Natural Gas | Water Heater | A | Purchases (Incremental) | Technical Potential | 0 | 0 | 0 | 0 | 0 | 0 | 0 | 0 | 0 | 0 | 0 | 0 | 0 | 0 | 0 | 0 | 0 | 0 | 0 | 0 | 0 | 0 | 0 | 0 | 0 | 0 | 0
F11_Commercial_Interruptible - Miscellaneous_New_Water Heating_Natural Gas_Water Heater_A_Technical Potential | F11 | Commercial | Interruptible - Miscellaneous | New | Water Heating | Natural Gas | Water Heater | A | Purchases (Cumulative) | Technical Potential | 0 | 0 | 0 | 0 | 0 | 0 | 0 | 0 | 0 | 0 | 0 | 0 | 0 | 0 | 0 | 0 | 0 | 0 | 0 | 0 | 0 | 0 | 0 | 0 | 0 | 0 | 0
F1_Commercial_Interruptible - Miscellaneous_New_Food Preparation_Natural Gas_Oven_A_Technical Potential | F1 | Commercial | Interruptible - Miscellaneous | New | Food Preparation | Natural Gas | Oven | A | Integrated Unit Energy Savings (kWh or therms) | Technical Potential | 0 | 0 | 0 | 0 | 0 | 0 | 0 | 0 | 0 | 0 | 0 | 0 | 0 | 0 | 0 | 0 | 0 | 0 | 0 | 0 | 0 | 0 | 0 | 0 | 0 | 0 | 0
F2_Commercial_Interruptible - Miscellaneous_New_Food Preparation_Natural Gas_Oven_A_Technical Potential | F2 | Commercial | Interruptible - Miscellaneous | New | Food Preparation | Natural Gas | Oven | A | Integrated Unit Summer Peak Savings (kW) | Technical Potential | 0 | 0 | 0 | 0 | 0 | 0 | 0 | 0 | 0 | 0 | 0 | 0 | 0 | 0 | 0 | 0 | 0 | 0 | 0 | 0 | 0 | 0 | 0 | 0 | 0 | 0 | 0
F3_Commercial_Interruptible - Miscellaneous_New_Food Preparation_Natural Gas_Oven_A_Technical Potential | F3 | Commercial | Interruptible - Miscellaneous | New | Food Preparation | Natural Gas | Oven | A | Integrated Unit Winter Peak Savings (kW) | Technical Potential | 0 | 0 | 0 | 0 | 0 | 0 | 0 | 0 | 0 | 0 | 0 | 0 | 0 | 0 | 0 | 0 | 0 | 0 | 0 | 0 | 0 | 0 | 0 | 0 | 0 | 0 | 0
F4_Commercial_Interruptible - Miscellaneous_New_Food Preparation_Natural Gas_Oven_A_Technical Potential | F4 | Commercial | Interruptible - Miscellaneous | New | Food Preparation | Natural Gas | Oven | A | Incremental Energy Savings (MWh or mTherms) | Technical Potential | 0 | 0 | 0 | 0 | 0 | 0 | 0 | 0 | 0 | 0 | 0 | 0 | 0 | 0 | 0 | 0 | 0 | 0 | 0 | 0 | 0 | 0 | 0 | 0 | 0 | 0 | 0
F5_Commercial_Interruptible - Miscellaneous_New_Food Preparation_Natural Gas_Oven_A_Technical Potential | F5 | Commercial | Interruptible - Miscellaneous | New | Food Preparation | Natural Gas | Oven | A | Incremental Summer Peak Savings (MW) | Technical Potential | 0 | 0 | 0 | 0 | 0 | 0 | 0 | 0 | 0 | 0 | 0 | 0 | 0 | 0 | 0 | 0 | 0 | 0 | 0 | 0 | 0 | 0 | 0 | 0 | 0 | 0 | 0
F6_Commercial_Interruptible - Miscellaneous_New_Food Preparation_Natural Gas_Oven_A_Technical Potential | F6 | Commercial | Interruptible - Miscellaneous | New | Food Preparation | Natural Gas | Oven | A | Incremental Winter Peak Savings (MW) | Technical Potential | 0 | 0 | 0 | 0 | 0 | 0 | 0 | 0 | 0 | 0 | 0 | 0 | 0 | 0 | 0 | 0 | 0 | 0 | 0 | 0 | 0 | 0 | 0 | 0 | 0 | 0 | 0
F7_Commercial_Interruptible - Miscellaneous_New_Food Preparation_Natural Gas_Oven_A_Technical Potential | F7 | Commercial | Interruptible - Miscellaneous | New | Food Preparation | Natural Gas | Oven | A | Cumulative Energy Savings (MWh or mTherms) | Technical Potential | 0 | 0 | 0 | 0 | 0 | 0 | 0 | 0 | 0 | 0 | 0 | 0 | 0 | 0 | 0 | 0 | 0 | 0 | 0 | 0 | 0 | 0 | 0 | 0 | 0 | 0 | 0
F8_Commercial_Interruptible - Miscellaneous_New_Food Preparation_Natural Gas_Oven_A_Technical Potential | F8 | Commercial | Interruptible - Miscellaneous | New | Food Preparation | Natural Gas | Oven | A | Cumulative Summer Peak Savings (MW) | Technical Potential | 0 | 0 | 0 | 0 | 0 | 0 | 0 | 0 | 0 | 0 | 0 | 0 | 0 | 0 | 0 | 0 | 0 | 0 | 0 | 0 | 0 | 0 | 0 | 0 | 0 | 0 | 0
F9_Commercial_Interruptible - Miscellaneous_New_Food Preparation_Natural Gas_Oven_A_Technical Potential | F9 | Commercial | Interruptible - Miscellaneous | New | Food Preparation | Natural Gas | Oven | A | Cumulative Winter Peak Savings (MW) | Technical Potential | 0 | 0 | 0 | 0 | 0 | 0 | 0 | 0 | 0 | 0 | 0 | 0 | 0 | 0 | 0 | 0 | 0 | 0 | 0 | 0 | 0 | 0 | 0 | 0 | 0 | 0 | 0
F10_Commercial_Interruptible - Miscellaneous_New_Food Preparation_Natural Gas_Oven_A_Technical Potential | F10 | Commercial | Interruptible - Miscellaneous | New | Food Preparation | Natural Gas | Oven | A | Purchases (Incremental) | Technical Potential | 0 | 0 | 0 | 0 | 0 | 0 | 0 | 0 | 0 | 0 | 0 | 0 | 0 | 0 | 0 | 0 | 0 | 0 | 0 | 0 | 0 | 0 | 0 | 0 | 0 | 0 | 0
F11_Commercial_Interruptible - Miscellaneous_New_Food Preparation_Natural Gas_Oven_A_Technical Potential | F11 | Commercial | Interruptible - Miscellaneous | New | Food Preparation | Natural Gas | Oven | A | Purchases (Cumulative) | Technical Potential | 0 | 0 | 0 | 0 | 0 | 0 | 0 | 0 | 0 | 0 | 0 | 0 | 0 | 0 | 0 | 0 | 0 | 0 | 0 | 0 | 0 | 0 | 0 | 0 | 0 | 0 | 0
F1_Commercial_Interruptible - Miscellaneous_New_Food Preparation_Natural Gas_Conveyor Oven_A_Technical Potential | F1 | Commercial | Interruptible - Miscellaneous | New | Food Preparation | Natural Gas | Conveyor Oven | A | Integrated Unit Energy Savings (kWh or therms) | Technical Potential | 0 | 0 | 0 | 0 | 0 | 0 | 0 | 0 | 0 | 0 | 0 | 0 | 0 | 0 | 0 | 0 | 0 | 0 | 0 | 0 | 0 | 0 | 0 | 0 | 0 | 0 | 0
F2_Commercial_Interruptible - Miscellaneous_New_Food Preparation_Natural Gas_Conveyor Oven_A_Technical Potential | F2 | Commercial | Interruptible - Miscellaneous | New | Food Preparation | Natural Gas | Conveyor Oven | A | Integrated Unit Summer Peak Savings (kW) | Technical Potential | 0 | 0 | 0 | 0 | 0 | 0 | 0 | 0 | 0 | 0 | 0 | 0 | 0 | 0 | 0 | 0 | 0 | 0 | 0 | 0 | 0 | 0 | 0 | 0 | 0 | 0 | 0
F3_Commercial_Interruptible - Miscellaneous_New_Food Preparation_Natural Gas_Conveyor Oven_A_Technical Potential | F3 | Commercial | Interruptible - Miscellaneous | New | Food Preparation | Natural Gas | Conveyor Oven | A | Integrated Unit Winter Peak Savings (kW) | Technical Potential | 0 | 0 | 0 | 0 | 0 | 0 | 0 | 0 | 0 | 0 | 0 | 0 | 0 | 0 | 0 | 0 | 0 | 0 | 0 | 0 | 0 | 0 | 0 | 0 | 0 | 0 | 0
F4_Commercial_Interruptible - Miscellaneous_New_Food Preparation_Natural Gas_Conveyor Oven_A_Technical Potential | F4 | Commercial | Interruptible - Miscellaneous | New | Food Preparation | Natural Gas | Conveyor Oven | A | Incremental Energy Savings (MWh or mTherms) | Technical Potential | 0 | 0 | 0 | 0 | 0 | 0 | 0 | 0 | 0 | 0 | 0 | 0 | 0 | 0 | 0 | 0 | 0 | 0 | 0 | 0 | 0 | 0 | 0 | 0 | 0 | 0 | 0
F5_Commercial_Interruptible - Miscellaneous_New_Food Preparation_Natural Gas_Conveyor Oven_A_Technical Potential | F5 | Commercial | Interruptible - Miscellaneous | New | Food Preparation | Natural Gas | Conveyor Oven | A | Incremental Summer Peak Savings (MW) | Technical Potential | 0 | 0 | 0 | 0 | 0 | 0 | 0 | 0 | 0 | 0 | 0 | 0 | 0 | 0 | 0 | 0 | 0 | 0 | 0 | 0 | 0 | 0 | 0 | 0 | 0 | 0 | 0
F6_Commercial_Interruptible - Miscellaneous_New_Food Preparation_Natural Gas_Conveyor Oven_A_Technical Potential | F6 | Commercial | Interruptible - Miscellaneous | New | Food Preparation | Natural Gas | Conveyor Oven | A | Incremental Winter Peak Savings (MW) | Technical Potential | 0 | 0 | 0 | 0 | 0 | 0 | 0 | 0 | 0 | 0 | 0 | 0 | 0 | 0 | 0 | 0 | 0 | 0 | 0 | 0 | 0 | 0 | 0 | 0 | 0 | 0 | 0
F7_Commercial_Interruptible - Miscellaneous_New_Food Preparation_Natural Gas_Conveyor Oven_A_Technical Potential | F7 | Commercial | Interruptible - Miscellaneous | New | Food Preparation | Natural Gas | Conveyor Oven | A | Cumulative Energy Savings (MWh or mTherms) | Technical Potential | 0 | 0 | 0 | 0 | 0 | 0 | 0 | 0 | 0 | 0 | 0 | 0 | 0 | 0 | 0 | 0 | 0 | 0 | 0 | 0 | 0 | 0 | 0 | 0 | 0 | 0 | 0
F8_Commercial_Interruptible - Miscellaneous_New_Food Preparation_Natural Gas_Conveyor Oven_A_Technical Potential | F8 | Commercial | Interruptible - Miscellaneous | New | Food Preparation | Natural Gas | Conveyor Oven | A | Cumulative Summer Peak Savings (MW) | Technical Potential | 0 | 0 | 0 | 0 | 0 | 0 | 0 | 0 | 0 | 0 | 0 | 0 | 0 | 0 | 0 | 0 | 0 | 0 | 0 | 0 | 0 | 0 | 0 | 0 | 0 | 0 | 0
F9_Commercial_Interruptible - Miscellaneous_New_Food Preparation_Natural Gas_Conveyor Oven_A_Technical Potential | F9 | Commercial | Interruptible - Miscellaneous | New | Food Preparation | Natural Gas | Conveyor Oven | A | Cumulative Winter Peak Savings (MW) | Technical Potential | 0 | 0 | 0 | 0 | 0 | 0 | 0 | 0 | 0 | 0 | 0 | 0 | 0 | 0 | 0 | 0 | 0 | 0 | 0 | 0 | 0 | 0 | 0 | 0 | 0 | 0 | 0
F10_Commercial_Interruptible - Miscellaneous_New_Food Preparation_Natural Gas_Conveyor Oven_A_Technical Potential | F10 | Commercial | Interruptible - Miscellaneous | New | Food Preparation | Natural Gas | Conveyor Oven | A | Purchases (Incremental) | Technical Potential | 0 | 0 | 0 | 0 | 0 | 0 | 0 | 0 | 0 | 0 | 0 | 0 | 0 | 0 | 0 | 0 | 0 | 0 | 0 | 0 | 0 | 0 | 0 | 0 | 0 | 0 | 0
F11_Commercial_Interruptible - Miscellaneous_New_Food Preparation_Natural Gas_Conveyor Oven_A_Technical Potential | F11 | Commercial | Interruptible - Miscellaneous | New | Food Preparation | Natural Gas | Conveyor Oven | A | Purchases (Cumulative) | Technical Potential | 0 | 0 | 0 | 0 | 0 | 0 | 0 | 0 | 0 | 0 | 0 | 0 | 0 | 0 | 0 | 0 | 0 | 0 | 0 | 0 | 0 | 0 | 0 | 0 | 0 | 0 | 0
F1_Commercial_Interruptible - Miscellaneous_New_Food Preparation_Natural Gas_Double Rack Oven_A_Technical Potential | F1 | Commercial | Interruptible - Miscellaneous | New | Food Preparation | Natural Gas | Double Rack Oven | A | Integrated Unit Energy Savings (kWh or therms) | Technical Potential | 0 | 0 | 0 | 0 | 0 | 0 | 0 | 0 | 0 | 0 | 0 | 0 | 0 | 0 | 0 | 0 | 0 | 0 | 0 | 0 | 0 | 0 | 0 | 0 | 0 | 0 | 0
F2_Commercial_Interruptible - Miscellaneous_New_Food Preparation_Natural Gas_Double Rack Oven_A_Technical Potential | F2 | Commercial | Interruptible - Miscellaneous | New | Food Preparation | Natural Gas | Double Rack Oven | A | Integrated Unit Summer Peak Savings (kW) | Technical Potential | 0 | 0 | 0 | 0 | 0 | 0 | 0 | 0 | 0 | 0 | 0 | 0 | 0 | 0 | 0 | 0 | 0 | 0 | 0 | 0 | 0 | 0 | 0 | 0 | 0 | 0 | 0
F3_Commercial_Interruptible - Miscellaneous_New_Food Preparation_Natural Gas_Double Rack Oven_A_Technical Potential | F3 | Commercial | Interruptible - Miscellaneous | New | Food Preparation | Natural Gas | Double Rack Oven | A | Integrated Unit Winter Peak Savings (kW) | Technical Potential | 0 | 0 | 0 | 0 | 0 | 0 | 0 | 0 | 0 | 0 | 0 | 0 | 0 | 0 | 0 | 0 | 0 | 0 | 0 | 0 | 0 | 0 | 0 | 0 | 0 | 0 | 0
F4_Commercial_Interruptible - Miscellaneous_New_Food Preparation_Natural Gas_Double Rack Oven_A_Technical Potential | F4 | Commercial | Interruptible - Miscellaneous | New | Food Preparation | Natural Gas | Double Rack Oven | A | Incremental Energy Savings (MWh or mTherms) | Technical Potential | 0 | 0 | 0 | 0 | 0 | 0 | 0 | 0 | 0 | 0 | 0 | 0 | 0 | 0 | 0 | 0 | 0 | 0 | 0 | 0 | 0 | 0 | 0 | 0 | 0 | 0 | 0
F5_Commercial_Interruptible - Miscellaneous_New_Food Preparation_Natural Gas_Double Rack Oven_A_Technical Potential | F5 | Commercial | Interruptible - Miscellaneous | New | Food Preparation | Natural Gas | Double Rack Oven | A | Incremental Summer Peak Savings (MW) | Technical Potential | 0 | 0 | 0 | 0 | 0 | 0 | 0 | 0 | 0 | 0 | 0 | 0 | 0 | 0 | 0 | 0 | 0 | 0 | 0 | 0 | 0 | 0 | 0 | 0 | 0 | 0 | 0
F6_Commercial_Interruptible - Miscellaneous_New_Food Preparation_Natural Gas_Double Rack Oven_A_Technical Potential | F6 | Commercial | Interruptible - Miscellaneous | New | Food Preparation | Natural Gas | Double Rack Oven | A | Incremental Winter Peak Savings (MW) | Technical Potential | 0 | 0 | 0 | 0 | 0 | 0 | 0 | 0 | 0 | 0 | 0 | 0 | 0 | 0 | 0 | 0 | 0 | 0 | 0 | 0 | 0 | 0 | 0 | 0 | 0 | 0 | 0
F7_Commercial_Interruptible - Miscellaneous_New_Food Preparation_Natural Gas_Double Rack Oven_A_Technical Potential | F7 | Commercial | Interruptible - Miscellaneous | New | Food Preparation | Natural Gas | Double Rack Oven | A | Cumulative Energy Savings (MWh or mTherms) | Technical Potential | 0 | 0 | 0 | 0 | 0 | 0 | 0 | 0 | 0 | 0 | 0 | 0 | 0 | 0 | 0 | 0 | 0 | 0 | 0 | 0 | 0 | 0 | 0 | 0 | 0 | 0 | 0
F8_Commercial_Interruptible - Miscellaneous_New_Food Preparation_Natural Gas_Double Rack Oven_A_Technical Potential | F8 | Commercial | Interruptible - Miscellaneous | New | Food Preparation | Natural Gas | Double Rack Oven | A | Cumulative Summer Peak Savings (MW) | Technical Potential | 0 | 0 | 0 | 0 | 0 | 0 | 0 | 0 | 0 | 0 | 0 | 0 | 0 | 0 | 0 | 0 | 0 | 0 | 0 | 0 | 0 | 0 | 0 | 0 | 0 | 0 | 0
F9_Commercial_Interruptible - Miscellaneous_New_Food Preparation_Natural Gas_Double Rack Oven_A_Technical Potential | F9 | Commercial | Interruptible - Miscellaneous | New | Food Preparation | Natural Gas | Double Rack Oven | A | Cumulative Winter Peak Savings (MW) | Technical Potential | 0 | 0 | 0 | 0 | 0 | 0 | 0 | 0 | 0 | 0 | 0 | 0 | 0 | 0 | 0 | 0 | 0 | 0 | 0 | 0 | 0 | 0 | 0 | 0 | 0 | 0 | 0
F10_Commercial_Interruptible - Miscellaneous_New_Food Preparation_Natural Gas_Double Rack Oven_A_Technical Potential | F10 | Commercial | Interruptible - Miscellaneous | New | Food Preparation | Natural Gas | Double Rack Oven | A | Purchases (Incremental) | Technical Potential | 0 | 0 | 0 | 0 | 0 | 0 | 0 | 0 | 0 | 0 | 0 | 0 | 0 | 0 | 0 | 0 | 0 | 0 | 0 | 0 | 0 | 0 | 0 | 0 | 0 | 0 | 0
F11_Commercial_Interruptible - Miscellaneous_New_Food Preparation_Natural Gas_Double Rack Oven_A_Technical Potential | F11 | Commercial | Interruptible - Miscellaneous | New | Food Preparation | Natural Gas | Double Rack Oven | A | Purchases (Cumulative) | Technical Potential | 0 | 0 | 0 | 0 | 0 | 0 | 0 | 0 | 0 | 0 | 0 | 0 | 0 | 0 | 0 | 0 | 0 | 0 | 0 | 0 | 0 | 0 | 0 | 0 | 0 | 0 | 0
F1_Commercial_Interruptible - Miscellaneous_New_Food Preparation_Natural Gas_Fryer_A_Technical Potential | F1 | Commercial | Interruptible - Miscellaneous | New | Food Preparation | Natural Gas | Fryer | A | Integrated Unit Energy Savings (kWh or therms) | Technical Potential | 0 | 0 | 0 | 0 | 0 | 0 | 0 | 0 | 0 | 0 | 0 | 0 | 0 | 0 | 0 | 0 | 0 | 0 | 0 | 0 | 0 | 0 | 0 | 0 | 0 | 0 | 0
F2_Commercial_Interruptible - Miscellaneous_New_Food Preparation_Natural Gas_Fryer_A_Technical Potential | F2 | Commercial | Interruptible - Miscellaneous | New | Food Preparation | Natural Gas | Fryer | A | Integrated Unit Summer Peak Savings (kW) | Technical Potential | 0 | 0 | 0 | 0 | 0 | 0 | 0 | 0 | 0 | 0 | 0 | 0 | 0 | 0 | 0 | 0 | 0 | 0 | 0 | 0 | 0 | 0 | 0 | 0 | 0 | 0 | 0
F3_Commercial_Interruptible - Miscellaneous_New_Food Preparation_Natural Gas_Fryer_A_Technical Potential | F3 | Commercial | Interruptible - Miscellaneous | New | Food Preparation | Natural Gas | Fryer | A | Integrated Unit Winter Peak Savings (kW) | Technical Potential | 0 | 0 | 0 | 0 | 0 | 0 | 0 | 0 | 0 | 0 | 0 | 0 | 0 | 0 | 0 | 0 | 0 | 0 | 0 | 0 | 0 | 0 | 0 | 0 | 0 | 0 | 0
F4_Commercial_Interruptible - Miscellaneous_New_Food Preparation_Natural Gas_Fryer_A_Technical Potential | F4 | Commercial | Interruptible - Miscellaneous | New | Food Preparation | Natural Gas | Fryer | A | Incremental Energy Savings (MWh or mTherms) | Technical Potential | 0 | 0 | 0 | 0 | 0 | 0 | 0 | 0 | 0 | 0 | 0 | 0 | 0 | 0 | 0 | 0 | 0 | 0 | 0 | 0 | 0 | 0 | 0 | 0 | 0 | 0 | 0
F5_Commercial_Interruptible - Miscellaneous_New_Food Preparation_Natural Gas_Fryer_A_Technical Potential | F5 | Commercial | Interruptible - Miscellaneous | New | Food Preparation | Natural Gas | Fryer | A | Incremental Summer Peak Savings (MW) | Technical Potential | 0 | 0 | 0 | 0 | 0 | 0 | 0 | 0 | 0 | 0 | 0 | 0 | 0 | 0 | 0 | 0 | 0 | 0 | 0 | 0 | 0 | 0 | 0 | 0 | 0 | 0 | 0
F6_Commercial_Interruptible - Miscellaneous_New_Food Preparation_Natural Gas_Fryer_A_Technical Potential | F6 | Commercial | Interruptible - Miscellaneous | New | Food Preparation | Natural Gas | Fryer | A | Incremental Winter Peak Savings (MW) | Technical Potential | 0 | 0 | 0 | 0 | 0 | 0 | 0 | 0 | 0 | 0 | 0 | 0 | 0 | 0 | 0 | 0 | 0 | 0 | 0 | 0 | 0 | 0 | 0 | 0 | 0 | 0 | 0
F7_Commercial_Interruptible - Miscellaneous_New_Food Preparation_Natural Gas_Fryer_A_Technical Potential | F7 | Commercial | Interruptible - Miscellaneous | New | Food Preparation | Natural Gas | Fryer | A | Cumulative Energy Savings (MWh or mTherms) | Technical Potential | 0 | 0 | 0 | 0 | 0 | 0 | 0 | 0 | 0 | 0 | 0 | 0 | 0 | 0 | 0 | 0 | 0 | 0 | 0 | 0 | 0 | 0 | 0 | 0 | 0 | 0 | 0
F8_Commercial_Interruptible - Miscellaneous_New_Food Preparation_Natural Gas_Fryer_A_Technical Potential | F8 | Commercial | Interruptible - Miscellaneous | New | Food Preparation | Natural Gas | Fryer | A | Cumulative Summer Peak Savings (MW) | Technical Potential | 0 | 0 | 0 | 0 | 0 | 0 | 0 | 0 | 0 | 0 | 0 | 0 | 0 | 0 | 0 | 0 | 0 | 0 | 0 | 0 | 0 | 0 | 0 | 0 | 0 | 0 | 0
F9_Commercial_Interruptible - Miscellaneous_New_Food Preparation_Natural Gas_Fryer_A_Technical Potential | F9 | Commercial | Interruptible - Miscellaneous | New | Food Preparation | Natural Gas | Fryer | A | Cumulative Winter Peak Savings (MW) | Technical Potential | 0 | 0 | 0 | 0 | 0 | 0 | 0 | 0 | 0 | 0 | 0 | 0 | 0 | 0 | 0 | 0 | 0 | 0 | 0 | 0 | 0 | 0 | 0 | 0 | 0 | 0 | 0
F10_Commercial_Interruptible - Miscellaneous_New_Food Preparation_Natural Gas_Fryer_A_Technical Potential | F10 | Commercial | Interruptible - Miscellaneous | New | Food Preparation | Natural Gas | Fryer | A | Purchases (Incremental) | Technical Potential | 0 | 0 | 0 | 0 | 0 | 0 | 0 | 0 | 0 | 0 | 0 | 0 | 0 | 0 | 0 | 0 | 0 | 0 | 0 | 0 | 0 | 0 | 0 | 0 | 0 | 0 | 0
F11_Commercial_Interruptible - Miscellaneous_New_Food Preparation_Natural Gas_Fryer_A_Technical Potential | F11 | Commercial | Interruptible - Miscellaneous | New | Food Preparation | Natural Gas | Fryer | A | Purchases (Cumulative) | Technical Potential | 0 | 0 | 0 | 0 | 0 | 0 | 0 | 0 | 0 | 0 | 0 | 0 | 0 | 0 | 0 | 0 | 0 | 0 | 0 | 0 | 0 | 0 | 0 | 0 | 0 | 0 | 0
F1_Commercial_Interruptible - Miscellaneous_New_Food Preparation_Natural Gas_Broiler_A_Technical Potential | F1 | Commercial | Interruptible - Miscellaneous | New | Food Preparation | Natural Gas | Broiler | A | Integrated Unit Energy Savings (kWh or therms) | Technical Potential | 0 | 0 | 0 | 0 | 0 | 0 | 0 | 0 | 0 | 0 | 0 | 0 | 0 | 0 | 0 | 0 | 0 | 0 | 0 | 0 | 0 | 0 | 0 | 0 | 0 | 0 | 0
F2_Commercial_Interruptible - Miscellaneous_New_Food Preparation_Natural Gas_Broiler_A_Technical Potential | F2 | Commercial | Interruptible - Miscellaneous | New | Food Preparation | Natural Gas | Broiler | A | Integrated Unit Summer Peak Savings (kW) | Technical Potential | 0 | 0 | 0 | 0 | 0 | 0 | 0 | 0 | 0 | 0 | 0 | 0 | 0 | 0 | 0 | 0 | 0 | 0 | 0 | 0 | 0 | 0 | 0 | 0 | 0 | 0 | 0
F3_Commercial_Interruptible - Miscellaneous_New_Food Preparation_Natural Gas_Broiler_A_Technical Potential | F3 | Commercial | Interruptible - Miscellaneous | New | Food Preparation | Natural Gas | Broiler | A | Integrated Unit Winter Peak Savings (kW) | Technical Potential | 0 | 0 | 0 | 0 | 0 | 0 | 0 | 0 | 0 | 0 | 0 | 0 | 0 | 0 | 0 | 0 | 0 | 0 | 0 | 0 | 0 | 0 | 0 | 0 | 0 | 0 | 0
F4_Commercial_Interruptible - Miscellaneous_New_Food Preparation_Natural Gas_Broiler_A_Technical Potential | F4 | Commercial | Interruptible - Miscellaneous | New | Food Preparation | Natural Gas | Broiler | A | Incremental Energy Savings (MWh or mTherms) | Technical Potential | 0 | 0 | 0 | 0 | 0 | 0 | 0 | 0 | 0 | 0 | 0 | 0 | 0 | 0 | 0 | 0 | 0 | 0 | 0 | 0 | 0 | 0 | 0 | 0 | 0 | 0 | 0
F5_Commercial_Interruptible - Miscellaneous_New_Food Preparation_Natural Gas_Broiler_A_Technical Potential | F5 | Commercial | Interruptible - Miscellaneous | New | Food Preparation | Natural Gas | Broiler | A | Incremental Summer Peak Savings (MW) | Technical Potential | 0 | 0 | 0 | 0 | 0 | 0 | 0 | 0 | 0 | 0 | 0 | 0 | 0 | 0 | 0 | 0 | 0 | 0 | 0 | 0 | 0 | 0 | 0 | 0 | 0 | 0 | 0
F6_Commercial_Interruptible - Miscellaneous_New_Food Preparation_Natural Gas_Broiler_A_Technical Potential | F6 | Commercial | Interruptible - Miscellaneous | New | Food Preparation | Natural Gas | Broiler | A | Incremental Winter Peak Savings (MW) | Technical Potential | 0 | 0 | 0 | 0 | 0 | 0 | 0 | 0 | 0 | 0 | 0 | 0 | 0 | 0 | 0 | 0 | 0 | 0 | 0 | 0 | 0 | 0 | 0 | 0 | 0 | 0 | 0
F7_Commercial_Interruptible - Miscellaneous_New_Food Preparation_Natural Gas_Broiler_A_Technical Potential | F7 | Commercial | Interruptible - Miscellaneous | New | Food Preparation | Natural Gas | Broiler | A | Cumulative Energy Savings (MWh or mTherms) | Technical Potential | 0 | 0 | 0 | 0 | 0 | 0 | 0 | 0 | 0 | 0 | 0 | 0 | 0 | 0 | 0 | 0 | 0 | 0 | 0 | 0 | 0 | 0 | 0 | 0 | 0 | 0 | 0
F8_Commercial_Interruptible - Miscellaneous_New_Food Preparation_Natural Gas_Broiler_A_Technical Potential | F8 | Commercial | Interruptible - Miscellaneous | New | Food Preparation | Natural Gas | Broiler | A | Cumulative Summer Peak Savings (MW) | Technical Potential | 0 | 0 | 0 | 0 | 0 | 0 | 0 | 0 | 0 | 0 | 0 | 0 | 0 | 0 | 0 | 0 | 0 | 0 | 0 | 0 | 0 | 0 | 0 | 0 | 0 | 0 | 0
F9_Commercial_Interruptible - Miscellaneous_New_Food Preparation_Natural Gas_Broiler_A_Technical Potential | F9 | Commercial | Interruptible - Miscellaneous | New | Food Preparation | Natural Gas | Broiler | A | Cumulative Winter Peak Savings (MW) | Technical Potential | 0 | 0 | 0 | 0 | 0 | 0 | 0 | 0 | 0 | 0 | 0 | 0 | 0 | 0 | 0 | 0 | 0 | 0 | 0 | 0 | 0 | 0 | 0 | 0 | 0 | 0 | 0
F10_Commercial_Interruptible - Miscellaneous_New_Food Preparation_Natural Gas_Broiler_A_Technical Potential | F10 | Commercial | Interruptible - Miscellaneous | New | Food Preparation | Natural Gas | Broiler | A | Purchases (Incremental) | Technical Potential | 0 | 0 | 0 | 0 | 0 | 0 | 0 | 0 | 0 | 0 | 0 | 0 | 0 | 0 | 0 | 0 | 0 | 0 | 0 | 0 | 0 | 0 | 0 | 0 | 0 | 0 | 0
F11_Commercial_Interruptible - Miscellaneous_New_Food Preparation_Natural Gas_Broiler_A_Technical Potential | F11 | Commercial | Interruptible - Miscellaneous | New | Food Preparation | Natural Gas | Broiler | A | Purchases (Cumulative) | Technical Potential | 0 | 0 | 0 | 0 | 0 | 0 | 0 | 0 | 0 | 0 | 0 | 0 | 0 | 0 | 0 | 0 | 0 | 0 | 0 | 0 | 0 | 0 | 0 | 0 | 0 | 0 | 0
F1_Commercial_Interruptible - Miscellaneous_New_Food Preparation_Natural Gas_Griddle_A_Technical Potential | F1 | Commercial | Interruptible - Miscellaneous | New | Food Preparation | Natural Gas | Griddle | A | Integrated Unit Energy Savings (kWh or therms) | Technical Potential | 0 | 0 | 0 | 0 | 0 | 0 | 0 | 0 | 0 | 0 | 0 | 0 | 0 | 0 | 0 | 0 | 0 | 0 | 0 | 0 | 0 | 0 | 0 | 0 | 0 | 0 | 0
F2_Commercial_Interruptible - Miscellaneous_New_Food Preparation_Natural Gas_Griddle_A_Technical Potential | F2 | Commercial | Interruptible - Miscellaneous | New | Food Preparation | Natural Gas | Griddle | A | Integrated Unit Summer Peak Savings (kW) | Technical Potential | 0 | 0 | 0 | 0 | 0 | 0 | 0 | 0 | 0 | 0 | 0 | 0 | 0 | 0 | 0 | 0 | 0 | 0 | 0 | 0 | 0 | 0 | 0 | 0 | 0 | 0 | 0
F3_Commercial_Interruptible - Miscellaneous_New_Food Preparation_Natural Gas_Griddle_A_Technical Potential | F3 | Commercial | Interruptible - Miscellaneous | New | Food Preparation | Natural Gas | Griddle | A | Integrated Unit Winter Peak Savings (kW) | Technical Potential | 0 | 0 | 0 | 0 | 0 | 0 | 0 | 0 | 0 | 0 | 0 | 0 | 0 | 0 | 0 | 0 | 0 | 0 | 0 | 0 | 0 | 0 | 0 | 0 | 0 | 0 | 0
F4_Commercial_Interruptible - Miscellaneous_New_Food Preparation_Natural Gas_Griddle_A_Technical Potential | F4 | Commercial | Interruptible - Miscellaneous | New | Food Preparation | Natural Gas | Griddle | A | Incremental Energy Savings (MWh or mTherms) | Technical Potential | 0 | 0 | 0 | 0 | 0 | 0 | 0 | 0 | 0 | 0 | 0 | 0 | 0 | 0 | 0 | 0 | 0 | 0 | 0 | 0 | 0 | 0 | 0 | 0 | 0 | 0 | 0
F5_Commercial_Interruptible - Miscellaneous_New_Food Preparation_Natural Gas_Griddle_A_Technical Potential | F5 | Commercial | Interruptible - Miscellaneous | New | Food Preparation | Natural Gas | Griddle | A | Incremental Summer Peak Savings (MW) | Technical Potential | 0 | 0 | 0 | 0 | 0 | 0 | 0 | 0 | 0 | 0 | 0 | 0 | 0 | 0 | 0 | 0 | 0 | 0 | 0 | 0 | 0 | 0 | 0 | 0 | 0 | 0 | 0
F6_Commercial_Interruptible - Miscellaneous_New_Food Preparation_Natural Gas_Griddle_A_Technical Potential | F6 | Commercial | Interruptible - Miscellaneous | New | Food Preparation | Natural Gas | Griddle | A | Incremental Winter Peak Savings (MW) | Technical Potential | 0 | 0 | 0 | 0 | 0 | 0 | 0 | 0 | 0 | 0 | 0 | 0 | 0 | 0 | 0 | 0 | 0 | 0 | 0 | 0 | 0 | 0 | 0 | 0 | 0 | 0 | 0
F7_Commercial_Interruptible - Miscellaneous_New_Food Preparation_Natural Gas_Griddle_A_Technical Potential | F7 | Commercial | Interruptible - Miscellaneous | New | Food Preparation | Natural Gas | Griddle | A | Cumulative Energy Savings (MWh or mTherms) | Technical Potential | 0 | 0 | 0 | 0 | 0 | 0 | 0 | 0 | 0 | 0 | 0 | 0 | 0 | 0 | 0 | 0 | 0 | 0 | 0 | 0 | 0 | 0 | 0 | 0 | 0 | 0 | 0
F8_Commercial_Interruptible - Miscellaneous_New_Food Preparation_Natural Gas_Griddle_A_Technical Potential | F8 | Commercial | Interruptible - Miscellaneous | New | Food Preparation | Natural Gas | Griddle | A | Cumulative Summer Peak Savings (MW) | Technical Potential | 0 | 0 | 0 | 0 | 0 | 0 | 0 | 0 | 0 | 0 | 0 | 0 | 0 | 0 | 0 | 0 | 0 | 0 | 0 | 0 | 0 | 0 | 0 | 0 | 0 | 0 | 0
F9_Commercial_Interruptible - Miscellaneous_New_Food Preparation_Natural Gas_Griddle_A_Technical Potential | F9 | Commercial | Interruptible - Miscellaneous | New | Food Preparation | Natural Gas | Griddle | A | Cumulative Winter Peak Savings (MW) | Technical Potential | 0 | 0 | 0 | 0 | 0 | 0 | 0 | 0 | 0 | 0 | 0 | 0 | 0 | 0 | 0 | 0 | 0 | 0 | 0 | 0 | 0 | 0 | 0 | 0 | 0 | 0 | 0
F10_Commercial_Interruptible - Miscellaneous_New_Food Preparation_Natural Gas_Griddle_A_Technical Potential | F10 | Commercial | Interruptible - Miscellaneous | New | Food Preparation | Natural Gas | Griddle | A | Purchases (Incremental) | Technical Potential | 0 | 0 | 0 | 0 | 0 | 0 | 0 | 0 | 0 | 0 | 0 | 0 | 0 | 0 | 0 | 0 | 0 | 0 | 0 | 0 | 0 | 0 | 0 | 0 | 0 | 0 | 0
F11_Commercial_Interruptible - Miscellaneous_New_Food Preparation_Natural Gas_Griddle_A_Technical Potential | F11 | Commercial | Interruptible - Miscellaneous | New | Food Preparation | Natural Gas | Griddle | A | Purchases (Cumulative) | Technical Potential | 0 | 0 | 0 | 0 | 0 | 0 | 0 | 0 | 0 | 0 | 0 | 0 | 0 | 0 | 0 | 0 | 0 | 0 | 0 | 0 | 0 | 0 | 0 | 0 | 0 | 0 | 0
F1_Commercial_Interruptible - Miscellaneous_New_Food Preparation_Natural Gas_Range_A_Technical Potential | F1 | Commercial | Interruptible - Miscellaneous | New | Food Preparation | Natural Gas | Range | A | Integrated Unit Energy Savings (kWh or therms) | Technical Potential | 0 | 0 | 0 | 0 | 0 | 0 | 0 | 0 | 0 | 0 | 0 | 0 | 0 | 0 | 0 | 0 | 0 | 0 | 0 | 0 | 0 | 0 | 0 | 0 | 0 | 0 | 0
F2_Commercial_Interruptible - Miscellaneous_New_Food Preparation_Natural Gas_Range_A_Technical Potential | F2 | Commercial | Interruptible - Miscellaneous | New | Food Preparation | Natural Gas | Range | A | Integrated Unit Summer Peak Savings (kW) | Technical Potential | 0 | 0 | 0 | 0 | 0 | 0 | 0 | 0 | 0 | 0 | 0 | 0 | 0 | 0 | 0 | 0 | 0 | 0 | 0 | 0 | 0 | 0 | 0 | 0 | 0 | 0 | 0
F3_Commercial_Interruptible - Miscellaneous_New_Food Preparation_Natural Gas_Range_A_Technical Potential | F3 | Commercial | Interruptible - Miscellaneous | New | Food Preparation | Natural Gas | Range | A | Integrated Unit Winter Peak Savings (kW) | Technical Potential | 0 | 0 | 0 | 0 | 0 | 0 | 0 | 0 | 0 | 0 | 0 | 0 | 0 | 0 | 0 | 0 | 0 | 0 | 0 | 0 | 0 | 0 | 0 | 0 | 0 | 0 | 0
F4_Commercial_Interruptible - Miscellaneous_New_Food Preparation_Natural Gas_Range_A_Technical Potential | F4 | Commercial | Interruptible - Miscellaneous | New | Food Preparation | Natural Gas | Range | A | Incremental Energy Savings (MWh or mTherms) | Technical Potential | 0 | 0 | 0 | 0 | 0 | 0 | 0 | 0 | 0 | 0 | 0 | 0 | 0 | 0 | 0 | 0 | 0 | 0 | 0 | 0 | 0 | 0 | 0 | 0 | 0 | 0 | 0
F5_Commercial_Interruptible - Miscellaneous_New_Food Preparation_Natural Gas_Range_A_Technical Potential | F5 | Commercial | Interruptible - Miscellaneous | New | Food Preparation | Natural Gas | Range | A | Incremental Summer Peak Savings (MW) | Technical Potential | 0 | 0 | 0 | 0 | 0 | 0 | 0 | 0 | 0 | 0 | 0 | 0 | 0 | 0 | 0 | 0 | 0 | 0 | 0 | 0 | 0 | 0 | 0 | 0 | 0 | 0 | 0
F6_Commercial_Interruptible - Miscellaneous_New_Food Preparation_Natural Gas_Range_A_Technical Potential | F6 | Commercial | Interruptible - Miscellaneous | New | Food Preparation | Natural Gas | Range | A | Incremental Winter Peak Savings (MW) | Technical Potential | 0 | 0 | 0 | 0 | 0 | 0 | 0 | 0 | 0 | 0 | 0 | 0 | 0 | 0 | 0 | 0 | 0 | 0 | 0 | 0 | 0 | 0 | 0 | 0 | 0 | 0 | 0
F7_Commercial_Interruptible - Miscellaneous_New_Food Preparation_Natural Gas_Range_A_Technical Potential | F7 | Commercial | Interruptible - Miscellaneous | New | Food Preparation | Natural Gas | Range | A | Cumulative Energy Savings (MWh or mTherms) | Technical Potential | 0 | 0 | 0 | 0 | 0 | 0 | 0 | 0 | 0 | 0 | 0 | 0 | 0 | 0 | 0 | 0 | 0 | 0 | 0 | 0 | 0 | 0 | 0 | 0 | 0 | 0 | 0
F8_Commercial_Interruptible - Miscellaneous_New_Food Preparation_Natural Gas_Range_A_Technical Potential | F8 | Commercial | Interruptible - Miscellaneous | New | Food Preparation | Natural Gas | Range | A | Cumulative Summer Peak Savings (MW) | Technical Potential | 0 | 0 | 0 | 0 | 0 | 0 | 0 | 0 | 0 | 0 | 0 | 0 | 0 | 0 | 0 | 0 | 0 | 0 | 0 | 0 | 0 | 0 | 0 | 0 | 0 | 0 | 0
F9_Commercial_Interruptible - Miscellaneous_New_Food Preparation_Natural Gas_Range_A_Technical Potential | F9 | Commercial | Interruptible - Miscellaneous | New | Food Preparation | Natural Gas | Range | A | Cumulative Winter Peak Savings (MW) | Technical Potential | 0 | 0 | 0 | 0 | 0 | 0 | 0 | 0 | 0 | 0 | 0 | 0 | 0 | 0 | 0 | 0 | 0 | 0 | 0 | 0 | 0 | 0 | 0 | 0 | 0 | 0 | 0
F10_Commercial_Interruptible - Miscellaneous_New_Food Preparation_Natural Gas_Range_A_Technical Potential | F10 | Commercial | Interruptible - Miscellaneous | New | Food Preparation | Natural Gas | Range | A | Purchases (Incremental) | Technical Potential | 0 | 0 | 0 | 0 | 0 | 0 | 0 | 0 | 0 | 0 | 0 | 0 | 0 | 0 | 0 | 0 | 0 | 0 | 0 | 0 | 0 | 0 | 0 | 0 | 0 | 0 | 0
F11_Commercial_Interruptible - Miscellaneous_New_Food Preparation_Natural Gas_Range_A_Technical Potential | F11 | Commercial | Interruptible - Miscellaneous | New | Food Preparation | Natural Gas | Range | A | Purchases (Cumulative) | Technical Potential | 0 | 0 | 0 | 0 | 0 | 0 | 0 | 0 | 0 | 0 | 0 | 0 | 0 | 0 | 0 | 0 | 0 | 0 | 0 | 0 | 0 | 0 | 0 | 0 | 0 | 0 | 0
F1_Commercial_Interruptible - Miscellaneous_New_Food Preparation_Natural Gas_Steamer_A_Technical Potential | F1 | Commercial | Interruptible - Miscellaneous | New | Food Preparation | Natural Gas | Steamer | A | Integrated Unit Energy Savings (kWh or therms) | Technical Potential | 0 | 0 | 0 | 0 | 0 | 0 | 0 | 0 | 0 | 0 | 0 | 0 | 0 | 0 | 0 | 0 | 0 | 0 | 0 | 0 | 0 | 0 | 0 | 0 | 0 | 0 | 0
F2_Commercial_Interruptible - Miscellaneous_New_Food Preparation_Natural Gas_Steamer_A_Technical Potential | F2 | Commercial | Interruptible - Miscellaneous | New | Food Preparation | Natural Gas | Steamer | A | Integrated Unit Summer Peak Savings (kW) | Technical Potential | 0 | 0 | 0 | 0 | 0 | 0 | 0 | 0 | 0 | 0 | 0 | 0 | 0 | 0 | 0 | 0 | 0 | 0 | 0 | 0 | 0 | 0 | 0 | 0 | 0 | 0 | 0
F3_Commercial_Interruptible - Miscellaneous_New_Food Preparation_Natural Gas_Steamer_A_Technical Potential | F3 | Commercial | Interruptible - Miscellaneous | New | Food Preparation | Natural Gas | Steamer | A | Integrated Unit Winter Peak Savings (kW) | Technical Potential | 0 | 0 | 0 | 0 | 0 | 0 | 0 | 0 | 0 | 0 | 0 | 0 | 0 | 0 | 0 | 0 | 0 | 0 | 0 | 0 | 0 | 0 | 0 | 0 | 0 | 0 | 0
F4_Commercial_Interruptible - Miscellaneous_New_Food Preparation_Natural Gas_Steamer_A_Technical Potential | F4 | Commercial | Interruptible - Miscellaneous | New | Food Preparation | Natural Gas | Steamer | A | Incremental Energy Savings (MWh or mTherms) | Technical Potential | 0 | 0 | 0 | 0 | 0 | 0 | 0 | 0 | 0 | 0 | 0 | 0 | 0 | 0 | 0 | 0 | 0 | 0 | 0 | 0 | 0 | 0 | 0 | 0 | 0 | 0 | 0
F5_Commercial_Interruptible - Miscellaneous_New_Food Preparation_Natural Gas_Steamer_A_Technical Potential | F5 | Commercial | Interruptible - Miscellaneous | New | Food Preparation | Natural Gas | Steamer | A | Incremental Summer Peak Savings (MW) | Technical Potential | 0 | 0 | 0 | 0 | 0 | 0 | 0 | 0 | 0 | 0 | 0 | 0 | 0 | 0 | 0 | 0 | 0 | 0 | 0 | 0 | 0 | 0 | 0 | 0 | 0 | 0 | 0
F6_Commercial_Interruptible - Miscellaneous_New_Food Preparation_Natural Gas_Steamer_A_Technical Potential | F6 | Commercial | Interruptible - Miscellaneous | New | Food Preparation | Natural Gas | Steamer | A | Incremental Winter Peak Savings (MW) | Technical Potential | 0 | 0 | 0 | 0 | 0 | 0 | 0 | 0 | 0 | 0 | 0 | 0 | 0 | 0 | 0 | 0 | 0 | 0 | 0 | 0 | 0 | 0 | 0 | 0 | 0 | 0 | 0
F7_Commercial_Interruptible - Miscellaneous_New_Food Preparation_Natural Gas_Steamer_A_Technical Potential | F7 | Commercial | Interruptible - Miscellaneous | New | Food Preparation | Natural Gas | Steamer | A | Cumulative Energy Savings (MWh or mTherms) | Technical Potential | 0 | 0 | 0 | 0 | 0 | 0 | 0 | 0 | 0 | 0 | 0 | 0 | 0 | 0 | 0 | 0 | 0 | 0 | 0 | 0 | 0 | 0 | 0 | 0 | 0 | 0 | 0
F8_Commercial_Interruptible - Miscellaneous_New_Food Preparation_Natural Gas_Steamer_A_Technical Potential | F8 | Commercial | Interruptible - Miscellaneous | New | Food Preparation | Natural Gas | Steamer | A | Cumulative Summer Peak Savings (MW) | Technical Potential | 0 | 0 | 0 | 0 | 0 | 0 | 0 | 0 | 0 | 0 | 0 | 0 | 0 | 0 | 0 | 0 | 0 | 0 | 0 | 0 | 0 | 0 | 0 | 0 | 0 | 0 | 0
F9_Commercial_Interruptible - Miscellaneous_New_Food Preparation_Natural Gas_Steamer_A_Technical Potential | F9 | Commercial | Interruptible - Miscellaneous | New | Food Preparation | Natural Gas | Steamer | A | Cumulative Winter Peak Savings (MW) | Technical Potential | 0 | 0 | 0 | 0 | 0 | 0 | 0 | 0 | 0 | 0 | 0 | 0 | 0 | 0 | 0 | 0 | 0 | 0 | 0 | 0 | 0 | 0 | 0 | 0 | 0 | 0 | 0
F10_Commercial_Interruptible - Miscellaneous_New_Food Preparation_Natural Gas_Steamer_A_Technical Potential | F10 | Commercial | Interruptible - Miscellaneous | New | Food Preparation | Natural Gas | Steamer | A | Purchases (Incremental) | Technical Potential | 0 | 0 | 0 | 0 | 0 | 0 | 0 | 0 | 0 | 0 | 0 | 0 | 0 | 0 | 0 | 0 | 0 | 0 | 0 | 0 | 0 | 0 | 0 | 0 | 0 | 0 | 0
F11_Commercial_Interruptible - Miscellaneous_New_Food Preparation_Natural Gas_Steamer_A_Technical Potential | F11 | Commercial | Interruptible - Miscellaneous | New | Food Preparation | Natural Gas | Steamer | A | Purchases (Cumulative) | Technical Potential | 0 | 0 | 0 | 0 | 0 | 0 | 0 | 0 | 0 | 0 | 0 | 0 | 0 | 0 | 0 | 0 | 0 | 0 | 0 | 0 | 0 | 0 | 0 | 0 | 0 | 0 | 0
F1_Commercial_Interruptible - Miscellaneous_New_Food Preparation_Natural Gas_Commercial Food Prep Other_A_Technical Potential | F1 | Commercial | Interruptible - Miscellaneous | New | Food Preparation | Natural Gas | Commercial Food Prep Other | A | Integrated Unit Energy Savings (kWh or therms) | Technical Potential | 0 | 0 | 0 | 0 | 0 | 0 | 0 | 0 | 0 | 0 | 0 | 0 | 0 | 0 | 0 | 0 | 0 | 0 | 0 | 0 | 0 | 0 | 0 | 0 | 0 | 0 | 0
F2_Commercial_Interruptible - Miscellaneous_New_Food Preparation_Natural Gas_Commercial Food Prep Other_A_Technical Potential | F2 | Commercial | Interruptible - Miscellaneous | New | Food Preparation | Natural Gas | Commercial Food Prep Other | A | Integrated Unit Summer Peak Savings (kW) | Technical Potential | 0 | 0 | 0 | 0 | 0 | 0 | 0 | 0 | 0 | 0 | 0 | 0 | 0 | 0 | 0 | 0 | 0 | 0 | 0 | 0 | 0 | 0 | 0 | 0 | 0 | 0 | 0
F3_Commercial_Interruptible - Miscellaneous_New_Food Preparation_Natural Gas_Commercial Food Prep Other_A_Technical Potential | F3 | Commercial | Interruptible - Miscellaneous | New | Food Preparation | Natural Gas | Commercial Food Prep Other | A | Integrated Unit Winter Peak Savings (kW) | Technical Potential | 0 | 0 | 0 | 0 | 0 | 0 | 0 | 0 | 0 | 0 | 0 | 0 | 0 | 0 | 0 | 0 | 0 | 0 | 0 | 0 | 0 | 0 | 0 | 0 | 0 | 0 | 0
F4_Commercial_Interruptible - Miscellaneous_New_Food Preparation_Natural Gas_Commercial Food Prep Other_A_Technical Potential | F4 | Commercial | Interruptible - Miscellaneous | New | Food Preparation | Natural Gas | Commercial Food Prep Other | A | Incremental Energy Savings (MWh or mTherms) | Technical Potential | 0 | 0 | 0 | 0 | 0 | 0 | 0 | 0 | 0 | 0 | 0 | 0 | 0 | 0 | 0 | 0 | 0 | 0 | 0 | 0 | 0 | 0 | 0 | 0 | 0 | 0 | 0
F5_Commercial_Interruptible - Miscellaneous_New_Food Preparation_Natural Gas_Commercial Food Prep Other_A_Technical Potential | F5 | Commercial | Interruptible - Miscellaneous | New | Food Preparation | Natural Gas | Commercial Food Prep Other | A | Incremental Summer Peak Savings (MW) | Technical Potential | 0 | 0 | 0 | 0 | 0 | 0 | 0 | 0 | 0 | 0 | 0 | 0 | 0 | 0 | 0 | 0 | 0 | 0 | 0 | 0 | 0 | 0 | 0 | 0 | 0 | 0 | 0
F6_Commercial_Interruptible - Miscellaneous_New_Food Preparation_Natural Gas_Commercial Food Prep Other_A_Technical Potential | F6 | Commercial | Interruptible - Miscellaneous | New | Food Preparation | Natural Gas | Commercial Food Prep Other | A | Incremental Winter Peak Savings (MW) | Technical Potential | 0 | 0 | 0 | 0 | 0 | 0 | 0 | 0 | 0 | 0 | 0 | 0 | 0 | 0 | 0 | 0 | 0 | 0 | 0 | 0 | 0 | 0 | 0 | 0 | 0 | 0 | 0
F7_Commercial_Interruptible - Miscellaneous_New_Food Preparation_Natural Gas_Commercial Food Prep Other_A_Technical Potential | F7 | Commercial | Interruptible - Miscellaneous | New | Food Preparation | Natural Gas | Commercial Food Prep Other | A | Cumulative Energy Savings (MWh or mTherms) | Technical Potential | 0 | 0 | 0 | 0 | 0 | 0 | 0 | 0 | 0 | 0 | 0 | 0 | 0 | 0 | 0 | 0 | 0 | 0 | 0 | 0 | 0 | 0 | 0 | 0 | 0 | 0 | 0
F8_Commercial_Interruptible - Miscellaneous_New_Food Preparation_Natural Gas_Commercial Food Prep Other_A_Technical Potential | F8 | Commercial | Interruptible - Miscellaneous | New | Food Preparation | Natural Gas | Commercial Food Prep Other | A | Cumulative Summer Peak Savings (MW) | Technical Potential | 0 | 0 | 0 | 0 | 0 | 0 | 0 | 0 | 0 | 0 | 0 | 0 | 0 | 0 | 0 | 0 | 0 | 0 | 0 | 0 | 0 | 0 | 0 | 0 | 0 | 0 | 0
F9_Commercial_Interruptible - Miscellaneous_New_Food Preparation_Natural Gas_Commercial Food Prep Other_A_Technical Potential | F9 | Commercial | Interruptible - Miscellaneous | New | Food Preparation | Natural Gas | Commercial Food Prep Other | A | Cumulative Winter Peak Savings (MW) | Technical Potential | 0 | 0 | 0 | 0 | 0 | 0 | 0 | 0 | 0 | 0 | 0 | 0 | 0 | 0 | 0 | 0 | 0 | 0 | 0 | 0 | 0 | 0 | 0 | 0 | 0 | 0 | 0
F10_Commercial_Interruptible - Miscellaneous_New_Food Preparation_Natural Gas_Commercial Food Prep Other_A_Technical Potential | F10 | Commercial | Interruptible - Miscellaneous | New | Food Preparation | Natural Gas | Commercial Food Prep Other | A | Purchases (Incremental) | Technical Potential | 0 | 0 | 0 | 0 | 0 | 0 | 0 | 0 | 0 | 0 | 0 | 0 | 0 | 0 | 0 | 0 | 0 | 0 | 0 | 0 | 0 | 0 | 0 | 0 | 0 | 0 | 0
F11_Commercial_Interruptible - Miscellaneous_New_Food Preparation_Natural Gas_Commercial Food Prep Other_A_Technical Potential | F11 | Commercial | Interruptible - Miscellaneous | New | Food Preparation | Natural Gas | Commercial Food Prep Other | A | Purchases (Cumulative) | Technical Potential | 0 | 0 | 0 | 0 | 0 | 0 | 0 | 0 | 0 | 0 | 0 | 0 | 0 | 0 | 0 | 0 | 0 | 0 | 0 | 0 | 0 | 0 | 0 | 0 | 0 | 0 | 0
F1_Commercial_Interruptible - Miscellaneous_New_Miscellaneous_Natural Gas_Pool Heater_A_Technical Potential | F1 | Commercial | Interruptible - Miscellaneous | New | Miscellaneous | Natural Gas | Pool Heater | A | Integrated Unit Energy Savings (kWh or therms) | Technical Potential | 0 | 0 | 0 | 0 | 0 | 0 | 0 | 0 | 0 | 0 | 0 | 0 | 0 | 0 | 0 | 0 | 0 | 0 | 0 | 0 | 0 | 0 | 0 | 0 | 0 | 0 | 0
F2_Commercial_Interruptible - Miscellaneous_New_Miscellaneous_Natural Gas_Pool Heater_A_Technical Potential | F2 | Commercial | Interruptible - Miscellaneous | New | Miscellaneous | Natural Gas | Pool Heater | A | Integrated Unit Summer Peak Savings (kW) | Technical Potential | 0 | 0 | 0 | 0 | 0 | 0 | 0 | 0 | 0 | 0 | 0 | 0 | 0 | 0 | 0 | 0 | 0 | 0 | 0 | 0 | 0 | 0 | 0 | 0 | 0 | 0 | 0
F3_Commercial_Interruptible - Miscellaneous_New_Miscellaneous_Natural Gas_Pool Heater_A_Technical Potential | F3 | Commercial | Interruptible - Miscellaneous | New | Miscellaneous | Natural Gas | Pool Heater | A | Integrated Unit Winter Peak Savings (kW) | Technical Potential | 0 | 0 | 0 | 0 | 0 | 0 | 0 | 0 | 0 | 0 | 0 | 0 | 0 | 0 | 0 | 0 | 0 | 0 | 0 | 0 | 0 | 0 | 0 | 0 | 0 | 0 | 0
F4_Commercial_Interruptible - Miscellaneous_New_Miscellaneous_Natural Gas_Pool Heater_A_Technical Potential | F4 | Commercial | Interruptible - Miscellaneous | New | Miscellaneous | Natural Gas | Pool Heater | A | Incremental Energy Savings (MWh or mTherms) | Technical Potential | 0 | 0 | 0 | 0 | 0 | 0 | 0 | 0 | 0 | 0 | 0 | 0 | 0 | 0 | 0 | 0 | 0 | 0 | 0 | 0 | 0 | 0 | 0 | 0 | 0 | 0 | 0
F5_Commercial_Interruptible - Miscellaneous_New_Miscellaneous_Natural Gas_Pool Heater_A_Technical Potential | F5 | Commercial | Interruptible - Miscellaneous | New | Miscellaneous | Natural Gas | Pool Heater | A | Incremental Summer Peak Savings (MW) | Technical Potential | 0 | 0 | 0 | 0 | 0 | 0 | 0 | 0 | 0 | 0 | 0 | 0 | 0 | 0 | 0 | 0 | 0 | 0 | 0 | 0 | 0 | 0 | 0 | 0 | 0 | 0 | 0
F6_Commercial_Interruptible - Miscellaneous_New_Miscellaneous_Natural Gas_Pool Heater_A_Technical Potential | F6 | Commercial | Interruptible - Miscellaneous | New | Miscellaneous | Natural Gas | Pool Heater | A | Incremental Winter Peak Savings (MW) | Technical Potential | 0 | 0 | 0 | 0 | 0 | 0 | 0 | 0 | 0 | 0 | 0 | 0 | 0 | 0 | 0 | 0 | 0 | 0 | 0 | 0 | 0 | 0 | 0 | 0 | 0 | 0 | 0
F7_Commercial_Interruptible - Miscellaneous_New_Miscellaneous_Natural Gas_Pool Heater_A_Technical Potential | F7 | Commercial | Interruptible - Miscellaneous | New | Miscellaneous | Natural Gas | Pool Heater | A | Cumulative Energy Savings (MWh or mTherms) | Technical Potential | 0 | 0 | 0 | 0 | 0 | 0 | 0 | 0 | 0 | 0 | 0 | 0 | 0 | 0 | 0 | 0 | 0 | 0 | 0 | 0 | 0 | 0 | 0 | 0 | 0 | 0 | 0
F8_Commercial_Interruptible - Miscellaneous_New_Miscellaneous_Natural Gas_Pool Heater_A_Technical Potential | F8 | Commercial | Interruptible - Miscellaneous | New | Miscellaneous | Natural Gas | Pool Heater | A | Cumulative Summer Peak Savings (MW) | Technical Potential | 0 | 0 | 0 | 0 | 0 | 0 | 0 | 0 | 0 | 0 | 0 | 0 | 0 | 0 | 0 | 0 | 0 | 0 | 0 | 0 | 0 | 0 | 0 | 0 | 0 | 0 | 0
F9_Commercial_Interruptible - Miscellaneous_New_Miscellaneous_Natural Gas_Pool Heater_A_Technical Potential | F9 | Commercial | Interruptible - Miscellaneous | New | Miscellaneous | Natural Gas | Pool Heater | A | Cumulative Winter Peak Savings (MW) | Technical Potential | 0 | 0 | 0 | 0 | 0 | 0 | 0 | 0 | 0 | 0 | 0 | 0 | 0 | 0 | 0 | 0 | 0 | 0 | 0 | 0 | 0 | 0 | 0 | 0 | 0 | 0 | 0
F10_Commercial_Interruptible - Miscellaneous_New_Miscellaneous_Natural Gas_Pool Heater_A_Technical Potential | F10 | Commercial | Interruptible - Miscellaneous | New | Miscellaneous | Natural Gas | Pool Heater | A | Purchases (Incremental) | Technical Potential | 0 | 0 | 0 | 0 | 0 | 0 | 0 | 0 | 0 | 0 | 0 | 0 | 0 | 0 | 0 | 0 | 0 | 0 | 0 | 0 | 0 | 0 | 0 | 0 | 0 | 0 | 0
F11_Commercial_Interruptible - Miscellaneous_New_Miscellaneous_Natural Gas_Pool Heater_A_Technical Potential | F11 | Commercial | Interruptible - Miscellaneous | New | Miscellaneous | Natural Gas | Pool Heater | A | Purchases (Cumulative) | Technical Potential | 0 | 0 | 0 | 0 | 0 | 0 | 0 | 0 | 0 | 0 | 0 | 0 | 0 | 0 | 0 | 0 | 0 | 0 | 0 | 0 | 0 | 0 | 0 | 0 | 0 | 0 | 0
F1_Commercial_WA - College_Existing_Space Heating_Natural Gas_Insulation - Ceiling_A_Technical Potential | F1 | Commercial | WA - College | Existing | Space Heating | Natural Gas | Insulation - Ceiling | A | Integrated Unit Energy Savings (kWh or therms) | Technical Potential | 0 | 0 | 0.0617 | 0.060476 | 0.059013 | 0.057522 | 0.056012 | 0.054477 | 0.052906 | 0.051301 | 0.049667 | 0.048011 | 0.046348 | 0.044726 | 0.043163 | 0.041664 | 0.040229 | 0.038878 | 0.037695 | 0.03668 | 0.035733 | 0.034873 | 0.034041 | 0.033382 | 0.032731 | 0.032088 | 0.031451
F2_Commercial_WA - College_Existing_Space Heating_Natural Gas_Insulation - Ceiling_A_Technical Potential | F2 | Commercial | WA - College | Existing | Space Heating | Natural Gas | Insulation - Ceiling | A | Integrated Unit Summer Peak Savings (kW) | Technical Potential | 0 | 0 | 0 | 0 | 0 | 0 | 0 | 0 | 0 | 0 | 0 | 0 | 0 | 0 | 0 | 0 | 0 | 0 | 0 | 0 | 0 | 0 | 0 | 0 | 0 | 0 | 0
F3_Commercial_WA - College_Existing_Space Heating_Natural Gas_Insulation - Ceiling_A_Technical Potential | F3 | Commercial | WA - College | Existing | Space Heating | Natural Gas | Insulation - Ceiling | A | Integrated Unit Winter Peak Savings (kW) | Technical Potential | 0 | 0 | 0 | 0 | 0 | 0 | 0 | 0 | 0 | 0 | 0 | 0 | 0 | 0 | 0 | 0 | 0 | 0 | 0 | 0 | 0 | 0 | 0 | 0 | 0 | 0 | 0
F4_Commercial_WA - College_Existing_Space Heating_Natural Gas_Insulation - Ceiling_A_Technical Potential | F4 | Commercial | WA - College | Existing | Space Heating | Natural Gas | Insulation - Ceiling | A | Incremental Energy Savings (MWh or mTherms) | Technical Potential | 0 | 0 | 0 | 2.6375 | 1.3849 | 4.5665 | 7.2332 | 10.678 | 14.8522 | 19.5903 | 24.5872 | 29.3962 | 33.4643 | 36.2311 | 37.1958 | 36.0539 | 32.8163 | 27.8839 | 22.0074 | 16.0063 | 11.4247 | 6.0836 | 4.7507 | 0 | 0 | 0 | 0
F5_Commercial_WA - College_Existing_Space Heating_Natural Gas_Insulation - Ceiling_A_Technical Potential | F5 | Commercial | WA - College | Existing | Space Heating | Natural Gas | Insulation - Ceiling | A | Incremental Summer Peak Savings (MW) | Technical Potential | 0 | 0 | 0 | 0 | 0 | 0 | 0 | 0 | 0 | 0 | 0 | 0 | 0 | 0 | 0 | 0 | 0 | 0 | 0 | 0 | 0 | 0 | 0 | 0 | 0 | 0 | 0
F6_Commercial_WA - College_Existing_Space Heating_Natural Gas_Insulation - Ceiling_A_Technical Potential | F6 | Commercial | WA - College | Existing | Space Heating | Natural Gas | Insulation - Ceiling | A | Incremental Winter Peak Savings (MW) | Technical Potential | 0 | 0 | 0 | 0 | 0 | 0 | 0 | 0 | 0 | 0 | 0 | 0 | 0 | 0 | 0 | 0 | 0 | 0 | 0 | 0 | 0 | 0 | 0 | 0 | 0 | 0 | 0
F7_Commercial_WA - College_Existing_Space Heating_Natural Gas_Insulation - Ceiling_A_Technical Potential | F7 | Commercial | WA - College | Existing | Space Heating | Natural Gas | Insulation - Ceiling | A | Cumulative Energy Savings (MWh or mTherms) | Technical Potential | 0 | 0 | 0 | 2.6375 | 3.9586 | 8.4251 | 15.4372 | 25.692 | 39.8033 | 58.1864 | 80.9203 | 107.6183 | 137.3548 | 168.7798 | 200.0761 | 229.1815 | 254.1042 | 273.4549 | 287.1421 | 295.413 | 299.2149 | 298.097 | 295.7341 | 290.0093 | 284.3536 | 278.7677 | 273.2339
F8_Commercial_WA - College_Existing_Space Heating_Natural Gas_Insulation - Ceiling_A_Technical Potential | F8 | Commercial | WA - College | Existing | Space Heating | Natural Gas | Insulation - Ceiling | A | Cumulative Summer Peak Savings (MW) | Technical Potential | 0 | 0 | 0 | 0 | 0 | 0 | 0 | 0 | 0 | 0 | 0 | 0 | 0 | 0 | 0 | 0 | 0 | 0 | 0 | 0 | 0 | 0 | 0 | 0 | 0 | 0 | 0
F9_Commercial_WA - College_Existing_Space Heating_Natural Gas_Insulation - Ceiling_A_Technical Potential | F9 | Commercial | WA - College | Existing | Space Heating | Natural Gas | Insulation - Ceiling | A | Cumulative Winter Peak Savings (MW) | Technical Potential | 0 | 0 | 0 | 0 | 0 | 0 | 0 | 0 | 0 | 0 | 0 | 0 | 0 | 0 | 0 | 0 | 0 | 0 | 0 | 0 | 0 | 0 | 0 | 0 | 0 | 0 | 0
F10_Commercial_WA - College_Existing_Space Heating_Natural Gas_Insulation - Ceiling_A_Technical Potential | F10 | Commercial | WA - College | Existing | Space Heating | Natural Gas | Insulation - Ceiling | A | Purchases (Incremental) | Technical Potential | 0 | 0 | 0 | 43612.4025 | 23467.4729 | 79388.1309 | 129135.6759 | 196009.9193 | 280728.0874 | 381867.293 | 495037.9324 | 612276.6036 | 722019.5628 | 810059.0271 | 861750.2884 | 865347.982 | 815736.411 | 717214.75 | 583826.7241 | 436381.9061 | 319721.1052 | 174449.6099 | 139559.6879 | 0 | 0 | 0 | 0
F11_Commercial_WA - College_Existing_Space Heating_Natural Gas_Insulation - Ceiling_A_Technical Potential | F11 | Commercial | WA - College | Existing | Space Heating | Natural Gas | Insulation - Ceiling | A | Purchases (Cumulative) | Technical Potential | 0 | 0 | 0 | 43612.4025 | 67079.8754 | 146468.0063 | 275603.6822 | 471613.6015 | 752341.6889 | 1134208.9819 | 1629246.9143 | 2241523.5179 | 2963543.0807 | 3773602.1077 | 4635352.3961 | 5500700.3781 | 6316436.7891 | 7033651.5391 | 7617478.2632 | 8053860.1693 | 8373581.2745 | 8548030.8844 | 8687590.5723 | 8687590.5723 | 8687590.5723 | 8687590.5723 | 8687590.5723
F1_Commercial_WA - College_Existing_Space Heating_Natural Gas_Insulation - Ducting_A_Technical Potential | F1 | Commercial | WA - College | Existing | Space Heating | Natural Gas | Insulation - Ducting | A | Integrated Unit Energy Savings (kWh or therms) | Technical Potential | 0 | 0 | 0 | 0 | 0 | 0 | 0 | 0 | 0 | 0 | 0 | 0 | 0 | 0 | 0 | 0 | 0 | 0 | 0 | 0 | 0 | 0 | 0 | 0 | 0 | 0 | 0
F2_Commercial_WA - College_Existing_Space Heating_Natural Gas_Insulation - Ducting_A_Technical Potential | F2 | Commercial | WA - College | Existing | Space Heating | Natural Gas | Insulation - Ducting | A | Integrated Unit Summer Peak Savings (kW) | Technical Potential | 0 | 0 | 0 | 0 | 0 | 0 | 0 | 0 | 0 | 0 | 0 | 0 | 0 | 0 | 0 | 0 | 0 | 0 | 0 | 0 | 0 | 0 | 0 | 0 | 0 | 0 | 0
F3_Commercial_WA - College_Existing_Space Heating_Natural Gas_Insulation - Ducting_A_Technical Potential | F3 | Commercial | WA - College | Existing | Space Heating | Natural Gas | Insulation - Ducting | A | Integrated Unit Winter Peak Savings (kW) | Technical Potential | 0 | 0 | 0 | 0 | 0 | 0 | 0 | 0 | 0 | 0 | 0 | 0 | 0 | 0 | 0 | 0 | 0 | 0 | 0 | 0 | 0 | 0 | 0 | 0 | 0 | 0 | 0
F4_Commercial_WA - College_Existing_Space Heating_Natural Gas_Insulation - Ducting_A_Technical Potential | F4 | Commercial | WA - College | Existing | Space Heating | Natural Gas | Insulation - Ducting | A | Incremental Energy Savings (MWh or mTherms) | Technical Potential | 0 | 0 | 0 | 0 | 0 | 0 | 0 | 0 | 0 | 0 | 0 | 0 | 0 | 0 | 0 | 0 | 0 | 0 | 0 | 0 | 0 | 0 | 0 | 0 | 0 | 0 | 0
F5_Commercial_WA - College_Existing_Space Heating_Natural Gas_Insulation - Ducting_A_Technical Potential | F5 | Commercial | WA - College | Existing | Space Heating | Natural Gas | Insulation - Ducting | A | Incremental Summer Peak Savings (MW) | Technical Potential | 0 | 0 | 0 | 0 | 0 | 0 | 0 | 0 | 0 | 0 | 0 | 0 | 0 | 0 | 0 | 0 | 0 | 0 | 0 | 0 | 0 | 0 | 0 | 0 | 0 | 0 | 0
F6_Commercial_WA - College_Existing_Space Heating_Natural Gas_Insulation - Ducting_A_Technical Potential | F6 | Commercial | WA - College | Existing | Space Heating | Natural Gas | Insulation - Ducting | A | Incremental Winter Peak Savings (MW) | Technical Potential | 0 | 0 | 0 | 0 | 0 | 0 | 0 | 0 | 0 | 0 | 0 | 0 | 0 | 0 | 0 | 0 | 0 | 0 | 0 | 0 | 0 | 0 | 0 | 0 | 0 | 0 | 0
F7_Commercial_WA - College_Existing_Space Heating_Natural Gas_Insulation - Ducting_A_Technical Potential | F7 | Commercial | WA - College | Existing | Space Heating | Natural Gas | Insulation - Ducting | A | Cumulative Energy Savings (MWh or mTherms) | Technical Potential | 0 | 0 | 0 | 0 | 0 | 0 | 0 | 0 | 0 | 0 | 0 | 0 | 0 | 0 | 0 | 0 | 0 | 0 | 0 | 0 | 0 | 0 | 0 | 0 | 0 | 0 | 0
F8_Commercial_WA - College_Existing_Space Heating_Natural Gas_Insulation - Ducting_A_Technical Potential | F8 | Commercial | WA - College | Existing | Space Heating | Natural Gas | Insulation - Ducting | A | Cumulative Summer Peak Savings (MW) | Technical Potential | 0 | 0 | 0 | 0 | 0 | 0 | 0 | 0 | 0 | 0 | 0 | 0 | 0 | 0 | 0 | 0 | 0 | 0 | 0 | 0 | 0 | 0 | 0 | 0 | 0 | 0 | 0
F9_Commercial_WA - College_Existing_Space Heating_Natural Gas_Insulation - Ducting_A_Technical Potential | F9 | Commercial | WA - College | Existing | Space Heating | Natural Gas | Insulation - Ducting | A | Cumulative Winter Peak Savings (MW) | Technical Potential | 0 | 0 | 0 | 0 | 0 | 0 | 0 | 0 | 0 | 0 | 0 | 0 | 0 | 0 | 0 | 0 | 0 | 0 | 0 | 0 | 0 | 0 | 0 | 0 | 0 | 0 | 0
F10_Commercial_WA - College_Existing_Space Heating_Natural Gas_Insulation - Ducting_A_Technical Potential | F10 | Commercial | WA - College | Existing | Space Heating | Natural Gas | Insulation - Ducting | A | Purchases (Incremental) | Technical Potential | 0 | 0 | 0 | 10903.1006 | 5866.8682 | 19847.0327 | 32283.919 | 49002.4798 | 70182.0219 | 95466.8232 | 123759.4831 | 153069.1509 | 180504.8907 | 202514.7568 | 215437.5721 | 216336.9955 | 203934.1027 | 179303.6875 | 145956.681 | 109095.4765 | 79930.2763 | 43612.4025 | 34889.922 | 0 | 0 | 0 | 0
F11_Commercial_WA - College_Existing_Space Heating_Natural Gas_Insulation - Ducting_A_Technical Potential | F11 | Commercial | WA - College | Existing | Space Heating | Natural Gas | Insulation - Ducting | A | Purchases (Cumulative) | Technical Potential | 0 | 0 | 0 | 10903.1006 | 16769.9688 | 36617.0016 | 68900.9205 | 117903.4004 | 188085.4222 | 283552.2455 | 407311.7286 | 560380.8795 | 740885.7702 | 943400.5269 | 1158838.099 | 1375175.0945 | 1579109.1973 | 1758412.8848 | 1904369.5658 | 2013465.0423 | 2093395.3186 | 2137007.7211 | 2171897.6431 | 2171897.6431 | 2171897.6431 | 2171897.6431 | 2171897.6431
F1_Commercial_WA - College_Existing_Space Heating_Natural Gas_Insulation - Wall Cavity_A_Technical Potential | F1 | Commercial | WA - College | Existing | Space Heating | Natural Gas | Insulation - Wall Cavity | A | Integrated Unit Energy Savings (kWh or therms) | Technical Potential | 0 | 0 | 0.19433 | 0.19121 | 0.18784 | 0.18448 | 0.18113 | 0.17779 | 0.17447 | 0.17117 | 0.16791 | 0.16466 | 0.16143 | 0.15824 | 0.15506 | 0.15192 | 0.1488 | 0.14571 | 0.14276 | 0.13997 | 0.13721 | 0.13447 | 0.13178 | 0.12923 | 0.12671 | 0.12422 | 0.12175
F2_Commercial_WA - College_Existing_Space Heating_Natural Gas_Insulation - Wall Cavity_A_Technical Potential | F2 | Commercial | WA - College | Existing | Space Heating | Natural Gas | Insulation - Wall Cavity | A | Integrated Unit Summer Peak Savings (kW) | Technical Potential | 0 | 0 | 0 | 0 | 0 | 0 | 0 | 0 | 0 | 0 | 0 | 0 | 0 | 0 | 0 | 0 | 0 | 0 | 0 | 0 | 0 | 0 | 0 | 0 | 0 | 0 | 0
F3_Commercial_WA - College_Existing_Space Heating_Natural Gas_Insulation - Wall Cavity_A_Technical Potential | F3 | Commercial | WA - College | Existing | Space Heating | Natural Gas | Insulation - Wall Cavity | A | Integrated Unit Winter Peak Savings (kW) | Technical Potential | 0 | 0 | 0 | 0 | 0 | 0 | 0 | 0 | 0 | 0 | 0 | 0 | 0 | 0 | 0 | 0 | 0 | 0 | 0 | 0 | 0 | 0 | 0 | 0 | 0 | 0 | 0
F4_Commercial_WA - College_Existing_Space Heating_Natural Gas_Insulation - Wall Cavity_A_Technical Potential | F4 | Commercial | WA - College | Existing | Space Heating | Natural Gas | Insulation - Wall Cavity | A | Incremental Energy Savings (MWh or mTherms) | Technical Potential | 0 | 0 | 0 | 3.1773 | 1.6795 | 5.5799 | 8.9117 | 13.2774 | 18.6608 | 24.9043 | 31.6686 | 38.4112 | 44.4091 | 48.8366 | 50.9109 | 50.086 | 46.2453 | 39.8158 | 31.7562 | 23.2721 | 16.7138 | 8.9376 | 7.0069 | 0 | 0 | 0 | 0
F5_Commercial_WA - College_Existing_Space Heating_Natural Gas_Insulation - Wall Cavity_A_Technical Potential | F5 | Commercial | WA - College | Existing | Space Heating | Natural Gas | Insulation - Wall Cavity | A | Incremental Summer Peak Savings (MW) | Technical Potential | 0 | 0 | 0 | 0 | 0 | 0 | 0 | 0 | 0 | 0 | 0 | 0 | 0 | 0 | 0 | 0 | 0 | 0 | 0 | 0 | 0 | 0 | 0 | 0 | 0 | 0 | 0
F6_Commercial_WA - College_Existing_Space Heating_Natural Gas_Insulation - Wall Cavity_A_Technical Potential | F6 | Commercial | WA - College | Existing | Space Heating | Natural Gas | Insulation - Wall Cavity | A | Incremental Winter Peak Savings (MW) | Technical Potential | 0 | 0 | 0 | 0 | 0 | 0 | 0 | 0 | 0 | 0 | 0 | 0 | 0 | 0 | 0 | 0 | 0 | 0 | 0 | 0 | 0 | 0 | 0 | 0 | 0 | 0 | 0
F7_Commercial_WA - College_Existing_Space Heating_Natural Gas_Insulation - Wall Cavity_A_Technical Potential | F7 | Commercial | WA - College | Existing | Space Heating | Natural Gas | Insulation - Wall Cavity | A | Cumulative Energy Savings (MWh or mTherms) | Technical Potential | 0 | 0 | 0 | 3.1773 | 4.8008 | 10.2948 | 19.0194 | 31.9464 | 50.0103 | 73.9699 | 104.2263 | 140.6221 | 182.2779 | 227.5018 | 273.8497 | 318.3785 | 358.0882 | 390.4695 | 414.3394 | 429.5095 | 437.7384 | 437.9425 | 436.1811 | 427.7401 | 419.4006 | 411.1639 | 403.0037
F8_Commercial_WA - College_Existing_Space Heating_Natural Gas_Insulation - Wall Cavity_A_Technical Potential | F8 | Commercial | WA - College | Existing | Space Heating | Natural Gas | Insulation - Wall Cavity | A | Cumulative Summer Peak Savings (MW) | Technical Potential | 0 | 0 | 0 | 0 | 0 | 0 | 0 | 0 | 0 | 0 | 0 | 0 | 0 | 0 | 0 | 0 | 0 | 0 | 0 | 0 | 0 | 0 | 0 | 0 | 0 | 0 | 0
F9_Commercial_WA - College_Existing_Space Heating_Natural Gas_Insulation - Wall Cavity_A_Technical Potential | F9 | Commercial | WA - College | Existing | Space Heating | Natural Gas | Insulation - Wall Cavity | A | Cumulative Winter Peak Savings (MW) | Technical Potential | 0 | 0 | 0 | 0 | 0 | 0 | 0 | 0 | 0 | 0 | 0 | 0 | 0 | 0 | 0 | 0 | 0 | 0 | 0 | 0 | 0 | 0 | 0 | 0 | 0 | 0 | 0
F10_Commercial_WA - College_Existing_Space Heating_Natural Gas_Insulation - Wall Cavity_A_Technical Potential | F10 | Commercial | WA - College | Existing | Space Heating | Natural Gas | Insulation - Wall Cavity | A | Purchases (Incremental) | Technical Potential | 0 | 0 | 0 | 16616.3253 | 8941.1072 | 30246.8779 | 49200.6925 | 74679.7793 | 106957.4013 | 145491.4386 | 188609.4522 | 233277.386 | 275089.4534 | 308632.4893 | 328326.8599 | 329697.5811 | 310795.5726 | 273258.8198 | 222437.9819 | 166261.5062 | 121813.7411 | 66465.3014 | 53172.2411 | 0 | 0 | 0 | 0
F11_Commercial_WA - College_Existing_Space Heating_Natural Gas_Insulation - Wall Cavity_A_Technical Potential | F11 | Commercial | WA - College | Existing | Space Heating | Natural Gas | Insulation - Wall Cavity | A | Purchases (Cumulative) | Technical Potential | 0 | 0 | 0 | 16616.3253 | 25557.4325 | 55804.3104 | 105005.0029 | 179684.7822 | 286642.1835 | 432133.6221 | 620743.0743 | 854020.4603 | 1129109.9137 | 1437742.403 | 1766069.2629 | 2095766.8441 | 2406562.4166 | 2679821.2364 | 2902259.2183 | 3068520.7245 | 3190334.4656 | 3256799.7669 | 3309972.008 | 3309972.008 | 3309972.008 | 3309972.008 | 3309972.008
F1_Commercial_WA - College_Existing_Space Heating_Natural Gas_Green Roof - Vegetated Rooftop_A_Technical Potential | F1 | Commercial | WA - College | Existing | Space Heating | Natural Gas | Green Roof - Vegetated Rooftop | A | Integrated Unit Energy Savings (kWh or therms) | Technical Potential | 0 | 0 | 0.0035182 | 0.0034284 | 0.0033141 | 0.0031963 | 0.0030809 | 0.0029665 | 0.0028494 | 0.0027285 | 0.002605 | 0.0024806 | 0.0023574 | 0.0022382 | 0.0021248 | 0.0020184 | 0.0019197 | 0.0018304 | 0.0017551 | 0.0016932 | 0.0016378 | 0.0015903 | 0.0015451 | 0.0015151 | 0.0014856 | 0.0014564 | 0.0014275
F2_Commercial_WA - College_Existing_Space Heating_Natural Gas_Green Roof - Vegetated Rooftop_A_Technical Potential | F2 | Commercial | WA - College | Existing | Space Heating | Natural Gas | Green Roof - Vegetated Rooftop | A | Integrated Unit Summer Peak Savings (kW) | Technical Potential | 0 | 0 | 0 | 0 | 0 | 0 | 0 | 0 | 0 | 0 | 0 | 0 | 0 | 0 | 0 | 0 | 0 | 0 | 0 | 0 | 0 | 0 | 0 | 0 | 0 | 0 | 0
F3_Commercial_WA - College_Existing_Space Heating_Natural Gas_Green Roof - Vegetated Rooftop_A_Technical Potential | F3 | Commercial | WA - College | Existing | Space Heating | Natural Gas | Green Roof - Vegetated Rooftop | A | Integrated Unit Winter Peak Savings (kW) | Technical Potential | 0 | 0 | 0 | 0 | 0 | 0 | 0 | 0 | 0 | 0 | 0 | 0 | 0 | 0 | 0 | 0 | 0 | 0 | 0 | 0 | 0 | 0 | 0 | 0 | 0 | 0 | 0
F4_Commercial_WA - College_Existing_Space Heating_Natural Gas_Green Roof - Vegetated Rooftop_A_Technical Potential | F4 | Commercial | WA - College | Existing | Space Heating | Natural Gas | Green Roof - Vegetated Rooftop | A | Incremental Energy Savings (MWh or mTherms) | Technical Potential | 0 | 0 | 0 | 0 | 0 | 0 | 0 | 0 | 0 | 0 | 0 | 0 | 0 | 0 | 0 | 0 | 0 | 0 | 0 | 0 | 0 | 0 | 0 | 0 | 0 | 0 | 0
F5_Commercial_WA - College_Existing_Space Heating_Natural Gas_Green Roof - Vegetated Rooftop_A_Technical Potential | F5 | Commercial | WA - College | Existing | Space Heating | Natural Gas | Green Roof - Vegetated Rooftop | A | Incremental Summer Peak Savings (MW) | Technical Potential | 0 | 0 | 0 | 0 | 0 | 0 | 0 | 0 | 0 | 0 | 0 | 0 | 0 | 0 | 0 | 0 | 0 | 0 | 0 | 0 | 0 | 0 | 0 | 0 | 0 | 0 | 0
F6_Commercial_WA - College_Existing_Space Heating_Natural Gas_Green Roof - Vegetated Rooftop_A_Technical Potential | F6 | Commercial | WA - College | Existing | Space Heating | Natural Gas | Green Roof - Vegetated Rooftop | A | Incremental Winter Peak Savings (MW) | Technical Potential | 0 | 0 | 0 | 0 | 0 | 0 | 0 | 0 | 0 | 0 | 0 | 0 | 0 | 0 | 0 | 0 | 0 | 0 | 0 | 0 | 0 | 0 | 0 | 0 | 0 | 0 | 0
F7_Commercial_WA - College_Existing_Space Heating_Natural Gas_Green Roof - Vegetated Rooftop_A_Technical Potential | F7 | Commercial | WA - College | Existing | Space Heating | Natural Gas | Green Roof - Vegetated Rooftop | A | Cumulative Energy Savings (MWh or mTherms) | Technical Potential | 0 | 0 | 0 | 0 | 0 | 0 | 0 | 0 | 0 | 0 | 0 | 0 | 0 | 0 | 0 | 0 | 0 | 0 | 0 | 0 | 0 | 0 | 0 | 0 | 0 | 0 | 0
F8_Commercial_WA - College_Existing_Space Heating_Natural Gas_Green Roof - Vegetated Rooftop_A_Technical Potential | F8 | Commercial | WA - College | Existing | Space Heating | Natural Gas | Green Roof - Vegetated Rooftop | A | Cumulative Summer Peak Savings (MW) | Technical Potential | 0 | 0 | 0 | 0 | 0 | 0 | 0 | 0 | 0 | 0 | 0 | 0 | 0 | 0 | 0 | 0 | 0 | 0 | 0 | 0 | 0 | 0 | 0 | 0 | 0 | 0 | 0
F9_Commercial_WA - College_Existing_Space Heating_Natural Gas_Green Roof - Vegetated Rooftop_A_Technical Potential | F9 | Commercial | WA - College | Existing | Space Heating | Natural Gas | Green Roof - Vegetated Rooftop | A | Cumulative Winter Peak Savings (MW) | Technical Potential | 0 | 0 | 0 | 0 | 0 | 0 | 0 | 0 | 0 | 0 | 0 | 0 | 0 | 0 | 0 | 0 | 0 | 0 | 0 | 0 | 0 | 0 | 0 | 0 | 0 | 0 | 0
F10_Commercial_WA - College_Existing_Space Heating_Natural Gas_Green Roof - Vegetated Rooftop_A_Technical Potential | F10 | Commercial | WA - College | Existing | Space Heating | Natural Gas | Green Roof - Vegetated Rooftop | A | Purchases (Incremental) | Technical Potential | 0 | 0 | 0 | 0 | 0 | 0 | 0 | 0 | 0 | 0 | 0 | 0 | 0 | 0 | 0 | 0 | 0 | 0 | 0 | 0 | 0 | 0 | 0 | 0 | 0 | 0 | 0
F11_Commercial_WA - College_Existing_Space Heating_Natural Gas_Green Roof - Vegetated Rooftop_A_Technical Potential | F11 | Commercial | WA - College | Existing | Space Heating | Natural Gas | Green Roof - Vegetated Rooftop | A | Purchases (Cumulative) | Technical Potential | 0 | 0 | 0 | 0 | 0 | 0 | 0 | 0 | 0 | 0 | 0 | 0 | 0 | 0 | 0 | 0 | 0 | 0 | 0 | 0 | 0 | 0 | 0 | 0 | 0 | 0 | 0
F1_Commercial_WA - College_Existing_Space Heating_Natural Gas_Ducting - Repair and Sealing_A_Technical Potential | F1 | Commercial | WA - College | Existing | Space Heating | Natural Gas | Ducting - Repair and Sealing | A | Integrated Unit Energy Savings (kWh or therms) | Technical Potential | 0 | 0 | 0.20104 | 0.19773 | 0.19414 | 0.1905 | 0.18684 | 0.18313 | 0.17936 | 0.17554 | 0.17166 | 0.16772 | 0.16372 | 0.1597 | 0.1557 | 0.15175 | 0.14791 | 0.1442 | 0.1408 | 0.13771 | 0.13475 | 0.13194 | 0.12919 | 0.12669 | 0.12422 | 0.12178 | 0.11937
F2_Commercial_WA - College_Existing_Space Heating_Natural Gas_Ducting - Repair and Sealing_A_Technical Potential | F2 | Commercial | WA - College | Existing | Space Heating | Natural Gas | Ducting - Repair and Sealing | A | Integrated Unit Summer Peak Savings (kW) | Technical Potential | 0 | 0 | 0 | 0 | 0 | 0 | 0 | 0 | 0 | 0 | 0 | 0 | 0 | 0 | 0 | 0 | 0 | 0 | 0 | 0 | 0 | 0 | 0 | 0 | 0 | 0 | 0
F3_Commercial_WA - College_Existing_Space Heating_Natural Gas_Ducting - Repair and Sealing_A_Technical Potential | F3 | Commercial | WA - College | Existing | Space Heating | Natural Gas | Ducting - Repair and Sealing | A | Integrated Unit Winter Peak Savings (kW) | Technical Potential | 0 | 0 | 0 | 0 | 0 | 0 | 0 | 0 | 0 | 0 | 0 | 0 | 0 | 0 | 0 | 0 | 0 | 0 | 0 | 0 | 0 | 0 | 0 | 0 | 0 | 0 | 0
F4_Commercial_WA - College_Existing_Space Heating_Natural Gas_Ducting - Repair and Sealing_A_Technical Potential | F4 | Commercial | WA - College | Existing | Space Heating | Natural Gas | Ducting - Repair and Sealing | A | Incremental Energy Savings (MWh or mTherms) | Technical Potential | 0 | 0 | 0 | 3.5175 | 1.8584 | 6.1689 | 9.8415 | 14.6413 | 20.5383 | 27.3425 | 34.6621 | 41.8859 | 48.2172 | 52.7692 | 54.7293 | 53.5649 | 49.2148 | 42.1868 | 33.531 | 24.5129 | 17.5735 | 7.0411 | 6.1177 | 0 | 0 | 0 | 0
F5_Commercial_WA - College_Existing_Space Heating_Natural Gas_Ducting - Repair and Sealing_A_Technical Potential | F5 | Commercial | WA - College | Existing | Space Heating | Natural Gas | Ducting - Repair and Sealing | A | Incremental Summer Peak Savings (MW) | Technical Potential | 0 | 0 | 0 | 0 | 0 | 0 | 0 | 0 | 0 | 0 | 0 | 0 | 0 | 0 | 0 | 0 | 0 | 0 | 0 | 0 | 0 | 0 | 0 | 0 | 0 | 0 | 0
F6_Commercial_WA - College_Existing_Space Heating_Natural Gas_Ducting - Repair and Sealing_A_Technical Potential | F6 | Commercial | WA - College | Existing | Space Heating | Natural Gas | Ducting - Repair and Sealing | A | Incremental Winter Peak Savings (MW) | Technical Potential | 0 | 0 | 0 | 0 | 0 | 0 | 0 | 0 | 0 | 0 | 0 | 0 | 0 | 0 | 0 | 0 | 0 | 0 | 0 | 0 | 0 | 0 | 0 | 0 | 0 | 0 | 0
F7_Commercial_WA - College_Existing_Space Heating_Natural Gas_Ducting - Repair and Sealing_A_Technical Potential | F7 | Commercial | WA - College | Existing | Space Heating | Natural Gas | Ducting - Repair and Sealing | A | Cumulative Energy Savings (MWh or mTherms) | Technical Potential | 0 | 0 | 0 | 3.5175 | 5.312 | 11.3814 | 21.0038 | 35.228 | 55.0418 | 81.2116 | 114.0784 | 153.3429 | 197.9084 | 245.8217 | 294.3886 | 340.4923 | 381.0814 | 413.7213 | 437.4956 | 452.4103 | 460.254 | 457.6718 | 454.2754 | 445.4842 | 436.7987 | 428.2203 | 419.7216
F8_Commercial_WA - College_Existing_Space Heating_Natural Gas_Ducting - Repair and Sealing_A_Technical Potential | F8 | Commercial | WA - College | Existing | Space Heating | Natural Gas | Ducting - Repair and Sealing | A | Cumulative Summer Peak Savings (MW) | Technical Potential | 0 | 0 | 0 | 0 | 0 | 0 | 0 | 0 | 0 | 0 | 0 | 0 | 0 | 0 | 0 | 0 | 0 | 0 | 0 | 0 | 0 | 0 | 0 | 0 | 0 | 0 | 0
F9_Commercial_WA - College_Existing_Space Heating_Natural Gas_Ducting - Repair and Sealing_A_Technical Potential | F9 | Commercial | WA - College | Existing | Space Heating | Natural Gas | Ducting - Repair and Sealing | A | Cumulative Winter Peak Savings (MW) | Technical Potential | 0 | 0 | 0 | 0 | 0 | 0 | 0 | 0 | 0 | 0 | 0 | 0 | 0 | 0 | 0 | 0 | 0 | 0 | 0 | 0 | 0 | 0 | 0 | 0 | 0 | 0 | 0
F10_Commercial_WA - College_Existing_Space Heating_Natural Gas_Ducting - Repair and Sealing_A_Technical Potential | F10 | Commercial | WA - College | Existing | Space Heating | Natural Gas | Ducting - Repair and Sealing | A | Purchases (Incremental) | Technical Potential | 0 | 0 | 0 | 17789.2694 | 9572.2587 | 32382.0008 | 52673.7625 | 79951.4145 | 114507.5093 | 155761.659 | 201923.3672 | 249744.4041 | 294507.9796 | 330418.8137 | 351503.4071 | 352970.8874 | 332734.5887 | 292548.1217 | 238139.848 | 177997.8828 | 130412.5561 | 53367.8083 | 47353.4035 | 0 | 0 | 0 | 0
F11_Commercial_WA - College_Existing_Space Heating_Natural Gas_Ducting - Repair and Sealing_A_Technical Potential | F11 | Commercial | WA - College | Existing | Space Heating | Natural Gas | Ducting - Repair and Sealing | A | Purchases (Cumulative) | Technical Potential | 0 | 0 | 0 | 17789.2694 | 27361.5281 | 59743.5289 | 112417.2914 | 192368.7059 | 306876.2152 | 462637.8742 | 664561.2414 | 914305.6454 | 1208813.625 | 1539232.4387 | 1890735.8458 | 2243706.7332 | 2576441.3219 | 2868989.4436 | 3107129.2916 | 3285127.1743 | 3415539.7304 | 3468907.5387 | 3516260.9422 | 3516260.9422 | 3516260.9422 | 3516260.9422 | 3516260.9422
F1_Commercial_WA - College_Existing_Space Heating_Natural Gas_Windows - High Efficiency Glazing_A_Technical Potential | F1 | Commercial | WA - College | Existing | Space Heating | Natural Gas | Windows - High Efficiency Glazing | A | Integrated Unit Energy Savings (kWh or therms) | Technical Potential | 0 | 0 | 0 | 0 | 0 | 0 | 0 | 0 | 0 | 0 | 0 | 0 | 0 | 0 | 0 | 0 | 0 | 0 | 0 | 0 | 0 | 0 | 0 | 0 | 0 | 0 | 0
F2_Commercial_WA - College_Existing_Space Heating_Natural Gas_Windows - High Efficiency Glazing_A_Technical Potential | F2 | Commercial | WA - College | Existing | Space Heating | Natural Gas | Windows - High Efficiency Glazing | A | Integrated Unit Summer Peak Savings (kW) | Technical Potential | 0 | 0 | 0 | 0 | 0 | 0 | 0 | 0 | 0 | 0 | 0 | 0 | 0 | 0 | 0 | 0 | 0 | 0 | 0 | 0 | 0 | 0 | 0 | 0 | 0 | 0 | 0
F3_Commercial_WA - College_Existing_Space Heating_Natural Gas_Windows - High Efficiency Glazing_A_Technical Potential | F3 | Commercial | WA - College | Existing | Space Heating | Natural Gas | Windows - High Efficiency Glazing | A | Integrated Unit Winter Peak Savings (kW) | Technical Potential | 0 | 0 | 0 | 0 | 0 | 0 | 0 | 0 | 0 | 0 | 0 | 0 | 0 | 0 | 0 | 0 | 0 | 0 | 0 | 0 | 0 | 0 | 0 | 0 | 0 | 0 | 0
F4_Commercial_WA - College_Existing_Space Heating_Natural Gas_Windows - High Efficiency Glazing_A_Technical Potential | F4 | Commercial | WA - College | Existing | Space Heating | Natural Gas | Windows - High Efficiency Glazing | A | Incremental Energy Savings (MWh or mTherms) | Technical Potential | 0 | 0 | 0 | 0 | 0 | 0 | 0 | 0 | 0 | 0 | 0 | 0 | 0 | 0 | 0 | 0 | 0 | 0 | 0 | 0 | 0 | 0 | 0 | 0 | 0 | 0 | 0
F5_Commercial_WA - College_Existing_Space Heating_Natural Gas_Windows - High Efficiency Glazing_A_Technical Potential | F5 | Commercial | WA - College | Existing | Space Heating | Natural Gas | Windows - High Efficiency Glazing | A | Incremental Summer Peak Savings (MW) | Technical Potential | 0 | 0 | 0 | 0 | 0 | 0 | 0 | 0 | 0 | 0 | 0 | 0 | 0 | 0 | 0 | 0 | 0 | 0 | 0 | 0 | 0 | 0 | 0 | 0 | 0 | 0 | 0
F6_Commercial_WA - College_Existing_Space Heating_Natural Gas_Windows - High Efficiency Glazing_A_Technical Potential | F6 | Commercial | WA - College | Existing | Space Heating | Natural Gas | Windows - High Efficiency Glazing | A | Incremental Winter Peak Savings (MW) | Technical Potential | 0 | 0 | 0 | 0 | 0 | 0 | 0 | 0 | 0 | 0 | 0 | 0 | 0 | 0 | 0 | 0 | 0 | 0 | 0 | 0 | 0 | 0 | 0 | 0 | 0 | 0 | 0
F7_Commercial_WA - College_Existing_Space Heating_Natural Gas_Windows - High Efficiency Glazing_A_Technical Potential | F7 | Commercial | WA - College | Existing | Space Heating | Natural Gas | Windows - High Efficiency Glazing | A | Cumulative Energy Savings (MWh or mTherms) | Technical Potential | 0 | 0 | 0 | 0 | 0 | 0 | 0 | 0 | 0 | 0 | 0 | 0 | 0 | 0 | 0 | 0 | 0 | 0 | 0 | 0 | 0 | 0 | 0 | 0 | 0 | 0 | 0
F8_Commercial_WA - College_Existing_Space Heating_Natural Gas_Windows - High Efficiency Glazing_A_Technical Potential | F8 | Commercial | WA - College | Existing | Space Heating | Natural Gas | Windows - High Efficiency Glazing | A | Cumulative Summer Peak Savings (MW) | Technical Potential | 0 | 0 | 0 | 0 | 0 | 0 | 0 | 0 | 0 | 0 | 0 | 0 | 0 | 0 | 0 | 0 | 0 | 0 | 0 | 0 | 0 | 0 | 0 | 0 | 0 | 0 | 0
F9_Commercial_WA - College_Existing_Space Heating_Natural Gas_Windows - High Efficiency Glazing_A_Technical Potential | F9 | Commercial | WA - College | Existing | Space Heating | Natural Gas | Windows - High Efficiency Glazing | A | Cumulative Winter Peak Savings (MW) | Technical Potential | 0 | 0 | 0 | 0 | 0 | 0 | 0 | 0 | 0 | 0 | 0 | 0 | 0 | 0 | 0 | 0 | 0 | 0 | 0 | 0 | 0 | 0 | 0 | 0 | 0 | 0 | 0
F10_Commercial_WA - College_Existing_Space Heating_Natural Gas_Windows - High Efficiency Glazing_A_Technical Potential | F10 | Commercial | WA - College | Existing | Space Heating | Natural Gas | Windows - High Efficiency Glazing | A | Purchases (Incremental) | Technical Potential | 0 | 0 | 0 | 2091.6406 | 1125.4945 | 3807.4362 | 6193.3168 | 9400.5899 | 13463.6534 | 18314.266 | 23741.9034 | 29364.6426 | 34627.8893 | 38850.2414 | 41329.3422 | 41501.8867 | 39122.5274 | 34397.4516 | 28000.1931 | 20928.7741 | 15333.7494 | 8366.5625 | 6693.25 | 0 | 0 | 0 | 0
F11_Commercial_WA - College_Existing_Space Heating_Natural Gas_Windows - High Efficiency Glazing_A_Technical Potential | F11 | Commercial | WA - College | Existing | Space Heating | Natural Gas | Windows - High Efficiency Glazing | A | Purchases (Cumulative) | Technical Potential | 0 | 0 | 0 | 2091.6406 | 3217.1351 | 7024.5713 | 13217.8881 | 22618.478 | 36082.1314 | 54396.3974 | 78138.3008 | 107502.9434 | 142130.8327 | 180981.0741 | 222310.4162 | 263812.303 | 302934.8303 | 337332.2819 | 365332.475 | 386261.2491 | 401594.9985 | 409961.561 | 416654.8109 | 416654.8109 | 416654.8109 | 416654.8109 | 416654.8109
F1_Commercial_WA - College_Existing_Space Heating_Natural Gas_Windows - Secondary Glazing Systems_A_Technical Potential | F1 | Commercial | WA - College | Existing | Space Heating | Natural Gas | Windows - Secondary Glazing Systems | A | Integrated Unit Energy Savings (kWh or therms) | Technical Potential | 0 | 0 | 2.1323 | 2.0876 | 2.0336 | 1.978 | 1.9215 | 1.8634 | 1.8036 | 1.7418 | 1.6786 | 1.6142 | 1.5494 | 1.4862 | 1.4255 | 1.3677 | 1.3131 | 1.2625 | 1.2195 | 1.1839 | 1.1513 | 1.1226 | 1.095 | 1.0738 | 1.0529 | 1.0322 | 1.0117
F2_Commercial_WA - College_Existing_Space Heating_Natural Gas_Windows - Secondary Glazing Systems_A_Technical Potential | F2 | Commercial | WA - College | Existing | Space Heating | Natural Gas | Windows - Secondary Glazing Systems | A | Integrated Unit Summer Peak Savings (kW) | Technical Potential | 0 | 0 | 0 | 0 | 0 | 0 | 0 | 0 | 0 | 0 | 0 | 0 | 0 | 0 | 0 | 0 | 0 | 0 | 0 | 0 | 0 | 0 | 0 | 0 | 0 | 0 | 0
F3_Commercial_WA - College_Existing_Space Heating_Natural Gas_Windows - Secondary Glazing Systems_A_Technical Potential | F3 | Commercial | WA - College | Existing | Space Heating | Natural Gas | Windows - Secondary Glazing Systems | A | Integrated Unit Winter Peak Savings (kW) | Technical Potential | 0 | 0 | 0 | 0 | 0 | 0 | 0 | 0 | 0 | 0 | 0 | 0 | 0 | 0 | 0 | 0 | 0 | 0 | 0 | 0 | 0 | 0 | 0 | 0 | 0 | 0 | 0
F4_Commercial_WA - College_Existing_Space Heating_Natural Gas_Windows - Secondary Glazing Systems_A_Technical Potential | F4 | Commercial | WA - College | Existing | Space Heating | Natural Gas | Windows - Secondary Glazing Systems | A | Incremental Energy Savings (MWh or mTherms) | Technical Potential | 0 | 0 | 0 | 4.3665 | 2.2888 | 7.5313 | 11.9002 | 17.5175 | 24.2824 | 31.9006 | 39.8526 | 47.3998 | 53.6533 | 57.7405 | 58.9142 | 56.7609 | 51.3704 | 43.4279 | 34.1464 | 24.7769 | 17.6542 | 9.3923 | 7.3291 | 0 | 0 | 0 | 0
F5_Commercial_WA - College_Existing_Space Heating_Natural Gas_Windows - Secondary Glazing Systems_A_Technical Potential | F5 | Commercial | WA - College | Existing | Space Heating | Natural Gas | Windows - Secondary Glazing Systems | A | Incremental Summer Peak Savings (MW) | Technical Potential | 0 | 0 | 0 | 0 | 0 | 0 | 0 | 0 | 0 | 0 | 0 | 0 | 0 | 0 | 0 | 0 | 0 | 0 | 0 | 0 | 0 | 0 | 0 | 0 | 0 | 0 | 0
F6_Commercial_WA - College_Existing_Space Heating_Natural Gas_Windows - Secondary Glazing Systems_A_Technical Potential | F6 | Commercial | WA - College | Existing | Space Heating | Natural Gas | Windows - Secondary Glazing Systems | A | Incremental Winter Peak Savings (MW) | Technical Potential | 0 | 0 | 0 | 0 | 0 | 0 | 0 | 0 | 0 | 0 | 0 | 0 | 0 | 0 | 0 | 0 | 0 | 0 | 0 | 0 | 0 | 0 | 0 | 0 | 0 | 0 | 0
F7_Commercial_WA - College_Existing_Space Heating_Natural Gas_Windows - Secondary Glazing Systems_A_Technical Potential | F7 | Commercial | WA - College | Existing | Space Heating | Natural Gas | Windows - Secondary Glazing Systems | A | Cumulative Energy Savings (MWh or mTherms) | Technical Potential | 0 | 0 | 0 | 4.3665 | 6.5423 | 13.8949 | 25.3976 | 42.1483 | 65.076 | 94.7501 | 131.1612 | 173.5291 | 220.2209 | 268.9798 | 316.8993 | 360.8086 | 397.7733 | 425.8931 | 445.525 | 457.2816 | 462.3681 | 460.2217 | 456.237 | 447.4043 | 438.6783 | 430.0601 | 421.5222
F8_Commercial_WA - College_Existing_Space Heating_Natural Gas_Windows - Secondary Glazing Systems_A_Technical Potential | F8 | Commercial | WA - College | Existing | Space Heating | Natural Gas | Windows - Secondary Glazing Systems | A | Cumulative Summer Peak Savings (MW) | Technical Potential | 0 | 0 | 0 | 0 | 0 | 0 | 0 | 0 | 0 | 0 | 0 | 0 | 0 | 0 | 0 | 0 | 0 | 0 | 0 | 0 | 0 | 0 | 0 | 0 | 0 | 0 | 0
F9_Commercial_WA - College_Existing_Space Heating_Natural Gas_Windows - Secondary Glazing Systems_A_Technical Potential | F9 | Commercial | WA - College | Existing | Space Heating | Natural Gas | Windows - Secondary Glazing Systems | A | Cumulative Winter Peak Savings (MW) | Technical Potential | 0 | 0 | 0 | 0 | 0 | 0 | 0 | 0 | 0 | 0 | 0 | 0 | 0 | 0 | 0 | 0 | 0 | 0 | 0 | 0 | 0 | 0 | 0 | 0 | 0 | 0 | 0
F10_Commercial_WA - College_Existing_Space Heating_Natural Gas_Windows - Secondary Glazing Systems_A_Technical Potential | F10 | Commercial | WA - College | Existing | Space Heating | Natural Gas | Windows - Secondary Glazing Systems | A | Purchases (Incremental) | Technical Potential | 0 | 0 | 0 | 2091.6406 | 1125.4945 | 3807.4362 | 6193.3168 | 9400.5899 | 13463.6534 | 18314.266 | 23741.9034 | 29364.6426 | 34627.8893 | 38850.2414 | 41329.3422 | 41501.8867 | 39122.5274 | 34397.4516 | 28000.1931 | 20928.7741 | 15333.7494 | 8366.5625 | 6693.25 | 0 | 0 | 0 | 0
F11_Commercial_WA - College_Existing_Space Heating_Natural Gas_Windows - Secondary Glazing Systems_A_Technical Potential | F11 | Commercial | WA - College | Existing | Space Heating | Natural Gas | Windows - Secondary Glazing Systems | A | Purchases (Cumulative) | Technical Potential | 0 | 0 | 0 | 2091.6406 | 3217.1351 | 7024.5713 | 13217.8881 | 22618.478 | 36082.1314 | 54396.3974 | 78138.3008 | 107502.9434 | 142130.8327 | 180981.0741 | 222310.4162 | 263812.303 | 302934.8303 | 337332.2819 | 365332.475 | 386261.2491 | 401594.9985 | 409961.561 | 416654.8109 | 416654.8109 | 416654.8109 | 416654.8109 | 416654.8109
F1_Commercial_WA - College_Existing_Space Heating_Natural Gas_HVAC - Energy Recovery Ventilator_A_Technical Potential | F1 | Commercial | WA - College | Existing | Space Heating | Natural Gas | HVAC - Energy Recovery Ventilator | A | Integrated Unit Energy Savings (kWh or therms) | Technical Potential | 0 | 0 | 0.15078 | 0.14813 | 0.14515 | 0.1421 | 0.139 | 0.13583 | 0.13256 | 0.12919 | 0.12572 | 0.12214 | 0.11848 | 0.11478 | 0.11109 | 0.10749 | 0.10404 | 0.10078 | 0.09795 | 0.09554 | 0.093299 | 0.091273 | 0.089311 | 0.087582 | 0.085874 | 0.084187 | 0.082516
F2_Commercial_WA - College_Existing_Space Heating_Natural Gas_HVAC - Energy Recovery Ventilator_A_Technical Potential | F2 | Commercial | WA - College | Existing | Space Heating | Natural Gas | HVAC - Energy Recovery Ventilator | A | Integrated Unit Summer Peak Savings (kW) | Technical Potential | 0 | 0 | 0 | 0 | 0 | 0 | 0 | 0 | 0 | 0 | 0 | 0 | 0 | 0 | 0 | 0 | 0 | 0 | 0 | 0 | 0 | 0 | 0 | 0 | 0 | 0 | 0
F3_Commercial_WA - College_Existing_Space Heating_Natural Gas_HVAC - Energy Recovery Ventilator_A_Technical Potential | F3 | Commercial | WA - College | Existing | Space Heating | Natural Gas | HVAC - Energy Recovery Ventilator | A | Integrated Unit Winter Peak Savings (kW) | Technical Potential | 0 | 0 | 0 | 0 | 0 | 0 | 0 | 0 | 0 | 0 | 0 | 0 | 0 | 0 | 0 | 0 | 0 | 0 | 0 | 0 | 0 | 0 | 0 | 0 | 0 | 0 | 0
F4_Commercial_WA - College_Existing_Space Heating_Natural Gas_HVAC - Energy Recovery Ventilator_A_Technical Potential | F4 | Commercial | WA - College | Existing | Space Heating | Natural Gas | HVAC - Energy Recovery Ventilator | A | Incremental Energy Savings (MWh or mTherms) | Technical Potential | 0 | 0 | 0 | 15.3004 | 30.7749 | 30.1287 | 29.4713 | 28.7983 | 28.1058 | 27.392 | 26.6555 | 25.8967 | 25.1204 | 24.3356 | 23.5541 | 22.7902 | 22.0577 | 21.3679 | 20.7675 | 20.2565 | 19.7814 | 19.3519 | 18.9358 | 0 | 0 | 0 | 0
F5_Commercial_WA - College_Existing_Space Heating_Natural Gas_HVAC - Energy Recovery Ventilator_A_Technical Potential | F5 | Commercial | WA - College | Existing | Space Heating | Natural Gas | HVAC - Energy Recovery Ventilator | A | Incremental Summer Peak Savings (MW) | Technical Potential | 0 | 0 | 0 | 0 | 0 | 0 | 0 | 0 | 0 | 0 | 0 | 0 | 0 | 0 | 0 | 0 | 0 | 0 | 0 | 0 | 0 | 0 | 0 | 0 | 0 | 0 | 0
F6_Commercial_WA - College_Existing_Space Heating_Natural Gas_HVAC - Energy Recovery Ventilator_A_Technical Potential | F6 | Commercial | WA - College | Existing | Space Heating | Natural Gas | HVAC - Energy Recovery Ventilator | A | Incremental Winter Peak Savings (MW) | Technical Potential | 0 | 0 | 0 | 0 | 0 | 0 | 0 | 0 | 0 | 0 | 0 | 0 | 0 | 0 | 0 | 0 | 0 | 0 | 0 | 0 | 0 | 0 | 0 | 0 | 0 | 0 | 0
F7_Commercial_WA - College_Existing_Space Heating_Natural Gas_HVAC - Energy Recovery Ventilator_A_Technical Potential | F7 | Commercial | WA - College | Existing | Space Heating | Natural Gas | HVAC - Energy Recovery Ventilator | A | Cumulative Energy Savings (MWh or mTherms) | Technical Potential | 0 | 0 | 0 | 15.3004 | 45.7677 | 74.9355 | 102.7717 | 129.2233 | 154.2216 | 177.6966 | 199.5749 | 219.7899 | 238.3217 | 255.2117 | 270.5697 | 284.5847 | 297.4961 | 309.5611 | 321.6293 | 333.9733 | 345.9205 | 357.7619 | 369.0053 | 361.8628 | 354.8064 | 347.837 | 340.9325
F8_Commercial_WA - College_Existing_Space Heating_Natural Gas_HVAC - Energy Recovery Ventilator_A_Technical Potential | F8 | Commercial | WA - College | Existing | Space Heating | Natural Gas | HVAC - Energy Recovery Ventilator | A | Cumulative Summer Peak Savings (MW) | Technical Potential | 0 | 0 | 0 | 0 | 0 | 0 | 0 | 0 | 0 | 0 | 0 | 0 | 0 | 0 | 0 | 0 | 0 | 0 | 0 | 0 | 0 | 0 | 0 | 0 | 0 | 0 | 0
F9_Commercial_WA - College_Existing_Space Heating_Natural Gas_HVAC - Energy Recovery Ventilator_A_Technical Potential | F9 | Commercial | WA - College | Existing | Space Heating | Natural Gas | HVAC - Energy Recovery Ventilator | A | Cumulative Winter Peak Savings (MW) | Technical Potential | 0 | 0 | 0 | 0 | 0 | 0 | 0 | 0 | 0 | 0 | 0 | 0 | 0 | 0 | 0 | 0 | 0 | 0 | 0 | 0 | 0 | 0 | 0 | 0 | 0 | 0 | 0
F10_Commercial_WA - College_Existing_Space Heating_Natural Gas_HVAC - Energy Recovery Ventilator_A_Technical Potential | F10 | Commercial | WA - College | Existing | Space Heating | Natural Gas | HVAC - Energy Recovery Ventilator | A | Purchases (Incremental) | Technical Potential | 0 | 0 | 0 | 103292.5322 | 212021.5134 | 212021.5134 | 212021.5134 | 212021.5134 | 212021.5134 | 212021.5134 | 212021.5134 | 212021.5134 | 212021.5134 | 212021.5134 | 212021.5134 | 212021.5134 | 212021.5134 | 212021.5134 | 212021.5134 | 212021.5134 | 212021.5134 | 212021.5134 | 212021.5134 | 0 | 0 | 0 | 0
F11_Commercial_WA - College_Existing_Space Heating_Natural Gas_HVAC - Energy Recovery Ventilator_A_Technical Potential | F11 | Commercial | WA - College | Existing | Space Heating | Natural Gas | HVAC - Energy Recovery Ventilator | A | Purchases (Cumulative) | Technical Potential | 0 | 0 | 0 | 103292.5322 | 315314.0456 | 527335.559 | 739357.0724 | 951378.5858 | 1163400.0992 | 1375421.6126 | 1587443.126 | 1799464.6394 | 2011486.1528 | 2223507.6662 | 2435529.1796 | 2647550.693 | 2859572.2064 | 3071593.7198 | 3283615.2332 | 3495636.7466 | 3707658.26 | 3919679.7734 | 4131701.2868 | 4131701.2868 | 4131701.2868 | 4131701.2868 | 4131701.2868
F1_Commercial_WA - College_Existing_Space Heating_Natural Gas_Building Shell - Air Sealing (Infiltration Control)_A_Technical Potential | F1 | Commercial | WA - College | Existing | Space Heating | Natural Gas | Building Shell - Air Sealing (Infiltration Control) | A | Integrated Unit Energy Savings (kWh or therms) | Technical Potential | 0 | 0 | 2.5807 | 2.5353 | 2.4844 | 2.4322 | 2.3792 | 2.325 | 2.2692 | 2.2117 | 2.1524 | 2.0914 | 2.029 | 1.9658 | 1.903 | 1.8415 | 1.7826 | 1.727 | 1.6785 | 1.6373 | 1.5989 | 1.5641 | 1.5305 | 1.5009 | 1.4716 | 1.4427 | 1.4141
F2_Commercial_WA - College_Existing_Space Heating_Natural Gas_Building Shell - Air Sealing (Infiltration Control)_A_Technical Potential | F2 | Commercial | WA - College | Existing | Space Heating | Natural Gas | Building Shell - Air Sealing (Infiltration Control) | A | Integrated Unit Summer Peak Savings (kW) | Technical Potential | 0 | 0 | 0 | 0 | 0 | 0 | 0 | 0 | 0 | 0 | 0 | 0 | 0 | 0 | 0 | 0 | 0 | 0 | 0 | 0 | 0 | 0 | 0 | 0 | 0 | 0 | 0
F3_Commercial_WA - College_Existing_Space Heating_Natural Gas_Building Shell - Air Sealing (Infiltration Control)_A_Technical Potential | F3 | Commercial | WA - College | Existing | Space Heating | Natural Gas | Building Shell - Air Sealing (Infiltration Control) | A | Integrated Unit Winter Peak Savings (kW) | Technical Potential | 0 | 0 | 0 | 0 | 0 | 0 | 0 | 0 | 0 | 0 | 0 | 0 | 0 | 0 | 0 | 0 | 0 | 0 | 0 | 0 | 0 | 0 | 0 | 0 | 0 | 0 | 0
F4_Commercial_WA - College_Existing_Space Heating_Natural Gas_Building Shell - Air Sealing (Infiltration Control)_A_Technical Potential | F4 | Commercial | WA - College | Existing | Space Heating | Natural Gas | Building Shell - Air Sealing (Infiltration Control) | A | Incremental Energy Savings (MWh or mTherms) | Technical Potential | 0 | 0 | 0 | 0.10592 | 0.055847 | 0.18496 | 0.29431 | 0.43653 | 0.6102 | 0.80901 | 1.0207 | 1.2266 | 1.4033 | 1.4433 | 1.5281 | 1.3864 | 1.1724 | 0.86221 | 0.48734 | 0.085496 | 0 | 0 | 0 | 0 | 0 | 0 | 0
F5_Commercial_WA - College_Existing_Space Heating_Natural Gas_Building Shell - Air Sealing (Infiltration Control)_A_Technical Potential | F5 | Commercial | WA - College | Existing | Space Heating | Natural Gas | Building Shell - Air Sealing (Infiltration Control) | A | Incremental Summer Peak Savings (MW) | Technical Potential | 0 | 0 | 0 | 0 | 0 | 0 | 0 | 0 | 0 | 0 | 0 | 0 | 0 | 0 | 0 | 0 | 0 | 0 | 0 | 0 | 0 | 0 | 0 | 0 | 0 | 0 | 0
F6_Commercial_WA - College_Existing_Space Heating_Natural Gas_Building Shell - Air Sealing (Infiltration Control)_A_Technical Potential | F6 | Commercial | WA - College | Existing | Space Heating | Natural Gas | Building Shell - Air Sealing (Infiltration Control) | A | Incremental Winter Peak Savings (MW) | Technical Potential | 0 | 0 | 0 | 0 | 0 | 0 | 0 | 0 | 0 | 0 | 0 | 0 | 0 | 0 | 0 | 0 | 0 | 0 | 0 | 0 | 0 | 0 | 0 | 0 | 0 | 0 | 0
F7_Commercial_WA - College_Existing_Space Heating_Natural Gas_Building Shell - Air Sealing (Infiltration Control)_A_Technical Potential | F7 | Commercial | WA - College | Existing | Space Heating | Natural Gas | Building Shell - Air Sealing (Infiltration Control) | A | Cumulative Energy Savings (MWh or mTherms) | Technical Potential | 0 | 0 | 0 | 0.10592 | 0.15963 | 0.34125 | 0.62811 | 1.0503 | 1.6353 | 2.4029 | 3.3592 | 4.4905 | 5.7597 | 7.0238 | 8.3273 | 9.4448 | 10.3147 | 10.8553 | 11.0382 | 10.8522 | 10.5977 | 10.3676 | 10.1447 | 9.9483 | 9.7543 | 9.5627 | 9.3729
F8_Commercial_WA - College_Existing_Space Heating_Natural Gas_Building Shell - Air Sealing (Infiltration Control)_A_Technical Potential | F8 | Commercial | WA - College | Existing | Space Heating | Natural Gas | Building Shell - Air Sealing (Infiltration Control) | A | Cumulative Summer Peak Savings (MW) | Technical Potential | 0 | 0 | 0 | 0 | 0 | 0 | 0 | 0 | 0 | 0 | 0 | 0 | 0 | 0 | 0 | 0 | 0 | 0 | 0 | 0 | 0 | 0 | 0 | 0 | 0 | 0 | 0
F9_Commercial_WA - College_Existing_Space Heating_Natural Gas_Building Shell - Air Sealing (Infiltration Control)_A_Technical Potential | F9 | Commercial | WA - College | Existing | Space Heating | Natural Gas | Building Shell - Air Sealing (Infiltration Control) | A | Cumulative Winter Peak Savings (MW) | Technical Potential | 0 | 0 | 0 | 0 | 0 | 0 | 0 | 0 | 0 | 0 | 0 | 0 | 0 | 0 | 0 | 0 | 0 | 0 | 0 | 0 | 0 | 0 | 0 | 0 | 0 | 0 | 0
F10_Commercial_WA - College_Existing_Space Heating_Natural Gas_Building Shell - Air Sealing (Infiltration Control)_A_Technical Potential | F10 | Commercial | WA - College | Existing | Space Heating | Natural Gas | Building Shell - Air Sealing (Infiltration Control) | A | Purchases (Incremental) | Technical Potential | 0 | 0 | 0 | 41.7761 | 22.4794 | 76.0455 | 123.6984 | 187.7569 | 268.908 | 365.7887 | 474.1942 | 586.4965 | 691.6187 | 734.1752 | 802.9867 | 752.8668 | 657.6912 | 499.2594 | 290.3366 | 52.2193 | 0 | 0 | 0 | 0 | 0 | 0 | 0
F11_Commercial_WA - College_Existing_Space Heating_Natural Gas_Building Shell - Air Sealing (Infiltration Control)_A_Technical Potential | F11 | Commercial | WA - College | Existing | Space Heating | Natural Gas | Building Shell - Air Sealing (Infiltration Control) | A | Purchases (Cumulative) | Technical Potential | 0 | 0 | 0 | 41.7761 | 64.2555 | 140.3009 | 263.9993 | 451.7562 | 720.6641 | 1086.4528 | 1560.647 | 2147.1436 | 2838.7623 | 3572.9375 | 4375.9242 | 5128.791 | 5786.4822 | 6285.7416 | 6576.0782 | 6628.2975 | 6628.2975 | 6628.2975 | 6628.2975 | 6628.2975 | 6628.2975 | 6628.2975 | 6628.2975
F1_Commercial_WA - College_Existing_Space Heating_Natural Gas_Ventilation - Demand Controlled_A_Technical Potential | F1 | Commercial | WA - College | Existing | Space Heating | Natural Gas | Ventilation - Demand Controlled | A | Integrated Unit Energy Savings (kWh or therms) | Technical Potential | 0 | 0 | 0.037105 | 0.036392 | 0.035539 | 0.034675 | 0.033802 | 0.032917 | 0.032016 | 0.031095 | 0.030155 | 0.029196 | 0.028223 | 0.027246 | 0.026294 | 0.025381 | 0.024507 | 0.023684 | 0.022963 | 0.022344 | 0.021768 | 0.021244 | 0.020737 | 0.020336 | 0.019939 | 0.019547 | 0.019159
F2_Commercial_WA - College_Existing_Space Heating_Natural Gas_Ventilation - Demand Controlled_A_Technical Potential | F2 | Commercial | WA - College | Existing | Space Heating | Natural Gas | Ventilation - Demand Controlled | A | Integrated Unit Summer Peak Savings (kW) | Technical Potential | 0 | 0 | 0 | 0 | 0 | 0 | 0 | 0 | 0 | 0 | 0 | 0 | 0 | 0 | 0 | 0 | 0 | 0 | 0 | 0 | 0 | 0 | 0 | 0 | 0 | 0 | 0
F3_Commercial_WA - College_Existing_Space Heating_Natural Gas_Ventilation - Demand Controlled_A_Technical Potential | F3 | Commercial | WA - College | Existing | Space Heating | Natural Gas | Ventilation - Demand Controlled | A | Integrated Unit Winter Peak Savings (kW) | Technical Potential | 0 | 0 | 0 | 0 | 0 | 0 | 0 | 0 | 0 | 0 | 0 | 0 | 0 | 0 | 0 | 0 | 0 | 0 | 0 | 0 | 0 | 0 | 0 | 0 | 0 | 0 | 0
F4_Commercial_WA - College_Existing_Space Heating_Natural Gas_Ventilation - Demand Controlled_A_Technical Potential | F4 | Commercial | WA - College | Existing | Space Heating | Natural Gas | Ventilation - Demand Controlled | A | Incremental Energy Savings (MWh or mTherms) | Technical Potential | 0 | 0 | 0 | 8.6207 | 10.3369 | 12.3415 | 13.9661 | 15.5131 | 17.6399 | 18.795 | 18.6199 | 16.9887 | 14.1165 | 4.0918 | 0 | 0 | 0 | 0 | 0 | 0 | 0 | 0 | 0 | 0 | 0 | 0 | 0
F5_Commercial_WA - College_Existing_Space Heating_Natural Gas_Ventilation - Demand Controlled_A_Technical Potential | F5 | Commercial | WA - College | Existing | Space Heating | Natural Gas | Ventilation - Demand Controlled | A | Incremental Summer Peak Savings (MW) | Technical Potential | 0 | 0 | 0 | 0 | 0 | 0 | 0 | 0 | 0 | 0 | 0 | 0 | 0 | 0 | 0 | 0 | 0 | 0 | 0 | 0 | 0 | 0 | 0 | 0 | 0 | 0 | 0
F6_Commercial_WA - College_Existing_Space Heating_Natural Gas_Ventilation - Demand Controlled_A_Technical Potential | F6 | Commercial | WA - College | Existing | Space Heating | Natural Gas | Ventilation - Demand Controlled | A | Incremental Winter Peak Savings (MW) | Technical Potential | 0 | 0 | 0 | 0 | 0 | 0 | 0 | 0 | 0 | 0 | 0 | 0 | 0 | 0 | 0 | 0 | 0 | 0 | 0 | 0 | 0 | 0 | 0 | 0 | 0 | 0 | 0
F7_Commercial_WA - College_Existing_Space Heating_Natural Gas_Ventilation - Demand Controlled_A_Technical Potential | F7 | Commercial | WA - College | Existing | Space Heating | Natural Gas | Ventilation - Demand Controlled | A | Cumulative Energy Savings (MWh or mTherms) | Technical Potential | 0 | 0 | 0 | 8.6207 | 18.7556 | 30.6408 | 43.8359 | 58.2016 | 74.2472 | 90.9078 | 106.7793 | 120.3703 | 130.475 | 130.0528 | 125.5069 | 121.1482 | 116.9755 | 113.0473 | 109.6077 | 106.6549 | 103.9028 | 101.4021 | 98.9823 | 97.0662 | 95.1732 | 93.3036 | 91.4514
F8_Commercial_WA - College_Existing_Space Heating_Natural Gas_Ventilation - Demand Controlled_A_Technical Potential | F8 | Commercial | WA - College | Existing | Space Heating | Natural Gas | Ventilation - Demand Controlled | A | Cumulative Summer Peak Savings (MW) | Technical Potential | 0 | 0 | 0 | 0 | 0 | 0 | 0 | 0 | 0 | 0 | 0 | 0 | 0 | 0 | 0 | 0 | 0 | 0 | 0 | 0 | 0 | 0 | 0 | 0 | 0 | 0 | 0
F9_Commercial_WA - College_Existing_Space Heating_Natural Gas_Ventilation - Demand Controlled_A_Technical Potential | F9 | Commercial | WA - College | Existing | Space Heating | Natural Gas | Ventilation - Demand Controlled | A | Cumulative Winter Peak Savings (MW) | Technical Potential | 0 | 0 | 0 | 0 | 0 | 0 | 0 | 0 | 0 | 0 | 0 | 0 | 0 | 0 | 0 | 0 | 0 | 0 | 0 | 0 | 0 | 0 | 0 | 0 | 0 | 0 | 0
F10_Commercial_WA - College_Existing_Space Heating_Natural Gas_Ventilation - Demand Controlled_A_Technical Potential | F10 | Commercial | WA - College | Existing | Space Heating | Natural Gas | Ventilation - Demand Controlled | A | Purchases (Incremental) | Technical Potential | 0 | 0 | 0 | 236884.2071 | 290856.0276 | 355922.661 | 413170.1287 | 471272.8527 | 550974.6132 | 604427.707 | 617465.5976 | 581887.2232 | 500181.3559 | 150177.2439 | 0 | 0 | 0 | 0 | 0 | 0 | 0 | 0 | 0 | 0 | 0 | 0 | 0
F11_Commercial_WA - College_Existing_Space Heating_Natural Gas_Ventilation - Demand Controlled_A_Technical Potential | F11 | Commercial | WA - College | Existing | Space Heating | Natural Gas | Ventilation - Demand Controlled | A | Purchases (Cumulative) | Technical Potential | 0 | 0 | 0 | 236884.2071 | 527740.2347 | 883662.8957 | 1296833.0243 | 1768105.877 | 2319080.4902 | 2923508.1972 | 3540973.7948 | 4122861.018 | 4623042.3739 | 4773219.6177 | 4773219.6177 | 4773219.6177 | 4773219.6177 | 4773219.6177 | 4773219.6177 | 4773219.6177 | 4773219.6177 | 4773219.6177 | 4773219.6177 | 4773219.6177 | 4773219.6177 | 4773219.6177 | 4773219.6177
F1_Commercial_WA - College_Existing_Space Heating_Natural Gas_HVAC - Dedicated Outdoor Air System (DOAS)_A_Technical Potential | F1 | Commercial | WA - College | Existing | Space Heating | Natural Gas | HVAC - Dedicated Outdoor Air System (DOAS) | A | Integrated Unit Energy Savings (kWh or therms) | Technical Potential | 0 | 0 | 0.15274 | 0.14893 | 0.14413 | 0.13917 | 0.13431 | 0.12947 | 0.12451 | 0.11937 | 0.1141 | 0.10878 | 0.1035 | 0.098385 | 0.09351 | 0.088933 | 0.084687 | 0.080845 | 0.077608 | 0.074961 | 0.072599 | 0.070575 | 0.068651 | 0.067322 | 0.066009 | 0.064711 | 0.063427
F2_Commercial_WA - College_Existing_Space Heating_Natural Gas_HVAC - Dedicated Outdoor Air System (DOAS)_A_Technical Potential | F2 | Commercial | WA - College | Existing | Space Heating | Natural Gas | HVAC - Dedicated Outdoor Air System (DOAS) | A | Integrated Unit Summer Peak Savings (kW) | Technical Potential | 0 | 0 | 0 | 0 | 0 | 0 | 0 | 0 | 0 | 0 | 0 | 0 | 0 | 0 | 0 | 0 | 0 | 0 | 0 | 0 | 0 | 0 | 0 | 0 | 0 | 0 | 0
F3_Commercial_WA - College_Existing_Space Heating_Natural Gas_HVAC - Dedicated Outdoor Air System (DOAS)_A_Technical Potential | F3 | Commercial | WA - College | Existing | Space Heating | Natural Gas | HVAC - Dedicated Outdoor Air System (DOAS) | A | Integrated Unit Winter Peak Savings (kW) | Technical Potential | 0 | 0 | 0 | 0 | 0 | 0 | 0 | 0 | 0 | 0 | 0 | 0 | 0 | 0 | 0 | 0 | 0 | 0 | 0 | 0 | 0 | 0 | 0 | 0 | 0 | 0 | 0
F4_Commercial_WA - College_Existing_Space Heating_Natural Gas_HVAC - Dedicated Outdoor Air System (DOAS)_A_Technical Potential | F4 | Commercial | WA - College | Existing | Space Heating | Natural Gas | HVAC - Dedicated Outdoor Air System (DOAS) | A | Incremental Energy Savings (MWh or mTherms) | Technical Potential | 0 | 0 | 0 | 7.7322 | 15.3603 | 14.8315 | 14.3132 | 13.798 | 13.2687 | 12.7208 | 12.1597 | 11.5927 | 11.0301 | 10.4849 | 9.9654 | 9.4776 | 9.0252 | 8.6156 | 8.2707 | 7.9886 | 7.7369 | 7.5212 | 7.3162 | 0 | 0 | 0 | 0
F5_Commercial_WA - College_Existing_Space Heating_Natural Gas_HVAC - Dedicated Outdoor Air System (DOAS)_A_Technical Potential | F5 | Commercial | WA - College | Existing | Space Heating | Natural Gas | HVAC - Dedicated Outdoor Air System (DOAS) | A | Incremental Summer Peak Savings (MW) | Technical Potential | 0 | 0 | 0 | 0 | 0 | 0 | 0 | 0 | 0 | 0 | 0 | 0 | 0 | 0 | 0 | 0 | 0 | 0 | 0 | 0 | 0 | 0 | 0 | 0 | 0 | 0 | 0
F6_Commercial_WA - College_Existing_Space Heating_Natural Gas_HVAC - Dedicated Outdoor Air System (DOAS)_A_Technical Potential | F6 | Commercial | WA - College | Existing | Space Heating | Natural Gas | HVAC - Dedicated Outdoor Air System (DOAS) | A | Incremental Winter Peak Savings (MW) | Technical Potential | 0 | 0 | 0 | 0 | 0 | 0 | 0 | 0 | 0 | 0 | 0 | 0 | 0 | 0 | 0 | 0 | 0 | 0 | 0 | 0 | 0 | 0 | 0 | 0 | 0 | 0 | 0
F7_Commercial_WA - College_Existing_Space Heating_Natural Gas_HVAC - Dedicated Outdoor Air System (DOAS)_A_Technical Potential | F7 | Commercial | WA - College | Existing | Space Heating | Natural Gas | HVAC - Dedicated Outdoor Air System (DOAS) | A | Cumulative Energy Savings (MWh or mTherms) | Technical Potential | 0 | 0 | 0 | 7.7322 | 22.8435 | 36.8886 | 49.9127 | 61.914 | 72.808 | 82.5224 | 91.042 | 98.3897 | 104.6442 | 109.9569 | 114.4748 | 118.3485 | 121.7241 | 124.8163 | 128.09 | 131.709 | 135.2963 | 139.0449 | 142.5722 | 139.8112 | 137.0837 | 134.3899 | 131.7213
F8_Commercial_WA - College_Existing_Space Heating_Natural Gas_HVAC - Dedicated Outdoor Air System (DOAS)_A_Technical Potential | F8 | Commercial | WA - College | Existing | Space Heating | Natural Gas | HVAC - Dedicated Outdoor Air System (DOAS) | A | Cumulative Summer Peak Savings (MW) | Technical Potential | 0 | 0 | 0 | 0 | 0 | 0 | 0 | 0 | 0 | 0 | 0 | 0 | 0 | 0 | 0 | 0 | 0 | 0 | 0 | 0 | 0 | 0 | 0 | 0 | 0 | 0 | 0
F9_Commercial_WA - College_Existing_Space Heating_Natural Gas_HVAC - Dedicated Outdoor Air System (DOAS)_A_Technical Potential | F9 | Commercial | WA - College | Existing | Space Heating | Natural Gas | HVAC - Dedicated Outdoor Air System (DOAS) | A | Cumulative Winter Peak Savings (MW) | Technical Potential | 0 | 0 | 0 | 0 | 0 | 0 | 0 | 0 | 0 | 0 | 0 | 0 | 0 | 0 | 0 | 0 | 0 | 0 | 0 | 0 | 0 | 0 | 0 | 0 | 0 | 0 | 0
F10_Commercial_WA - College_Existing_Space Heating_Natural Gas_HVAC - Dedicated Outdoor Air System (DOAS)_A_Technical Potential | F10 | Commercial | WA - College | Existing | Space Heating | Natural Gas | HVAC - Dedicated Outdoor Air System (DOAS) | A | Purchases (Incremental) | Technical Potential | 0 | 0 | 0 | 51918.8859 | 106570.3448 | 106570.3448 | 106570.3448 | 106570.3448 | 106570.3448 | 106570.3448 | 106570.3448 | 106570.3448 | 106570.3448 | 106570.3448 | 106570.3448 | 106570.3448 | 106570.3448 | 106570.3448 | 106570.3448 | 106570.3448 | 106570.3448 | 106570.3448 | 106570.3448 | 0 | 0 | 0 | 0
F11_Commercial_WA - College_Existing_Space Heating_Natural Gas_HVAC - Dedicated Outdoor Air System (DOAS)_A_Technical Potential | F11 | Commercial | WA - College | Existing | Space Heating | Natural Gas | HVAC - Dedicated Outdoor Air System (DOAS) | A | Purchases (Cumulative) | Technical Potential | 0 | 0 | 0 | 51918.8859 | 158489.2307 | 265059.5755 | 371629.9204 | 478200.2652 | 584770.61 | 691340.9548 | 797911.2996 | 904481.6444 | 1011051.9892 | 1117622.334 | 1224192.6788 | 1330763.0236 | 1437333.3684 | 1543903.7132 | 1650474.0581 | 1757044.4029 | 1863614.7477 | 1970185.0925 | 2076755.4373 | 2076755.4373 | 2076755.4373 | 2076755.4373 | 2076755.4373
F1_Commercial_WA - College_Existing_Space Heating_Natural Gas_Destratification Fans (HVLS)_A_Technical Potential | F1 | Commercial | WA - College | Existing | Space Heating | Natural Gas | Destratification Fans (HVLS) | A | Integrated Unit Energy Savings (kWh or therms) | Technical Potential | 0 | 0 | 756.9012 | 741.4867 | 723.1884 | 704.3018 | 684.9909 | 665.1265 | 644.5395 | 623.2541 | 601.3563 | 578.9993 | 556.4583 | 534.424 | 513.2141 | 493.0117 | 473.9155 | 456.2436 | 440.9759 | 428.0886 | 416.3233 | 405.9337 | 395.9544 | 388.2888 | 380.7158 | 373.2363 | 365.8265
F2_Commercial_WA - College_Existing_Space Heating_Natural Gas_Destratification Fans (HVLS)_A_Technical Potential | F2 | Commercial | WA - College | Existing | Space Heating | Natural Gas | Destratification Fans (HVLS) | A | Integrated Unit Summer Peak Savings (kW) | Technical Potential | 0 | 0 | 0 | 0 | 0 | 0 | 0 | 0 | 0 | 0 | 0 | 0 | 0 | 0 | 0 | 0 | 0 | 0 | 0 | 0 | 0 | 0 | 0 | 0 | 0 | 0 | 0
F3_Commercial_WA - College_Existing_Space Heating_Natural Gas_Destratification Fans (HVLS)_A_Technical Potential | F3 | Commercial | WA - College | Existing | Space Heating | Natural Gas | Destratification Fans (HVLS) | A | Integrated Unit Winter Peak Savings (kW) | Technical Potential | 0 | 0 | 0 | 0 | 0 | 0 | 0 | 0 | 0 | 0 | 0 | 0 | 0 | 0 | 0 | 0 | 0 | 0 | 0 | 0 | 0 | 0 | 0 | 0 | 0 | 0 | 0
F4_Commercial_WA - College_Existing_Space Heating_Natural Gas_Destratification Fans (HVLS)_A_Technical Potential | F4 | Commercial | WA - College | Existing | Space Heating | Natural Gas | Destratification Fans (HVLS) | A | Incremental Energy Savings (MWh or mTherms) | Technical Potential | 0 | 0 | 0 | 8.0698 | 16.1556 | 15.7337 | 15.3023 | 14.8585 | 14.3986 | 13.9231 | 13.434 | 12.9345 | 12.431 | 11.9387 | 11.4649 | 11.0136 | 10.587 | 10.1922 | 5.0519 | 0 | 1.1833e-14 | 0 | 0 | 0 | 0 | 0 | 0
F5_Commercial_WA - College_Existing_Space Heating_Natural Gas_Destratification Fans (HVLS)_A_Technical Potential | F5 | Commercial | WA - College | Existing | Space Heating | Natural Gas | Destratification Fans (HVLS) | A | Incremental Summer Peak Savings (MW) | Technical Potential | 0 | 0 | 0 | 0 | 0 | 0 | 0 | 0 | 0 | 0 | 0 | 0 | 0 | 0 | 0 | 0 | 0 | 0 | 0 | 0 | 0 | 0 | 0 | 0 | 0 | 0 | 0
F6_Commercial_WA - College_Existing_Space Heating_Natural Gas_Destratification Fans (HVLS)_A_Technical Potential | F6 | Commercial | WA - College | Existing | Space Heating | Natural Gas | Destratification Fans (HVLS) | A | Incremental Winter Peak Savings (MW) | Technical Potential | 0 | 0 | 0 | 0 | 0 | 0 | 0 | 0 | 0 | 0 | 0 | 0 | 0 | 0 | 0 | 0 | 0 | 0 | 0 | 0 | 0 | 0 | 0 | 0 | 0 | 0 | 0
F7_Commercial_WA - College_Existing_Space Heating_Natural Gas_Destratification Fans (HVLS)_A_Technical Potential | F7 | Commercial | WA - College | Existing | Space Heating | Natural Gas | Destratification Fans (HVLS) | A | Cumulative Energy Savings (MWh or mTherms) | Technical Potential | 0 | 0 | 0 | 8.0698 | 24.0263 | 39.1325 | 53.3619 | 66.673 | 79.008 | 90.3219 | 100.5825 | 109.7775 | 117.9348 | 125.2036 | 131.6995 | 137.5288 | 142.7888 | 147.6566 | 147.7673 | 143.4489 | 139.5064 | 136.0249 | 132.681 | 130.1123 | 127.5746 | 125.0683 | 122.5854
F8_Commercial_WA - College_Existing_Space Heating_Natural Gas_Destratification Fans (HVLS)_A_Technical Potential | F8 | Commercial | WA - College | Existing | Space Heating | Natural Gas | Destratification Fans (HVLS) | A | Cumulative Summer Peak Savings (MW) | Technical Potential | 0 | 0 | 0 | 0 | 0 | 0 | 0 | 0 | 0 | 0 | 0 | 0 | 0 | 0 | 0 | 0 | 0 | 0 | 0 | 0 | 0 | 0 | 0 | 0 | 0 | 0 | 0
F9_Commercial_WA - College_Existing_Space Heating_Natural Gas_Destratification Fans (HVLS)_A_Technical Potential | F9 | Commercial | WA - College | Existing | Space Heating | Natural Gas | Destratification Fans (HVLS) | A | Cumulative Winter Peak Savings (MW) | Technical Potential | 0 | 0 | 0 | 0 | 0 | 0 | 0 | 0 | 0 | 0 | 0 | 0 | 0 | 0 | 0 | 0 | 0 | 0 | 0 | 0 | 0 | 0 | 0 | 0 | 0 | 0 | 0
F10_Commercial_WA - College_Existing_Space Heating_Natural Gas_Destratification Fans (HVLS)_A_Technical Potential | F10 | Commercial | WA - College | Existing | Space Heating | Natural Gas | Destratification Fans (HVLS) | A | Purchases (Incremental) | Technical Potential | 0 | 0 | 0 | 10.8833 | 22.3394 | 22.3394 | 22.3394 | 22.3394 | 22.3394 | 22.3394 | 22.3394 | 22.3394 | 22.3394 | 22.3394 | 22.3394 | 22.3394 | 22.3394 | 22.3394 | 11.4561 | 0 | 2.8422e-14 | 0 | 0 | 0 | 0 | 0 | 0
F11_Commercial_WA - College_Existing_Space Heating_Natural Gas_Destratification Fans (HVLS)_A_Technical Potential | F11 | Commercial | WA - College | Existing | Space Heating | Natural Gas | Destratification Fans (HVLS) | A | Purchases (Cumulative) | Technical Potential | 0 | 0 | 0 | 10.8833 | 33.2227 | 55.5622 | 77.9016 | 100.241 | 122.5805 | 144.9199 | 167.2593 | 189.5988 | 211.9382 | 234.2776 | 256.6171 | 278.9565 | 301.2959 | 323.6354 | 335.0915 | 335.0915 | 335.0915 | 335.0915 | 335.0915 | 335.0915 | 335.0915 | 335.0915 | 335.0915
F1_Commercial_WA - College_Existing_Space Heating_Natural Gas_Gas Boiler - Maintenance_A_Technical Potential | F1 | Commercial | WA - College | Existing | Space Heating | Natural Gas | Gas Boiler - Maintenance | A | Integrated Unit Energy Savings (kWh or therms) | Technical Potential | 0 | 0 | 0.14811 | 0.14449 | 0.13992 | 0.1352 | 0.13056 | 0.12595 | 0.12122 | 0.11632 | 0.11129 | 0.1062 | 0.10112 | 0.096191 | 0.091473 | 0.087028 | 0.082897 | 0.07915 | 0.075996 | 0.073417 | 0.071117 | 0.069145 | 0.067271 | 0.065978 | 0.064699 | 0.063436 | 0.062183
F2_Commercial_WA - College_Existing_Space Heating_Natural Gas_Gas Boiler - Maintenance_A_Technical Potential | F2 | Commercial | WA - College | Existing | Space Heating | Natural Gas | Gas Boiler - Maintenance | A | Integrated Unit Summer Peak Savings (kW) | Technical Potential | 0 | 0 | 0 | 0 | 0 | 0 | 0 | 0 | 0 | 0 | 0 | 0 | 0 | 0 | 0 | 0 | 0 | 0 | 0 | 0 | 0 | 0 | 0 | 0 | 0 | 0 | 0
F3_Commercial_WA - College_Existing_Space Heating_Natural Gas_Gas Boiler - Maintenance_A_Technical Potential | F3 | Commercial | WA - College | Existing | Space Heating | Natural Gas | Gas Boiler - Maintenance | A | Integrated Unit Winter Peak Savings (kW) | Technical Potential | 0 | 0 | 0 | 0 | 0 | 0 | 0 | 0 | 0 | 0 | 0 | 0 | 0 | 0 | 0 | 0 | 0 | 0 | 0 | 0 | 0 | 0 | 0 | 0 | 0 | 0 | 0
F4_Commercial_WA - College_Existing_Space Heating_Natural Gas_Gas Boiler - Maintenance_A_Technical Potential | F4 | Commercial | WA - College | Existing | Space Heating | Natural Gas | Gas Boiler - Maintenance | A | Incremental Energy Savings (MWh or mTherms) | Technical Potential | 0 | 0 | 0 | 2.5247 | 2.4449 | 2.3624 | 0 | 0 | 0 | 0 | 0 | 0 | 0 | 0 | 0 | 0 | 0 | 0 | 0 | 0 | 0 | 0 | 0 | 0 | 0 | 0 | 0
F5_Commercial_WA - College_Existing_Space Heating_Natural Gas_Gas Boiler - Maintenance_A_Technical Potential | F5 | Commercial | WA - College | Existing | Space Heating | Natural Gas | Gas Boiler - Maintenance | A | Incremental Summer Peak Savings (MW) | Technical Potential | 0 | 0 | 0 | 0 | 0 | 0 | 0 | 0 | 0 | 0 | 0 | 0 | 0 | 0 | 0 | 0 | 0 | 0 | 0 | 0 | 0 | 0 | 0 | 0 | 0 | 0 | 0
F6_Commercial_WA - College_Existing_Space Heating_Natural Gas_Gas Boiler - Maintenance_A_Technical Potential | F6 | Commercial | WA - College | Existing | Space Heating | Natural Gas | Gas Boiler - Maintenance | A | Incremental Winter Peak Savings (MW) | Technical Potential | 0 | 0 | 0 | 0 | 0 | 0 | 0 | 0 | 0 | 0 | 0 | 0 | 0 | 0 | 0 | 0 | 0 | 0 | 0 | 0 | 0 | 0 | 0 | 0 | 0 | 0 | 0
F7_Commercial_WA - College_Existing_Space Heating_Natural Gas_Gas Boiler - Maintenance_A_Technical Potential | F7 | Commercial | WA - College | Existing | Space Heating | Natural Gas | Gas Boiler - Maintenance | A | Cumulative Energy Savings (MWh or mTherms) | Technical Potential | 0 | 0 | 0 | 2.5247 | 4.8897 | 7.0872 | 6.8438 | 6.6023 | 6.3543 | 6.0974 | 5.8339 | 5.567 | 5.301 | 5.0424 | 4.7951 | 4.5621 | 4.3455 | 4.1491 | 3.9838 | 3.8486 | 3.728 | 3.6246 | 3.5264 | 3.4586 | 3.3916 | 3.3254 | 3.2597
F8_Commercial_WA - College_Existing_Space Heating_Natural Gas_Gas Boiler - Maintenance_A_Technical Potential | F8 | Commercial | WA - College | Existing | Space Heating | Natural Gas | Gas Boiler - Maintenance | A | Cumulative Summer Peak Savings (MW) | Technical Potential | 0 | 0 | 0 | 0 | 0 | 0 | 0 | 0 | 0 | 0 | 0 | 0 | 0 | 0 | 0 | 0 | 0 | 0 | 0 | 0 | 0 | 0 | 0 | 0 | 0 | 0 | 0
F9_Commercial_WA - College_Existing_Space Heating_Natural Gas_Gas Boiler - Maintenance_A_Technical Potential | F9 | Commercial | WA - College | Existing | Space Heating | Natural Gas | Gas Boiler - Maintenance | A | Cumulative Winter Peak Savings (MW) | Technical Potential | 0 | 0 | 0 | 0 | 0 | 0 | 0 | 0 | 0 | 0 | 0 | 0 | 0 | 0 | 0 | 0 | 0 | 0 | 0 | 0 | 0 | 0 | 0 | 0 | 0 | 0 | 0
F10_Commercial_WA - College_Existing_Space Heating_Natural Gas_Gas Boiler - Maintenance_A_Technical Potential | F10 | Commercial | WA - College | Existing | Space Heating | Natural Gas | Gas Boiler - Maintenance | A | Purchases (Incremental) | Technical Potential | 0 | 0 | 0 | 17473.5874 | 17473.5874 | 17473.5874 | 0 | 0 | 0 | 0 | 0 | 0 | 0 | 0 | 0 | 0 | 0 | 0 | 0 | 0 | 0 | 0 | 0 | 0 | 0 | 0 | 0
F11_Commercial_WA - College_Existing_Space Heating_Natural Gas_Gas Boiler - Maintenance_A_Technical Potential | F11 | Commercial | WA - College | Existing | Space Heating | Natural Gas | Gas Boiler - Maintenance | A | Purchases (Cumulative) | Technical Potential | 0 | 0 | 0 | 17473.5874 | 34947.1748 | 52420.7622 | 52420.7622 | 52420.7622 | 52420.7622 | 52420.7622 | 52420.7622 | 52420.7622 | 52420.7622 | 52420.7622 | 52420.7622 | 52420.7622 | 52420.7622 | 52420.7622 | 52420.7622 | 52420.7622 | 52420.7622 | 52420.7622 | 52420.7622 | 52420.7622 | 52420.7622 | 52420.7622 | 52420.7622
F1_Commercial_WA - College_Existing_Space Heating_Natural Gas_Gas Furnace - Maintenance_A_Technical Potential | F1 | Commercial | WA - College | Existing | Space Heating | Natural Gas | Gas Furnace - Maintenance | A | Integrated Unit Energy Savings (kWh or therms) | Technical Potential | 0 | 0 | 0.067122 | 0.065524 | 0.063475 | 0.061334 | 0.059206 | 0.057074 | 0.05487 | 0.052573 | 0.050208 | 0.047805 | 0.045407 | 0.043071 | 0.040833 | 0.03872 | 0.036751 | 0.034957 | 0.03343 | 0.032173 | 0.031052 | 0.030088 | 0.029179 | 0.028533 | 0.027903 | 0.027287 | 0.026684
F2_Commercial_WA - College_Existing_Space Heating_Natural Gas_Gas Furnace - Maintenance_A_Technical Potential | F2 | Commercial | WA - College | Existing | Space Heating | Natural Gas | Gas Furnace - Maintenance | A | Integrated Unit Summer Peak Savings (kW) | Technical Potential | 0 | 0 | 0 | 0 | 0 | 0 | 0 | 0 | 0 | 0 | 0 | 0 | 0 | 0 | 0 | 0 | 0 | 0 | 0 | 0 | 0 | 0 | 0 | 0 | 0 | 0 | 0
F3_Commercial_WA - College_Existing_Space Heating_Natural Gas_Gas Furnace - Maintenance_A_Technical Potential | F3 | Commercial | WA - College | Existing | Space Heating | Natural Gas | Gas Furnace - Maintenance | A | Integrated Unit Winter Peak Savings (kW) | Technical Potential | 0 | 0 | 0 | 0 | 0 | 0 | 0 | 0 | 0 | 0 | 0 | 0 | 0 | 0 | 0 | 0 | 0 | 0 | 0 | 0 | 0 | 0 | 0 | 0 | 0 | 0 | 0
F4_Commercial_WA - College_Existing_Space Heating_Natural Gas_Gas Furnace - Maintenance_A_Technical Potential | F4 | Commercial | WA - College | Existing | Space Heating | Natural Gas | Gas Furnace - Maintenance | A | Incremental Energy Savings (MWh or mTherms) | Technical Potential | 0 | 0 | 0 | 0.13423 | 0.13004 | 0.12565 | 0 | 0 | 0 | 0 | 0 | 0 | 0 | 0 | 0 | 0 | 0 | 0 | 0 | 0 | 0 | 0 | 0 | 0 | 0 | 0 | 0
F5_Commercial_WA - College_Existing_Space Heating_Natural Gas_Gas Furnace - Maintenance_A_Technical Potential | F5 | Commercial | WA - College | Existing | Space Heating | Natural Gas | Gas Furnace - Maintenance | A | Incremental Summer Peak Savings (MW) | Technical Potential | 0 | 0 | 0 | 0 | 0 | 0 | 0 | 0 | 0 | 0 | 0 | 0 | 0 | 0 | 0 | 0 | 0 | 0 | 0 | 0 | 0 | 0 | 0 | 0 | 0 | 0 | 0
F6_Commercial_WA - College_Existing_Space Heating_Natural Gas_Gas Furnace - Maintenance_A_Technical Potential | F6 | Commercial | WA - College | Existing | Space Heating | Natural Gas | Gas Furnace - Maintenance | A | Incremental Winter Peak Savings (MW) | Technical Potential | 0 | 0 | 0 | 0 | 0 | 0 | 0 | 0 | 0 | 0 | 0 | 0 | 0 | 0 | 0 | 0 | 0 | 0 | 0 | 0 | 0 | 0 | 0 | 0 | 0 | 0 | 0
F7_Commercial_WA - College_Existing_Space Heating_Natural Gas_Gas Furnace - Maintenance_A_Technical Potential | F7 | Commercial | WA - College | Existing | Space Heating | Natural Gas | Gas Furnace - Maintenance | A | Cumulative Energy Savings (MWh or mTherms) | Technical Potential | 0 | 0 | 0 | 0.13423 | 0.26007 | 0.37695 | 0.36387 | 0.35077 | 0.33722 | 0.32311 | 0.30857 | 0.2938 | 0.27907 | 0.26471 | 0.25095 | 0.23797 | 0.22587 | 0.21484 | 0.20546 | 0.19773 | 0.19084 | 0.18492 | 0.17933 | 0.17536 | 0.17149 | 0.1677 | 0.164
F8_Commercial_WA - College_Existing_Space Heating_Natural Gas_Gas Furnace - Maintenance_A_Technical Potential | F8 | Commercial | WA - College | Existing | Space Heating | Natural Gas | Gas Furnace - Maintenance | A | Cumulative Summer Peak Savings (MW) | Technical Potential | 0 | 0 | 0 | 0 | 0 | 0 | 0 | 0 | 0 | 0 | 0 | 0 | 0 | 0 | 0 | 0 | 0 | 0 | 0 | 0 | 0 | 0 | 0 | 0 | 0 | 0 | 0
F9_Commercial_WA - College_Existing_Space Heating_Natural Gas_Gas Furnace - Maintenance_A_Technical Potential | F9 | Commercial | WA - College | Existing | Space Heating | Natural Gas | Gas Furnace - Maintenance | A | Cumulative Winter Peak Savings (MW) | Technical Potential | 0 | 0 | 0 | 0 | 0 | 0 | 0 | 0 | 0 | 0 | 0 | 0 | 0 | 0 | 0 | 0 | 0 | 0 | 0 | 0 | 0 | 0 | 0 | 0 | 0 | 0 | 0
F10_Commercial_WA - College_Existing_Space Heating_Natural Gas_Gas Furnace - Maintenance_A_Technical Potential | F10 | Commercial | WA - College | Existing | Space Heating | Natural Gas | Gas Furnace - Maintenance | A | Purchases (Incremental) | Technical Potential | 0 | 0 | 0 | 2048.6288 | 2048.6288 | 2048.6288 | 0 | 0 | 0 | 0 | 0 | 0 | 0 | 0 | 0 | 0 | 0 | 0 | 0 | 0 | 0 | 0 | 0 | 0 | 0 | 0 | 0
F11_Commercial_WA - College_Existing_Space Heating_Natural Gas_Gas Furnace - Maintenance_A_Technical Potential | F11 | Commercial | WA - College | Existing | Space Heating | Natural Gas | Gas Furnace - Maintenance | A | Purchases (Cumulative) | Technical Potential | 0 | 0 | 0 | 2048.6288 | 4097.2577 | 6145.8865 | 6145.8865 | 6145.8865 | 6145.8865 | 6145.8865 | 6145.8865 | 6145.8865 | 6145.8865 | 6145.8865 | 6145.8865 | 6145.8865 | 6145.8865 | 6145.8865 | 6145.8865 | 6145.8865 | 6145.8865 | 6145.8865 | 6145.8865 | 6145.8865 | 6145.8865 | 6145.8865 | 6145.8865
F1_Commercial_WA - College_Existing_Space Heating_Natural Gas_Gas Boiler - Hot Water Reset_A_Technical Potential | F1 | Commercial | WA - College | Existing | Space Heating | Natural Gas | Gas Boiler - Hot Water Reset | A | Integrated Unit Energy Savings (kWh or therms) | Technical Potential | 0 | 0 | 263.3049 | 259.1864 | 254.8349 | 250.4925 | 246.1627 | 241.8483 | 237.5522 | 233.2766 | 229.0241 | 224.7966 | 220.5963 | 216.4248 | 212.2837 | 208.1744 | 204.0982 | 200.0563 | 196.2096 | 192.5615 | 188.9411 | 185.3494 | 181.8111 | 178.3187 | 174.8659 | 171.4533 | 168.0703
F2_Commercial_WA - College_Existing_Space Heating_Natural Gas_Gas Boiler - Hot Water Reset_A_Technical Potential | F2 | Commercial | WA - College | Existing | Space Heating | Natural Gas | Gas Boiler - Hot Water Reset | A | Integrated Unit Summer Peak Savings (kW) | Technical Potential | 0 | 0 | 0 | 0 | 0 | 0 | 0 | 0 | 0 | 0 | 0 | 0 | 0 | 0 | 0 | 0 | 0 | 0 | 0 | 0 | 0 | 0 | 0 | 0 | 0 | 0 | 0
F3_Commercial_WA - College_Existing_Space Heating_Natural Gas_Gas Boiler - Hot Water Reset_A_Technical Potential | F3 | Commercial | WA - College | Existing | Space Heating | Natural Gas | Gas Boiler - Hot Water Reset | A | Integrated Unit Winter Peak Savings (kW) | Technical Potential | 0 | 0 | 0 | 0 | 0 | 0 | 0 | 0 | 0 | 0 | 0 | 0 | 0 | 0 | 0 | 0 | 0 | 0 | 0 | 0 | 0 | 0 | 0 | 0 | 0 | 0 | 0
F4_Commercial_WA - College_Existing_Space Heating_Natural Gas_Gas Boiler - Hot Water Reset_A_Technical Potential | F4 | Commercial | WA - College | Existing | Space Heating | Natural Gas | Gas Boiler - Hot Water Reset | A | Incremental Energy Savings (MWh or mTherms) | Technical Potential | 0 | 0 | 0 | 5.1759 | 10.4459 | 10.2679 | 10.0904 | 9.9136 | 9.7375 | 9.5622 | 9.3879 | 9.2146 | 9.0424 | 8.8714 | 8.7017 | 8.5332 | 8.3662 | 8.2005 | 8.0428 | 7.8933 | 7.7448 | 7.5976 | 7.4526 | 0 | 0 | 0 | 0
F5_Commercial_WA - College_Existing_Space Heating_Natural Gas_Gas Boiler - Hot Water Reset_A_Technical Potential | F5 | Commercial | WA - College | Existing | Space Heating | Natural Gas | Gas Boiler - Hot Water Reset | A | Incremental Summer Peak Savings (MW) | Technical Potential | 0 | 0 | 0 | 0 | 0 | 0 | 0 | 0 | 0 | 0 | 0 | 0 | 0 | 0 | 0 | 0 | 0 | 0 | 0 | 0 | 0 | 0 | 0 | 0 | 0 | 0 | 0
F6_Commercial_WA - College_Existing_Space Heating_Natural Gas_Gas Boiler - Hot Water Reset_A_Technical Potential | F6 | Commercial | WA - College | Existing | Space Heating | Natural Gas | Gas Boiler - Hot Water Reset | A | Incremental Winter Peak Savings (MW) | Technical Potential | 0 | 0 | 0 | 0 | 0 | 0 | 0 | 0 | 0 | 0 | 0 | 0 | 0 | 0 | 0 | 0 | 0 | 0 | 0 | 0 | 0 | 0 | 0 | 0 | 0 | 0 | 0
F7_Commercial_WA - College_Existing_Space Heating_Natural Gas_Gas Boiler - Hot Water Reset_A_Technical Potential | F7 | Commercial | WA - College | Existing | Space Heating | Natural Gas | Gas Boiler - Hot Water Reset | A | Cumulative Energy Savings (MWh or mTherms) | Technical Potential | 0 | 0 | 0 | 5.1759 | 15.5349 | 25.5381 | 35.1871 | 44.4839 | 53.4312 | 62.0317 | 70.2888 | 78.206 | 85.7871 | 93.0363 | 99.9578 | 106.5561 | 112.8358 | 118.8017 | 124.5602 | 130.1375 | 135.4356 | 140.4587 | 145.2299 | 142.4402 | 139.6821 | 136.9561 | 134.2538
F8_Commercial_WA - College_Existing_Space Heating_Natural Gas_Gas Boiler - Hot Water Reset_A_Technical Potential | F8 | Commercial | WA - College | Existing | Space Heating | Natural Gas | Gas Boiler - Hot Water Reset | A | Cumulative Summer Peak Savings (MW) | Technical Potential | 0 | 0 | 0 | 0 | 0 | 0 | 0 | 0 | 0 | 0 | 0 | 0 | 0 | 0 | 0 | 0 | 0 | 0 | 0 | 0 | 0 | 0 | 0 | 0 | 0 | 0 | 0
F9_Commercial_WA - College_Existing_Space Heating_Natural Gas_Gas Boiler - Hot Water Reset_A_Technical Potential | F9 | Commercial | WA - College | Existing | Space Heating | Natural Gas | Gas Boiler - Hot Water Reset | A | Cumulative Winter Peak Savings (MW) | Technical Potential | 0 | 0 | 0 | 0 | 0 | 0 | 0 | 0 | 0 | 0 | 0 | 0 | 0 | 0 | 0 | 0 | 0 | 0 | 0 | 0 | 0 | 0 | 0 | 0 | 0 | 0 | 0
F10_Commercial_WA - College_Existing_Space Heating_Natural Gas_Gas Boiler - Hot Water Reset_A_Technical Potential | F10 | Commercial | WA - College | Existing | Space Heating | Natural Gas | Gas Boiler - Hot Water Reset | A | Purchases (Incremental) | Technical Potential | 0 | 0 | 0 | 19.9699 | 40.9908 | 40.9908 | 40.9908 | 40.9908 | 40.9908 | 40.9908 | 40.9908 | 40.9908 | 40.9908 | 40.9908 | 40.9908 | 40.9908 | 40.9908 | 40.9908 | 40.9908 | 40.9908 | 40.9908 | 40.9908 | 40.9908 | 0 | 0 | 0 | 0
F11_Commercial_WA - College_Existing_Space Heating_Natural Gas_Gas Boiler - Hot Water Reset_A_Technical Potential | F11 | Commercial | WA - College | Existing | Space Heating | Natural Gas | Gas Boiler - Hot Water Reset | A | Purchases (Cumulative) | Technical Potential | 0 | 0 | 0 | 19.9699 | 60.9607 | 101.9515 | 142.9424 | 183.9332 | 224.924 | 265.9148 | 306.9057 | 347.8965 | 388.8873 | 429.8781 | 470.8689 | 511.8598 | 552.8506 | 593.8414 | 634.8322 | 675.8231 | 716.8139 | 757.8047 | 798.7955 | 798.7955 | 798.7955 | 798.7955 | 798.7955
F1_Commercial_WA - College_Existing_Space Heating_Natural Gas_Gas Boiler - Steam Trap Replacement_A_Technical Potential | F1 | Commercial | WA - College | Existing | Space Heating | Natural Gas | Gas Boiler - Steam Trap Replacement | A | Integrated Unit Energy Savings (kWh or therms) | Technical Potential | 0 | 0 | 78.7073 | 77.4468 | 76.0871 | 74.7322 | 73.3831 | 72.0406 | 70.7055 | 69.3785 | 68.0603 | 66.7516 | 65.4528 | 64.1646 | 62.8873 | 61.6213 | 60.367 | 59.1247 | 57.9419 | 56.8195 | 55.707 | 54.6046 | 53.5196 | 52.4915 | 51.4749 | 50.4703 | 49.4744
F2_Commercial_WA - College_Existing_Space Heating_Natural Gas_Gas Boiler - Steam Trap Replacement_A_Technical Potential | F2 | Commercial | WA - College | Existing | Space Heating | Natural Gas | Gas Boiler - Steam Trap Replacement | A | Integrated Unit Summer Peak Savings (kW) | Technical Potential | 0 | 0 | 0 | 0 | 0 | 0 | 0 | 0 | 0 | 0 | 0 | 0 | 0 | 0 | 0 | 0 | 0 | 0 | 0 | 0 | 0 | 0 | 0 | 0 | 0 | 0 | 0
F3_Commercial_WA - College_Existing_Space Heating_Natural Gas_Gas Boiler - Steam Trap Replacement_A_Technical Potential | F3 | Commercial | WA - College | Existing | Space Heating | Natural Gas | Gas Boiler - Steam Trap Replacement | A | Integrated Unit Winter Peak Savings (kW) | Technical Potential | 0 | 0 | 0 | 0 | 0 | 0 | 0 | 0 | 0 | 0 | 0 | 0 | 0 | 0 | 0 | 0 | 0 | 0 | 0 | 0 | 0 | 0 | 0 | 0 | 0 | 0 | 0
F4_Commercial_WA - College_Existing_Space Heating_Natural Gas_Gas Boiler - Steam Trap Replacement_A_Technical Potential | F4 | Commercial | WA - College | Existing | Space Heating | Natural Gas | Gas Boiler - Steam Trap Replacement | A | Incremental Energy Savings (MWh or mTherms) | Technical Potential | 0 | 0 | 0 | 0.64442 | 1.2995 | 1.2764 | 1.2533 | 1.2304 | 1.2076 | 0.60767 | 0 | 0 | 0 | 2.2796e-16 | 0 | 0 | 2.1447e-15 | 0 | 1.6468e-15 | 0 | 1.5833e-15 | 0 | 0 | 0 | 0 | 0 | 0
F5_Commercial_WA - College_Existing_Space Heating_Natural Gas_Gas Boiler - Steam Trap Replacement_A_Technical Potential | F5 | Commercial | WA - College | Existing | Space Heating | Natural Gas | Gas Boiler - Steam Trap Replacement | A | Incremental Summer Peak Savings (MW) | Technical Potential | 0 | 0 | 0 | 0 | 0 | 0 | 0 | 0 | 0 | 0 | 0 | 0 | 0 | 0 | 0 | 0 | 0 | 0 | 0 | 0 | 0 | 0 | 0 | 0 | 0 | 0 | 0
F6_Commercial_WA - College_Existing_Space Heating_Natural Gas_Gas Boiler - Steam Trap Replacement_A_Technical Potential | F6 | Commercial | WA - College | Existing | Space Heating | Natural Gas | Gas Boiler - Steam Trap Replacement | A | Incremental Winter Peak Savings (MW) | Technical Potential | 0 | 0 | 0 | 0 | 0 | 0 | 0 | 0 | 0 | 0 | 0 | 0 | 0 | 0 | 0 | 0 | 0 | 0 | 0 | 0 | 0 | 0 | 0 | 0 | 0 | 0 | 0
F7_Commercial_WA - College_Existing_Space Heating_Natural Gas_Gas Boiler - Steam Trap Replacement_A_Technical Potential | F7 | Commercial | WA - College | Existing | Space Heating | Natural Gas | Gas Boiler - Steam Trap Replacement | A | Cumulative Energy Savings (MWh or mTherms) | Technical Potential | 0 | 0 | 0 | 0.64442 | 1.9326 | 3.1746 | 4.3706 | 5.5211 | 6.6264 | 7.1097 | 6.9746 | 6.8405 | 6.7074 | 6.5754 | 6.4445 | 6.3148 | 6.1862 | 6.0589 | 5.9377 | 5.8227 | 5.7087 | 5.5957 | 5.4845 | 5.3792 | 5.275 | 5.172 | 5.07
F8_Commercial_WA - College_Existing_Space Heating_Natural Gas_Gas Boiler - Steam Trap Replacement_A_Technical Potential | F8 | Commercial | WA - College | Existing | Space Heating | Natural Gas | Gas Boiler - Steam Trap Replacement | A | Cumulative Summer Peak Savings (MW) | Technical Potential | 0 | 0 | 0 | 0 | 0 | 0 | 0 | 0 | 0 | 0 | 0 | 0 | 0 | 0 | 0 | 0 | 0 | 0 | 0 | 0 | 0 | 0 | 0 | 0 | 0 | 0 | 0
F9_Commercial_WA - College_Existing_Space Heating_Natural Gas_Gas Boiler - Steam Trap Replacement_A_Technical Potential | F9 | Commercial | WA - College | Existing | Space Heating | Natural Gas | Gas Boiler - Steam Trap Replacement | A | Cumulative Winter Peak Savings (MW) | Technical Potential | 0 | 0 | 0 | 0 | 0 | 0 | 0 | 0 | 0 | 0 | 0 | 0 | 0 | 0 | 0 | 0 | 0 | 0 | 0 | 0 | 0 | 0 | 0 | 0 | 0 | 0 | 0
F10_Commercial_WA - College_Existing_Space Heating_Natural Gas_Gas Boiler - Steam Trap Replacement_A_Technical Potential | F10 | Commercial | WA - College | Existing | Space Heating | Natural Gas | Gas Boiler - Steam Trap Replacement | A | Purchases (Incremental) | Technical Potential | 0 | 0 | 0 | 8.3208 | 17.0795 | 17.0795 | 17.0795 | 17.0795 | 17.0795 | 8.7587 | 0 | 0 | 0 | 3.5527e-15 | 0 | 0 | 3.5527e-14 | 0 | 2.8422e-14 | 0 | 2.8422e-14 | 0 | 0 | 0 | 0 | 0 | 0
F11_Commercial_WA - College_Existing_Space Heating_Natural Gas_Gas Boiler - Steam Trap Replacement_A_Technical Potential | F11 | Commercial | WA - College | Existing | Space Heating | Natural Gas | Gas Boiler - Steam Trap Replacement | A | Purchases (Cumulative) | Technical Potential | 0 | 0 | 0 | 8.3208 | 25.4003 | 42.4798 | 59.5593 | 76.6388 | 93.7183 | 102.4771 | 102.4771 | 102.4771 | 102.4771 | 102.4771 | 102.4771 | 102.4771 | 102.4771 | 102.4771 | 102.4771 | 102.4771 | 102.4771 | 102.4771 | 102.4771 | 102.4771 | 102.4771 | 102.4771 | 102.4771
F1_Commercial_WA - College_Existing_Space Heating_Natural Gas_Gas Boiler - High Turndown Burner_A_Technical Potential | F1 | Commercial | WA - College | Existing | Space Heating | Natural Gas | Gas Boiler - High Turndown Burner | A | Integrated Unit Energy Savings (kWh or therms) | Technical Potential | 0 | 0 | 0.24685 | 0.2419 | 0.23601 | 0.22997 | 0.22381 | 0.21749 | 0.21097 | 0.20424 | 0.19731 | 0.19023 | 0.18307 | 0.17604 | 0.16925 | 0.16275 | 0.15659 | 0.15086 | 0.14591 | 0.14172 | 0.13788 | 0.13448 | 0.1312 | 0.12868 | 0.12619 | 0.12372 | 0.12128
F2_Commercial_WA - College_Existing_Space Heating_Natural Gas_Gas Boiler - High Turndown Burner_A_Technical Potential | F2 | Commercial | WA - College | Existing | Space Heating | Natural Gas | Gas Boiler - High Turndown Burner | A | Integrated Unit Summer Peak Savings (kW) | Technical Potential | 0 | 0 | 0 | 0 | 0 | 0 | 0 | 0 | 0 | 0 | 0 | 0 | 0 | 0 | 0 | 0 | 0 | 0 | 0 | 0 | 0 | 0 | 0 | 0 | 0 | 0 | 0
F3_Commercial_WA - College_Existing_Space Heating_Natural Gas_Gas Boiler - High Turndown Burner_A_Technical Potential | F3 | Commercial | WA - College | Existing | Space Heating | Natural Gas | Gas Boiler - High Turndown Burner | A | Integrated Unit Winter Peak Savings (kW) | Technical Potential | 0 | 0 | 0 | 0 | 0 | 0 | 0 | 0 | 0 | 0 | 0 | 0 | 0 | 0 | 0 | 0 | 0 | 0 | 0 | 0 | 0 | 0 | 0 | 0 | 0 | 0 | 0
F4_Commercial_WA - College_Existing_Space Heating_Natural Gas_Gas Boiler - High Turndown Burner_A_Technical Potential | F4 | Commercial | WA - College | Existing | Space Heating | Natural Gas | Gas Boiler - High Turndown Burner | A | Incremental Energy Savings (MWh or mTherms) | Technical Potential | 0 | 0 | 0 | 4.1543 | 4.9769 | 5.9343 | 6.7042 | 7.4312 | 8.4273 | 8.9499 | 8.8329 | 8.0252 | 6.6385 | 4.94 | 3.2594 | 1.8756 | 0.84287 | 0 | 0 | 0 | 0 | 0 | 0 | 0 | 0 | 0 | 0
F5_Commercial_WA - College_Existing_Space Heating_Natural Gas_Gas Boiler - High Turndown Burner_A_Technical Potential | F5 | Commercial | WA - College | Existing | Space Heating | Natural Gas | Gas Boiler - High Turndown Burner | A | Incremental Summer Peak Savings (MW) | Technical Potential | 0 | 0 | 0 | 0 | 0 | 0 | 0 | 0 | 0 | 0 | 0 | 0 | 0 | 0 | 0 | 0 | 0 | 0 | 0 | 0 | 0 | 0 | 0 | 0 | 0 | 0 | 0
F6_Commercial_WA - College_Existing_Space Heating_Natural Gas_Gas Boiler - High Turndown Burner_A_Technical Potential | F6 | Commercial | WA - College | Existing | Space Heating | Natural Gas | Gas Boiler - High Turndown Burner | A | Incremental Winter Peak Savings (MW) | Technical Potential | 0 | 0 | 0 | 0 | 0 | 0 | 0 | 0 | 0 | 0 | 0 | 0 | 0 | 0 | 0 | 0 | 0 | 0 | 0 | 0 | 0 | 0 | 0 | 0 | 0 | 0 | 0
F7_Commercial_WA - College_Existing_Space Heating_Natural Gas_Gas Boiler - High Turndown Burner_A_Technical Potential | F7 | Commercial | WA - College | Existing | Space Heating | Natural Gas | Gas Boiler - High Turndown Burner | A | Cumulative Energy Savings (MWh or mTherms) | Technical Potential | 0 | 0 | 0 | 4.1543 | 9.0302 | 14.7332 | 21.0428 | 27.88 | 35.471 | 43.2889 | 50.654 | 56.8609 | 61.3583 | 63.943 | 64.7357 | 64.1273 | 62.5415 | 60.2537 | 58.2749 | 56.6014 | 55.0692 | 53.7093 | 52.4018 | 51.3948 | 50.3993 | 49.4154 | 48.44
F8_Commercial_WA - College_Existing_Space Heating_Natural Gas_Gas Boiler - High Turndown Burner_A_Technical Potential | F8 | Commercial | WA - College | Existing | Space Heating | Natural Gas | Gas Boiler - High Turndown Burner | A | Cumulative Summer Peak Savings (MW) | Technical Potential | 0 | 0 | 0 | 0 | 0 | 0 | 0 | 0 | 0 | 0 | 0 | 0 | 0 | 0 | 0 | 0 | 0 | 0 | 0 | 0 | 0 | 0 | 0 | 0 | 0 | 0 | 0
F9_Commercial_WA - College_Existing_Space Heating_Natural Gas_Gas Boiler - High Turndown Burner_A_Technical Potential | F9 | Commercial | WA - College | Existing | Space Heating | Natural Gas | Gas Boiler - High Turndown Burner | A | Cumulative Winter Peak Savings (MW) | Technical Potential | 0 | 0 | 0 | 0 | 0 | 0 | 0 | 0 | 0 | 0 | 0 | 0 | 0 | 0 | 0 | 0 | 0 | 0 | 0 | 0 | 0 | 0 | 0 | 0 | 0 | 0 | 0
F10_Commercial_WA - College_Existing_Space Heating_Natural Gas_Gas Boiler - High Turndown Burner_A_Technical Potential | F10 | Commercial | WA - College | Existing | Space Heating | Natural Gas | Gas Boiler - High Turndown Burner | A | Purchases (Incremental) | Technical Potential | 0 | 0 | 0 | 17174.1038 | 21087.0606 | 25804.3912 | 29954.8323 | 34167.2795 | 39945.6567 | 43821.0058 | 44766.2528 | 42186.8208 | 36263.1458 | 28061.9533 | 19258.3053 | 11524.3168 | 5382.6392 | 0 | 0 | 0 | 0 | 0 | 0 | 0 | 0 | 0 | 0
F11_Commercial_WA - College_Existing_Space Heating_Natural Gas_Gas Boiler - High Turndown Burner_A_Technical Potential | F11 | Commercial | WA - College | Existing | Space Heating | Natural Gas | Gas Boiler - High Turndown Burner | A | Purchases (Cumulative) | Technical Potential | 0 | 0 | 0 | 17174.1038 | 38261.1644 | 64065.5555 | 94020.3878 | 128187.6673 | 168133.324 | 211954.3298 | 256720.5825 | 298907.4033 | 335170.5492 | 363232.5024 | 382490.8077 | 394015.1245 | 399397.7637 | 399397.7637 | 399397.7637 | 399397.7637 | 399397.7637 | 399397.7637 | 399397.7637 | 399397.7637 | 399397.7637 | 399397.7637 | 399397.7637
F1_Commercial_WA - College_Existing_Space Heating_Natural Gas_Gas Boiler - Burner Control Optimization_A_Technical Potential | F1 | Commercial | WA - College | Existing | Space Heating | Natural Gas | Gas Boiler - Burner Control Optimization | A | Integrated Unit Energy Savings (kWh or therms) | Technical Potential | 0 | 0 | 0.071586 | 0.070128 | 0.068398 | 0.066615 | 0.064796 | 0.062929 | 0.060998 | 0.059005 | 0.056958 | 0.054872 | 0.052772 | 0.05072 | 0.048747 | 0.046867 | 0.045087 | 0.043438 | 0.042011 | 0.040805 | 0.0397 | 0.03872 | 0.037777 | 0.037051 | 0.036333 | 0.035624 | 0.034921
F2_Commercial_WA - College_Existing_Space Heating_Natural Gas_Gas Boiler - Burner Control Optimization_A_Technical Potential | F2 | Commercial | WA - College | Existing | Space Heating | Natural Gas | Gas Boiler - Burner Control Optimization | A | Integrated Unit Summer Peak Savings (kW) | Technical Potential | 0 | 0 | 0 | 0 | 0 | 0 | 0 | 0 | 0 | 0 | 0 | 0 | 0 | 0 | 0 | 0 | 0 | 0 | 0 | 0 | 0 | 0 | 0 | 0 | 0 | 0 | 0
F3_Commercial_WA - College_Existing_Space Heating_Natural Gas_Gas Boiler - Burner Control Optimization_A_Technical Potential | F3 | Commercial | WA - College | Existing | Space Heating | Natural Gas | Gas Boiler - Burner Control Optimization | A | Integrated Unit Winter Peak Savings (kW) | Technical Potential | 0 | 0 | 0 | 0 | 0 | 0 | 0 | 0 | 0 | 0 | 0 | 0 | 0 | 0 | 0 | 0 | 0 | 0 | 0 | 0 | 0 | 0 | 0 | 0 | 0 | 0 | 0
F4_Commercial_WA - College_Existing_Space Heating_Natural Gas_Gas Boiler - Burner Control Optimization_A_Technical Potential | F4 | Commercial | WA - College | Existing | Space Heating | Natural Gas | Gas Boiler - Burner Control Optimization | A | Incremental Energy Savings (MWh or mTherms) | Technical Potential | 0 | 0 | 0 | 0.44814 | 0.23519 | 0.7749 | 1.2261 | 1.8074 | 2.5091 | 3.3015 | 4.1315 | 4.9229 | 5.583 | 6.0203 | 6.1552 | 5.9425 | 5.3891 | 4.5649 | 3.5939 | 2.6091 | 1.8599 | 0.7423 | 0.64261 | 0 | 0 | 0 | 0
F5_Commercial_WA - College_Existing_Space Heating_Natural Gas_Gas Boiler - Burner Control Optimization_A_Technical Potential | F5 | Commercial | WA - College | Existing | Space Heating | Natural Gas | Gas Boiler - Burner Control Optimization | A | Incremental Summer Peak Savings (MW) | Technical Potential | 0 | 0 | 0 | 0 | 0 | 0 | 0 | 0 | 0 | 0 | 0 | 0 | 0 | 0 | 0 | 0 | 0 | 0 | 0 | 0 | 0 | 0 | 0 | 0 | 0 | 0 | 0
F6_Commercial_WA - College_Existing_Space Heating_Natural Gas_Gas Boiler - Burner Control Optimization_A_Technical Potential | F6 | Commercial | WA - College | Existing | Space Heating | Natural Gas | Gas Boiler - Burner Control Optimization | A | Incremental Winter Peak Savings (MW) | Technical Potential | 0 | 0 | 0 | 0 | 0 | 0 | 0 | 0 | 0 | 0 | 0 | 0 | 0 | 0 | 0 | 0 | 0 | 0 | 0 | 0 | 0 | 0 | 0 | 0 | 0 | 0 | 0
F7_Commercial_WA - College_Existing_Space Heating_Natural Gas_Gas Boiler - Burner Control Optimization_A_Technical Potential | F7 | Commercial | WA - College | Existing | Space Heating | Natural Gas | Gas Boiler - Burner Control Optimization | A | Cumulative Energy Savings (MWh or mTherms) | Technical Potential | 0 | 0 | 0 | 0.44814 | 0.67228 | 1.4297 | 2.6167 | 4.3486 | 6.7242 | 9.8061 | 13.5975 | 18.0224 | 22.9154 | 28.0449 | 33.1089 | 37.7743 | 41.7293 | 44.7677 | 46.8913 | 48.1537 | 48.71 | 48.2494 | 47.7174 | 46.8004 | 45.8938 | 44.9978 | 44.1096
F8_Commercial_WA - College_Existing_Space Heating_Natural Gas_Gas Boiler - Burner Control Optimization_A_Technical Potential | F8 | Commercial | WA - College | Existing | Space Heating | Natural Gas | Gas Boiler - Burner Control Optimization | A | Cumulative Summer Peak Savings (MW) | Technical Potential | 0 | 0 | 0 | 0 | 0 | 0 | 0 | 0 | 0 | 0 | 0 | 0 | 0 | 0 | 0 | 0 | 0 | 0 | 0 | 0 | 0 | 0 | 0 | 0 | 0 | 0 | 0
F9_Commercial_WA - College_Existing_Space Heating_Natural Gas_Gas Boiler - Burner Control Optimization_A_Technical Potential | F9 | Commercial | WA - College | Existing | Space Heating | Natural Gas | Gas Boiler - Burner Control Optimization | A | Cumulative Winter Peak Savings (MW) | Technical Potential | 0 | 0 | 0 | 0 | 0 | 0 | 0 | 0 | 0 | 0 | 0 | 0 | 0 | 0 | 0 | 0 | 0 | 0 | 0 | 0 | 0 | 0 | 0 | 0 | 0 | 0 | 0
F10_Commercial_WA - College_Existing_Space Heating_Natural Gas_Gas Boiler - Burner Control Optimization_A_Technical Potential | F10 | Commercial | WA - College | Existing | Space Heating | Natural Gas | Gas Boiler - Burner Control Optimization | A | Purchases (Incremental) | Technical Potential | 0 | 0 | 0 | 6390.3642 | 3438.6021 | 11632.4495 | 18921.7735 | 28720.6094 | 41134.0496 | 55953.6037 | 72536.0794 | 89714.6288 | 105794.8592 | 118694.9567 | 126269.0862 | 126796.243 | 119526.8428 | 105090.8278 | 85545.9731 | 63941.4286 | 46847.5524 | 19171.0927 | 17010.5634 | 0 | 0 | 0 | 0
F11_Commercial_WA - College_Existing_Space Heating_Natural Gas_Gas Boiler - Burner Control Optimization_A_Technical Potential | F11 | Commercial | WA - College | Existing | Space Heating | Natural Gas | Gas Boiler - Burner Control Optimization | A | Purchases (Cumulative) | Technical Potential | 0 | 0 | 0 | 6390.3642 | 9828.9663 | 21461.4159 | 40383.1894 | 69103.7988 | 110237.8483 | 166191.4521 | 238727.5315 | 328442.1603 | 434237.0196 | 552931.9762 | 679201.0625 | 805997.3055 | 925524.1482 | 1030614.976 | 1116160.9491 | 1180102.3777 | 1226949.9301 | 1246121.0228 | 1263131.5861 | 1263131.5861 | 1263131.5861 | 1263131.5861 | 1263131.5861
F1_Commercial_WA - College_Existing_Space Heating_Natural Gas_Gas Boiler - Stack Economizer_A_Technical Potential | F1 | Commercial | WA - College | Existing | Space Heating | Natural Gas | Gas Boiler - Stack Economizer | A | Integrated Unit Energy Savings (kWh or therms) | Technical Potential | 0 | 0 | 0.23697 | 0.23129 | 0.22411 | 0.2167 | 0.20943 | 0.20223 | 0.19485 | 0.1872 | 0.17933 | 0.17132 | 0.1633 | 0.15546 | 0.14791 | 0.14077 | 0.13411 | 0.12805 | 0.12294 | 0.11877 | 0.11505 | 0.11186 | 0.10883 | 0.10674 | 0.10467 | 0.10263 | 0.1006
F2_Commercial_WA - College_Existing_Space Heating_Natural Gas_Gas Boiler - Stack Economizer_A_Technical Potential | F2 | Commercial | WA - College | Existing | Space Heating | Natural Gas | Gas Boiler - Stack Economizer | A | Integrated Unit Summer Peak Savings (kW) | Technical Potential | 0 | 0 | 0 | 0 | 0 | 0 | 0 | 0 | 0 | 0 | 0 | 0 | 0 | 0 | 0 | 0 | 0 | 0 | 0 | 0 | 0 | 0 | 0 | 0 | 0 | 0 | 0
F3_Commercial_WA - College_Existing_Space Heating_Natural Gas_Gas Boiler - Stack Economizer_A_Technical Potential | F3 | Commercial | WA - College | Existing | Space Heating | Natural Gas | Gas Boiler - Stack Economizer | A | Integrated Unit Winter Peak Savings (kW) | Technical Potential | 0 | 0 | 0 | 0 | 0 | 0 | 0 | 0 | 0 | 0 | 0 | 0 | 0 | 0 | 0 | 0 | 0 | 0 | 0 | 0 | 0 | 0 | 0 | 0 | 0 | 0 | 0
F4_Commercial_WA - College_Existing_Space Heating_Natural Gas_Gas Boiler - Stack Economizer_A_Technical Potential | F4 | Commercial | WA - College | Existing | Space Heating | Natural Gas | Gas Boiler - Stack Economizer | A | Incremental Energy Savings (MWh or mTherms) | Technical Potential | 0 | 0 | 0 | 6.3554 | 7.5613 | 8.9471 | 10.0377 | 11.0556 | 12.4535 | 13.1252 | 12.8448 | 11.5642 | 9.4751 | 6.9799 | 4.5576 | 2.5956 | 1.155 | 0 | 0 | 0 | 0 | 0 | 0 | 0 | 0 | 0 | 0
F5_Commercial_WA - College_Existing_Space Heating_Natural Gas_Gas Boiler - Stack Economizer_A_Technical Potential | F5 | Commercial | WA - College | Existing | Space Heating | Natural Gas | Gas Boiler - Stack Economizer | A | Incremental Summer Peak Savings (MW) | Technical Potential | 0 | 0 | 0 | 0 | 0 | 0 | 0 | 0 | 0 | 0 | 0 | 0 | 0 | 0 | 0 | 0 | 0 | 0 | 0 | 0 | 0 | 0 | 0 | 0 | 0 | 0 | 0
F6_Commercial_WA - College_Existing_Space Heating_Natural Gas_Gas Boiler - Stack Economizer_A_Technical Potential | F6 | Commercial | WA - College | Existing | Space Heating | Natural Gas | Gas Boiler - Stack Economizer | A | Incremental Winter Peak Savings (MW) | Technical Potential | 0 | 0 | 0 | 0 | 0 | 0 | 0 | 0 | 0 | 0 | 0 | 0 | 0 | 0 | 0 | 0 | 0 | 0 | 0 | 0 | 0 | 0 | 0 | 0 | 0 | 0 | 0
F7_Commercial_WA - College_Existing_Space Heating_Natural Gas_Gas Boiler - Stack Economizer_A_Technical Potential | F7 | Commercial | WA - College | Existing | Space Heating | Natural Gas | Gas Boiler - Stack Economizer | A | Cumulative Energy Savings (MWh or mTherms) | Technical Potential | 0 | 0 | 0 | 6.3554 | 13.7194 | 22.2133 | 31.5058 | 41.4779 | 52.4176 | 63.4844 | 73.6608 | 81.936 | 87.5756 | 90.3476 | 90.5195 | 88.7445 | 85.6993 | 81.8259 | 78.5655 | 75.8996 | 73.5215 | 71.4834 | 69.5464 | 68.2095 | 66.8878 | 65.5816 | 64.2869
F8_Commercial_WA - College_Existing_Space Heating_Natural Gas_Gas Boiler - Stack Economizer_A_Technical Potential | F8 | Commercial | WA - College | Existing | Space Heating | Natural Gas | Gas Boiler - Stack Economizer | A | Cumulative Summer Peak Savings (MW) | Technical Potential | 0 | 0 | 0 | 0 | 0 | 0 | 0 | 0 | 0 | 0 | 0 | 0 | 0 | 0 | 0 | 0 | 0 | 0 | 0 | 0 | 0 | 0 | 0 | 0 | 0 | 0 | 0
F9_Commercial_WA - College_Existing_Space Heating_Natural Gas_Gas Boiler - Stack Economizer_A_Technical Potential | F9 | Commercial | WA - College | Existing | Space Heating | Natural Gas | Gas Boiler - Stack Economizer | A | Cumulative Winter Peak Savings (MW) | Technical Potential | 0 | 0 | 0 | 0 | 0 | 0 | 0 | 0 | 0 | 0 | 0 | 0 | 0 | 0 | 0 | 0 | 0 | 0 | 0 | 0 | 0 | 0 | 0 | 0 | 0 | 0 | 0
F10_Commercial_WA - College_Existing_Space Heating_Natural Gas_Gas Boiler - Stack Economizer_A_Technical Potential | F10 | Commercial | WA - College | Existing | Space Heating | Natural Gas | Gas Boiler - Stack Economizer | A | Purchases (Incremental) | Technical Potential | 0 | 0 | 0 | 27478.5661 | 33739.2969 | 41287.0258 | 47927.7316 | 54667.6472 | 63913.0508 | 70113.6092 | 71626.0044 | 67498.9133 | 58021.0333 | 44899.1252 | 30813.2885 | 18438.9068 | 8612.2227 | 0 | 0 | 0 | 0 | 0 | 0 | 0 | 0 | 0 | 0
F11_Commercial_WA - College_Existing_Space Heating_Natural Gas_Gas Boiler - Stack Economizer_A_Technical Potential | F11 | Commercial | WA - College | Existing | Space Heating | Natural Gas | Gas Boiler - Stack Economizer | A | Purchases (Cumulative) | Technical Potential | 0 | 0 | 0 | 27478.5661 | 61217.863 | 102504.8889 | 150432.6205 | 205100.2677 | 269013.3184 | 339126.9277 | 410752.9321 | 478251.8453 | 536272.8786 | 581172.0039 | 611985.2924 | 630424.1992 | 639036.4219 | 639036.4219 | 639036.4219 | 639036.4219 | 639036.4219 | 639036.4219 | 639036.4219 | 639036.4219 | 639036.4219 | 639036.4219 | 639036.4219
F1_Commercial_WA - College_Existing_Space Heating_Natural Gas_Gas Boiler - Thermostatic Radiator Valves_A_Technical Potential | F1 | Commercial | WA - College | Existing | Space Heating | Natural Gas | Gas Boiler - Thermostatic Radiator Valves | A | Integrated Unit Energy Savings (kWh or therms) | Technical Potential | 0 | 0 | 16.578 | 16.3004 | 16.0019 | 15.6949 | 15.3813 | 15.0588 | 14.7254 | 14.38 | 14.0219 | 13.651 | 13.2699 | 12.8829 | 12.4962 | 12.1173 | 11.7535 | 11.4106 | 11.1034 | 10.8325 | 10.5803 | 10.3523 | 10.1314 | 9.9367 | 9.7443 | 9.5541 | 9.3656
F2_Commercial_WA - College_Existing_Space Heating_Natural Gas_Gas Boiler - Thermostatic Radiator Valves_A_Technical Potential | F2 | Commercial | WA - College | Existing | Space Heating | Natural Gas | Gas Boiler - Thermostatic Radiator Valves | A | Integrated Unit Summer Peak Savings (kW) | Technical Potential | 0 | 0 | 0 | 0 | 0 | 0 | 0 | 0 | 0 | 0 | 0 | 0 | 0 | 0 | 0 | 0 | 0 | 0 | 0 | 0 | 0 | 0 | 0 | 0 | 0 | 0 | 0
F3_Commercial_WA - College_Existing_Space Heating_Natural Gas_Gas Boiler - Thermostatic Radiator Valves_A_Technical Potential | F3 | Commercial | WA - College | Existing | Space Heating | Natural Gas | Gas Boiler - Thermostatic Radiator Valves | A | Integrated Unit Winter Peak Savings (kW) | Technical Potential | 0 | 0 | 0 | 0 | 0 | 0 | 0 | 0 | 0 | 0 | 0 | 0 | 0 | 0 | 0 | 0 | 0 | 0 | 0 | 0 | 0 | 0 | 0 | 0 | 0 | 0 | 0
F4_Commercial_WA - College_Existing_Space Heating_Natural Gas_Gas Boiler - Thermostatic Radiator Valves_A_Technical Potential | F4 | Commercial | WA - College | Existing | Space Heating | Natural Gas | Gas Boiler - Thermostatic Radiator Valves | A | Incremental Energy Savings (MWh or mTherms) | Technical Potential | 0 | 0 | 0 | 12.1175 | 24.4172 | 23.9488 | 23.4703 | 22.9783 | 22.4695 | 21.9425 | 21.396 | 20.8301 | 20.2485 | 19.6579 | 19.068 | 18.4898 | 17.9346 | 17.4114 | 8.6886 | 0 | 2.1651e-14 | 0 | 0 | 0 | 0 | 0 | 0
F5_Commercial_WA - College_Existing_Space Heating_Natural Gas_Gas Boiler - Thermostatic Radiator Valves_A_Technical Potential | F5 | Commercial | WA - College | Existing | Space Heating | Natural Gas | Gas Boiler - Thermostatic Radiator Valves | A | Incremental Summer Peak Savings (MW) | Technical Potential | 0 | 0 | 0 | 0 | 0 | 0 | 0 | 0 | 0 | 0 | 0 | 0 | 0 | 0 | 0 | 0 | 0 | 0 | 0 | 0 | 0 | 0 | 0 | 0 | 0 | 0 | 0
F6_Commercial_WA - College_Existing_Space Heating_Natural Gas_Gas Boiler - Thermostatic Radiator Valves_A_Technical Potential | F6 | Commercial | WA - College | Existing | Space Heating | Natural Gas | Gas Boiler - Thermostatic Radiator Valves | A | Incremental Winter Peak Savings (MW) | Technical Potential | 0 | 0 | 0 | 0 | 0 | 0 | 0 | 0 | 0 | 0 | 0 | 0 | 0 | 0 | 0 | 0 | 0 | 0 | 0 | 0 | 0 | 0 | 0 | 0 | 0 | 0 | 0
F7_Commercial_WA - College_Existing_Space Heating_Natural Gas_Gas Boiler - Thermostatic Radiator Valves_A_Technical Potential | F7 | Commercial | WA - College | Existing | Space Heating | Natural Gas | Gas Boiler - Thermostatic Radiator Valves | A | Cumulative Energy Savings (MWh or mTherms) | Technical Potential | 0 | 0 | 0 | 12.1175 | 36.3128 | 59.565 | 81.8451 | 103.1076 | 123.2942 | 142.3447 | 160.196 | 176.789 | 192.101 | 206.1563 | 219.0375 | 230.8858 | 241.8869 | 252.2415 | 254.1408 | 247.9385 | 242.1669 | 236.9495 | 231.8916 | 227.4368 | 223.0323 | 218.6794 | 214.3641
F8_Commercial_WA - College_Existing_Space Heating_Natural Gas_Gas Boiler - Thermostatic Radiator Valves_A_Technical Potential | F8 | Commercial | WA - College | Existing | Space Heating | Natural Gas | Gas Boiler - Thermostatic Radiator Valves | A | Cumulative Summer Peak Savings (MW) | Technical Potential | 0 | 0 | 0 | 0 | 0 | 0 | 0 | 0 | 0 | 0 | 0 | 0 | 0 | 0 | 0 | 0 | 0 | 0 | 0 | 0 | 0 | 0 | 0 | 0 | 0 | 0 | 0
F9_Commercial_WA - College_Existing_Space Heating_Natural Gas_Gas Boiler - Thermostatic Radiator Valves_A_Technical Potential | F9 | Commercial | WA - College | Existing | Space Heating | Natural Gas | Gas Boiler - Thermostatic Radiator Valves | A | Cumulative Winter Peak Savings (MW) | Technical Potential | 0 | 0 | 0 | 0 | 0 | 0 | 0 | 0 | 0 | 0 | 0 | 0 | 0 | 0 | 0 | 0 | 0 | 0 | 0 | 0 | 0 | 0 | 0 | 0 | 0 | 0 | 0
F10_Commercial_WA - College_Existing_Space Heating_Natural Gas_Gas Boiler - Thermostatic Radiator Valves_A_Technical Potential | F10 | Commercial | WA - College | Existing | Space Heating | Natural Gas | Gas Boiler - Thermostatic Radiator Valves | A | Purchases (Incremental) | Technical Potential | 0 | 0 | 0 | 743.3867 | 1525.8991 | 1525.8991 | 1525.8991 | 1525.8991 | 1525.8991 | 1525.8991 | 1525.8991 | 1525.8991 | 1525.8991 | 1525.8991 | 1525.8991 | 1525.8991 | 1525.8991 | 1525.8991 | 782.5123 | 0 | 2.0464e-12 | 0 | 0 | 0 | 0 | 0 | 0
F11_Commercial_WA - College_Existing_Space Heating_Natural Gas_Gas Boiler - Thermostatic Radiator Valves_A_Technical Potential | F11 | Commercial | WA - College | Existing | Space Heating | Natural Gas | Gas Boiler - Thermostatic Radiator Valves | A | Purchases (Cumulative) | Technical Potential | 0 | 0 | 0 | 743.3867 | 2269.2858 | 3795.1849 | 5321.0839 | 6846.983 | 8372.8821 | 9898.7812 | 11424.6802 | 12950.5793 | 14476.4784 | 16002.3775 | 17528.2765 | 19054.1756 | 20580.0747 | 22105.9737 | 22888.4861 | 22888.4861 | 22888.4861 | 22888.4861 | 22888.4861 | 22888.4861 | 22888.4861 | 22888.4861 | 22888.4861
F1_Commercial_WA - College_Existing_Space Heating_Natural Gas_HVAC - Shut Off Damper_A_Technical Potential | F1 | Commercial | WA - College | Existing | Space Heating | Natural Gas | HVAC - Shut Off Damper | A | Integrated Unit Energy Savings (kWh or therms) | Technical Potential | 0 | 0 | 31.0245 | 30.2601 | 29.2973 | 28.3025 | 27.3287 | 26.362 | 25.3699 | 24.3424 | 23.2883 | 22.2201 | 21.1561 | 20.1211 | 19.1312 | 18.1987 | 17.3317 | 16.5452 | 15.8828 | 15.341 | 14.8577 | 14.4434 | 14.0498 | 13.7778 | 13.509 | 13.2435 | 12.9805
F2_Commercial_WA - College_Existing_Space Heating_Natural Gas_HVAC - Shut Off Damper_A_Technical Potential | F2 | Commercial | WA - College | Existing | Space Heating | Natural Gas | HVAC - Shut Off Damper | A | Integrated Unit Summer Peak Savings (kW) | Technical Potential | 0 | 0 | 0 | 0 | 0 | 0 | 0 | 0 | 0 | 0 | 0 | 0 | 0 | 0 | 0 | 0 | 0 | 0 | 0 | 0 | 0 | 0 | 0 | 0 | 0 | 0 | 0
F3_Commercial_WA - College_Existing_Space Heating_Natural Gas_HVAC - Shut Off Damper_A_Technical Potential | F3 | Commercial | WA - College | Existing | Space Heating | Natural Gas | HVAC - Shut Off Damper | A | Integrated Unit Winter Peak Savings (kW) | Technical Potential | 0 | 0 | 0 | 0 | 0 | 0 | 0 | 0 | 0 | 0 | 0 | 0 | 0 | 0 | 0 | 0 | 0 | 0 | 0 | 0 | 0 | 0 | 0 | 0 | 0 | 0 | 0
F4_Commercial_WA - College_Existing_Space Heating_Natural Gas_HVAC - Shut Off Damper_A_Technical Potential | F4 | Commercial | WA - College | Existing | Space Heating | Natural Gas | HVAC - Shut Off Damper | A | Incremental Energy Savings (MWh or mTherms) | Technical Potential | 0 | 0 | 0 | 4.3546 | 5.1767 | 6.1196 | 6.8595 | 7.5474 | 8.4917 | 8.9383 | 8.7357 | 7.8547 | 6.4285 | 4.7313 | 3.0872 | 1.7574 | 0.78171 | 0 | 0 | 0 | 0 | 0 | 0 | 0 | 0 | 0 | 0
F5_Commercial_WA - College_Existing_Space Heating_Natural Gas_HVAC - Shut Off Damper_A_Technical Potential | F5 | Commercial | WA - College | Existing | Space Heating | Natural Gas | HVAC - Shut Off Damper | A | Incremental Summer Peak Savings (MW) | Technical Potential | 0 | 0 | 0 | 0 | 0 | 0 | 0 | 0 | 0 | 0 | 0 | 0 | 0 | 0 | 0 | 0 | 0 | 0 | 0 | 0 | 0 | 0 | 0 | 0 | 0 | 0 | 0
F6_Commercial_WA - College_Existing_Space Heating_Natural Gas_HVAC - Shut Off Damper_A_Technical Potential | F6 | Commercial | WA - College | Existing | Space Heating | Natural Gas | HVAC - Shut Off Damper | A | Incremental Winter Peak Savings (MW) | Technical Potential | 0 | 0 | 0 | 0 | 0 | 0 | 0 | 0 | 0 | 0 | 0 | 0 | 0 | 0 | 0 | 0 | 0 | 0 | 0 | 0 | 0 | 0 | 0 | 0 | 0 | 0 | 0
F7_Commercial_WA - College_Existing_Space Heating_Natural Gas_HVAC - Shut Off Damper_A_Technical Potential | F7 | Commercial | WA - College | Existing | Space Heating | Natural Gas | HVAC - Shut Off Damper | A | Cumulative Energy Savings (MWh or mTherms) | Technical Potential | 0 | 0 | 0 | 4.3546 | 9.3928 | 15.1935 | 21.5303 | 28.316 | 35.7422 | 43.2329 | 50.0965 | 55.6534 | 59.4169 | 61.2414 | 61.3158 | 60.0843 | 58.0036 | 55.3716 | 53.1548 | 51.3415 | 49.7239 | 48.3374 | 47.0203 | 46.1097 | 45.2102 | 44.3218 | 43.4417
F8_Commercial_WA - College_Existing_Space Heating_Natural Gas_HVAC - Shut Off Damper_A_Technical Potential | F8 | Commercial | WA - College | Existing | Space Heating | Natural Gas | HVAC - Shut Off Damper | A | Cumulative Summer Peak Savings (MW) | Technical Potential | 0 | 0 | 0 | 0 | 0 | 0 | 0 | 0 | 0 | 0 | 0 | 0 | 0 | 0 | 0 | 0 | 0 | 0 | 0 | 0 | 0 | 0 | 0 | 0 | 0 | 0 | 0
F9_Commercial_WA - College_Existing_Space Heating_Natural Gas_HVAC - Shut Off Damper_A_Technical Potential | F9 | Commercial | WA - College | Existing | Space Heating | Natural Gas | HVAC - Shut Off Damper | A | Cumulative Winter Peak Savings (MW) | Technical Potential | 0 | 0 | 0 | 0 | 0 | 0 | 0 | 0 | 0 | 0 | 0 | 0 | 0 | 0 | 0 | 0 | 0 | 0 | 0 | 0 | 0 | 0 | 0 | 0 | 0 | 0 | 0
F10_Commercial_WA - College_Existing_Space Heating_Natural Gas_HVAC - Shut Off Damper_A_Technical Potential | F10 | Commercial | WA - College | Existing | Space Heating | Natural Gas | HVAC - Shut Off Damper | A | Purchases (Incremental) | Technical Potential | 0 | 0 | 0 | 143.9072 | 176.695 | 216.223 | 251.0009 | 286.2983 | 334.7171 | 367.1898 | 375.1104 | 353.4965 | 303.8602 | 235.1398 | 161.3713 | 96.5658 | 45.1028 | 0 | 0 | 0 | 0 | 0 | 0 | 0 | 0 | 0 | 0
F11_Commercial_WA - College_Existing_Space Heating_Natural Gas_HVAC - Shut Off Damper_A_Technical Potential | F11 | Commercial | WA - College | Existing | Space Heating | Natural Gas | HVAC - Shut Off Damper | A | Purchases (Cumulative) | Technical Potential | 0 | 0 | 0 | 143.9072 | 320.6022 | 536.8252 | 787.8261 | 1074.1243 | 1408.8414 | 1776.0312 | 2151.1416 | 2504.6381 | 2808.4982 | 3043.6381 | 3205.0094 | 3301.5752 | 3346.678 | 3346.678 | 3346.678 | 3346.678 | 3346.678 | 3346.678 | 3346.678 | 3346.678 | 3346.678 | 3346.678 | 3346.678
F1_Commercial_WA - College_Existing_Space Heating_Natural Gas_Gas Furnace - Tube Inserts_A_Technical Potential | F1 | Commercial | WA - College | Existing | Space Heating | Natural Gas | Gas Furnace - Tube Inserts | A | Integrated Unit Energy Savings (kWh or therms) | Technical Potential | 0 | 0 | 0 | 0 | 0 | 0 | 0 | 0 | 0 | 0 | 0 | 0 | 0 | 0 | 0 | 0 | 0 | 0 | 0 | 0 | 0 | 0 | 0 | 0 | 0 | 0 | 0
F2_Commercial_WA - College_Existing_Space Heating_Natural Gas_Gas Furnace - Tube Inserts_A_Technical Potential | F2 | Commercial | WA - College | Existing | Space Heating | Natural Gas | Gas Furnace - Tube Inserts | A | Integrated Unit Summer Peak Savings (kW) | Technical Potential | 0 | 0 | 0 | 0 | 0 | 0 | 0 | 0 | 0 | 0 | 0 | 0 | 0 | 0 | 0 | 0 | 0 | 0 | 0 | 0 | 0 | 0 | 0 | 0 | 0 | 0 | 0
F3_Commercial_WA - College_Existing_Space Heating_Natural Gas_Gas Furnace - Tube Inserts_A_Technical Potential | F3 | Commercial | WA - College | Existing | Space Heating | Natural Gas | Gas Furnace - Tube Inserts | A | Integrated Unit Winter Peak Savings (kW) | Technical Potential | 0 | 0 | 0 | 0 | 0 | 0 | 0 | 0 | 0 | 0 | 0 | 0 | 0 | 0 | 0 | 0 | 0 | 0 | 0 | 0 | 0 | 0 | 0 | 0 | 0 | 0 | 0
F4_Commercial_WA - College_Existing_Space Heating_Natural Gas_Gas Furnace - Tube Inserts_A_Technical Potential | F4 | Commercial | WA - College | Existing | Space Heating | Natural Gas | Gas Furnace - Tube Inserts | A | Incremental Energy Savings (MWh or mTherms) | Technical Potential | 0 | 0 | 0 | 0 | 0 | 0 | 0 | 0 | 0 | 0 | 0 | 0 | 0 | 0 | 0 | 0 | 0 | 0 | 0 | 0 | 0 | 0 | 0 | 0 | 0 | 0 | 0
F5_Commercial_WA - College_Existing_Space Heating_Natural Gas_Gas Furnace - Tube Inserts_A_Technical Potential | F5 | Commercial | WA - College | Existing | Space Heating | Natural Gas | Gas Furnace - Tube Inserts | A | Incremental Summer Peak Savings (MW) | Technical Potential | 0 | 0 | 0 | 0 | 0 | 0 | 0 | 0 | 0 | 0 | 0 | 0 | 0 | 0 | 0 | 0 | 0 | 0 | 0 | 0 | 0 | 0 | 0 | 0 | 0 | 0 | 0
F6_Commercial_WA - College_Existing_Space Heating_Natural Gas_Gas Furnace - Tube Inserts_A_Technical Potential | F6 | Commercial | WA - College | Existing | Space Heating | Natural Gas | Gas Furnace - Tube Inserts | A | Incremental Winter Peak Savings (MW) | Technical Potential | 0 | 0 | 0 | 0 | 0 | 0 | 0 | 0 | 0 | 0 | 0 | 0 | 0 | 0 | 0 | 0 | 0 | 0 | 0 | 0 | 0 | 0 | 0 | 0 | 0 | 0 | 0
F7_Commercial_WA - College_Existing_Space Heating_Natural Gas_Gas Furnace - Tube Inserts_A_Technical Potential | F7 | Commercial | WA - College | Existing | Space Heating | Natural Gas | Gas Furnace - Tube Inserts | A | Cumulative Energy Savings (MWh or mTherms) | Technical Potential | 0 | 0 | 0 | 0 | 0 | 0 | 0 | 0 | 0 | 0 | 0 | 0 | 0 | 0 | 0 | 0 | 0 | 0 | 0 | 0 | 0 | 0 | 0 | 0 | 0 | 0 | 0
F8_Commercial_WA - College_Existing_Space Heating_Natural Gas_Gas Furnace - Tube Inserts_A_Technical Potential | F8 | Commercial | WA - College | Existing | Space Heating | Natural Gas | Gas Furnace - Tube Inserts | A | Cumulative Summer Peak Savings (MW) | Technical Potential | 0 | 0 | 0 | 0 | 0 | 0 | 0 | 0 | 0 | 0 | 0 | 0 | 0 | 0 | 0 | 0 | 0 | 0 | 0 | 0 | 0 | 0 | 0 | 0 | 0 | 0 | 0
F9_Commercial_WA - College_Existing_Space Heating_Natural Gas_Gas Furnace - Tube Inserts_A_Technical Potential | F9 | Commercial | WA - College | Existing | Space Heating | Natural Gas | Gas Furnace - Tube Inserts | A | Cumulative Winter Peak Savings (MW) | Technical Potential | 0 | 0 | 0 | 0 | 0 | 0 | 0 | 0 | 0 | 0 | 0 | 0 | 0 | 0 | 0 | 0 | 0 | 0 | 0 | 0 | 0 | 0 | 0 | 0 | 0 | 0 | 0
F10_Commercial_WA - College_Existing_Space Heating_Natural Gas_Gas Furnace - Tube Inserts_A_Technical Potential | F10 | Commercial | WA - College | Existing | Space Heating | Natural Gas | Gas Furnace - Tube Inserts | A | Purchases (Incremental) | Technical Potential | 0 | 0 | 0 | 3902.1646 | 2099.7225 | 7103.1527 | 11554.2514 | 17537.7399 | 21215.6263 | 32067.371 | 37189.7408 | 43228.424 | 47064.0482 | 47361.217 | 42936.9247 | 33133.0238 | 18204.3092 | 0 | 0 | 0 | 0 | 0 | 0 | 0 | 0 | 0 | 0
F11_Commercial_WA - College_Existing_Space Heating_Natural Gas_Gas Furnace - Tube Inserts_A_Technical Potential | F11 | Commercial | WA - College | Existing | Space Heating | Natural Gas | Gas Furnace - Tube Inserts | A | Purchases (Cumulative) | Technical Potential | 0 | 0 | 0 | 3902.1646 | 6001.8871 | 13105.0398 | 24659.2912 | 42197.0311 | 63412.6574 | 95480.0285 | 132669.7693 | 175898.1933 | 222962.2415 | 270323.4585 | 313260.3832 | 346393.407 | 364597.7162 | 364597.7162 | 364597.7162 | 364597.7162 | 364597.7162 | 364597.7162 | 364597.7162 | 364597.7162 | 364597.7162 | 364597.7162 | 364597.7162
F1_Commercial_WA - College_Existing_Space Heating_Natural Gas_Gas Boiler - Insulate Steam Lines/Condensate Tank_A_Technical Potential | F1 | Commercial | WA - College | Existing | Space Heating | Natural Gas | Gas Boiler - Insulate Steam Lines/Condensate Tank | A | Integrated Unit Energy Savings (kWh or therms) | Technical Potential | 0 | 0 | 6.3049 | 6.2112 | 6.1169 | 6.0225 | 5.9281 | 5.8338 | 5.7396 | 5.6455 | 5.5518 | 5.4583 | 5.3652 | 5.2725 | 5.1802 | 5.0884 | 4.9971 | 4.9064 | 4.8162 | 4.7267 | 4.6378 | 4.5497 | 4.4628 | 4.3771 | 4.2924 | 4.2086 | 4.1256
F2_Commercial_WA - College_Existing_Space Heating_Natural Gas_Gas Boiler - Insulate Steam Lines/Condensate Tank_A_Technical Potential | F2 | Commercial | WA - College | Existing | Space Heating | Natural Gas | Gas Boiler - Insulate Steam Lines/Condensate Tank | A | Integrated Unit Summer Peak Savings (kW) | Technical Potential | 0 | 0 | 0 | 0 | 0 | 0 | 0 | 0 | 0 | 0 | 0 | 0 | 0 | 0 | 0 | 0 | 0 | 0 | 0 | 0 | 0 | 0 | 0 | 0 | 0 | 0 | 0
F3_Commercial_WA - College_Existing_Space Heating_Natural Gas_Gas Boiler - Insulate Steam Lines/Condensate Tank_A_Technical Potential | F3 | Commercial | WA - College | Existing | Space Heating | Natural Gas | Gas Boiler - Insulate Steam Lines/Condensate Tank | A | Integrated Unit Winter Peak Savings (kW) | Technical Potential | 0 | 0 | 0 | 0 | 0 | 0 | 0 | 0 | 0 | 0 | 0 | 0 | 0 | 0 | 0 | 0 | 0 | 0 | 0 | 0 | 0 | 0 | 0 | 0 | 0 | 0 | 0
F4_Commercial_WA - College_Existing_Space Heating_Natural Gas_Gas Boiler - Insulate Steam Lines/Condensate Tank_A_Technical Potential | F4 | Commercial | WA - College | Existing | Space Heating | Natural Gas | Gas Boiler - Insulate Steam Lines/Condensate Tank | A | Incremental Energy Savings (MWh or mTherms) | Technical Potential | 0 | 0 | 0 | 10.8281 | 21.8886 | 21.5508 | 21.213 | 20.8754 | 20.5383 | 20.2019 | 19.8664 | 19.532 | 19.1988 | 18.867 | 18.5368 | 18.2083 | 17.8816 | 17.5569 | 8.838 | 0 | 2.5308e-14 | 0 | 0 | 0 | 0 | 0 | 0
F5_Commercial_WA - College_Existing_Space Heating_Natural Gas_Gas Boiler - Insulate Steam Lines/Condensate Tank_A_Technical Potential | F5 | Commercial | WA - College | Existing | Space Heating | Natural Gas | Gas Boiler - Insulate Steam Lines/Condensate Tank | A | Incremental Summer Peak Savings (MW) | Technical Potential | 0 | 0 | 0 | 0 | 0 | 0 | 0 | 0 | 0 | 0 | 0 | 0 | 0 | 0 | 0 | 0 | 0 | 0 | 0 | 0 | 0 | 0 | 0 | 0 | 0 | 0 | 0
F6_Commercial_WA - College_Existing_Space Heating_Natural Gas_Gas Boiler - Insulate Steam Lines/Condensate Tank_A_Technical Potential | F6 | Commercial | WA - College | Existing | Space Heating | Natural Gas | Gas Boiler - Insulate Steam Lines/Condensate Tank | A | Incremental Winter Peak Savings (MW) | Technical Potential | 0 | 0 | 0 | 0 | 0 | 0 | 0 | 0 | 0 | 0 | 0 | 0 | 0 | 0 | 0 | 0 | 0 | 0 | 0 | 0 | 0 | 0 | 0 | 0 | 0 | 0 | 0
F7_Commercial_WA - College_Existing_Space Heating_Natural Gas_Gas Boiler - Insulate Steam Lines/Condensate Tank_A_Technical Potential | F7 | Commercial | WA - College | Existing | Space Heating | Natural Gas | Gas Boiler - Insulate Steam Lines/Condensate Tank | A | Cumulative Energy Savings (MWh or mTherms) | Technical Potential | 0 | 0 | 0 | 10.8281 | 32.5523 | 53.6007 | 73.9736 | 93.6719 | 112.6976 | 131.0535 | 148.7433 | 165.7712 | 182.1422 | 197.8618 | 212.9358 | 227.3706 | 241.1728 | 254.3497 | 258.5122 | 253.7069 | 248.938 | 244.2069 | 239.5459 | 234.9453 | 230.3968 | 225.9012 | 221.4445
F8_Commercial_WA - College_Existing_Space Heating_Natural Gas_Gas Boiler - Insulate Steam Lines/Condensate Tank_A_Technical Potential | F8 | Commercial | WA - College | Existing | Space Heating | Natural Gas | Gas Boiler - Insulate Steam Lines/Condensate Tank | A | Cumulative Summer Peak Savings (MW) | Technical Potential | 0 | 0 | 0 | 0 | 0 | 0 | 0 | 0 | 0 | 0 | 0 | 0 | 0 | 0 | 0 | 0 | 0 | 0 | 0 | 0 | 0 | 0 | 0 | 0 | 0 | 0 | 0
F9_Commercial_WA - College_Existing_Space Heating_Natural Gas_Gas Boiler - Insulate Steam Lines/Condensate Tank_A_Technical Potential | F9 | Commercial | WA - College | Existing | Space Heating | Natural Gas | Gas Boiler - Insulate Steam Lines/Condensate Tank | A | Cumulative Winter Peak Savings (MW) | Technical Potential | 0 | 0 | 0 | 0 | 0 | 0 | 0 | 0 | 0 | 0 | 0 | 0 | 0 | 0 | 0 | 0 | 0 | 0 | 0 | 0 | 0 | 0 | 0 | 0 | 0 | 0 | 0
F10_Commercial_WA - College_Existing_Space Heating_Natural Gas_Gas Boiler - Insulate Steam Lines/Condensate Tank_A_Technical Potential | F10 | Commercial | WA - College | Existing | Space Heating | Natural Gas | Gas Boiler - Insulate Steam Lines/Condensate Tank | A | Purchases (Incremental) | Technical Potential | 0 | 0 | 0 | 1743.314 | 3578.3814 | 3578.3814 | 3578.3814 | 3578.3814 | 3578.3814 | 3578.3814 | 3578.3814 | 3578.3814 | 3578.3814 | 3578.3814 | 3578.3814 | 3578.3814 | 3578.3814 | 3578.3814 | 1835.0674 | 0 | 5.457e-12 | 0 | 0 | 0 | 0 | 0 | 0
F11_Commercial_WA - College_Existing_Space Heating_Natural Gas_Gas Boiler - Insulate Steam Lines/Condensate Tank_A_Technical Potential | F11 | Commercial | WA - College | Existing | Space Heating | Natural Gas | Gas Boiler - Insulate Steam Lines/Condensate Tank | A | Purchases (Cumulative) | Technical Potential | 0 | 0 | 0 | 1743.314 | 5321.6954 | 8900.0767 | 12478.4581 | 16056.8394 | 19635.2208 | 23213.6021 | 26791.9835 | 30370.3649 | 33948.7462 | 37527.1276 | 41105.5089 | 44683.8903 | 48262.2716 | 51840.653 | 53675.7204 | 53675.7204 | 53675.7204 | 53675.7204 | 53675.7204 | 53675.7204 | 53675.7204 | 53675.7204 | 53675.7204
F1_Commercial_WA - College_Existing_Space Heating_Natural Gas_Gas Boiler - Insulate Hot Water Lines_A_Technical Potential | F1 | Commercial | WA - College | Existing | Space Heating | Natural Gas | Gas Boiler - Insulate Hot Water Lines | A | Integrated Unit Energy Savings (kWh or therms) | Technical Potential | 0 | 0 | 4.2208 | 4.1417 | 4.0491 | 3.9549 | 3.8596 | 3.7629 | 3.664 | 3.5629 | 3.4593 | 3.3533 | 3.2455 | 3.1371 | 3.0297 | 2.9249 | 2.8247 | 2.7303 | 2.6478 | 2.577 | 2.5109 | 2.4509 | 2.3928 | 2.3468 | 2.3013 | 2.2564 | 2.2119
F2_Commercial_WA - College_Existing_Space Heating_Natural Gas_Gas Boiler - Insulate Hot Water Lines_A_Technical Potential | F2 | Commercial | WA - College | Existing | Space Heating | Natural Gas | Gas Boiler - Insulate Hot Water Lines | A | Integrated Unit Summer Peak Savings (kW) | Technical Potential | 0 | 0 | 0 | 0 | 0 | 0 | 0 | 0 | 0 | 0 | 0 | 0 | 0 | 0 | 0 | 0 | 0 | 0 | 0 | 0 | 0 | 0 | 0 | 0 | 0 | 0 | 0
F3_Commercial_WA - College_Existing_Space Heating_Natural Gas_Gas Boiler - Insulate Hot Water Lines_A_Technical Potential | F3 | Commercial | WA - College | Existing | Space Heating | Natural Gas | Gas Boiler - Insulate Hot Water Lines | A | Integrated Unit Winter Peak Savings (kW) | Technical Potential | 0 | 0 | 0 | 0 | 0 | 0 | 0 | 0 | 0 | 0 | 0 | 0 | 0 | 0 | 0 | 0 | 0 | 0 | 0 | 0 | 0 | 0 | 0 | 0 | 0 | 0 | 0
F4_Commercial_WA - College_Existing_Space Heating_Natural Gas_Gas Boiler - Insulate Hot Water Lines_A_Technical Potential | F4 | Commercial | WA - College | Existing | Space Heating | Natural Gas | Gas Boiler - Insulate Hot Water Lines | A | Incremental Energy Savings (MWh or mTherms) | Technical Potential | 0 | 0 | 0 | 7.2204 | 14.4891 | 14.152 | 13.8113 | 13.465 | 13.1113 | 12.7493 | 12.3787 | 11.9993 | 11.6136 | 11.2258 | 5.5596 | 0 | 1.9268e-14 | 0 | 2.0469e-14 | 0 | 1.8269e-14 | 0 | 0 | 0 | 0 | 0 | 0
F5_Commercial_WA - College_Existing_Space Heating_Natural Gas_Gas Boiler - Insulate Hot Water Lines_A_Technical Potential | F5 | Commercial | WA - College | Existing | Space Heating | Natural Gas | Gas Boiler - Insulate Hot Water Lines | A | Incremental Summer Peak Savings (MW) | Technical Potential | 0 | 0 | 0 | 0 | 0 | 0 | 0 | 0 | 0 | 0 | 0 | 0 | 0 | 0 | 0 | 0 | 0 | 0 | 0 | 0 | 0 | 0 | 0 | 0 | 0 | 0 | 0
F6_Commercial_WA - College_Existing_Space Heating_Natural Gas_Gas Boiler - Insulate Hot Water Lines_A_Technical Potential | F6 | Commercial | WA - College | Existing | Space Heating | Natural Gas | Gas Boiler - Insulate Hot Water Lines | A | Incremental Winter Peak Savings (MW) | Technical Potential | 0 | 0 | 0 | 0 | 0 | 0 | 0 | 0 | 0 | 0 | 0 | 0 | 0 | 0 | 0 | 0 | 0 | 0 | 0 | 0 | 0 | 0 | 0 | 0 | 0 | 0 | 0
F7_Commercial_WA - College_Existing_Space Heating_Natural Gas_Gas Boiler - Insulate Hot Water Lines_A_Technical Potential | F7 | Commercial | WA - College | Existing | Space Heating | Natural Gas | Gas Boiler - Insulate Hot Water Lines | A | Cumulative Energy Savings (MWh or mTherms) | Technical Potential | 0 | 0 | 0 | 7.2204 | 21.5478 | 35.1985 | 48.1624 | 60.4199 | 71.9439 | 82.7072 | 92.6812 | 101.8403 | 110.1808 | 117.7272 | 119.2538 | 115.1315 | 111.1859 | 107.4723 | 104.223 | 101.4344 | 98.8349 | 96.4724 | 94.1849 | 92.3751 | 90.5859 | 88.8176 | 87.0647
F8_Commercial_WA - College_Existing_Space Heating_Natural Gas_Gas Boiler - Insulate Hot Water Lines_A_Technical Potential | F8 | Commercial | WA - College | Existing | Space Heating | Natural Gas | Gas Boiler - Insulate Hot Water Lines | A | Cumulative Summer Peak Savings (MW) | Technical Potential | 0 | 0 | 0 | 0 | 0 | 0 | 0 | 0 | 0 | 0 | 0 | 0 | 0 | 0 | 0 | 0 | 0 | 0 | 0 | 0 | 0 | 0 | 0 | 0 | 0 | 0 | 0
F9_Commercial_WA - College_Existing_Space Heating_Natural Gas_Gas Boiler - Insulate Hot Water Lines_A_Technical Potential | F9 | Commercial | WA - College | Existing | Space Heating | Natural Gas | Gas Boiler - Insulate Hot Water Lines | A | Cumulative Winter Peak Savings (MW) | Technical Potential | 0 | 0 | 0 | 0 | 0 | 0 | 0 | 0 | 0 | 0 | 0 | 0 | 0 | 0 | 0 | 0 | 0 | 0 | 0 | 0 | 0 | 0 | 0 | 0 | 0 | 0 | 0
F10_Commercial_WA - College_Existing_Space Heating_Natural Gas_Gas Boiler - Insulate Hot Water Lines_A_Technical Potential | F10 | Commercial | WA - College | Existing | Space Heating | Natural Gas | Gas Boiler - Insulate Hot Water Lines | A | Purchases (Incremental) | Technical Potential | 0 | 0 | 0 | 1743.314 | 3578.3814 | 3578.3814 | 3578.3814 | 3578.3814 | 3578.3814 | 3578.3814 | 3578.3814 | 3578.3814 | 3578.3814 | 3578.3814 | 1835.0674 | 0 | 6.8212e-12 | 0 | 7.7307e-12 | 0 | 7.276e-12 | 0 | 0 | 0 | 0 | 0 | 0
F11_Commercial_WA - College_Existing_Space Heating_Natural Gas_Gas Boiler - Insulate Hot Water Lines_A_Technical Potential | F11 | Commercial | WA - College | Existing | Space Heating | Natural Gas | Gas Boiler - Insulate Hot Water Lines | A | Purchases (Cumulative) | Technical Potential | 0 | 0 | 0 | 1743.314 | 5321.6954 | 8900.0767 | 12478.4581 | 16056.8394 | 19635.2208 | 23213.6021 | 26791.9835 | 30370.3649 | 33948.7462 | 37527.1276 | 39362.1949 | 39362.1949 | 39362.1949 | 39362.1949 | 39362.1949 | 39362.1949 | 39362.1949 | 39362.1949 | 39362.1949 | 39362.1949 | 39362.1949 | 39362.1949 | 39362.1949
F1_Commercial_WA - College_Existing_Space Heating_Natural Gas_Condensing RTU_A_Technical Potential | F1 | Commercial | WA - College | Existing | Space Heating | Natural Gas | Condensing RTU | A | Integrated Unit Energy Savings (kWh or therms) | Technical Potential | 0 | 0 | 0.028715 | 0.028025 | 0.027143 | 0.026223 | 0.025313 | 0.024402 | 0.023459 | 0.022477 | 0.021466 | 0.020439 | 0.019414 | 0.018415 | 0.017458 | 0.016554 | 0.015712 | 0.014946 | 0.014293 | 0.013755 | 0.013276 | 0.012864 | 0.012475 | 0.012199 | 0.01193 | 0.011666 | 0.011408
F2_Commercial_WA - College_Existing_Space Heating_Natural Gas_Condensing RTU_A_Technical Potential | F2 | Commercial | WA - College | Existing | Space Heating | Natural Gas | Condensing RTU | A | Integrated Unit Summer Peak Savings (kW) | Technical Potential | 0 | 0 | 0 | 0 | 0 | 0 | 0 | 0 | 0 | 0 | 0 | 0 | 0 | 0 | 0 | 0 | 0 | 0 | 0 | 0 | 0 | 0 | 0 | 0 | 0 | 0 | 0
F3_Commercial_WA - College_Existing_Space Heating_Natural Gas_Condensing RTU_A_Technical Potential | F3 | Commercial | WA - College | Existing | Space Heating | Natural Gas | Condensing RTU | A | Integrated Unit Winter Peak Savings (kW) | Technical Potential | 0 | 0 | 0 | 0 | 0 | 0 | 0 | 0 | 0 | 0 | 0 | 0 | 0 | 0 | 0 | 0 | 0 | 0 | 0 | 0 | 0 | 0 | 0 | 0 | 0 | 0 | 0
F4_Commercial_WA - College_Existing_Space Heating_Natural Gas_Condensing RTU_A_Technical Potential | F4 | Commercial | WA - College | Existing | Space Heating | Natural Gas | Condensing RTU | A | Incremental Energy Savings (MWh or mTherms) | Technical Potential | 0 | 0 | 0 | 0.30378 | 0.60392 | 0.58343 | 0.56319 | 0.54292 | 0.26767 | 0 | 0 | 0 | 0 | 0 | 0 | 0 | 7.431e-16 | 0 | 0 | 0 | 0 | 0 | 0 | 0 | 0 | 0 | 0
F5_Commercial_WA - College_Existing_Space Heating_Natural Gas_Condensing RTU_A_Technical Potential | F5 | Commercial | WA - College | Existing | Space Heating | Natural Gas | Condensing RTU | A | Incremental Summer Peak Savings (MW) | Technical Potential | 0 | 0 | 0 | 0 | 0 | 0 | 0 | 0 | 0 | 0 | 0 | 0 | 0 | 0 | 0 | 0 | 0 | 0 | 0 | 0 | 0 | 0 | 0 | 0 | 0 | 0 | 0
F6_Commercial_WA - College_Existing_Space Heating_Natural Gas_Condensing RTU_A_Technical Potential | F6 | Commercial | WA - College | Existing | Space Heating | Natural Gas | Condensing RTU | A | Incremental Winter Peak Savings (MW) | Technical Potential | 0 | 0 | 0 | 0 | 0 | 0 | 0 | 0 | 0 | 0 | 0 | 0 | 0 | 0 | 0 | 0 | 0 | 0 | 0 | 0 | 0 | 0 | 0 | 0 | 0 | 0 | 0
F7_Commercial_WA - College_Existing_Space Heating_Natural Gas_Condensing RTU_A_Technical Potential | F7 | Commercial | WA - College | Existing | Space Heating | Natural Gas | Condensing RTU | A | Cumulative Energy Savings (MWh or mTherms) | Technical Potential | 0 | 0 | 0 | 0.30378 | 0.89814 | 1.4511 | 1.964 | 2.4362 | 2.6097 | 2.5005 | 2.388 | 2.2737 | 2.1597 | 2.0486 | 1.9421 | 1.8416 | 1.7479 | 1.6626 | 1.59 | 1.5302 | 1.4769 | 1.431 | 1.3878 | 1.3571 | 1.3271 | 1.2978 | 1.2691
F8_Commercial_WA - College_Existing_Space Heating_Natural Gas_Condensing RTU_A_Technical Potential | F8 | Commercial | WA - College | Existing | Space Heating | Natural Gas | Condensing RTU | A | Cumulative Summer Peak Savings (MW) | Technical Potential | 0 | 0 | 0 | 0 | 0 | 0 | 0 | 0 | 0 | 0 | 0 | 0 | 0 | 0 | 0 | 0 | 0 | 0 | 0 | 0 | 0 | 0 | 0 | 0 | 0 | 0 | 0
F9_Commercial_WA - College_Existing_Space Heating_Natural Gas_Condensing RTU_A_Technical Potential | F9 | Commercial | WA - College | Existing | Space Heating | Natural Gas | Condensing RTU | A | Cumulative Winter Peak Savings (MW) | Technical Potential | 0 | 0 | 0 | 0 | 0 | 0 | 0 | 0 | 0 | 0 | 0 | 0 | 0 | 0 | 0 | 0 | 0 | 0 | 0 | 0 | 0 | 0 | 0 | 0 | 0 | 0 | 0
F10_Commercial_WA - College_Existing_Space Heating_Natural Gas_Condensing RTU_A_Technical Potential | F10 | Commercial | WA - College | Existing | Space Heating | Natural Gas | Condensing RTU | A | Purchases (Incremental) | Technical Potential | 0 | 0 | 0 | 10839.3461 | 22249.1842 | 22249.1842 | 22249.1842 | 22249.1842 | 11409.838 | 0 | 0 | 0 | 0 | 0 | 0 | 0 | 4.7294e-11 | 0 | 0 | 0 | 0 | 0 | 0 | 0 | 0 | 0 | 0
F11_Commercial_WA - College_Existing_Space Heating_Natural Gas_Condensing RTU_A_Technical Potential | F11 | Commercial | WA - College | Existing | Space Heating | Natural Gas | Condensing RTU | A | Purchases (Cumulative) | Technical Potential | 0 | 0 | 0 | 10839.3461 | 33088.5303 | 55337.7144 | 77586.8986 | 99836.0827 | 111245.9208 | 111245.9208 | 111245.9208 | 111245.9208 | 111245.9208 | 111245.9208 | 111245.9208 | 111245.9208 | 111245.9208 | 111245.9208 | 111245.9208 | 111245.9208 | 111245.9208 | 111245.9208 | 111245.9208 | 111245.9208 | 111245.9208 | 111245.9208 | 111245.9208
F1_Commercial_WA - College_Existing_Space Heating_Natural Gas_Hydronic Heating Radiator Replacement_A_Technical Potential | F1 | Commercial | WA - College | Existing | Space Heating | Natural Gas | Hydronic Heating Radiator Replacement | A | Integrated Unit Energy Savings (kWh or therms) | Technical Potential | 0 | 0 | 35.7873 | 35.0252 | 34.1126 | 33.1616 | 32.1827 | 31.167 | 30.1041 | 28.9939 | 27.8403 | 26.6526 | 25.4478 | 24.264 | 23.1234 | 22.0424 | 21.0331 | 20.115 | 19.3449 | 18.7189 | 18.162 | 17.6874 | 17.2362 | 16.905 | 16.5775 | 16.2538 | 15.933
F2_Commercial_WA - College_Existing_Space Heating_Natural Gas_Hydronic Heating Radiator Replacement_A_Technical Potential | F2 | Commercial | WA - College | Existing | Space Heating | Natural Gas | Hydronic Heating Radiator Replacement | A | Integrated Unit Summer Peak Savings (kW) | Technical Potential | 0 | 0 | 0 | 0 | 0 | 0 | 0 | 0 | 0 | 0 | 0 | 0 | 0 | 0 | 0 | 0 | 0 | 0 | 0 | 0 | 0 | 0 | 0 | 0 | 0 | 0 | 0
F3_Commercial_WA - College_Existing_Space Heating_Natural Gas_Hydronic Heating Radiator Replacement_A_Technical Potential | F3 | Commercial | WA - College | Existing | Space Heating | Natural Gas | Hydronic Heating Radiator Replacement | A | Integrated Unit Winter Peak Savings (kW) | Technical Potential | 0 | 0 | 0 | 0 | 0 | 0 | 0 | 0 | 0 | 0 | 0 | 0 | 0 | 0 | 0 | 0 | 0 | 0 | 0 | 0 | 0 | 0 | 0 | 0 | 0 | 0 | 0
F4_Commercial_WA - College_Existing_Space Heating_Natural Gas_Hydronic Heating Radiator Replacement_A_Technical Potential | F4 | Commercial | WA - College | Existing | Space Heating | Natural Gas | Hydronic Heating Radiator Replacement | A | Incremental Energy Savings (MWh or mTherms) | Technical Potential | 0 | 0 | 0 | 10.4149 | 20.821 | 20.2405 | 19.643 | 19.0231 | 18.3743 | 17.6967 | 16.9926 | 16.2677 | 15.5323 | 14.8098 | 14.1136 | 13.4538 | 12.8378 | 12.2774 | 11.8074 | 11.4253 | 11.0853 | 10.7956 | 10.5203 | 0 | 0 | 0 | 0
F5_Commercial_WA - College_Existing_Space Heating_Natural Gas_Hydronic Heating Radiator Replacement_A_Technical Potential | F5 | Commercial | WA - College | Existing | Space Heating | Natural Gas | Hydronic Heating Radiator Replacement | A | Incremental Summer Peak Savings (MW) | Technical Potential | 0 | 0 | 0 | 0 | 0 | 0 | 0 | 0 | 0 | 0 | 0 | 0 | 0 | 0 | 0 | 0 | 0 | 0 | 0 | 0 | 0 | 0 | 0 | 0 | 0 | 0 | 0
F6_Commercial_WA - College_Existing_Space Heating_Natural Gas_Hydronic Heating Radiator Replacement_A_Technical Potential | F6 | Commercial | WA - College | Existing | Space Heating | Natural Gas | Hydronic Heating Radiator Replacement | A | Incremental Winter Peak Savings (MW) | Technical Potential | 0 | 0 | 0 | 0 | 0 | 0 | 0 | 0 | 0 | 0 | 0 | 0 | 0 | 0 | 0 | 0 | 0 | 0 | 0 | 0 | 0 | 0 | 0 | 0 | 0 | 0 | 0
F7_Commercial_WA - College_Existing_Space Heating_Natural Gas_Hydronic Heating Radiator Replacement_A_Technical Potential | F7 | Commercial | WA - College | Existing | Space Heating | Natural Gas | Hydronic Heating Radiator Replacement | A | Cumulative Energy Savings (MWh or mTherms) | Technical Potential | 0 | 0 | 0 | 10.4149 | 30.9645 | 50.3418 | 68.4988 | 85.3599 | 100.8233 | 114.8016 | 127.2266 | 138.0667 | 147.358 | 155.3128 | 162.1251 | 168 | 173.1453 | 177.865 | 182.8627 | 188.3705 | 193.8514 | 199.5811 | 205.0108 | 201.0708 | 197.1755 | 193.3259 | 189.5098
F8_Commercial_WA - College_Existing_Space Heating_Natural Gas_Hydronic Heating Radiator Replacement_A_Technical Potential | F8 | Commercial | WA - College | Existing | Space Heating | Natural Gas | Hydronic Heating Radiator Replacement | A | Cumulative Summer Peak Savings (MW) | Technical Potential | 0 | 0 | 0 | 0 | 0 | 0 | 0 | 0 | 0 | 0 | 0 | 0 | 0 | 0 | 0 | 0 | 0 | 0 | 0 | 0 | 0 | 0 | 0 | 0 | 0 | 0 | 0
F9_Commercial_WA - College_Existing_Space Heating_Natural Gas_Hydronic Heating Radiator Replacement_A_Technical Potential | F9 | Commercial | WA - College | Existing | Space Heating | Natural Gas | Hydronic Heating Radiator Replacement | A | Cumulative Winter Peak Savings (MW) | Technical Potential | 0 | 0 | 0 | 0 | 0 | 0 | 0 | 0 | 0 | 0 | 0 | 0 | 0 | 0 | 0 | 0 | 0 | 0 | 0 | 0 | 0 | 0 | 0 | 0 | 0 | 0 | 0
F10_Commercial_WA - College_Existing_Space Heating_Natural Gas_Hydronic Heating Radiator Replacement_A_Technical Potential | F10 | Commercial | WA - College | Existing | Space Heating | Natural Gas | Hydronic Heating Radiator Replacement | A | Purchases (Incremental) | Technical Potential | 0 | 0 | 0 | 297.3547 | 610.3596 | 610.3596 | 610.3596 | 610.3596 | 610.3596 | 610.3596 | 610.3596 | 610.3596 | 610.3596 | 610.3596 | 610.3596 | 610.3596 | 610.3596 | 610.3596 | 610.3596 | 610.3596 | 610.3596 | 610.3596 | 610.3596 | 0 | 0 | 0 | 0
F11_Commercial_WA - College_Existing_Space Heating_Natural Gas_Hydronic Heating Radiator Replacement_A_Technical Potential | F11 | Commercial | WA - College | Existing | Space Heating | Natural Gas | Hydronic Heating Radiator Replacement | A | Purchases (Cumulative) | Technical Potential | 0 | 0 | 0 | 297.3547 | 907.7143 | 1518.0739 | 2128.4336 | 2738.7932 | 3349.1528 | 3959.5125 | 4569.8721 | 5180.2317 | 5790.5914 | 6400.951 | 7011.3106 | 7621.6702 | 8232.0299 | 8842.3895 | 9452.7491 | 10063.1088 | 10673.4684 | 11283.828 | 11894.1876 | 11894.1876 | 11894.1876 | 11894.1876 | 11894.1876
F1_Commercial_WA - College_Existing_Space Heating_Natural Gas_Thermostat - Connected_A_Technical Potential | F1 | Commercial | WA - College | Existing | Space Heating | Natural Gas | Thermostat - Connected | A | Integrated Unit Energy Savings (kWh or therms) | Technical Potential | 0 | 0 | 33.5082 | 32.7705 | 31.8668 | 30.9294 | 29.9683 | 28.9753 | 27.9411 | 26.8658 | 25.7533 | 24.6125 | 23.4594 | 22.329 | 21.2419 | 20.2129 | 19.2529 | 18.3793 | 17.6435 | 17.0416 | 16.5047 | 16.0445 | 15.6073 | 15.3051 | 15.0065 | 14.7117 | 14.4195
F2_Commercial_WA - College_Existing_Space Heating_Natural Gas_Thermostat - Connected_A_Technical Potential | F2 | Commercial | WA - College | Existing | Space Heating | Natural Gas | Thermostat - Connected | A | Integrated Unit Summer Peak Savings (kW) | Technical Potential | 0 | 0 | 0 | 0 | 0 | 0 | 0 | 0 | 0 | 0 | 0 | 0 | 0 | 0 | 0 | 0 | 0 | 0 | 0 | 0 | 0 | 0 | 0 | 0 | 0 | 0 | 0
F3_Commercial_WA - College_Existing_Space Heating_Natural Gas_Thermostat - Connected_A_Technical Potential | F3 | Commercial | WA - College | Existing | Space Heating | Natural Gas | Thermostat - Connected | A | Integrated Unit Winter Peak Savings (kW) | Technical Potential | 0 | 0 | 0 | 0 | 0 | 0 | 0 | 0 | 0 | 0 | 0 | 0 | 0 | 0 | 0 | 0 | 0 | 0 | 0 | 0 | 0 | 0 | 0 | 0 | 0 | 0 | 0
F4_Commercial_WA - College_Existing_Space Heating_Natural Gas_Thermostat - Connected_A_Technical Potential | F4 | Commercial | WA - College | Existing | Space Heating | Natural Gas | Thermostat - Connected | A | Incremental Energy Savings (MWh or mTherms) | Technical Potential | 0 | 0 | 0 | 9.0566 | 10.8134 | 12.8432 | 14.4457 | 15.9311 | 10.2387 | 9.8284 | 7.8582 | 4.8446 | 0.7912 | 0 | 0 | 0 | 0 | 0 | 0 | 0 | 0 | 0 | 0 | 0 | 0 | 0 | 0
F5_Commercial_WA - College_Existing_Space Heating_Natural Gas_Thermostat - Connected_A_Technical Potential | F5 | Commercial | WA - College | Existing | Space Heating | Natural Gas | Thermostat - Connected | A | Incremental Summer Peak Savings (MW) | Technical Potential | 0 | 0 | 0 | 0 | 0 | 0 | 0 | 0 | 0 | 0 | 0 | 0 | 0 | 0 | 0 | 0 | 0 | 0 | 0 | 0 | 0 | 0 | 0 | 0 | 0 | 0 | 0
F6_Commercial_WA - College_Existing_Space Heating_Natural Gas_Thermostat - Connected_A_Technical Potential | F6 | Commercial | WA - College | Existing | Space Heating | Natural Gas | Thermostat - Connected | A | Incremental Winter Peak Savings (MW) | Technical Potential | 0 | 0 | 0 | 0 | 0 | 0 | 0 | 0 | 0 | 0 | 0 | 0 | 0 | 0 | 0 | 0 | 0 | 0 | 0 | 0 | 0 | 0 | 0 | 0 | 0 | 0 | 0
F7_Commercial_WA - College_Existing_Space Heating_Natural Gas_Thermostat - Connected_A_Technical Potential | F7 | Commercial | WA - College | Existing | Space Heating | Natural Gas | Thermostat - Connected | A | Cumulative Energy Savings (MWh or mTherms) | Technical Potential | 0 | 0 | 0 | 9.0566 | 19.6203 | 31.8864 | 45.3411 | 59.7699 | 67.8754 | 75.0915 | 79.8403 | 81.1483 | 78.1375 | 74.3727 | 70.7516 | 67.3243 | 64.1266 | 61.2169 | 58.7661 | 56.7615 | 54.9733 | 53.4405 | 51.9843 | 50.9776 | 49.9832 | 49.001 | 48.028
F8_Commercial_WA - College_Existing_Space Heating_Natural Gas_Thermostat - Connected_A_Technical Potential | F8 | Commercial | WA - College | Existing | Space Heating | Natural Gas | Thermostat - Connected | A | Cumulative Summer Peak Savings (MW) | Technical Potential | 0 | 0 | 0 | 0 | 0 | 0 | 0 | 0 | 0 | 0 | 0 | 0 | 0 | 0 | 0 | 0 | 0 | 0 | 0 | 0 | 0 | 0 | 0 | 0 | 0 | 0 | 0
F9_Commercial_WA - College_Existing_Space Heating_Natural Gas_Thermostat - Connected_A_Technical Potential | F9 | Commercial | WA - College | Existing | Space Heating | Natural Gas | Thermostat - Connected | A | Cumulative Winter Peak Savings (MW) | Technical Potential | 0 | 0 | 0 | 0 | 0 | 0 | 0 | 0 | 0 | 0 | 0 | 0 | 0 | 0 | 0 | 0 | 0 | 0 | 0 | 0 | 0 | 0 | 0 | 0 | 0 | 0 | 0
F10_Commercial_WA - College_Existing_Space Heating_Natural Gas_Thermostat - Connected_A_Technical Potential | F10 | Commercial | WA - College | Existing | Space Heating | Natural Gas | Thermostat - Connected | A | Purchases (Incremental) | Technical Potential | 0 | 0 | 0 | 276.3649 | 339.332 | 415.2431 | 482.0318 | 549.8183 | 366.4388 | 365.8336 | 305.1334 | 196.8366 | 33.7266 | 0 | 0 | 0 | 0 | 0 | 0 | 0 | 0 | 0 | 0 | 0 | 0 | 0 | 0
F11_Commercial_WA - College_Existing_Space Heating_Natural Gas_Thermostat - Connected_A_Technical Potential | F11 | Commercial | WA - College | Existing | Space Heating | Natural Gas | Thermostat - Connected | A | Purchases (Cumulative) | Technical Potential | 0 | 0 | 0 | 276.3649 | 615.6969 | 1030.94 | 1512.9719 | 2062.7902 | 2429.229 | 2795.0626 | 3100.196 | 3297.0327 | 3330.7592 | 3330.7592 | 3330.7592 | 3330.7592 | 3330.7592 | 3330.7592 | 3330.7592 | 3330.7592 | 3330.7592 | 3330.7592 | 3330.7592 | 3330.7592 | 3330.7592 | 3330.7592 | 3330.7592
F1_Commercial_WA - College_Existing_Water Heating_Natural Gas_Water Heater - Thermostatic Shower Restriction Valve_A_Technical Potential | F1 | Commercial | WA - College | Existing | Water Heating | Natural Gas | Water Heater - Thermostatic Shower Restriction Valve | A | Integrated Unit Energy Savings (kWh or therms) | Technical Potential | 0 | 0 | 2.3664 | 2.2947 | 2.2268 | 2.1644 | 2.1055 | 2.0499 | 1.9965 | 1.9472 | 1.8994 | 1.8545 | 1.8347 | 1.8194 | 1.8114 | 1.799 | 1.7899 | 1.7835 | 1.7783 | 1.7739 | 1.7714 | 1.7699 | 1.7692 | 1.7687 | 1.7669 | 1.7666 | 1.7663
F2_Commercial_WA - College_Existing_Water Heating_Natural Gas_Water Heater - Thermostatic Shower Restriction Valve_A_Technical Potential | F2 | Commercial | WA - College | Existing | Water Heating | Natural Gas | Water Heater - Thermostatic Shower Restriction Valve | A | Integrated Unit Summer Peak Savings (kW) | Technical Potential | 0 | 0 | 0 | 0 | 0 | 0 | 0 | 0 | 0 | 0 | 0 | 0 | 0 | 0 | 0 | 0 | 0 | 0 | 0 | 0 | 0 | 0 | 0 | 0 | 0 | 0 | 0
F3_Commercial_WA - College_Existing_Water Heating_Natural Gas_Water Heater - Thermostatic Shower Restriction Valve_A_Technical Potential | F3 | Commercial | WA - College | Existing | Water Heating | Natural Gas | Water Heater - Thermostatic Shower Restriction Valve | A | Integrated Unit Winter Peak Savings (kW) | Technical Potential | 0 | 0 | 0 | 0 | 0 | 0 | 0 | 0 | 0 | 0 | 0 | 0 | 0 | 0 | 0 | 0 | 0 | 0 | 0 | 0 | 0 | 0 | 0 | 0 | 0 | 0 | 0
F4_Commercial_WA - College_Existing_Water Heating_Natural Gas_Water Heater - Thermostatic Shower Restriction Valve_A_Technical Potential | F4 | Commercial | WA - College | Existing | Water Heating | Natural Gas | Water Heater - Thermostatic Shower Restriction Valve | A | Incremental Energy Savings (MWh or mTherms) | Technical Potential | 0 | 0 | 0 | 0 | 0 | 0 | 0 | 0 | 0 | 0 | 0 | 0 | 0 | 0 | 0 | 0 | 0 | 0 | 0 | 0 | 0 | 0 | 0 | 0 | 0 | 0 | 0
F5_Commercial_WA - College_Existing_Water Heating_Natural Gas_Water Heater - Thermostatic Shower Restriction Valve_A_Technical Potential | F5 | Commercial | WA - College | Existing | Water Heating | Natural Gas | Water Heater - Thermostatic Shower Restriction Valve | A | Incremental Summer Peak Savings (MW) | Technical Potential | 0 | 0 | 0 | 0 | 0 | 0 | 0 | 0 | 0 | 0 | 0 | 0 | 0 | 0 | 0 | 0 | 0 | 0 | 0 | 0 | 0 | 0 | 0 | 0 | 0 | 0 | 0
F6_Commercial_WA - College_Existing_Water Heating_Natural Gas_Water Heater - Thermostatic Shower Restriction Valve_A_Technical Potential | F6 | Commercial | WA - College | Existing | Water Heating | Natural Gas | Water Heater - Thermostatic Shower Restriction Valve | A | Incremental Winter Peak Savings (MW) | Technical Potential | 0 | 0 | 0 | 0 | 0 | 0 | 0 | 0 | 0 | 0 | 0 | 0 | 0 | 0 | 0 | 0 | 0 | 0 | 0 | 0 | 0 | 0 | 0 | 0 | 0 | 0 | 0
F7_Commercial_WA - College_Existing_Water Heating_Natural Gas_Water Heater - Thermostatic Shower Restriction Valve_A_Technical Potential | F7 | Commercial | WA - College | Existing | Water Heating | Natural Gas | Water Heater - Thermostatic Shower Restriction Valve | A | Cumulative Energy Savings (MWh or mTherms) | Technical Potential | 0 | 0 | 0 | 0 | 0 | 0 | 0 | 0 | 0 | 0 | 0 | 0 | 0 | 0 | 0 | 0 | 0 | 0 | 0 | 0 | 0 | 0 | 0 | 0 | 0 | 0 | 0
F8_Commercial_WA - College_Existing_Water Heating_Natural Gas_Water Heater - Thermostatic Shower Restriction Valve_A_Technical Potential | F8 | Commercial | WA - College | Existing | Water Heating | Natural Gas | Water Heater - Thermostatic Shower Restriction Valve | A | Cumulative Summer Peak Savings (MW) | Technical Potential | 0 | 0 | 0 | 0 | 0 | 0 | 0 | 0 | 0 | 0 | 0 | 0 | 0 | 0 | 0 | 0 | 0 | 0 | 0 | 0 | 0 | 0 | 0 | 0 | 0 | 0 | 0
F9_Commercial_WA - College_Existing_Water Heating_Natural Gas_Water Heater - Thermostatic Shower Restriction Valve_A_Technical Potential | F9 | Commercial | WA - College | Existing | Water Heating | Natural Gas | Water Heater - Thermostatic Shower Restriction Valve | A | Cumulative Winter Peak Savings (MW) | Technical Potential | 0 | 0 | 0 | 0 | 0 | 0 | 0 | 0 | 0 | 0 | 0 | 0 | 0 | 0 | 0 | 0 | 0 | 0 | 0 | 0 | 0 | 0 | 0 | 0 | 0 | 0 | 0
F10_Commercial_WA - College_Existing_Water Heating_Natural Gas_Water Heater - Thermostatic Shower Restriction Valve_A_Technical Potential | F10 | Commercial | WA - College | Existing | Water Heating | Natural Gas | Water Heater - Thermostatic Shower Restriction Valve | A | Purchases (Incremental) | Technical Potential | 0 | 0 | 0 | 0 | 0 | 0 | 0 | 0 | 0 | 0 | 0 | 0 | 0 | 0 | 0 | 0 | 0 | 0 | 0 | 0 | 0 | 0 | 0 | 0 | 0 | 0 | 0
F11_Commercial_WA - College_Existing_Water Heating_Natural Gas_Water Heater - Thermostatic Shower Restriction Valve_A_Technical Potential | F11 | Commercial | WA - College | Existing | Water Heating | Natural Gas | Water Heater - Thermostatic Shower Restriction Valve | A | Purchases (Cumulative) | Technical Potential | 0 | 0 | 0 | 0 | 0 | 0 | 0 | 0 | 0 | 0 | 0 | 0 | 0 | 0 | 0 | 0 | 0 | 0 | 0 | 0 | 0 | 0 | 0 | 0 | 0 | 0 | 0
F1_Commercial_WA - College_Existing_Water Heating_Natural Gas_Water Heater - Pre-Rinse Spray Valve_A_Technical Potential | F1 | Commercial | WA - College | Existing | Water Heating | Natural Gas | Water Heater - Pre-Rinse Spray Valve | A | Integrated Unit Energy Savings (kWh or therms) | Technical Potential | 0 | 0 | 16.0267 | 15.5337 | 15.0605 | 14.625 | 14.2203 | 13.8446 | 13.4835 | 13.1507 | 12.828 | 12.5245 | 12.3911 | 12.2874 | 12.2335 | 12.1499 | 12.0886 | 12.0452 | 12.0104 | 11.9807 | 11.9634 | 11.9536 | 11.9488 | 11.945 | 11.9333 | 11.9309 | 11.929
F2_Commercial_WA - College_Existing_Water Heating_Natural Gas_Water Heater - Pre-Rinse Spray Valve_A_Technical Potential | F2 | Commercial | WA - College | Existing | Water Heating | Natural Gas | Water Heater - Pre-Rinse Spray Valve | A | Integrated Unit Summer Peak Savings (kW) | Technical Potential | 0 | 0 | 0 | 0 | 0 | 0 | 0 | 0 | 0 | 0 | 0 | 0 | 0 | 0 | 0 | 0 | 0 | 0 | 0 | 0 | 0 | 0 | 0 | 0 | 0 | 0 | 0
F3_Commercial_WA - College_Existing_Water Heating_Natural Gas_Water Heater - Pre-Rinse Spray Valve_A_Technical Potential | F3 | Commercial | WA - College | Existing | Water Heating | Natural Gas | Water Heater - Pre-Rinse Spray Valve | A | Integrated Unit Winter Peak Savings (kW) | Technical Potential | 0 | 0 | 0 | 0 | 0 | 0 | 0 | 0 | 0 | 0 | 0 | 0 | 0 | 0 | 0 | 0 | 0 | 0 | 0 | 0 | 0 | 0 | 0 | 0 | 0 | 0 | 0
F4_Commercial_WA - College_Existing_Water Heating_Natural Gas_Water Heater - Pre-Rinse Spray Valve_A_Technical Potential | F4 | Commercial | WA - College | Existing | Water Heating | Natural Gas | Water Heater - Pre-Rinse Spray Valve | A | Incremental Energy Savings (MWh or mTherms) | Technical Potential | 0 | 0 | 0 | 0.29361 | 0.34952 | 0.41534 | 0.4688 | 0.25892 | 0.27985 | 0.26076 | 0.20911 | 0.11054 | 0 | 0 | 0 | 0 | 0 | 0 | 0 | 0 | 0 | 0 | 0 | 0 | 0 | 0 | 0
F5_Commercial_WA - College_Existing_Water Heating_Natural Gas_Water Heater - Pre-Rinse Spray Valve_A_Technical Potential | F5 | Commercial | WA - College | Existing | Water Heating | Natural Gas | Water Heater - Pre-Rinse Spray Valve | A | Incremental Summer Peak Savings (MW) | Technical Potential | 0 | 0 | 0 | 0 | 0 | 0 | 0 | 0 | 0 | 0 | 0 | 0 | 0 | 0 | 0 | 0 | 0 | 0 | 0 | 0 | 0 | 0 | 0 | 0 | 0 | 0 | 0
F6_Commercial_WA - College_Existing_Water Heating_Natural Gas_Water Heater - Pre-Rinse Spray Valve_A_Technical Potential | F6 | Commercial | WA - College | Existing | Water Heating | Natural Gas | Water Heater - Pre-Rinse Spray Valve | A | Incremental Winter Peak Savings (MW) | Technical Potential | 0 | 0 | 0 | 0 | 0 | 0 | 0 | 0 | 0 | 0 | 0 | 0 | 0 | 0 | 0 | 0 | 0 | 0 | 0 | 0 | 0 | 0 | 0 | 0 | 0 | 0 | 0
F7_Commercial_WA - College_Existing_Water Heating_Natural Gas_Water Heater - Pre-Rinse Spray Valve_A_Technical Potential | F7 | Commercial | WA - College | Existing | Water Heating | Natural Gas | Water Heater - Pre-Rinse Spray Valve | A | Cumulative Energy Savings (MWh or mTherms) | Technical Potential | 0 | 0 | 0 | 0.29361 | 0.63418 | 1.0312 | 1.4715 | 1.6915 | 1.9272 | 2.1404 | 2.297 | 2.3532 | 2.3281 | 2.3087 | 2.2985 | 2.2828 | 2.2713 | 2.2631 | 2.2566 | 2.251 | 2.2478 | 2.2459 | 2.2451 | 2.2443 | 2.2421 | 2.2417 | 2.2413
F8_Commercial_WA - College_Existing_Water Heating_Natural Gas_Water Heater - Pre-Rinse Spray Valve_A_Technical Potential | F8 | Commercial | WA - College | Existing | Water Heating | Natural Gas | Water Heater - Pre-Rinse Spray Valve | A | Cumulative Summer Peak Savings (MW) | Technical Potential | 0 | 0 | 0 | 0 | 0 | 0 | 0 | 0 | 0 | 0 | 0 | 0 | 0 | 0 | 0 | 0 | 0 | 0 | 0 | 0 | 0 | 0 | 0 | 0 | 0 | 0 | 0
F9_Commercial_WA - College_Existing_Water Heating_Natural Gas_Water Heater - Pre-Rinse Spray Valve_A_Technical Potential | F9 | Commercial | WA - College | Existing | Water Heating | Natural Gas | Water Heater - Pre-Rinse Spray Valve | A | Cumulative Winter Peak Savings (MW) | Technical Potential | 0 | 0 | 0 | 0 | 0 | 0 | 0 | 0 | 0 | 0 | 0 | 0 | 0 | 0 | 0 | 0 | 0 | 0 | 0 | 0 | 0 | 0 | 0 | 0 | 0 | 0 | 0
F10_Commercial_WA - College_Existing_Water Heating_Natural Gas_Water Heater - Pre-Rinse Spray Valve_A_Technical Potential | F10 | Commercial | WA - College | Existing | Water Heating | Natural Gas | Water Heater - Pre-Rinse Spray Valve | A | Purchases (Incremental) | Technical Potential | 0 | 0 | 0 | 18.9013 | 23.2077 | 28.3995 | 32.9673 | 18.7021 | 20.7552 | 19.8285 | 16.301 | 8.8261 | 0 | 0 | 0 | 0 | 0 | 0 | 0 | 0 | 0 | 0 | 0 | 0 | 0 | 0 | 0
F11_Commercial_WA - College_Existing_Water Heating_Natural Gas_Water Heater - Pre-Rinse Spray Valve_A_Technical Potential | F11 | Commercial | WA - College | Existing | Water Heating | Natural Gas | Water Heater - Pre-Rinse Spray Valve | A | Purchases (Cumulative) | Technical Potential | 0 | 0 | 0 | 18.9013 | 42.109 | 70.5085 | 103.4759 | 122.178 | 142.9332 | 162.7617 | 179.0627 | 187.8887 | 187.8887 | 187.8887 | 187.8887 | 187.8887 | 187.8887 | 187.8887 | 187.8887 | 187.8887 | 187.8887 | 187.8887 | 187.8887 | 187.8887 | 187.8887 | 187.8887 | 187.8887
F1_Commercial_WA - College_Existing_Water Heating_Natural Gas_Water Heater - Temperature Setback_A_Technical Potential | F1 | Commercial | WA - College | Existing | Water Heating | Natural Gas | Water Heater - Temperature Setback | A | Integrated Unit Energy Savings (kWh or therms) | Technical Potential | 0 | 0 | 99.0796 | 96.4431 | 94.0284 | 91.8114 | 89.7767 | 87.9106 | 86.1969 | 84.633 | 83.1328 | 81.7071 | 81.3038 | 80.9847 | 80.7393 | 80.2561 | 79.8812 | 79.5942 | 79.3646 | 79.1682 | 79.0541 | 78.9892 | 78.9578 | 78.9326 | 78.8553 | 78.8392 | 78.8264
F2_Commercial_WA - College_Existing_Water Heating_Natural Gas_Water Heater - Temperature Setback_A_Technical Potential | F2 | Commercial | WA - College | Existing | Water Heating | Natural Gas | Water Heater - Temperature Setback | A | Integrated Unit Summer Peak Savings (kW) | Technical Potential | 0 | 0 | 0 | 0 | 0 | 0 | 0 | 0 | 0 | 0 | 0 | 0 | 0 | 0 | 0 | 0 | 0 | 0 | 0 | 0 | 0 | 0 | 0 | 0 | 0 | 0 | 0
F3_Commercial_WA - College_Existing_Water Heating_Natural Gas_Water Heater - Temperature Setback_A_Technical Potential | F3 | Commercial | WA - College | Existing | Water Heating | Natural Gas | Water Heater - Temperature Setback | A | Integrated Unit Winter Peak Savings (kW) | Technical Potential | 0 | 0 | 0 | 0 | 0 | 0 | 0 | 0 | 0 | 0 | 0 | 0 | 0 | 0 | 0 | 0 | 0 | 0 | 0 | 0 | 0 | 0 | 0 | 0 | 0 | 0 | 0
F4_Commercial_WA - College_Existing_Water Heating_Natural Gas_Water Heater - Temperature Setback_A_Technical Potential | F4 | Commercial | WA - College | Existing | Water Heating | Natural Gas | Water Heater - Temperature Setback | A | Incremental Energy Savings (MWh or mTherms) | Technical Potential | 0 | 0 | 0 | 7.066 | 8.4586 | 3.3802 | 3.3963 | 3.1363 | 3.6738 | 0 | 0 | 0 | 0 | 0 | 0 | 0 | 0 | 0 | 0 | 0 | 0 | 0 | 0 | 0 | 0 | 0 | 0
F5_Commercial_WA - College_Existing_Water Heating_Natural Gas_Water Heater - Temperature Setback_A_Technical Potential | F5 | Commercial | WA - College | Existing | Water Heating | Natural Gas | Water Heater - Temperature Setback | A | Incremental Summer Peak Savings (MW) | Technical Potential | 0 | 0 | 0 | 0 | 0 | 0 | 0 | 0 | 0 | 0 | 0 | 0 | 0 | 0 | 0 | 0 | 0 | 0 | 0 | 0 | 0 | 0 | 0 | 0 | 0 | 0 | 0
F6_Commercial_WA - College_Existing_Water Heating_Natural Gas_Water Heater - Temperature Setback_A_Technical Potential | F6 | Commercial | WA - College | Existing | Water Heating | Natural Gas | Water Heater - Temperature Setback | A | Incremental Winter Peak Savings (MW) | Technical Potential | 0 | 0 | 0 | 0 | 0 | 0 | 0 | 0 | 0 | 0 | 0 | 0 | 0 | 0 | 0 | 0 | 0 | 0 | 0 | 0 | 0 | 0 | 0 | 0 | 0 | 0 | 0
F7_Commercial_WA - College_Existing_Water Heating_Natural Gas_Water Heater - Temperature Setback_A_Technical Potential | F7 | Commercial | WA - College | Existing | Water Heating | Natural Gas | Water Heater - Temperature Setback | A | Cumulative Energy Savings (MWh or mTherms) | Technical Potential | 0 | 0 | 0 | 7.066 | 15.3477 | 18.366 | 21.3553 | 24.0477 | 27.2528 | 26.7583 | 26.284 | 25.8332 | 25.7058 | 25.6048 | 25.5273 | 25.3745 | 25.256 | 25.1652 | 25.0926 | 25.0305 | 24.9945 | 24.9739 | 24.964 | 24.956 | 24.9316 | 24.9265 | 24.9224
F8_Commercial_WA - College_Existing_Water Heating_Natural Gas_Water Heater - Temperature Setback_A_Technical Potential | F8 | Commercial | WA - College | Existing | Water Heating | Natural Gas | Water Heater - Temperature Setback | A | Cumulative Summer Peak Savings (MW) | Technical Potential | 0 | 0 | 0 | 0 | 0 | 0 | 0 | 0 | 0 | 0 | 0 | 0 | 0 | 0 | 0 | 0 | 0 | 0 | 0 | 0 | 0 | 0 | 0 | 0 | 0 | 0 | 0
F9_Commercial_WA - College_Existing_Water Heating_Natural Gas_Water Heater - Temperature Setback_A_Technical Potential | F9 | Commercial | WA - College | Existing | Water Heating | Natural Gas | Water Heater - Temperature Setback | A | Cumulative Winter Peak Savings (MW) | Technical Potential | 0 | 0 | 0 | 0 | 0 | 0 | 0 | 0 | 0 | 0 | 0 | 0 | 0 | 0 | 0 | 0 | 0 | 0 | 0 | 0 | 0 | 0 | 0 | 0 | 0 | 0 | 0
F10_Commercial_WA - College_Existing_Water Heating_Natural Gas_Water Heater - Temperature Setback_A_Technical Potential | F10 | Commercial | WA - College | Existing | Water Heating | Natural Gas | Water Heater - Temperature Setback | A | Purchases (Incremental) | Technical Potential | 0 | 0 | 0 | 73.2655 | 89.9583 | 36.8172 | 37.8303 | 35.6764 | 42.6213 | 0 | 0 | 0 | 0 | 0 | 0 | 0 | 0 | 0 | 0 | 0 | 0 | 0 | 0 | 0 | 0 | 0 | 0
F11_Commercial_WA - College_Existing_Water Heating_Natural Gas_Water Heater - Temperature Setback_A_Technical Potential | F11 | Commercial | WA - College | Existing | Water Heating | Natural Gas | Water Heater - Temperature Setback | A | Purchases (Cumulative) | Technical Potential | 0 | 0 | 0 | 73.2655 | 163.2238 | 200.0409 | 237.8712 | 273.5477 | 316.1689 | 316.1689 | 316.1689 | 316.1689 | 316.1689 | 316.1689 | 316.1689 | 316.1689 | 316.1689 | 316.1689 | 316.1689 | 316.1689 | 316.1689 | 316.1689 | 316.1689 | 316.1689 | 316.1689 | 316.1689 | 316.1689
F1_Commercial_WA - College_Existing_Water Heating_Natural Gas_Water Heater - Faucet Aerators_A_Technical Potential | F1 | Commercial | WA - College | Existing | Water Heating | Natural Gas | Water Heater - Faucet Aerators | A | Integrated Unit Energy Savings (kWh or therms) | Technical Potential | 0 | 0 | 12.7505 | 12.3975 | 12.0706 | 11.7794 | 11.5117 | 11.2663 | 11.0395 | 10.8392 | 10.6471 | 10.4645 | 10.4129 | 10.372 | 10.3406 | 10.2787 | 10.2307 | 10.1939 | 10.1645 | 10.1394 | 10.1247 | 10.1164 | 10.1124 | 10.1092 | 10.0993 | 10.0972 | 10.0956
F2_Commercial_WA - College_Existing_Water Heating_Natural Gas_Water Heater - Faucet Aerators_A_Technical Potential | F2 | Commercial | WA - College | Existing | Water Heating | Natural Gas | Water Heater - Faucet Aerators | A | Integrated Unit Summer Peak Savings (kW) | Technical Potential | 0 | 0 | 0 | 0 | 0 | 0 | 0 | 0 | 0 | 0 | 0 | 0 | 0 | 0 | 0 | 0 | 0 | 0 | 0 | 0 | 0 | 0 | 0 | 0 | 0 | 0 | 0
F3_Commercial_WA - College_Existing_Water Heating_Natural Gas_Water Heater - Faucet Aerators_A_Technical Potential | F3 | Commercial | WA - College | Existing | Water Heating | Natural Gas | Water Heater - Faucet Aerators | A | Integrated Unit Winter Peak Savings (kW) | Technical Potential | 0 | 0 | 0 | 0 | 0 | 0 | 0 | 0 | 0 | 0 | 0 | 0 | 0 | 0 | 0 | 0 | 0 | 0 | 0 | 0 | 0 | 0 | 0 | 0 | 0 | 0 | 0
F4_Commercial_WA - College_Existing_Water Heating_Natural Gas_Water Heater - Faucet Aerators_A_Technical Potential | F4 | Commercial | WA - College | Existing | Water Heating | Natural Gas | Water Heater - Faucet Aerators | A | Incremental Energy Savings (MWh or mTherms) | Technical Potential | 0 | 0 | 0 | 0 | 0 | 0 | 0 | 0 | 0 | 0 | 0 | 0 | 0 | 0 | 0 | 0 | 0 | 0 | 0 | 0 | 0 | 0 | 0 | 0 | 0 | 0 | 0
F5_Commercial_WA - College_Existing_Water Heating_Natural Gas_Water Heater - Faucet Aerators_A_Technical Potential | F5 | Commercial | WA - College | Existing | Water Heating | Natural Gas | Water Heater - Faucet Aerators | A | Incremental Summer Peak Savings (MW) | Technical Potential | 0 | 0 | 0 | 0 | 0 | 0 | 0 | 0 | 0 | 0 | 0 | 0 | 0 | 0 | 0 | 0 | 0 | 0 | 0 | 0 | 0 | 0 | 0 | 0 | 0 | 0 | 0
F6_Commercial_WA - College_Existing_Water Heating_Natural Gas_Water Heater - Faucet Aerators_A_Technical Potential | F6 | Commercial | WA - College | Existing | Water Heating | Natural Gas | Water Heater - Faucet Aerators | A | Incremental Winter Peak Savings (MW) | Technical Potential | 0 | 0 | 0 | 0 | 0 | 0 | 0 | 0 | 0 | 0 | 0 | 0 | 0 | 0 | 0 | 0 | 0 | 0 | 0 | 0 | 0 | 0 | 0 | 0 | 0 | 0 | 0
F7_Commercial_WA - College_Existing_Water Heating_Natural Gas_Water Heater - Faucet Aerators_A_Technical Potential | F7 | Commercial | WA - College | Existing | Water Heating | Natural Gas | Water Heater - Faucet Aerators | A | Cumulative Energy Savings (MWh or mTherms) | Technical Potential | 0 | 0 | 0 | 0 | 0 | 0 | 0 | 0 | 0 | 0 | 0 | 0 | 0 | 0 | 0 | 0 | 0 | 0 | 0 | 0 | 0 | 0 | 0 | 0 | 0 | 0 | 0
F8_Commercial_WA - College_Existing_Water Heating_Natural Gas_Water Heater - Faucet Aerators_A_Technical Potential | F8 | Commercial | WA - College | Existing | Water Heating | Natural Gas | Water Heater - Faucet Aerators | A | Cumulative Summer Peak Savings (MW) | Technical Potential | 0 | 0 | 0 | 0 | 0 | 0 | 0 | 0 | 0 | 0 | 0 | 0 | 0 | 0 | 0 | 0 | 0 | 0 | 0 | 0 | 0 | 0 | 0 | 0 | 0 | 0 | 0
F9_Commercial_WA - College_Existing_Water Heating_Natural Gas_Water Heater - Faucet Aerators_A_Technical Potential | F9 | Commercial | WA - College | Existing | Water Heating | Natural Gas | Water Heater - Faucet Aerators | A | Cumulative Winter Peak Savings (MW) | Technical Potential | 0 | 0 | 0 | 0 | 0 | 0 | 0 | 0 | 0 | 0 | 0 | 0 | 0 | 0 | 0 | 0 | 0 | 0 | 0 | 0 | 0 | 0 | 0 | 0 | 0 | 0 | 0
F10_Commercial_WA - College_Existing_Water Heating_Natural Gas_Water Heater - Faucet Aerators_A_Technical Potential | F10 | Commercial | WA - College | Existing | Water Heating | Natural Gas | Water Heater - Faucet Aerators | A | Purchases (Incremental) | Technical Potential | 0 | 0 | 0 | 0 | 0 | 0 | 0 | 0 | 0 | 0 | 0 | 0 | 0 | 0 | 0 | 0 | 0 | 0 | 0 | 0 | 0 | 0 | 0 | 0 | 0 | 0 | 0
F11_Commercial_WA - College_Existing_Water Heating_Natural Gas_Water Heater - Faucet Aerators_A_Technical Potential | F11 | Commercial | WA - College | Existing | Water Heating | Natural Gas | Water Heater - Faucet Aerators | A | Purchases (Cumulative) | Technical Potential | 0 | 0 | 0 | 0 | 0 | 0 | 0 | 0 | 0 | 0 | 0 | 0 | 0 | 0 | 0 | 0 | 0 | 0 | 0 | 0 | 0 | 0 | 0 | 0 | 0 | 0 | 0
F1_Commercial_WA - College_Existing_Water Heating_Natural Gas_Water Heater - Low-Flow Showerheads_A_Technical Potential | F1 | Commercial | WA - College | Existing | Water Heating | Natural Gas | Water Heater - Low-Flow Showerheads | A | Integrated Unit Energy Savings (kWh or therms) | Technical Potential | 0 | 0 | 4.5859 | 4.4506 | 4.3234 | 4.2073 | 4.0984 | 3.9961 | 3.8986 | 3.8096 | 3.7236 | 3.6428 | 3.6102 | 3.5849 | 3.5724 | 3.5506 | 3.5337 | 3.5211 | 3.5109 | 3.5022 | 3.4972 | 3.4943 | 3.4929 | 3.4918 | 3.4884 | 3.4877 | 3.4871
F2_Commercial_WA - College_Existing_Water Heating_Natural Gas_Water Heater - Low-Flow Showerheads_A_Technical Potential | F2 | Commercial | WA - College | Existing | Water Heating | Natural Gas | Water Heater - Low-Flow Showerheads | A | Integrated Unit Summer Peak Savings (kW) | Technical Potential | 0 | 0 | 0 | 0 | 0 | 0 | 0 | 0 | 0 | 0 | 0 | 0 | 0 | 0 | 0 | 0 | 0 | 0 | 0 | 0 | 0 | 0 | 0 | 0 | 0 | 0 | 0
F3_Commercial_WA - College_Existing_Water Heating_Natural Gas_Water Heater - Low-Flow Showerheads_A_Technical Potential | F3 | Commercial | WA - College | Existing | Water Heating | Natural Gas | Water Heater - Low-Flow Showerheads | A | Integrated Unit Winter Peak Savings (kW) | Technical Potential | 0 | 0 | 0 | 0 | 0 | 0 | 0 | 0 | 0 | 0 | 0 | 0 | 0 | 0 | 0 | 0 | 0 | 0 | 0 | 0 | 0 | 0 | 0 | 0 | 0 | 0 | 0
F4_Commercial_WA - College_Existing_Water Heating_Natural Gas_Water Heater - Low-Flow Showerheads_A_Technical Potential | F4 | Commercial | WA - College | Existing | Water Heating | Natural Gas | Water Heater - Low-Flow Showerheads | A | Incremental Energy Savings (MWh or mTherms) | Technical Potential | 0 | 0 | 0 | 0 | 0 | 0 | 0 | 0 | 0 | 0 | 0 | 0 | 0 | 0 | 0 | 0 | 0 | 0 | 0 | 0 | 0 | 0 | 0 | 0 | 0 | 0 | 0
F5_Commercial_WA - College_Existing_Water Heating_Natural Gas_Water Heater - Low-Flow Showerheads_A_Technical Potential | F5 | Commercial | WA - College | Existing | Water Heating | Natural Gas | Water Heater - Low-Flow Showerheads | A | Incremental Summer Peak Savings (MW) | Technical Potential | 0 | 0 | 0 | 0 | 0 | 0 | 0 | 0 | 0 | 0 | 0 | 0 | 0 | 0 | 0 | 0 | 0 | 0 | 0 | 0 | 0 | 0 | 0 | 0 | 0 | 0 | 0
F6_Commercial_WA - College_Existing_Water Heating_Natural Gas_Water Heater - Low-Flow Showerheads_A_Technical Potential | F6 | Commercial | WA - College | Existing | Water Heating | Natural Gas | Water Heater - Low-Flow Showerheads | A | Incremental Winter Peak Savings (MW) | Technical Potential | 0 | 0 | 0 | 0 | 0 | 0 | 0 | 0 | 0 | 0 | 0 | 0 | 0 | 0 | 0 | 0 | 0 | 0 | 0 | 0 | 0 | 0 | 0 | 0 | 0 | 0 | 0
F7_Commercial_WA - College_Existing_Water Heating_Natural Gas_Water Heater - Low-Flow Showerheads_A_Technical Potential | F7 | Commercial | WA - College | Existing | Water Heating | Natural Gas | Water Heater - Low-Flow Showerheads | A | Cumulative Energy Savings (MWh or mTherms) | Technical Potential | 0 | 0 | 0 | 0 | 0 | 0 | 0 | 0 | 0 | 0 | 0 | 0 | 0 | 0 | 0 | 0 | 0 | 0 | 0 | 0 | 0 | 0 | 0 | 0 | 0 | 0 | 0
F8_Commercial_WA - College_Existing_Water Heating_Natural Gas_Water Heater - Low-Flow Showerheads_A_Technical Potential | F8 | Commercial | WA - College | Existing | Water Heating | Natural Gas | Water Heater - Low-Flow Showerheads | A | Cumulative Summer Peak Savings (MW) | Technical Potential | 0 | 0 | 0 | 0 | 0 | 0 | 0 | 0 | 0 | 0 | 0 | 0 | 0 | 0 | 0 | 0 | 0 | 0 | 0 | 0 | 0 | 0 | 0 | 0 | 0 | 0 | 0
F9_Commercial_WA - College_Existing_Water Heating_Natural Gas_Water Heater - Low-Flow Showerheads_A_Technical Potential | F9 | Commercial | WA - College | Existing | Water Heating | Natural Gas | Water Heater - Low-Flow Showerheads | A | Cumulative Winter Peak Savings (MW) | Technical Potential | 0 | 0 | 0 | 0 | 0 | 0 | 0 | 0 | 0 | 0 | 0 | 0 | 0 | 0 | 0 | 0 | 0 | 0 | 0 | 0 | 0 | 0 | 0 | 0 | 0 | 0 | 0
F10_Commercial_WA - College_Existing_Water Heating_Natural Gas_Water Heater - Low-Flow Showerheads_A_Technical Potential | F10 | Commercial | WA - College | Existing | Water Heating | Natural Gas | Water Heater - Low-Flow Showerheads | A | Purchases (Incremental) | Technical Potential | 0 | 0 | 0 | 0 | 0 | 0 | 0 | 0 | 0 | 0 | 0 | 0 | 0 | 0 | 0 | 0 | 0 | 0 | 0 | 0 | 0 | 0 | 0 | 0 | 0 | 0 | 0
F11_Commercial_WA - College_Existing_Water Heating_Natural Gas_Water Heater - Low-Flow Showerheads_A_Technical Potential | F11 | Commercial | WA - College | Existing | Water Heating | Natural Gas | Water Heater - Low-Flow Showerheads | A | Purchases (Cumulative) | Technical Potential | 0 | 0 | 0 | 0 | 0 | 0 | 0 | 0 | 0 | 0 | 0 | 0 | 0 | 0 | 0 | 0 | 0 | 0 | 0 | 0 | 0 | 0 | 0 | 0 | 0 | 0 | 0
F1_Commercial_WA - College_Existing_Water Heating_Natural Gas_Water Heater - Tank Blanket/Insulation_A_Technical Potential | F1 | Commercial | WA - College | Existing | Water Heating | Natural Gas | Water Heater - Tank Blanket/Insulation | A | Integrated Unit Energy Savings (kWh or therms) | Technical Potential | 0 | 0 | 191.4209 | 186.4448 | 181.9176 | 177.7969 | 174.0486 | 170.6455 | 167.566 | 164.7925 | 162.1399 | 159.6089 | 159.0353 | 158.5764 | 158.2093 | 157.3299 | 156.6265 | 156.0637 | 155.6135 | 155.2285 | 155.0048 | 154.8774 | 154.8158 | 154.7665 | 154.615 | 154.5834 | 154.5582
F2_Commercial_WA - College_Existing_Water Heating_Natural Gas_Water Heater - Tank Blanket/Insulation_A_Technical Potential | F2 | Commercial | WA - College | Existing | Water Heating | Natural Gas | Water Heater - Tank Blanket/Insulation | A | Integrated Unit Summer Peak Savings (kW) | Technical Potential | 0 | 0 | 0 | 0 | 0 | 0 | 0 | 0 | 0 | 0 | 0 | 0 | 0 | 0 | 0 | 0 | 0 | 0 | 0 | 0 | 0 | 0 | 0 | 0 | 0 | 0 | 0
F3_Commercial_WA - College_Existing_Water Heating_Natural Gas_Water Heater - Tank Blanket/Insulation_A_Technical Potential | F3 | Commercial | WA - College | Existing | Water Heating | Natural Gas | Water Heater - Tank Blanket/Insulation | A | Integrated Unit Winter Peak Savings (kW) | Technical Potential | 0 | 0 | 0 | 0 | 0 | 0 | 0 | 0 | 0 | 0 | 0 | 0 | 0 | 0 | 0 | 0 | 0 | 0 | 0 | 0 | 0 | 0 | 0 | 0 | 0 | 0 | 0
F4_Commercial_WA - College_Existing_Water Heating_Natural Gas_Water Heater - Tank Blanket/Insulation_A_Technical Potential | F4 | Commercial | WA - College | Existing | Water Heating | Natural Gas | Water Heater - Tank Blanket/Insulation | A | Incremental Energy Savings (MWh or mTherms) | Technical Potential | 0 | 0 | 0 | 4.0176 | 4.8132 | 5.7566 | 6.5416 | 7.3156 | 8.3985 | 9.0608 | 9.1072 | 8.4485 | 7.2361 | 5.5835 | 3.8229 | 2.275 | 1.0578 | 0 | 0 | 0 | 0 | 0 | 0 | 0 | 0 | 0 | 0
F5_Commercial_WA - College_Existing_Water Heating_Natural Gas_Water Heater - Tank Blanket/Insulation_A_Technical Potential | F5 | Commercial | WA - College | Existing | Water Heating | Natural Gas | Water Heater - Tank Blanket/Insulation | A | Incremental Summer Peak Savings (MW) | Technical Potential | 0 | 0 | 0 | 0 | 0 | 0 | 0 | 0 | 0 | 0 | 0 | 0 | 0 | 0 | 0 | 0 | 0 | 0 | 0 | 0 | 0 | 0 | 0 | 0 | 0 | 0 | 0
F6_Commercial_WA - College_Existing_Water Heating_Natural Gas_Water Heater - Tank Blanket/Insulation_A_Technical Potential | F6 | Commercial | WA - College | Existing | Water Heating | Natural Gas | Water Heater - Tank Blanket/Insulation | A | Incremental Winter Peak Savings (MW) | Technical Potential | 0 | 0 | 0 | 0 | 0 | 0 | 0 | 0 | 0 | 0 | 0 | 0 | 0 | 0 | 0 | 0 | 0 | 0 | 0 | 0 | 0 | 0 | 0 | 0 | 0 | 0 | 0
F7_Commercial_WA - College_Existing_Water Heating_Natural Gas_Water Heater - Tank Blanket/Insulation_A_Technical Potential | F7 | Commercial | WA - College | Existing | Water Heating | Natural Gas | Water Heater - Tank Blanket/Insulation | A | Cumulative Energy Savings (MWh or mTherms) | Technical Potential | 0 | 0 | 0 | 4.0176 | 8.7333 | 14.2921 | 20.5324 | 27.4465 | 35.3497 | 43.8254 | 52.2272 | 59.8605 | 66.8814 | 72.2719 | 75.9275 | 77.7805 | 78.4905 | 78.2085 | 77.9828 | 77.7899 | 77.6778 | 77.614 | 77.5831 | 77.5584 | 77.4825 | 77.4667 | 77.454
F8_Commercial_WA - College_Existing_Water Heating_Natural Gas_Water Heater - Tank Blanket/Insulation_A_Technical Potential | F8 | Commercial | WA - College | Existing | Water Heating | Natural Gas | Water Heater - Tank Blanket/Insulation | A | Cumulative Summer Peak Savings (MW) | Technical Potential | 0 | 0 | 0 | 0 | 0 | 0 | 0 | 0 | 0 | 0 | 0 | 0 | 0 | 0 | 0 | 0 | 0 | 0 | 0 | 0 | 0 | 0 | 0 | 0 | 0 | 0 | 0
F9_Commercial_WA - College_Existing_Water Heating_Natural Gas_Water Heater - Tank Blanket/Insulation_A_Technical Potential | F9 | Commercial | WA - College | Existing | Water Heating | Natural Gas | Water Heater - Tank Blanket/Insulation | A | Cumulative Winter Peak Savings (MW) | Technical Potential | 0 | 0 | 0 | 0 | 0 | 0 | 0 | 0 | 0 | 0 | 0 | 0 | 0 | 0 | 0 | 0 | 0 | 0 | 0 | 0 | 0 | 0 | 0 | 0 | 0 | 0 | 0
F10_Commercial_WA - College_Existing_Water Heating_Natural Gas_Water Heater - Tank Blanket/Insulation_A_Technical Potential | F10 | Commercial | WA - College | Existing | Water Heating | Natural Gas | Water Heater - Tank Blanket/Insulation | A | Purchases (Incremental) | Technical Potential | 0 | 0 | 0 | 21.5487 | 26.4583 | 32.3772 | 37.5849 | 42.8703 | 50.1206 | 54.983 | 56.169 | 52.9326 | 45.5 | 35.2098 | 24.1638 | 14.4598 | 6.7537 | 0 | 0 | 0 | 0 | 0 | 0 | 0 | 0 | 0 | 0
F11_Commercial_WA - College_Existing_Water Heating_Natural Gas_Water Heater - Tank Blanket/Insulation_A_Technical Potential | F11 | Commercial | WA - College | Existing | Water Heating | Natural Gas | Water Heater - Tank Blanket/Insulation | A | Purchases (Cumulative) | Technical Potential | 0 | 0 | 0 | 21.5487 | 48.007 | 80.3842 | 117.9691 | 160.8394 | 210.96 | 265.943 | 322.112 | 375.0446 | 420.5447 | 455.7545 | 479.9183 | 494.378 | 501.1317 | 501.1317 | 501.1317 | 501.1317 | 501.1317 | 501.1317 | 501.1317 | 501.1317 | 501.1317 | 501.1317 | 501.1317
F1_Commercial_WA - College_Existing_Water Heating_Natural Gas_Water Heater - Drainwater Heat Recovery_A_Technical Potential | F1 | Commercial | WA - College | Existing | Water Heating | Natural Gas | Water Heater - Drainwater Heat Recovery | A | Integrated Unit Energy Savings (kWh or therms) | Technical Potential | 0 | 0 | 26.3542 | 25.5551 | 24.7996 | 24.1049 | 23.449 | 22.8295 | 22.234 | 21.6853 | 21.1531 | 20.6526 | 20.4327 | 20.2618 | 20.1729 | 20.035 | 19.9339 | 19.8623 | 19.805 | 19.756 | 19.7275 | 19.7113 | 19.7035 | 19.6972 | 19.6779 | 19.6739 | 19.6707
F2_Commercial_WA - College_Existing_Water Heating_Natural Gas_Water Heater - Drainwater Heat Recovery_A_Technical Potential | F2 | Commercial | WA - College | Existing | Water Heating | Natural Gas | Water Heater - Drainwater Heat Recovery | A | Integrated Unit Summer Peak Savings (kW) | Technical Potential | 0 | 0 | 0 | 0 | 0 | 0 | 0 | 0 | 0 | 0 | 0 | 0 | 0 | 0 | 0 | 0 | 0 | 0 | 0 | 0 | 0 | 0 | 0 | 0 | 0 | 0 | 0
F3_Commercial_WA - College_Existing_Water Heating_Natural Gas_Water Heater - Drainwater Heat Recovery_A_Technical Potential | F3 | Commercial | WA - College | Existing | Water Heating | Natural Gas | Water Heater - Drainwater Heat Recovery | A | Integrated Unit Winter Peak Savings (kW) | Technical Potential | 0 | 0 | 0 | 0 | 0 | 0 | 0 | 0 | 0 | 0 | 0 | 0 | 0 | 0 | 0 | 0 | 0 | 0 | 0 | 0 | 0 | 0 | 0 | 0 | 0 | 0 | 0
F4_Commercial_WA - College_Existing_Water Heating_Natural Gas_Water Heater - Drainwater Heat Recovery_A_Technical Potential | F4 | Commercial | WA - College | Existing | Water Heating | Natural Gas | Water Heater - Drainwater Heat Recovery | A | Incremental Energy Savings (MWh or mTherms) | Technical Potential | 0 | 0 | 0 | 0 | 0 | 0 | 0 | 0 | 0 | 0 | 0 | 0 | 0 | 0 | 0 | 0 | 0 | 0 | 0 | 0 | 0 | 0 | 0 | 0 | 0 | 0 | 0
F5_Commercial_WA - College_Existing_Water Heating_Natural Gas_Water Heater - Drainwater Heat Recovery_A_Technical Potential | F5 | Commercial | WA - College | Existing | Water Heating | Natural Gas | Water Heater - Drainwater Heat Recovery | A | Incremental Summer Peak Savings (MW) | Technical Potential | 0 | 0 | 0 | 0 | 0 | 0 | 0 | 0 | 0 | 0 | 0 | 0 | 0 | 0 | 0 | 0 | 0 | 0 | 0 | 0 | 0 | 0 | 0 | 0 | 0 | 0 | 0
F6_Commercial_WA - College_Existing_Water Heating_Natural Gas_Water Heater - Drainwater Heat Recovery_A_Technical Potential | F6 | Commercial | WA - College | Existing | Water Heating | Natural Gas | Water Heater - Drainwater Heat Recovery | A | Incremental Winter Peak Savings (MW) | Technical Potential | 0 | 0 | 0 | 0 | 0 | 0 | 0 | 0 | 0 | 0 | 0 | 0 | 0 | 0 | 0 | 0 | 0 | 0 | 0 | 0 | 0 | 0 | 0 | 0 | 0 | 0 | 0
F7_Commercial_WA - College_Existing_Water Heating_Natural Gas_Water Heater - Drainwater Heat Recovery_A_Technical Potential | F7 | Commercial | WA - College | Existing | Water Heating | Natural Gas | Water Heater - Drainwater Heat Recovery | A | Cumulative Energy Savings (MWh or mTherms) | Technical Potential | 0 | 0 | 0 | 0 | 0 | 0 | 0 | 0 | 0 | 0 | 0 | 0 | 0 | 0 | 0 | 0 | 0 | 0 | 0 | 0 | 0 | 0 | 0 | 0 | 0 | 0 | 0
F8_Commercial_WA - College_Existing_Water Heating_Natural Gas_Water Heater - Drainwater Heat Recovery_A_Technical Potential | F8 | Commercial | WA - College | Existing | Water Heating | Natural Gas | Water Heater - Drainwater Heat Recovery | A | Cumulative Summer Peak Savings (MW) | Technical Potential | 0 | 0 | 0 | 0 | 0 | 0 | 0 | 0 | 0 | 0 | 0 | 0 | 0 | 0 | 0 | 0 | 0 | 0 | 0 | 0 | 0 | 0 | 0 | 0 | 0 | 0 | 0
F9_Commercial_WA - College_Existing_Water Heating_Natural Gas_Water Heater - Drainwater Heat Recovery_A_Technical Potential | F9 | Commercial | WA - College | Existing | Water Heating | Natural Gas | Water Heater - Drainwater Heat Recovery | A | Cumulative Winter Peak Savings (MW) | Technical Potential | 0 | 0 | 0 | 0 | 0 | 0 | 0 | 0 | 0 | 0 | 0 | 0 | 0 | 0 | 0 | 0 | 0 | 0 | 0 | 0 | 0 | 0 | 0 | 0 | 0 | 0 | 0
F10_Commercial_WA - College_Existing_Water Heating_Natural Gas_Water Heater - Drainwater Heat Recovery_A_Technical Potential | F10 | Commercial | WA - College | Existing | Water Heating | Natural Gas | Water Heater - Drainwater Heat Recovery | A | Purchases (Incremental) | Technical Potential | 0 | 0 | 0 | 0 | 0 | 0 | 0 | 0 | 0 | 0 | 0 | 0 | 0 | 0 | 0 | 0 | 0 | 0 | 0 | 0 | 0 | 0 | 0 | 0 | 0 | 0 | 0
F11_Commercial_WA - College_Existing_Water Heating_Natural Gas_Water Heater - Drainwater Heat Recovery_A_Technical Potential | F11 | Commercial | WA - College | Existing | Water Heating | Natural Gas | Water Heater - Drainwater Heat Recovery | A | Purchases (Cumulative) | Technical Potential | 0 | 0 | 0 | 0 | 0 | 0 | 0 | 0 | 0 | 0 | 0 | 0 | 0 | 0 | 0 | 0 | 0 | 0 | 0 | 0 | 0 | 0 | 0 | 0 | 0 | 0 | 0
F1_Commercial_WA - College_Existing_Water Heating_Natural Gas_Water Heater - Circulation Pump Controls_A_Technical Potential | F1 | Commercial | WA - College | Existing | Water Heating | Natural Gas | Water Heater - Circulation Pump Controls | A | Integrated Unit Energy Savings (kWh or therms) | Technical Potential | 0 | 0 | 1383.7647 | 1345.4483 | 1309.9724 | 1278.3697 | 1249.3213 | 1222.6889 | 1198.0773 | 1176.3398 | 1155.4879 | 1135.672 | 1130.0672 | 1125.631 | 1122.2203 | 1115.504 | 1110.2935 | 1106.3041 | 1103.1126 | 1100.3836 | 1098.7979 | 1097.8947 | 1097.4581 | 1097.1088 | 1096.0343 | 1095.8108 | 1095.6319
F2_Commercial_WA - College_Existing_Water Heating_Natural Gas_Water Heater - Circulation Pump Controls_A_Technical Potential | F2 | Commercial | WA - College | Existing | Water Heating | Natural Gas | Water Heater - Circulation Pump Controls | A | Integrated Unit Summer Peak Savings (kW) | Technical Potential | 0 | 0 | 0 | 0 | 0 | 0 | 0 | 0 | 0 | 0 | 0 | 0 | 0 | 0 | 0 | 0 | 0 | 0 | 0 | 0 | 0 | 0 | 0 | 0 | 0 | 0 | 0
F3_Commercial_WA - College_Existing_Water Heating_Natural Gas_Water Heater - Circulation Pump Controls_A_Technical Potential | F3 | Commercial | WA - College | Existing | Water Heating | Natural Gas | Water Heater - Circulation Pump Controls | A | Integrated Unit Winter Peak Savings (kW) | Technical Potential | 0 | 0 | 0 | 0 | 0 | 0 | 0 | 0 | 0 | 0 | 0 | 0 | 0 | 0 | 0 | 0 | 0 | 0 | 0 | 0 | 0 | 0 | 0 | 0 | 0 | 0 | 0
F4_Commercial_WA - College_Existing_Water Heating_Natural Gas_Water Heater - Circulation Pump Controls_A_Technical Potential | F4 | Commercial | WA - College | Existing | Water Heating | Natural Gas | Water Heater - Circulation Pump Controls | A | Incremental Energy Savings (MWh or mTherms) | Technical Potential | 0 | 0 | 0 | 10.4715 | 12.5183 | 14.9491 | 16.9593 | 18.9318 | 21.688 | 23.3605 | 23.4413 | 21.7118 | 18.571 | 14.3146 | 1.0599 | 0 | 0 | 0 | 0 | 0 | 0 | 0 | 0 | 0 | 0 | 0 | 0
F5_Commercial_WA - College_Existing_Water Heating_Natural Gas_Water Heater - Circulation Pump Controls_A_Technical Potential | F5 | Commercial | WA - College | Existing | Water Heating | Natural Gas | Water Heater - Circulation Pump Controls | A | Incremental Summer Peak Savings (MW) | Technical Potential | 0 | 0 | 0 | 0 | 0 | 0 | 0 | 0 | 0 | 0 | 0 | 0 | 0 | 0 | 0 | 0 | 0 | 0 | 0 | 0 | 0 | 0 | 0 | 0 | 0 | 0 | 0
F6_Commercial_WA - College_Existing_Water Heating_Natural Gas_Water Heater - Circulation Pump Controls_A_Technical Potential | F6 | Commercial | WA - College | Existing | Water Heating | Natural Gas | Water Heater - Circulation Pump Controls | A | Incremental Winter Peak Savings (MW) | Technical Potential | 0 | 0 | 0 | 0 | 0 | 0 | 0 | 0 | 0 | 0 | 0 | 0 | 0 | 0 | 0 | 0 | 0 | 0 | 0 | 0 | 0 | 0 | 0 | 0 | 0 | 0 | 0
F7_Commercial_WA - College_Existing_Water Heating_Natural Gas_Water Heater - Circulation Pump Controls_A_Technical Potential | F7 | Commercial | WA - College | Existing | Water Heating | Natural Gas | Water Heater - Circulation Pump Controls | A | Cumulative Energy Savings (MWh or mTherms) | Technical Potential | 0 | 0 | 0 | 10.4715 | 22.7136 | 37.1148 | 53.2307 | 71.0278 | 91.2861 | 112.9903 | 134.4287 | 153.8352 | 171.647 | 185.2878 | 185.7863 | 184.6744 | 183.8118 | 183.1514 | 182.623 | 182.1712 | 181.9087 | 181.7592 | 181.6869 | 181.6291 | 181.4512 | 181.4142 | 181.3845
F8_Commercial_WA - College_Existing_Water Heating_Natural Gas_Water Heater - Circulation Pump Controls_A_Technical Potential | F8 | Commercial | WA - College | Existing | Water Heating | Natural Gas | Water Heater - Circulation Pump Controls | A | Cumulative Summer Peak Savings (MW) | Technical Potential | 0 | 0 | 0 | 0 | 0 | 0 | 0 | 0 | 0 | 0 | 0 | 0 | 0 | 0 | 0 | 0 | 0 | 0 | 0 | 0 | 0 | 0 | 0 | 0 | 0 | 0 | 0
F9_Commercial_WA - College_Existing_Water Heating_Natural Gas_Water Heater - Circulation Pump Controls_A_Technical Potential | F9 | Commercial | WA - College | Existing | Water Heating | Natural Gas | Water Heater - Circulation Pump Controls | A | Cumulative Winter Peak Savings (MW) | Technical Potential | 0 | 0 | 0 | 0 | 0 | 0 | 0 | 0 | 0 | 0 | 0 | 0 | 0 | 0 | 0 | 0 | 0 | 0 | 0 | 0 | 0 | 0 | 0 | 0 | 0 | 0 | 0
F10_Commercial_WA - College_Existing_Water Heating_Natural Gas_Water Heater - Circulation Pump Controls_A_Technical Potential | F10 | Commercial | WA - College | Existing | Water Heating | Natural Gas | Water Heater - Circulation Pump Controls | A | Purchases (Incremental) | Technical Potential | 0 | 0 | 0 | 7.7829 | 9.5561 | 11.6939 | 13.5748 | 15.4838 | 18.1024 | 19.8586 | 20.287 | 19.118 | 16.4336 | 12.717 | 0.94451 | 0 | 0 | 0 | 0 | 0 | 0 | 0 | 0 | 0 | 0 | 0 | 0
F11_Commercial_WA - College_Existing_Water Heating_Natural Gas_Water Heater - Circulation Pump Controls_A_Technical Potential | F11 | Commercial | WA - College | Existing | Water Heating | Natural Gas | Water Heater - Circulation Pump Controls | A | Purchases (Cumulative) | Technical Potential | 0 | 0 | 0 | 7.7829 | 17.339 | 29.0329 | 42.6077 | 58.0915 | 76.1938 | 96.0524 | 116.3394 | 135.4574 | 151.891 | 164.6079 | 165.5525 | 165.5525 | 165.5525 | 165.5525 | 165.5525 | 165.5525 | 165.5525 | 165.5525 | 165.5525 | 165.5525 | 165.5525 | 165.5525 | 165.5525
F1_Commercial_WA - College_Existing_Water Heating_Natural Gas_Water Heater - Pipe Insulation_A_Technical Potential | F1 | Commercial | WA - College | Existing | Water Heating | Natural Gas | Water Heater - Pipe Insulation | A | Integrated Unit Energy Savings (kWh or therms) | Technical Potential | 0 | 0 | 4.7861 | 4.6459 | 4.5142 | 4.3944 | 4.2821 | 4.177 | 4.077 | 3.986 | 3.8982 | 3.8154 | 3.783 | 3.7577 | 3.7455 | 3.7231 | 3.7057 | 3.6924 | 3.6818 | 3.6727 | 3.6674 | 3.6643 | 3.6629 | 3.6617 | 3.6581 | 3.6574 | 3.6568
F2_Commercial_WA - College_Existing_Water Heating_Natural Gas_Water Heater - Pipe Insulation_A_Technical Potential | F2 | Commercial | WA - College | Existing | Water Heating | Natural Gas | Water Heater - Pipe Insulation | A | Integrated Unit Summer Peak Savings (kW) | Technical Potential | 0 | 0 | 0 | 0 | 0 | 0 | 0 | 0 | 0 | 0 | 0 | 0 | 0 | 0 | 0 | 0 | 0 | 0 | 0 | 0 | 0 | 0 | 0 | 0 | 0 | 0 | 0
F3_Commercial_WA - College_Existing_Water Heating_Natural Gas_Water Heater - Pipe Insulation_A_Technical Potential | F3 | Commercial | WA - College | Existing | Water Heating | Natural Gas | Water Heater - Pipe Insulation | A | Integrated Unit Winter Peak Savings (kW) | Technical Potential | 0 | 0 | 0 | 0 | 0 | 0 | 0 | 0 | 0 | 0 | 0 | 0 | 0 | 0 | 0 | 0 | 0 | 0 | 0 | 0 | 0 | 0 | 0 | 0 | 0 | 0 | 0
F4_Commercial_WA - College_Existing_Water Heating_Natural Gas_Water Heater - Pipe Insulation_A_Technical Potential | F4 | Commercial | WA - College | Existing | Water Heating | Natural Gas | Water Heater - Pipe Insulation | A | Incremental Energy Savings (MWh or mTherms) | Technical Potential | 0 | 0 | 0 | 1.3048 | 1.5567 | 1.8544 | 2.0976 | 2.3339 | 2.6633 | 2.8564 | 2.8537 | 2.6322 | 2.2434 | 1.7244 | 1.1796 | 0.70166 | 0.32619 | 0 | 0 | 0 | 0 | 0 | 0 | 0 | 0 | 0 | 0
F5_Commercial_WA - College_Existing_Water Heating_Natural Gas_Water Heater - Pipe Insulation_A_Technical Potential | F5 | Commercial | WA - College | Existing | Water Heating | Natural Gas | Water Heater - Pipe Insulation | A | Incremental Summer Peak Savings (MW) | Technical Potential | 0 | 0 | 0 | 0 | 0 | 0 | 0 | 0 | 0 | 0 | 0 | 0 | 0 | 0 | 0 | 0 | 0 | 0 | 0 | 0 | 0 | 0 | 0 | 0 | 0 | 0 | 0
F6_Commercial_WA - College_Existing_Water Heating_Natural Gas_Water Heater - Pipe Insulation_A_Technical Potential | F6 | Commercial | WA - College | Existing | Water Heating | Natural Gas | Water Heater - Pipe Insulation | A | Incremental Winter Peak Savings (MW) | Technical Potential | 0 | 0 | 0 | 0 | 0 | 0 | 0 | 0 | 0 | 0 | 0 | 0 | 0 | 0 | 0 | 0 | 0 | 0 | 0 | 0 | 0 | 0 | 0 | 0 | 0 | 0 | 0
F7_Commercial_WA - College_Existing_Water Heating_Natural Gas_Water Heater - Pipe Insulation_A_Technical Potential | F7 | Commercial | WA - College | Existing | Water Heating | Natural Gas | Water Heater - Pipe Insulation | A | Cumulative Energy Savings (MWh or mTherms) | Technical Potential | 0 | 0 | 0 | 1.3048 | 2.8245 | 4.6039 | 6.5839 | 8.7561 | 11.2099 | 13.816 | 16.3653 | 18.6502 | 20.7352 | 22.3208 | 23.4282 | 23.9896 | 24.2038 | 24.1168 | 24.0472 | 23.9877 | 23.9532 | 23.9335 | 23.9239 | 23.9163 | 23.8929 | 23.888 | 23.8841
F8_Commercial_WA - College_Existing_Water Heating_Natural Gas_Water Heater - Pipe Insulation_A_Technical Potential | F8 | Commercial | WA - College | Existing | Water Heating | Natural Gas | Water Heater - Pipe Insulation | A | Cumulative Summer Peak Savings (MW) | Technical Potential | 0 | 0 | 0 | 0 | 0 | 0 | 0 | 0 | 0 | 0 | 0 | 0 | 0 | 0 | 0 | 0 | 0 | 0 | 0 | 0 | 0 | 0 | 0 | 0 | 0 | 0 | 0
F9_Commercial_WA - College_Existing_Water Heating_Natural Gas_Water Heater - Pipe Insulation_A_Technical Potential | F9 | Commercial | WA - College | Existing | Water Heating | Natural Gas | Water Heater - Pipe Insulation | A | Cumulative Winter Peak Savings (MW) | Technical Potential | 0 | 0 | 0 | 0 | 0 | 0 | 0 | 0 | 0 | 0 | 0 | 0 | 0 | 0 | 0 | 0 | 0 | 0 | 0 | 0 | 0 | 0 | 0 | 0 | 0 | 0 | 0
F10_Commercial_WA - College_Existing_Water Heating_Natural Gas_Water Heater - Pipe Insulation_A_Technical Potential | F10 | Commercial | WA - College | Existing | Water Heating | Natural Gas | Water Heater - Pipe Insulation | A | Purchases (Incremental) | Technical Potential | 0 | 0 | 0 | 280.852 | 344.8414 | 421.985 | 489.8581 | 558.7452 | 653.2403 | 716.6147 | 732.0725 | 689.8905 | 593.0193 | 458.9034 | 314.9354 | 188.4597 | 88.0235 | 0 | 0 | 0 | 0 | 0 | 0 | 0 | 0 | 0 | 0
F11_Commercial_WA - College_Existing_Water Heating_Natural Gas_Water Heater - Pipe Insulation_A_Technical Potential | F11 | Commercial | WA - College | Existing | Water Heating | Natural Gas | Water Heater - Pipe Insulation | A | Purchases (Cumulative) | Technical Potential | 0 | 0 | 0 | 280.852 | 625.6934 | 1047.6784 | 1537.5364 | 2096.2816 | 2749.5219 | 3466.1366 | 4198.2091 | 4888.0996 | 5481.119 | 5940.0224 | 6254.9577 | 6443.4175 | 6531.441 | 6531.441 | 6531.441 | 6531.441 | 6531.441 | 6531.441 | 6531.441 | 6531.441 | 6531.441 | 6531.441 | 6531.441
F1_Commercial_WA - College_Existing_Water Heating_Natural Gas_Water Heater - Motion Control Faucet_A_Technical Potential | F1 | Commercial | WA - College | Existing | Water Heating | Natural Gas | Water Heater - Motion Control Faucet | A | Integrated Unit Energy Savings (kWh or therms) | Technical Potential | 0 | 0 | 0 | 0 | 0 | 0 | 0 | 0 | 0 | 0 | 0 | 0 | 0 | 0 | 0 | 0 | 0 | 0 | 0 | 0 | 0 | 0 | 0 | 0 | 0 | 0 | 0
F2_Commercial_WA - College_Existing_Water Heating_Natural Gas_Water Heater - Motion Control Faucet_A_Technical Potential | F2 | Commercial | WA - College | Existing | Water Heating | Natural Gas | Water Heater - Motion Control Faucet | A | Integrated Unit Summer Peak Savings (kW) | Technical Potential | 0 | 0 | 0 | 0 | 0 | 0 | 0 | 0 | 0 | 0 | 0 | 0 | 0 | 0 | 0 | 0 | 0 | 0 | 0 | 0 | 0 | 0 | 0 | 0 | 0 | 0 | 0
F3_Commercial_WA - College_Existing_Water Heating_Natural Gas_Water Heater - Motion Control Faucet_A_Technical Potential | F3 | Commercial | WA - College | Existing | Water Heating | Natural Gas | Water Heater - Motion Control Faucet | A | Integrated Unit Winter Peak Savings (kW) | Technical Potential | 0 | 0 | 0 | 0 | 0 | 0 | 0 | 0 | 0 | 0 | 0 | 0 | 0 | 0 | 0 | 0 | 0 | 0 | 0 | 0 | 0 | 0 | 0 | 0 | 0 | 0 | 0
F4_Commercial_WA - College_Existing_Water Heating_Natural Gas_Water Heater - Motion Control Faucet_A_Technical Potential | F4 | Commercial | WA - College | Existing | Water Heating | Natural Gas | Water Heater - Motion Control Faucet | A | Incremental Energy Savings (MWh or mTherms) | Technical Potential | 0 | 0 | 0 | 0 | 0 | 0 | 0 | 0 | 0 | 0 | 0 | 0 | 0 | 0 | 0 | 0 | 0 | 0 | 0 | 0 | 0 | 0 | 0 | 0 | 0 | 0 | 0
F5_Commercial_WA - College_Existing_Water Heating_Natural Gas_Water Heater - Motion Control Faucet_A_Technical Potential | F5 | Commercial | WA - College | Existing | Water Heating | Natural Gas | Water Heater - Motion Control Faucet | A | Incremental Summer Peak Savings (MW) | Technical Potential | 0 | 0 | 0 | 0 | 0 | 0 | 0 | 0 | 0 | 0 | 0 | 0 | 0 | 0 | 0 | 0 | 0 | 0 | 0 | 0 | 0 | 0 | 0 | 0 | 0 | 0 | 0
F6_Commercial_WA - College_Existing_Water Heating_Natural Gas_Water Heater - Motion Control Faucet_A_Technical Potential | F6 | Commercial | WA - College | Existing | Water Heating | Natural Gas | Water Heater - Motion Control Faucet | A | Incremental Winter Peak Savings (MW) | Technical Potential | 0 | 0 | 0 | 0 | 0 | 0 | 0 | 0 | 0 | 0 | 0 | 0 | 0 | 0 | 0 | 0 | 0 | 0 | 0 | 0 | 0 | 0 | 0 | 0 | 0 | 0 | 0
F7_Commercial_WA - College_Existing_Water Heating_Natural Gas_Water Heater - Motion Control Faucet_A_Technical Potential | F7 | Commercial | WA - College | Existing | Water Heating | Natural Gas | Water Heater - Motion Control Faucet | A | Cumulative Energy Savings (MWh or mTherms) | Technical Potential | 0 | 0 | 0 | 0 | 0 | 0 | 0 | 0 | 0 | 0 | 0 | 0 | 0 | 0 | 0 | 0 | 0 | 0 | 0 | 0 | 0 | 0 | 0 | 0 | 0 | 0 | 0
F8_Commercial_WA - College_Existing_Water Heating_Natural Gas_Water Heater - Motion Control Faucet_A_Technical Potential | F8 | Commercial | WA - College | Existing | Water Heating | Natural Gas | Water Heater - Motion Control Faucet | A | Cumulative Summer Peak Savings (MW) | Technical Potential | 0 | 0 | 0 | 0 | 0 | 0 | 0 | 0 | 0 | 0 | 0 | 0 | 0 | 0 | 0 | 0 | 0 | 0 | 0 | 0 | 0 | 0 | 0 | 0 | 0 | 0 | 0
F9_Commercial_WA - College_Existing_Water Heating_Natural Gas_Water Heater - Motion Control Faucet_A_Technical Potential | F9 | Commercial | WA - College | Existing | Water Heating | Natural Gas | Water Heater - Motion Control Faucet | A | Cumulative Winter Peak Savings (MW) | Technical Potential | 0 | 0 | 0 | 0 | 0 | 0 | 0 | 0 | 0 | 0 | 0 | 0 | 0 | 0 | 0 | 0 | 0 | 0 | 0 | 0 | 0 | 0 | 0 | 0 | 0 | 0 | 0
F10_Commercial_WA - College_Existing_Water Heating_Natural Gas_Water Heater - Motion Control Faucet_A_Technical Potential | F10 | Commercial | WA - College | Existing | Water Heating | Natural Gas | Water Heater - Motion Control Faucet | A | Purchases (Incremental) | Technical Potential | 0 | 0 | 0 | 600393.3705 | 737187.3071 | 902101.5317 | 1047197.7393 | 1194461.6314 | 796075.8543 | 794761.1189 | 662891.9977 | 427620.8459 | 73269.8641 | 0 | 0 | 0 | 0 | 0 | 0 | 0 | 0 | 0 | 0 | 0 | 0 | 0 | 0
F11_Commercial_WA - College_Existing_Water Heating_Natural Gas_Water Heater - Motion Control Faucet_A_Technical Potential | F11 | Commercial | WA - College | Existing | Water Heating | Natural Gas | Water Heater - Motion Control Faucet | A | Purchases (Cumulative) | Technical Potential | 0 | 0 | 0 | 600393.3705 | 1337580.6777 | 2239682.2093 | 3286879.9486 | 4481341.5799 | 5277417.4342 | 6072178.5532 | 6735070.5509 | 7162691.3968 | 7235961.2608 | 7235961.2608 | 7235961.2608 | 7235961.2608 | 7235961.2608 | 7235961.2608 | 7235961.2608 | 7235961.2608 | 7235961.2608 | 7235961.2608 | 7235961.2608 | 7235961.2608 | 7235961.2608 | 7235961.2608 | 7235961.2608
F1_Commercial_WA - College_Existing_Water Heating_Natural Gas_Water Heater - Solar System_A_Technical Potential | F1 | Commercial | WA - College | Existing | Water Heating | Natural Gas | Water Heater - Solar System | A | Integrated Unit Energy Savings (kWh or therms) | Technical Potential | 0 | 0 | 38.2833 | 37.1543 | 36.0923 | 35.1233 | 34.2137 | 33.36 | 32.5462 | 31.8026 | 31.0853 | 30.4101 | 30.1386 | 29.9268 | 29.823 | 29.6404 | 29.5001 | 29.3941 | 29.3093 | 29.2368 | 29.1946 | 29.1706 | 29.159 | 29.1498 | 29.1212 | 29.1153 | 29.1105
F2_Commercial_WA - College_Existing_Water Heating_Natural Gas_Water Heater - Solar System_A_Technical Potential | F2 | Commercial | WA - College | Existing | Water Heating | Natural Gas | Water Heater - Solar System | A | Integrated Unit Summer Peak Savings (kW) | Technical Potential | 0 | 0 | 0 | 0 | 0 | 0 | 0 | 0 | 0 | 0 | 0 | 0 | 0 | 0 | 0 | 0 | 0 | 0 | 0 | 0 | 0 | 0 | 0 | 0 | 0 | 0 | 0
F3_Commercial_WA - College_Existing_Water Heating_Natural Gas_Water Heater - Solar System_A_Technical Potential | F3 | Commercial | WA - College | Existing | Water Heating | Natural Gas | Water Heater - Solar System | A | Integrated Unit Winter Peak Savings (kW) | Technical Potential | 0 | 0 | 0 | 0 | 0 | 0 | 0 | 0 | 0 | 0 | 0 | 0 | 0 | 0 | 0 | 0 | 0 | 0 | 0 | 0 | 0 | 0 | 0 | 0 | 0 | 0 | 0
F4_Commercial_WA - College_Existing_Water Heating_Natural Gas_Water Heater - Solar System_A_Technical Potential | F4 | Commercial | WA - College | Existing | Water Heating | Natural Gas | Water Heater - Solar System | A | Incremental Energy Savings (MWh or mTherms) | Technical Potential | 0 | 0 | 0 | 5.4382 | 6.222 | 7.1576 | 7.8658 | 8.5453 | 9.5617 | 10.091 | 10.7049 | 10.1933 | 8.81 | 6.7888 | 4.6214 | 3.5738 | 1.5445 | 0 | 0 | 0 | 0 | 0 | 0 | 0 | 0 | 0 | 0
F5_Commercial_WA - College_Existing_Water Heating_Natural Gas_Water Heater - Solar System_A_Technical Potential | F5 | Commercial | WA - College | Existing | Water Heating | Natural Gas | Water Heater - Solar System | A | Incremental Summer Peak Savings (MW) | Technical Potential | 0 | 0 | 0 | 0 | 0 | 0 | 0 | 0 | 0 | 0 | 0 | 0 | 0 | 0 | 0 | 0 | 0 | 0 | 0 | 0 | 0 | 0 | 0 | 0 | 0 | 0 | 0
F6_Commercial_WA - College_Existing_Water Heating_Natural Gas_Water Heater - Solar System_A_Technical Potential | F6 | Commercial | WA - College | Existing | Water Heating | Natural Gas | Water Heater - Solar System | A | Incremental Winter Peak Savings (MW) | Technical Potential | 0 | 0 | 0 | 0 | 0 | 0 | 0 | 0 | 0 | 0 | 0 | 0 | 0 | 0 | 0 | 0 | 0 | 0 | 0 | 0 | 0 | 0 | 0 | 0 | 0 | 0 | 0
F7_Commercial_WA - College_Existing_Water Heating_Natural Gas_Water Heater - Solar System_A_Technical Potential | F7 | Commercial | WA - College | Existing | Water Heating | Natural Gas | Water Heater - Solar System | A | Cumulative Energy Savings (MWh or mTherms) | Technical Potential | 0 | 0 | 0 | 5.4382 | 11.5047 | 18.3534 | 25.7439 | 33.6468 | 42.3877 | 51.5102 | 61.0534 | 69.9206 | 78.1063 | 84.3461 | 88.6751 | 91.706 | 92.8163 | 92.4828 | 92.216 | 91.9879 | 91.8553 | 91.7798 | 91.7433 | 91.7141 | 91.6243 | 91.6056 | 91.5907
F8_Commercial_WA - College_Existing_Water Heating_Natural Gas_Water Heater - Solar System_A_Technical Potential | F8 | Commercial | WA - College | Existing | Water Heating | Natural Gas | Water Heater - Solar System | A | Cumulative Summer Peak Savings (MW) | Technical Potential | 0 | 0 | 0 | 0 | 0 | 0 | 0 | 0 | 0 | 0 | 0 | 0 | 0 | 0 | 0 | 0 | 0 | 0 | 0 | 0 | 0 | 0 | 0 | 0 | 0 | 0 | 0
F9_Commercial_WA - College_Existing_Water Heating_Natural Gas_Water Heater - Solar System_A_Technical Potential | F9 | Commercial | WA - College | Existing | Water Heating | Natural Gas | Water Heater - Solar System | A | Cumulative Winter Peak Savings (MW) | Technical Potential | 0 | 0 | 0 | 0 | 0 | 0 | 0 | 0 | 0 | 0 | 0 | 0 | 0 | 0 | 0 | 0 | 0 | 0 | 0 | 0 | 0 | 0 | 0 | 0 | 0 | 0 | 0
F10_Commercial_WA - College_Existing_Water Heating_Natural Gas_Water Heater - Solar System_A_Technical Potential | F10 | Commercial | WA - College | Existing | Water Heating | Natural Gas | Water Heater - Solar System | A | Purchases (Incremental) | Technical Potential | 0 | 0 | 0 | 146.3682 | 172.3907 | 203.7839 | 229.9006 | 256.1531 | 293.7894 | 317.3029 | 344.3713 | 335.1953 | 292.3144 | 226.8465 | 154.9614 | 120.5726 | 52.3573 | 0 | 0 | 0 | 0 | 0 | 0 | 0 | 0 | 0 | 0
F11_Commercial_WA - College_Existing_Water Heating_Natural Gas_Water Heater - Solar System_A_Technical Potential | F11 | Commercial | WA - College | Existing | Water Heating | Natural Gas | Water Heater - Solar System | A | Purchases (Cumulative) | Technical Potential | 0 | 0 | 0 | 146.3682 | 318.7589 | 522.5428 | 752.4434 | 1008.5965 | 1302.386 | 1619.6888 | 1964.0601 | 2299.2554 | 2591.5698 | 2818.4163 | 2973.3777 | 3093.9504 | 3146.3077 | 3146.3077 | 3146.3077 | 3146.3077 | 3146.3077 | 3146.3077 | 3146.3077 | 3146.3077 | 3146.3077 | 3146.3077 | 3146.3077
F1_Commercial_WA - College_Existing_Water Heating_Natural Gas_Commercial Laundry - Ozone Treatment_A_Technical Potential | F1 | Commercial | WA - College | Existing | Water Heating | Natural Gas | Commercial Laundry - Ozone Treatment | A | Integrated Unit Energy Savings (kWh or therms) | Technical Potential | 0 | 0 | 348.3322 | 337.3464 | 326.7463 | 316.9152 | 307.712 | 299.1157 | 290.7836 | 283.0423 | 275.5369 | 268.5082 | 265.2222 | 262.6761 | 261.3006 | 259.5143 | 258.2048 | 257.277 | 256.5348 | 255.9002 | 255.5314 | 255.3214 | 255.2198 | 255.1386 | 254.8887 | 254.8367 | 254.7952
F2_Commercial_WA - College_Existing_Water Heating_Natural Gas_Commercial Laundry - Ozone Treatment_A_Technical Potential | F2 | Commercial | WA - College | Existing | Water Heating | Natural Gas | Commercial Laundry - Ozone Treatment | A | Integrated Unit Summer Peak Savings (kW) | Technical Potential | 0 | 0 | 0 | 0 | 0 | 0 | 0 | 0 | 0 | 0 | 0 | 0 | 0 | 0 | 0 | 0 | 0 | 0 | 0 | 0 | 0 | 0 | 0 | 0 | 0 | 0 | 0
F3_Commercial_WA - College_Existing_Water Heating_Natural Gas_Commercial Laundry - Ozone Treatment_A_Technical Potential | F3 | Commercial | WA - College | Existing | Water Heating | Natural Gas | Commercial Laundry - Ozone Treatment | A | Integrated Unit Winter Peak Savings (kW) | Technical Potential | 0 | 0 | 0 | 0 | 0 | 0 | 0 | 0 | 0 | 0 | 0 | 0 | 0 | 0 | 0 | 0 | 0 | 0 | 0 | 0 | 0 | 0 | 0 | 0 | 0 | 0 | 0
F4_Commercial_WA - College_Existing_Water Heating_Natural Gas_Commercial Laundry - Ozone Treatment_A_Technical Potential | F4 | Commercial | WA - College | Existing | Water Heating | Natural Gas | Commercial Laundry - Ozone Treatment | A | Incremental Energy Savings (MWh or mTherms) | Technical Potential | 0 | 0 | 0 | 1.5003 | 1.7842 | 2.1177 | 2.3869 | 2.6465 | 3.0079 | 3.2119 | 3.1942 | 2.9333 | 2.4906 | 0.74061 | 0 | 0 | 0 | 0 | 0 | 0 | 0 | 0 | 0 | 0 | 0 | 0 | 0
F5_Commercial_WA - College_Existing_Water Heating_Natural Gas_Commercial Laundry - Ozone Treatment_A_Technical Potential | F5 | Commercial | WA - College | Existing | Water Heating | Natural Gas | Commercial Laundry - Ozone Treatment | A | Incremental Summer Peak Savings (MW) | Technical Potential | 0 | 0 | 0 | 0 | 0 | 0 | 0 | 0 | 0 | 0 | 0 | 0 | 0 | 0 | 0 | 0 | 0 | 0 | 0 | 0 | 0 | 0 | 0 | 0 | 0 | 0 | 0
F6_Commercial_WA - College_Existing_Water Heating_Natural Gas_Commercial Laundry - Ozone Treatment_A_Technical Potential | F6 | Commercial | WA - College | Existing | Water Heating | Natural Gas | Commercial Laundry - Ozone Treatment | A | Incremental Winter Peak Savings (MW) | Technical Potential | 0 | 0 | 0 | 0 | 0 | 0 | 0 | 0 | 0 | 0 | 0 | 0 | 0 | 0 | 0 | 0 | 0 | 0 | 0 | 0 | 0 | 0 | 0 | 0 | 0 | 0 | 0
F7_Commercial_WA - College_Existing_Water Heating_Natural Gas_Commercial Laundry - Ozone Treatment_A_Technical Potential | F7 | Commercial | WA - College | Existing | Water Heating | Natural Gas | Commercial Laundry - Ozone Treatment | A | Cumulative Energy Savings (MWh or mTherms) | Technical Potential | 0 | 0 | 0 | 1.5003 | 3.2374 | 5.2577 | 7.4919 | 9.9292 | 12.6605 | 15.5354 | 18.3176 | 20.7837 | 23.0199 | 23.5395 | 23.4163 | 23.2562 | 23.1388 | 23.0557 | 22.9892 | 22.9323 | 22.8993 | 22.8805 | 22.8714 | 22.8641 | 22.8417 | 22.837 | 22.8333
F8_Commercial_WA - College_Existing_Water Heating_Natural Gas_Commercial Laundry - Ozone Treatment_A_Technical Potential | F8 | Commercial | WA - College | Existing | Water Heating | Natural Gas | Commercial Laundry - Ozone Treatment | A | Cumulative Summer Peak Savings (MW) | Technical Potential | 0 | 0 | 0 | 0 | 0 | 0 | 0 | 0 | 0 | 0 | 0 | 0 | 0 | 0 | 0 | 0 | 0 | 0 | 0 | 0 | 0 | 0 | 0 | 0 | 0 | 0 | 0
F9_Commercial_WA - College_Existing_Water Heating_Natural Gas_Commercial Laundry - Ozone Treatment_A_Technical Potential | F9 | Commercial | WA - College | Existing | Water Heating | Natural Gas | Commercial Laundry - Ozone Treatment | A | Cumulative Winter Peak Savings (MW) | Technical Potential | 0 | 0 | 0 | 0 | 0 | 0 | 0 | 0 | 0 | 0 | 0 | 0 | 0 | 0 | 0 | 0 | 0 | 0 | 0 | 0 | 0 | 0 | 0 | 0 | 0 | 0 | 0
F10_Commercial_WA - College_Existing_Water Heating_Natural Gas_Commercial Laundry - Ozone Treatment_A_Technical Potential | F10 | Commercial | WA - College | Existing | Water Heating | Natural Gas | Commercial Laundry - Ozone Treatment | A | Purchases (Incremental) | Technical Potential | 0 | 0 | 0 | 4.4474 | 5.4606 | 6.6822 | 7.757 | 8.8479 | 10.3442 | 11.3478 | 11.5925 | 10.9246 | 9.3906 | 2.8195 | 0 | 0 | 0 | 0 | 0 | 0 | 0 | 0 | 0 | 0 | 0 | 0 | 0
F11_Commercial_WA - College_Existing_Water Heating_Natural Gas_Commercial Laundry - Ozone Treatment_A_Technical Potential | F11 | Commercial | WA - College | Existing | Water Heating | Natural Gas | Commercial Laundry - Ozone Treatment | A | Purchases (Cumulative) | Technical Potential | 0 | 0 | 0 | 4.4474 | 9.908 | 16.5902 | 24.3473 | 33.1951 | 43.5393 | 54.8871 | 66.4797 | 77.4042 | 86.7948 | 89.6143 | 89.6143 | 89.6143 | 89.6143 | 89.6143 | 89.6143 | 89.6143 | 89.6143 | 89.6143 | 89.6143 | 89.6143 | 89.6143 | 89.6143 | 89.6143
F1_Commercial_WA - College_Existing_Water Heating_Natural Gas_Commercial Laundry - ENERGY STAR Washer_A_Technical Potential | F1 | Commercial | WA - College | Existing | Water Heating | Natural Gas | Commercial Laundry - ENERGY STAR Washer | A | Integrated Unit Energy Savings (kWh or therms) | Technical Potential | 0 | 0 | 33.8542 | 32.7868 | 31.7568 | 30.8017 | 29.9075 | 29.0725 | 28.2631 | 27.5112 | 26.782 | 26.099 | 25.7797 | 25.5322 | 25.3985 | 25.2249 | 25.0976 | 25.0075 | 24.9353 | 24.8736 | 24.8378 | 24.8174 | 24.8075 | 24.7996 | 24.7753 | 24.7703 | 24.7662
F2_Commercial_WA - College_Existing_Water Heating_Natural Gas_Commercial Laundry - ENERGY STAR Washer_A_Technical Potential | F2 | Commercial | WA - College | Existing | Water Heating | Natural Gas | Commercial Laundry - ENERGY STAR Washer | A | Integrated Unit Summer Peak Savings (kW) | Technical Potential | 0 | 0 | 0 | 0 | 0 | 0 | 0 | 0 | 0 | 0 | 0 | 0 | 0 | 0 | 0 | 0 | 0 | 0 | 0 | 0 | 0 | 0 | 0 | 0 | 0 | 0 | 0
F3_Commercial_WA - College_Existing_Water Heating_Natural Gas_Commercial Laundry - ENERGY STAR Washer_A_Technical Potential | F3 | Commercial | WA - College | Existing | Water Heating | Natural Gas | Commercial Laundry - ENERGY STAR Washer | A | Integrated Unit Winter Peak Savings (kW) | Technical Potential | 0 | 0 | 0 | 0 | 0 | 0 | 0 | 0 | 0 | 0 | 0 | 0 | 0 | 0 | 0 | 0 | 0 | 0 | 0 | 0 | 0 | 0 | 0 | 0 | 0 | 0 | 0
F4_Commercial_WA - College_Existing_Water Heating_Natural Gas_Commercial Laundry - ENERGY STAR Washer_A_Technical Potential | F4 | Commercial | WA - College | Existing | Water Heating | Natural Gas | Commercial Laundry - ENERGY STAR Washer | A | Incremental Energy Savings (MWh or mTherms) | Technical Potential | 0 | 0 | 0 | 0.045457 | 0.05406 | 0.064164 | 0.072322 | 0.080189 | 0.091141 | 0.097323 | 0.059656 | 0.044456 | 0.021766 | 0 | 0 | 0 | 0 | 0 | 0 | 0 | 0 | 0 | 0 | 0 | 0 | 0 | 0
F5_Commercial_WA - College_Existing_Water Heating_Natural Gas_Commercial Laundry - ENERGY STAR Washer_A_Technical Potential | F5 | Commercial | WA - College | Existing | Water Heating | Natural Gas | Commercial Laundry - ENERGY STAR Washer | A | Incremental Summer Peak Savings (MW) | Technical Potential | 0 | 0 | 0 | 0 | 0 | 0 | 0 | 0 | 0 | 0 | 0 | 0 | 0 | 0 | 0 | 0 | 0 | 0 | 0 | 0 | 0 | 0 | 0 | 0 | 0 | 0 | 0
F6_Commercial_WA - College_Existing_Water Heating_Natural Gas_Commercial Laundry - ENERGY STAR Washer_A_Technical Potential | F6 | Commercial | WA - College | Existing | Water Heating | Natural Gas | Commercial Laundry - ENERGY STAR Washer | A | Incremental Winter Peak Savings (MW) | Technical Potential | 0 | 0 | 0 | 0 | 0 | 0 | 0 | 0 | 0 | 0 | 0 | 0 | 0 | 0 | 0 | 0 | 0 | 0 | 0 | 0 | 0 | 0 | 0 | 0 | 0 | 0 | 0
F7_Commercial_WA - College_Existing_Water Heating_Natural Gas_Commercial Laundry - ENERGY STAR Washer_A_Technical Potential | F7 | Commercial | WA - College | Existing | Water Heating | Natural Gas | Commercial Laundry - ENERGY STAR Washer | A | Cumulative Energy Savings (MWh or mTherms) | Technical Potential | 0 | 0 | 0 | 0.045457 | 0.098089 | 0.1593 | 0.227 | 0.30085 | 0.38362 | 0.47073 | 0.51791 | 0.54916 | 0.56421 | 0.55879 | 0.55587 | 0.55207 | 0.54928 | 0.54731 | 0.54573 | 0.54438 | 0.54359 | 0.54315 | 0.54293 | 0.54276 | 0.54223 | 0.54212 | 0.54203
F8_Commercial_WA - College_Existing_Water Heating_Natural Gas_Commercial Laundry - ENERGY STAR Washer_A_Technical Potential | F8 | Commercial | WA - College | Existing | Water Heating | Natural Gas | Commercial Laundry - ENERGY STAR Washer | A | Cumulative Summer Peak Savings (MW) | Technical Potential | 0 | 0 | 0 | 0 | 0 | 0 | 0 | 0 | 0 | 0 | 0 | 0 | 0 | 0 | 0 | 0 | 0 | 0 | 0 | 0 | 0 | 0 | 0 | 0 | 0 | 0 | 0
F9_Commercial_WA - College_Existing_Water Heating_Natural Gas_Commercial Laundry - ENERGY STAR Washer_A_Technical Potential | F9 | Commercial | WA - College | Existing | Water Heating | Natural Gas | Commercial Laundry - ENERGY STAR Washer | A | Cumulative Winter Peak Savings (MW) | Technical Potential | 0 | 0 | 0 | 0 | 0 | 0 | 0 | 0 | 0 | 0 | 0 | 0 | 0 | 0 | 0 | 0 | 0 | 0 | 0 | 0 | 0 | 0 | 0 | 0 | 0 | 0 | 0
F10_Commercial_WA - College_Existing_Water Heating_Natural Gas_Commercial Laundry - ENERGY STAR Washer_A_Technical Potential | F10 | Commercial | WA - College | Existing | Water Heating | Natural Gas | Commercial Laundry - ENERGY STAR Washer | A | Purchases (Incremental) | Technical Potential | 0 | 0 | 0 | 1.3864 | 1.7023 | 2.0831 | 2.4182 | 2.7583 | 3.2247 | 3.5376 | 2.2275 | 1.7033 | 0.84432 | 0 | 0 | 0 | 0 | 0 | 0 | 0 | 0 | 0 | 0 | 0 | 0 | 0 | 0
F11_Commercial_WA - College_Existing_Water Heating_Natural Gas_Commercial Laundry - ENERGY STAR Washer_A_Technical Potential | F11 | Commercial | WA - College | Existing | Water Heating | Natural Gas | Commercial Laundry - ENERGY STAR Washer | A | Purchases (Cumulative) | Technical Potential | 0 | 0 | 0 | 1.3864 | 3.0888 | 5.1719 | 7.5901 | 10.3484 | 13.5731 | 17.1107 | 19.3381 | 21.0415 | 21.8858 | 21.8858 | 21.8858 | 21.8858 | 21.8858 | 21.8858 | 21.8858 | 21.8858 | 21.8858 | 21.8858 | 21.8858 | 21.8858 | 21.8858 | 21.8858 | 21.8858
F1_Commercial_WA - College_Existing_Water Heating_Natural Gas_Water Heater - Efficient Dishwasher_A_Technical Potential | F1 | Commercial | WA - College | Existing | Water Heating | Natural Gas | Water Heater - Efficient Dishwasher | A | Integrated Unit Energy Savings (kWh or therms) | Technical Potential | 0 | 0 | 98.0255 | 95.0058 | 92.1062 | 89.4368 | 86.9547 | 84.6535 | 82.4414 | 80.403 | 78.4266 | 76.5692 | 75.754 | 75.1202 | 74.7907 | 74.2794 | 73.9046 | 73.6391 | 73.4266 | 73.245 | 73.1394 | 73.0793 | 73.0503 | 73.027 | 72.9555 | 72.9406 | 72.9287
F2_Commercial_WA - College_Existing_Water Heating_Natural Gas_Water Heater - Efficient Dishwasher_A_Technical Potential | F2 | Commercial | WA - College | Existing | Water Heating | Natural Gas | Water Heater - Efficient Dishwasher | A | Integrated Unit Summer Peak Savings (kW) | Technical Potential | 0 | 0 | 0 | 0 | 0 | 0 | 0 | 0 | 0 | 0 | 0 | 0 | 0 | 0 | 0 | 0 | 0 | 0 | 0 | 0 | 0 | 0 | 0 | 0 | 0 | 0 | 0
F3_Commercial_WA - College_Existing_Water Heating_Natural Gas_Water Heater - Efficient Dishwasher_A_Technical Potential | F3 | Commercial | WA - College | Existing | Water Heating | Natural Gas | Water Heater - Efficient Dishwasher | A | Integrated Unit Winter Peak Savings (kW) | Technical Potential | 0 | 0 | 0 | 0 | 0 | 0 | 0 | 0 | 0 | 0 | 0 | 0 | 0 | 0 | 0 | 0 | 0 | 0 | 0 | 0 | 0 | 0 | 0 | 0 | 0 | 0 | 0
F4_Commercial_WA - College_Existing_Water Heating_Natural Gas_Water Heater - Efficient Dishwasher_A_Technical Potential | F4 | Commercial | WA - College | Existing | Water Heating | Natural Gas | Water Heater - Efficient Dishwasher | A | Incremental Energy Savings (MWh or mTherms) | Technical Potential | 0 | 0 | 0 | 4.7534 | 5.6583 | 6.7234 | 7.5882 | 8.4263 | 9.5939 | 10.2644 | 10.2281 | 9.4105 | 8.003 | 6.1412 | 4.1961 | 0 | 0 | 0 | 0 | 0 | 0 | 0 | 0 | 0 | 0 | 0 | 0
F5_Commercial_WA - College_Existing_Water Heating_Natural Gas_Water Heater - Efficient Dishwasher_A_Technical Potential | F5 | Commercial | WA - College | Existing | Water Heating | Natural Gas | Water Heater - Efficient Dishwasher | A | Incremental Summer Peak Savings (MW) | Technical Potential | 0 | 0 | 0 | 0 | 0 | 0 | 0 | 0 | 0 | 0 | 0 | 0 | 0 | 0 | 0 | 0 | 0 | 0 | 0 | 0 | 0 | 0 | 0 | 0 | 0 | 0 | 0
F6_Commercial_WA - College_Existing_Water Heating_Natural Gas_Water Heater - Efficient Dishwasher_A_Technical Potential | F6 | Commercial | WA - College | Existing | Water Heating | Natural Gas | Water Heater - Efficient Dishwasher | A | Incremental Winter Peak Savings (MW) | Technical Potential | 0 | 0 | 0 | 0 | 0 | 0 | 0 | 0 | 0 | 0 | 0 | 0 | 0 | 0 | 0 | 0 | 0 | 0 | 0 | 0 | 0 | 0 | 0 | 0 | 0 | 0 | 0
F7_Commercial_WA - College_Existing_Water Heating_Natural Gas_Water Heater - Efficient Dishwasher_A_Technical Potential | F7 | Commercial | WA - College | Existing | Water Heating | Natural Gas | Water Heater - Efficient Dishwasher | A | Cumulative Energy Savings (MWh or mTherms) | Technical Potential | 0 | 0 | 0 | 4.7534 | 10.2666 | 16.6925 | 23.8175 | 31.6134 | 40.3812 | 49.6472 | 58.6549 | 66.6763 | 73.9694 | 79.4917 | 83.3392 | 82.7695 | 82.3518 | 82.0559 | 81.8192 | 81.6168 | 81.4992 | 81.4322 | 81.3998 | 81.3739 | 81.2942 | 81.2776 | 81.2643
F8_Commercial_WA - College_Existing_Water Heating_Natural Gas_Water Heater - Efficient Dishwasher_A_Technical Potential | F8 | Commercial | WA - College | Existing | Water Heating | Natural Gas | Water Heater - Efficient Dishwasher | A | Cumulative Summer Peak Savings (MW) | Technical Potential | 0 | 0 | 0 | 0 | 0 | 0 | 0 | 0 | 0 | 0 | 0 | 0 | 0 | 0 | 0 | 0 | 0 | 0 | 0 | 0 | 0 | 0 | 0 | 0 | 0 | 0 | 0
F9_Commercial_WA - College_Existing_Water Heating_Natural Gas_Water Heater - Efficient Dishwasher_A_Technical Potential | F9 | Commercial | WA - College | Existing | Water Heating | Natural Gas | Water Heater - Efficient Dishwasher | A | Cumulative Winter Peak Savings (MW) | Technical Potential | 0 | 0 | 0 | 0 | 0 | 0 | 0 | 0 | 0 | 0 | 0 | 0 | 0 | 0 | 0 | 0 | 0 | 0 | 0 | 0 | 0 | 0 | 0 | 0 | 0 | 0 | 0
F10_Commercial_WA - College_Existing_Water Heating_Natural Gas_Water Heater - Efficient Dishwasher_A_Technical Potential | F10 | Commercial | WA - College | Existing | Water Heating | Natural Gas | Water Heater - Efficient Dishwasher | A | Purchases (Incremental) | Technical Potential | 0 | 0 | 0 | 50.0328 | 61.4323 | 75.1751 | 87.2665 | 99.5385 | 116.3724 | 127.6624 | 130.4161 | 122.9015 | 105.6443 | 81.752 | 56.1046 | 0 | 0 | 0 | 0 | 0 | 0 | 0 | 0 | 0 | 0 | 0 | 0
F11_Commercial_WA - College_Existing_Water Heating_Natural Gas_Water Heater - Efficient Dishwasher_A_Technical Potential | F11 | Commercial | WA - College | Existing | Water Heating | Natural Gas | Water Heater - Efficient Dishwasher | A | Purchases (Cumulative) | Technical Potential | 0 | 0 | 0 | 50.0328 | 111.4651 | 186.6402 | 273.9067 | 373.4451 | 489.8176 | 617.4799 | 747.8961 | 870.7976 | 976.4419 | 1058.1939 | 1114.2985 | 1114.2985 | 1114.2985 | 1114.2985 | 1114.2985 | 1114.2985 | 1114.2985 | 1114.2985 | 1114.2985 | 1114.2985 | 1114.2985 | 1114.2985 | 1114.2985
F1_Commercial_WA - College_Existing_Water Heating_Natural Gas_Commercial Laundry - Alternative Dry-Cleaning Methods_A_Technical Potential | F1 | Commercial | WA - College | Existing | Water Heating | Natural Gas | Commercial Laundry - Alternative Dry-Cleaning Methods | A | Integrated Unit Energy Savings (kWh or therms) | Technical Potential | 0 | 0 | 0 | 0 | 0 | 0 | 0 | 0 | 0 | 0 | 0 | 0 | 0 | 0 | 0 | 0 | 0 | 0 | 0 | 0 | 0 | 0 | 0 | 0 | 0 | 0 | 0
F2_Commercial_WA - College_Existing_Water Heating_Natural Gas_Commercial Laundry - Alternative Dry-Cleaning Methods_A_Technical Potential | F2 | Commercial | WA - College | Existing | Water Heating | Natural Gas | Commercial Laundry - Alternative Dry-Cleaning Methods | A | Integrated Unit Summer Peak Savings (kW) | Technical Potential | 0 | 0 | 0 | 0 | 0 | 0 | 0 | 0 | 0 | 0 | 0 | 0 | 0 | 0 | 0 | 0 | 0 | 0 | 0 | 0 | 0 | 0 | 0 | 0 | 0 | 0 | 0
F3_Commercial_WA - College_Existing_Water Heating_Natural Gas_Commercial Laundry - Alternative Dry-Cleaning Methods_A_Technical Potential | F3 | Commercial | WA - College | Existing | Water Heating | Natural Gas | Commercial Laundry - Alternative Dry-Cleaning Methods | A | Integrated Unit Winter Peak Savings (kW) | Technical Potential | 0 | 0 | 0 | 0 | 0 | 0 | 0 | 0 | 0 | 0 | 0 | 0 | 0 | 0 | 0 | 0 | 0 | 0 | 0 | 0 | 0 | 0 | 0 | 0 | 0 | 0 | 0
F4_Commercial_WA - College_Existing_Water Heating_Natural Gas_Commercial Laundry - Alternative Dry-Cleaning Methods_A_Technical Potential | F4 | Commercial | WA - College | Existing | Water Heating | Natural Gas | Commercial Laundry - Alternative Dry-Cleaning Methods | A | Incremental Energy Savings (MWh or mTherms) | Technical Potential | 0 | 0 | 0 | 0 | 0 | 0 | 0 | 0 | 0 | 0 | 0 | 0 | 0 | 0 | 0 | 0 | 0 | 0 | 0 | 0 | 0 | 0 | 0 | 0 | 0 | 0 | 0
F5_Commercial_WA - College_Existing_Water Heating_Natural Gas_Commercial Laundry - Alternative Dry-Cleaning Methods_A_Technical Potential | F5 | Commercial | WA - College | Existing | Water Heating | Natural Gas | Commercial Laundry - Alternative Dry-Cleaning Methods | A | Incremental Summer Peak Savings (MW) | Technical Potential | 0 | 0 | 0 | 0 | 0 | 0 | 0 | 0 | 0 | 0 | 0 | 0 | 0 | 0 | 0 | 0 | 0 | 0 | 0 | 0 | 0 | 0 | 0 | 0 | 0 | 0 | 0
F6_Commercial_WA - College_Existing_Water Heating_Natural Gas_Commercial Laundry - Alternative Dry-Cleaning Methods_A_Technical Potential | F6 | Commercial | WA - College | Existing | Water Heating | Natural Gas | Commercial Laundry - Alternative Dry-Cleaning Methods | A | Incremental Winter Peak Savings (MW) | Technical Potential | 0 | 0 | 0 | 0 | 0 | 0 | 0 | 0 | 0 | 0 | 0 | 0 | 0 | 0 | 0 | 0 | 0 | 0 | 0 | 0 | 0 | 0 | 0 | 0 | 0 | 0 | 0
F7_Commercial_WA - College_Existing_Water Heating_Natural Gas_Commercial Laundry - Alternative Dry-Cleaning Methods_A_Technical Potential | F7 | Commercial | WA - College | Existing | Water Heating | Natural Gas | Commercial Laundry - Alternative Dry-Cleaning Methods | A | Cumulative Energy Savings (MWh or mTherms) | Technical Potential | 0 | 0 | 0 | 0 | 0 | 0 | 0 | 0 | 0 | 0 | 0 | 0 | 0 | 0 | 0 | 0 | 0 | 0 | 0 | 0 | 0 | 0 | 0 | 0 | 0 | 0 | 0
F8_Commercial_WA - College_Existing_Water Heating_Natural Gas_Commercial Laundry - Alternative Dry-Cleaning Methods_A_Technical Potential | F8 | Commercial | WA - College | Existing | Water Heating | Natural Gas | Commercial Laundry - Alternative Dry-Cleaning Methods | A | Cumulative Summer Peak Savings (MW) | Technical Potential | 0 | 0 | 0 | 0 | 0 | 0 | 0 | 0 | 0 | 0 | 0 | 0 | 0 | 0 | 0 | 0 | 0 | 0 | 0 | 0 | 0 | 0 | 0 | 0 | 0 | 0 | 0
F9_Commercial_WA - College_Existing_Water Heating_Natural Gas_Commercial Laundry - Alternative Dry-Cleaning Methods_A_Technical Potential | F9 | Commercial | WA - College | Existing | Water Heating | Natural Gas | Commercial Laundry - Alternative Dry-Cleaning Methods | A | Cumulative Winter Peak Savings (MW) | Technical Potential | 0 | 0 | 0 | 0 | 0 | 0 | 0 | 0 | 0 | 0 | 0 | 0 | 0 | 0 | 0 | 0 | 0 | 0 | 0 | 0 | 0 | 0 | 0 | 0 | 0 | 0 | 0
F10_Commercial_WA - College_Existing_Water Heating_Natural Gas_Commercial Laundry - Alternative Dry-Cleaning Methods_A_Technical Potential | F10 | Commercial | WA - College | Existing | Water Heating | Natural Gas | Commercial Laundry - Alternative Dry-Cleaning Methods | A | Purchases (Incremental) | Technical Potential | 0 | 0 | 0 | 4.4474 | 5.4606 | 6.6822 | 7.757 | 8.8479 | 10.3442 | 11.3478 | 11.5925 | 10.9246 | 9.3906 | 7.2668 | 4.9871 | 2.9843 | 1.3939 | 0 | 0 | 0 | 0 | 0 | 0 | 0 | 0 | 0 | 0
F11_Commercial_WA - College_Existing_Water Heating_Natural Gas_Commercial Laundry - Alternative Dry-Cleaning Methods_A_Technical Potential | F11 | Commercial | WA - College | Existing | Water Heating | Natural Gas | Commercial Laundry - Alternative Dry-Cleaning Methods | A | Purchases (Cumulative) | Technical Potential | 0 | 0 | 0 | 4.4474 | 9.908 | 16.5902 | 24.3473 | 33.1951 | 43.5393 | 54.8871 | 66.4797 | 77.4042 | 86.7948 | 94.0617 | 99.0488 | 102.0331 | 103.4269 | 103.4269 | 103.4269 | 103.4269 | 103.4269 | 103.4269 | 103.4269 | 103.4269 | 103.4269 | 103.4269 | 103.4269
F1_Commercial_WA - College_Existing_Space Heating_Natural Gas_Advanced Kitchen Ventilation Controls_A_Technical Potential | F1 | Commercial | WA - College | Existing | Space Heating | Natural Gas | Advanced Kitchen Ventilation Controls | A | Integrated Unit Energy Savings (kWh or therms) | Technical Potential | 0 | 0 | 0.040208 | 0.039554 | 0.038852 | 0.03814 | 0.037421 | 0.036693 | 0.035953 | 0.035202 | 0.034438 | 0.03366 | 0.032872 | 0.032079 | 0.031288 | 0.030507 | 0.029747 | 0.029013 | 0.028335 | 0.027714 | 0.027118 | 0.026551 | 0.025999 | 0.025496 | 0.024998 | 0.024507 | 0.024021
F2_Commercial_WA - College_Existing_Space Heating_Natural Gas_Advanced Kitchen Ventilation Controls_A_Technical Potential | F2 | Commercial | WA - College | Existing | Space Heating | Natural Gas | Advanced Kitchen Ventilation Controls | A | Integrated Unit Summer Peak Savings (kW) | Technical Potential | 0 | 0 | 0 | 0 | 0 | 0 | 0 | 0 | 0 | 0 | 0 | 0 | 0 | 0 | 0 | 0 | 0 | 0 | 0 | 0 | 0 | 0 | 0 | 0 | 0 | 0 | 0
F3_Commercial_WA - College_Existing_Space Heating_Natural Gas_Advanced Kitchen Ventilation Controls_A_Technical Potential | F3 | Commercial | WA - College | Existing | Space Heating | Natural Gas | Advanced Kitchen Ventilation Controls | A | Integrated Unit Winter Peak Savings (kW) | Technical Potential | 0 | 0 | 0 | 0 | 0 | 0 | 0 | 0 | 0 | 0 | 0 | 0 | 0 | 0 | 0 | 0 | 0 | 0 | 0 | 0 | 0 | 0 | 0 | 0 | 0 | 0 | 0
F4_Commercial_WA - College_Existing_Space Heating_Natural Gas_Advanced Kitchen Ventilation Controls_A_Technical Potential | F4 | Commercial | WA - College | Existing | Space Heating | Natural Gas | Advanced Kitchen Ventilation Controls | A | Incremental Energy Savings (MWh or mTherms) | Technical Potential | 0 | 0 | 0 | 2.7238 | 5.4916 | 5.391 | 5.2894 | 5.1865 | 5.0819 | 4.9757 | 4.8677 | 4.7578 | 4.6464 | 4.5343 | 4.4224 | 4.3121 | 4.2046 | 4.101 | 2.0539 | 0 | 5.5246e-15 | 0 | 0 | 0 | 0 | 0 | 0
F5_Commercial_WA - College_Existing_Space Heating_Natural Gas_Advanced Kitchen Ventilation Controls_A_Technical Potential | F5 | Commercial | WA - College | Existing | Space Heating | Natural Gas | Advanced Kitchen Ventilation Controls | A | Incremental Summer Peak Savings (MW) | Technical Potential | 0 | 0 | 0 | 0 | 0 | 0 | 0 | 0 | 0 | 0 | 0 | 0 | 0 | 0 | 0 | 0 | 0 | 0 | 0 | 0 | 0 | 0 | 0 | 0 | 0 | 0 | 0
F6_Commercial_WA - College_Existing_Space Heating_Natural Gas_Advanced Kitchen Ventilation Controls_A_Technical Potential | F6 | Commercial | WA - College | Existing | Space Heating | Natural Gas | Advanced Kitchen Ventilation Controls | A | Incremental Winter Peak Savings (MW) | Technical Potential | 0 | 0 | 0 | 0 | 0 | 0 | 0 | 0 | 0 | 0 | 0 | 0 | 0 | 0 | 0 | 0 | 0 | 0 | 0 | 0 | 0 | 0 | 0 | 0 | 0 | 0 | 0
F7_Commercial_WA - College_Existing_Space Heating_Natural Gas_Advanced Kitchen Ventilation Controls_A_Technical Potential | F7 | Commercial | WA - College | Existing | Space Heating | Natural Gas | Advanced Kitchen Ventilation Controls | A | Cumulative Energy Savings (MWh or mTherms) | Technical Potential | 0 | 0 | 0 | 2.7238 | 8.167 | 13.4084 | 18.4451 | 23.2727 | 27.8854 | 32.2782 | 36.4454 | 40.3804 | 44.0814 | 47.5518 | 50.8013 | 53.8464 | 56.7086 | 59.4117 | 60.0768 | 58.7588 | 57.4951 | 56.2929 | 55.1227 | 54.056 | 53.0021 | 51.9611 | 50.9299
F8_Commercial_WA - College_Existing_Space Heating_Natural Gas_Advanced Kitchen Ventilation Controls_A_Technical Potential | F8 | Commercial | WA - College | Existing | Space Heating | Natural Gas | Advanced Kitchen Ventilation Controls | A | Cumulative Summer Peak Savings (MW) | Technical Potential | 0 | 0 | 0 | 0 | 0 | 0 | 0 | 0 | 0 | 0 | 0 | 0 | 0 | 0 | 0 | 0 | 0 | 0 | 0 | 0 | 0 | 0 | 0 | 0 | 0 | 0 | 0
F9_Commercial_WA - College_Existing_Space Heating_Natural Gas_Advanced Kitchen Ventilation Controls_A_Technical Potential | F9 | Commercial | WA - College | Existing | Space Heating | Natural Gas | Advanced Kitchen Ventilation Controls | A | Cumulative Winter Peak Savings (MW) | Technical Potential | 0 | 0 | 0 | 0 | 0 | 0 | 0 | 0 | 0 | 0 | 0 | 0 | 0 | 0 | 0 | 0 | 0 | 0 | 0 | 0 | 0 | 0 | 0 | 0 | 0 | 0 | 0
F10_Commercial_WA - College_Existing_Space Heating_Natural Gas_Advanced Kitchen Ventilation Controls_A_Technical Potential | F10 | Commercial | WA - College | Existing | Space Heating | Natural Gas | Advanced Kitchen Ventilation Controls | A | Purchases (Incremental) | Technical Potential | 0 | 0 | 0 | 68861.6881 | 141347.6756 | 141347.6756 | 141347.6756 | 141347.6756 | 141347.6756 | 141347.6756 | 141347.6756 | 141347.6756 | 141347.6756 | 141347.6756 | 141347.6756 | 141347.6756 | 141347.6756 | 141347.6756 | 72485.9875 | 0 | 2.0373e-10 | 0 | 0 | 0 | 0 | 0 | 0
F11_Commercial_WA - College_Existing_Space Heating_Natural Gas_Advanced Kitchen Ventilation Controls_A_Technical Potential | F11 | Commercial | WA - College | Existing | Space Heating | Natural Gas | Advanced Kitchen Ventilation Controls | A | Purchases (Cumulative) | Technical Potential | 0 | 0 | 0 | 68861.6881 | 210209.3637 | 351557.0393 | 492904.7149 | 634252.3905 | 775600.0661 | 916947.7417 | 1058295.4173 | 1199643.0929 | 1340990.7685 | 1482338.4441 | 1623686.1197 | 1765033.7953 | 1906381.4709 | 2047729.1465 | 2120215.134 | 2120215.134 | 2120215.134 | 2120215.134 | 2120215.134 | 2120215.134 | 2120215.134 | 2120215.134 | 2120215.134
F1_Commercial_WA - College_Existing_Space Heating_Natural Gas_Infiltration Control - Loading Dock Sealing_A_Technical Potential | F1 | Commercial | WA - College | Existing | Space Heating | Natural Gas | Infiltration Control - Loading Dock Sealing | A | Integrated Unit Energy Savings (kWh or therms) | Technical Potential | 0 | 0 | 211.6173 | 206.9584 | 201.2512 | 195.3313 | 189.2613 | 182.9903 | 176.4592 | 169.6679 | 162.6422 | 155.4377 | 148.1552 | 141.0167 | 134.1508 | 127.6525 | 121.5894 | 116.0722 | 111.4254 | 107.6245 | 104.2338 | 101.3275 | 98.5665 | 96.6578 | 94.7722 | 92.91 | 91.0651
F2_Commercial_WA - College_Existing_Space Heating_Natural Gas_Infiltration Control - Loading Dock Sealing_A_Technical Potential | F2 | Commercial | WA - College | Existing | Space Heating | Natural Gas | Infiltration Control - Loading Dock Sealing | A | Integrated Unit Summer Peak Savings (kW) | Technical Potential | 0 | 0 | 0 | 0 | 0 | 0 | 0 | 0 | 0 | 0 | 0 | 0 | 0 | 0 | 0 | 0 | 0 | 0 | 0 | 0 | 0 | 0 | 0 | 0 | 0 | 0 | 0
F3_Commercial_WA - College_Existing_Space Heating_Natural Gas_Infiltration Control - Loading Dock Sealing_A_Technical Potential | F3 | Commercial | WA - College | Existing | Space Heating | Natural Gas | Infiltration Control - Loading Dock Sealing | A | Integrated Unit Winter Peak Savings (kW) | Technical Potential | 0 | 0 | 0 | 0 | 0 | 0 | 0 | 0 | 0 | 0 | 0 | 0 | 0 | 0 | 0 | 0 | 0 | 0 | 0 | 0 | 0 | 0 | 0 | 0 | 0 | 0 | 0
F4_Commercial_WA - College_Existing_Space Heating_Natural Gas_Infiltration Control - Loading Dock Sealing_A_Technical Potential | F4 | Commercial | WA - College | Existing | Space Heating | Natural Gas | Infiltration Control - Loading Dock Sealing | A | Incremental Energy Savings (MWh or mTherms) | Technical Potential | 0 | 0 | 0 | 0 | 0 | 0 | 0 | 0 | 0 | 0 | 0 | 0 | 0 | 0 | 0 | 0 | 0 | 0 | 0 | 0 | 0 | 0 | 0 | 0 | 0 | 0 | 0
F5_Commercial_WA - College_Existing_Space Heating_Natural Gas_Infiltration Control - Loading Dock Sealing_A_Technical Potential | F5 | Commercial | WA - College | Existing | Space Heating | Natural Gas | Infiltration Control - Loading Dock Sealing | A | Incremental Summer Peak Savings (MW) | Technical Potential | 0 | 0 | 0 | 0 | 0 | 0 | 0 | 0 | 0 | 0 | 0 | 0 | 0 | 0 | 0 | 0 | 0 | 0 | 0 | 0 | 0 | 0 | 0 | 0 | 0 | 0 | 0
F6_Commercial_WA - College_Existing_Space Heating_Natural Gas_Infiltration Control - Loading Dock Sealing_A_Technical Potential | F6 | Commercial | WA - College | Existing | Space Heating | Natural Gas | Infiltration Control - Loading Dock Sealing | A | Incremental Winter Peak Savings (MW) | Technical Potential | 0 | 0 | 0 | 0 | 0 | 0 | 0 | 0 | 0 | 0 | 0 | 0 | 0 | 0 | 0 | 0 | 0 | 0 | 0 | 0 | 0 | 0 | 0 | 0 | 0 | 0 | 0
F7_Commercial_WA - College_Existing_Space Heating_Natural Gas_Infiltration Control - Loading Dock Sealing_A_Technical Potential | F7 | Commercial | WA - College | Existing | Space Heating | Natural Gas | Infiltration Control - Loading Dock Sealing | A | Cumulative Energy Savings (MWh or mTherms) | Technical Potential | 0 | 0 | 0 | 0 | 0 | 0 | 0 | 0 | 0 | 0 | 0 | 0 | 0 | 0 | 0 | 0 | 0 | 0 | 0 | 0 | 0 | 0 | 0 | 0 | 0 | 0 | 0
F8_Commercial_WA - College_Existing_Space Heating_Natural Gas_Infiltration Control - Loading Dock Sealing_A_Technical Potential | F8 | Commercial | WA - College | Existing | Space Heating | Natural Gas | Infiltration Control - Loading Dock Sealing | A | Cumulative Summer Peak Savings (MW) | Technical Potential | 0 | 0 | 0 | 0 | 0 | 0 | 0 | 0 | 0 | 0 | 0 | 0 | 0 | 0 | 0 | 0 | 0 | 0 | 0 | 0 | 0 | 0 | 0 | 0 | 0 | 0 | 0
F9_Commercial_WA - College_Existing_Space Heating_Natural Gas_Infiltration Control - Loading Dock Sealing_A_Technical Potential | F9 | Commercial | WA - College | Existing | Space Heating | Natural Gas | Infiltration Control - Loading Dock Sealing | A | Cumulative Winter Peak Savings (MW) | Technical Potential | 0 | 0 | 0 | 0 | 0 | 0 | 0 | 0 | 0 | 0 | 0 | 0 | 0 | 0 | 0 | 0 | 0 | 0 | 0 | 0 | 0 | 0 | 0 | 0 | 0 | 0 | 0
F10_Commercial_WA - College_Existing_Space Heating_Natural Gas_Infiltration Control - Loading Dock Sealing_A_Technical Potential | F10 | Commercial | WA - College | Existing | Space Heating | Natural Gas | Infiltration Control - Loading Dock Sealing | A | Purchases (Incremental) | Technical Potential | 0 | 0 | 0 | 0 | 0 | 0 | 0 | 0 | 0 | 0 | 0 | 0 | 0 | 0 | 0 | 0 | 0 | 0 | 0 | 0 | 0 | 0 | 0 | 0 | 0 | 0 | 0
F11_Commercial_WA - College_Existing_Space Heating_Natural Gas_Infiltration Control - Loading Dock Sealing_A_Technical Potential | F11 | Commercial | WA - College | Existing | Space Heating | Natural Gas | Infiltration Control - Loading Dock Sealing | A | Purchases (Cumulative) | Technical Potential | 0 | 0 | 0 | 0 | 0 | 0 | 0 | 0 | 0 | 0 | 0 | 0 | 0 | 0 | 0 | 0 | 0 | 0 | 0 | 0 | 0 | 0 | 0 | 0 | 0 | 0 | 0
F1_Commercial_WA - College_Existing_Space Heating_Natural Gas_Greenhouse Heat Curtain_A_Technical Potential | F1 | Commercial | WA - College | Existing | Space Heating | Natural Gas | Greenhouse Heat Curtain | A | Integrated Unit Energy Savings (kWh or therms) | Technical Potential | 0 | 0 | 184.7703 | 181.3155 | 177.2608 | 173.137 | 168.9657 | 164.7231 | 160.3868 | 155.9476 | 151.3993 | 146.7435 | 142.0094 | 137.2479 | 132.5259 | 127.9236 | 123.5178 | 119.3702 | 115.7384 | 112.6207 | 109.7149 | 107.0746 | 104.5196 | 102.4965 | 100.4978 | 98.5237 | 96.5681
F2_Commercial_WA - College_Existing_Space Heating_Natural Gas_Greenhouse Heat Curtain_A_Technical Potential | F2 | Commercial | WA - College | Existing | Space Heating | Natural Gas | Greenhouse Heat Curtain | A | Integrated Unit Summer Peak Savings (kW) | Technical Potential | 0 | 0 | 0 | 0 | 0 | 0 | 0 | 0 | 0 | 0 | 0 | 0 | 0 | 0 | 0 | 0 | 0 | 0 | 0 | 0 | 0 | 0 | 0 | 0 | 0 | 0 | 0
F3_Commercial_WA - College_Existing_Space Heating_Natural Gas_Greenhouse Heat Curtain_A_Technical Potential | F3 | Commercial | WA - College | Existing | Space Heating | Natural Gas | Greenhouse Heat Curtain | A | Integrated Unit Winter Peak Savings (kW) | Technical Potential | 0 | 0 | 0 | 0 | 0 | 0 | 0 | 0 | 0 | 0 | 0 | 0 | 0 | 0 | 0 | 0 | 0 | 0 | 0 | 0 | 0 | 0 | 0 | 0 | 0 | 0 | 0
F4_Commercial_WA - College_Existing_Space Heating_Natural Gas_Greenhouse Heat Curtain_A_Technical Potential | F4 | Commercial | WA - College | Existing | Space Heating | Natural Gas | Greenhouse Heat Curtain | A | Incremental Energy Savings (MWh or mTherms) | Technical Potential | 0 | 0 | 0 | 0 | 0 | 0 | 0 | 0 | 0 | 0 | 0 | 0 | 0 | 0 | 0 | 0 | 0 | 0 | 0 | 0 | 0 | 0 | 0 | 0 | 0 | 0 | 0
F5_Commercial_WA - College_Existing_Space Heating_Natural Gas_Greenhouse Heat Curtain_A_Technical Potential | F5 | Commercial | WA - College | Existing | Space Heating | Natural Gas | Greenhouse Heat Curtain | A | Incremental Summer Peak Savings (MW) | Technical Potential | 0 | 0 | 0 | 0 | 0 | 0 | 0 | 0 | 0 | 0 | 0 | 0 | 0 | 0 | 0 | 0 | 0 | 0 | 0 | 0 | 0 | 0 | 0 | 0 | 0 | 0 | 0
F6_Commercial_WA - College_Existing_Space Heating_Natural Gas_Greenhouse Heat Curtain_A_Technical Potential | F6 | Commercial | WA - College | Existing | Space Heating | Natural Gas | Greenhouse Heat Curtain | A | Incremental Winter Peak Savings (MW) | Technical Potential | 0 | 0 | 0 | 0 | 0 | 0 | 0 | 0 | 0 | 0 | 0 | 0 | 0 | 0 | 0 | 0 | 0 | 0 | 0 | 0 | 0 | 0 | 0 | 0 | 0 | 0 | 0
F7_Commercial_WA - College_Existing_Space Heating_Natural Gas_Greenhouse Heat Curtain_A_Technical Potential | F7 | Commercial | WA - College | Existing | Space Heating | Natural Gas | Greenhouse Heat Curtain | A | Cumulative Energy Savings (MWh or mTherms) | Technical Potential | 0 | 0 | 0 | 0 | 0 | 0 | 0 | 0 | 0 | 0 | 0 | 0 | 0 | 0 | 0 | 0 | 0 | 0 | 0 | 0 | 0 | 0 | 0 | 0 | 0 | 0 | 0
F8_Commercial_WA - College_Existing_Space Heating_Natural Gas_Greenhouse Heat Curtain_A_Technical Potential | F8 | Commercial | WA - College | Existing | Space Heating | Natural Gas | Greenhouse Heat Curtain | A | Cumulative Summer Peak Savings (MW) | Technical Potential | 0 | 0 | 0 | 0 | 0 | 0 | 0 | 0 | 0 | 0 | 0 | 0 | 0 | 0 | 0 | 0 | 0 | 0 | 0 | 0 | 0 | 0 | 0 | 0 | 0 | 0 | 0
F9_Commercial_WA - College_Existing_Space Heating_Natural Gas_Greenhouse Heat Curtain_A_Technical Potential | F9 | Commercial | WA - College | Existing | Space Heating | Natural Gas | Greenhouse Heat Curtain | A | Cumulative Winter Peak Savings (MW) | Technical Potential | 0 | 0 | 0 | 0 | 0 | 0 | 0 | 0 | 0 | 0 | 0 | 0 | 0 | 0 | 0 | 0 | 0 | 0 | 0 | 0 | 0 | 0 | 0 | 0 | 0 | 0 | 0
F10_Commercial_WA - College_Existing_Space Heating_Natural Gas_Greenhouse Heat Curtain_A_Technical Potential | F10 | Commercial | WA - College | Existing | Space Heating | Natural Gas | Greenhouse Heat Curtain | A | Purchases (Incremental) | Technical Potential | 0 | 0 | 0 | 0 | 0 | 0 | 0 | 0 | 0 | 0 | 0 | 0 | 0 | 0 | 0 | 0 | 0 | 0 | 0 | 0 | 0 | 0 | 0 | 0 | 0 | 0 | 0
F11_Commercial_WA - College_Existing_Space Heating_Natural Gas_Greenhouse Heat Curtain_A_Technical Potential | F11 | Commercial | WA - College | Existing | Space Heating | Natural Gas | Greenhouse Heat Curtain | A | Purchases (Cumulative) | Technical Potential | 0 | 0 | 0 | 0 | 0 | 0 | 0 | 0 | 0 | 0 | 0 | 0 | 0 | 0 | 0 | 0 | 0 | 0 | 0 | 0 | 0 | 0 | 0 | 0 | 0 | 0 | 0
F1_Commercial_WA - College_Existing_Space Heating_Natural Gas_Ventilation - Parking Garages, Demand Controlled_A_Technical Potential | F1 | Commercial | WA - College | Existing | Space Heating | Natural Gas | Ventilation - Parking Garages, Demand Controlled | A | Integrated Unit Energy Savings (kWh or therms) | Technical Potential | 0 | 0 | 0 | 0 | 0 | 0 | 0 | 0 | 0 | 0 | 0 | 0 | 0 | 0 | 0 | 0 | 0 | 0 | 0 | 0 | 0 | 0 | 0 | 0 | 0 | 0 | 0
F2_Commercial_WA - College_Existing_Space Heating_Natural Gas_Ventilation - Parking Garages, Demand Controlled_A_Technical Potential | F2 | Commercial | WA - College | Existing | Space Heating | Natural Gas | Ventilation - Parking Garages, Demand Controlled | A | Integrated Unit Summer Peak Savings (kW) | Technical Potential | 0 | 0 | 0 | 0 | 0 | 0 | 0 | 0 | 0 | 0 | 0 | 0 | 0 | 0 | 0 | 0 | 0 | 0 | 0 | 0 | 0 | 0 | 0 | 0 | 0 | 0 | 0
F3_Commercial_WA - College_Existing_Space Heating_Natural Gas_Ventilation - Parking Garages, Demand Controlled_A_Technical Potential | F3 | Commercial | WA - College | Existing | Space Heating | Natural Gas | Ventilation - Parking Garages, Demand Controlled | A | Integrated Unit Winter Peak Savings (kW) | Technical Potential | 0 | 0 | 0 | 0 | 0 | 0 | 0 | 0 | 0 | 0 | 0 | 0 | 0 | 0 | 0 | 0 | 0 | 0 | 0 | 0 | 0 | 0 | 0 | 0 | 0 | 0 | 0
F4_Commercial_WA - College_Existing_Space Heating_Natural Gas_Ventilation - Parking Garages, Demand Controlled_A_Technical Potential | F4 | Commercial | WA - College | Existing | Space Heating | Natural Gas | Ventilation - Parking Garages, Demand Controlled | A | Incremental Energy Savings (MWh or mTherms) | Technical Potential | 0 | 0 | 0 | 0 | 0 | 0 | 0 | 0 | 0 | 0 | 0 | 0 | 0 | 0 | 0 | 0 | 0 | 0 | 0 | 0 | 0 | 0 | 0 | 0 | 0 | 0 | 0
F5_Commercial_WA - College_Existing_Space Heating_Natural Gas_Ventilation - Parking Garages, Demand Controlled_A_Technical Potential | F5 | Commercial | WA - College | Existing | Space Heating | Natural Gas | Ventilation - Parking Garages, Demand Controlled | A | Incremental Summer Peak Savings (MW) | Technical Potential | 0 | 0 | 0 | 0 | 0 | 0 | 0 | 0 | 0 | 0 | 0 | 0 | 0 | 0 | 0 | 0 | 0 | 0 | 0 | 0 | 0 | 0 | 0 | 0 | 0 | 0 | 0
F6_Commercial_WA - College_Existing_Space Heating_Natural Gas_Ventilation - Parking Garages, Demand Controlled_A_Technical Potential | F6 | Commercial | WA - College | Existing | Space Heating | Natural Gas | Ventilation - Parking Garages, Demand Controlled | A | Incremental Winter Peak Savings (MW) | Technical Potential | 0 | 0 | 0 | 0 | 0 | 0 | 0 | 0 | 0 | 0 | 0 | 0 | 0 | 0 | 0 | 0 | 0 | 0 | 0 | 0 | 0 | 0 | 0 | 0 | 0 | 0 | 0
F7_Commercial_WA - College_Existing_Space Heating_Natural Gas_Ventilation - Parking Garages, Demand Controlled_A_Technical Potential | F7 | Commercial | WA - College | Existing | Space Heating | Natural Gas | Ventilation - Parking Garages, Demand Controlled | A | Cumulative Energy Savings (MWh or mTherms) | Technical Potential | 0 | 0 | 0 | 0 | 0 | 0 | 0 | 0 | 0 | 0 | 0 | 0 | 0 | 0 | 0 | 0 | 0 | 0 | 0 | 0 | 0 | 0 | 0 | 0 | 0 | 0 | 0
F8_Commercial_WA - College_Existing_Space Heating_Natural Gas_Ventilation - Parking Garages, Demand Controlled_A_Technical Potential | F8 | Commercial | WA - College | Existing | Space Heating | Natural Gas | Ventilation - Parking Garages, Demand Controlled | A | Cumulative Summer Peak Savings (MW) | Technical Potential | 0 | 0 | 0 | 0 | 0 | 0 | 0 | 0 | 0 | 0 | 0 | 0 | 0 | 0 | 0 | 0 | 0 | 0 | 0 | 0 | 0 | 0 | 0 | 0 | 0 | 0 | 0
F9_Commercial_WA - College_Existing_Space Heating_Natural Gas_Ventilation - Parking Garages, Demand Controlled_A_Technical Potential | F9 | Commercial | WA - College | Existing | Space Heating | Natural Gas | Ventilation - Parking Garages, Demand Controlled | A | Cumulative Winter Peak Savings (MW) | Technical Potential | 0 | 0 | 0 | 0 | 0 | 0 | 0 | 0 | 0 | 0 | 0 | 0 | 0 | 0 | 0 | 0 | 0 | 0 | 0 | 0 | 0 | 0 | 0 | 0 | 0 | 0 | 0
F10_Commercial_WA - College_Existing_Space Heating_Natural Gas_Ventilation - Parking Garages, Demand Controlled_A_Technical Potential | F10 | Commercial | WA - College | Existing | Space Heating | Natural Gas | Ventilation - Parking Garages, Demand Controlled | A | Purchases (Incremental) | Technical Potential | 0 | 0 | 0 | 0 | 0 | 0 | 0 | 0 | 0 | 0 | 0 | 0 | 0 | 0 | 0 | 0 | 0 | 0 | 0 | 0 | 0 | 0 | 0 | 0 | 0 | 0 | 0
F11_Commercial_WA - College_Existing_Space Heating_Natural Gas_Ventilation - Parking Garages, Demand Controlled_A_Technical Potential | F11 | Commercial | WA - College | Existing | Space Heating | Natural Gas | Ventilation - Parking Garages, Demand Controlled | A | Purchases (Cumulative) | Technical Potential | 0 | 0 | 0 | 0 | 0 | 0 | 0 | 0 | 0 | 0 | 0 | 0 | 0 | 0 | 0 | 0 | 0 | 0 | 0 | 0 | 0 | 0 | 0 | 0 | 0 | 0 | 0
F1_Commercial_WA - College_Existing_Miscellaneous_Natural Gas_Pool Heater - Night Covers_A_Technical Potential | F1 | Commercial | WA - College | Existing | Miscellaneous | Natural Gas | Pool Heater - Night Covers | A | Integrated Unit Energy Savings (kWh or therms) | Technical Potential | 0 | 0 | 0.0011798 | 0.0011797 | 0.0011796 | 0.0011795 | 0.0011794 | 0.0011793 | 0.0011793 | 0.0011793 | 0.0011793 | 0.0011793 | 0.0011793 | 0.0011792 | 0.0011792 | 0.0011792 | 0.0011792 | 0.0011792 | 0.0011792 | 0.0011792 | 0.0011792 | 0.0011792 | 0.0011792 | 0.0011792 | 0.0011792 | 0.0011792 | 0.0011792
F2_Commercial_WA - College_Existing_Miscellaneous_Natural Gas_Pool Heater - Night Covers_A_Technical Potential | F2 | Commercial | WA - College | Existing | Miscellaneous | Natural Gas | Pool Heater - Night Covers | A | Integrated Unit Summer Peak Savings (kW) | Technical Potential | 0 | 0 | 0 | 0 | 0 | 0 | 0 | 0 | 0 | 0 | 0 | 0 | 0 | 0 | 0 | 0 | 0 | 0 | 0 | 0 | 0 | 0 | 0 | 0 | 0 | 0 | 0
F3_Commercial_WA - College_Existing_Miscellaneous_Natural Gas_Pool Heater - Night Covers_A_Technical Potential | F3 | Commercial | WA - College | Existing | Miscellaneous | Natural Gas | Pool Heater - Night Covers | A | Integrated Unit Winter Peak Savings (kW) | Technical Potential | 0 | 0 | 0 | 0 | 0 | 0 | 0 | 0 | 0 | 0 | 0 | 0 | 0 | 0 | 0 | 0 | 0 | 0 | 0 | 0 | 0 | 0 | 0 | 0 | 0 | 0 | 0
F4_Commercial_WA - College_Existing_Miscellaneous_Natural Gas_Pool Heater - Night Covers_A_Technical Potential | F4 | Commercial | WA - College | Existing | Miscellaneous | Natural Gas | Pool Heater - Night Covers | A | Incremental Energy Savings (MWh or mTherms) | Technical Potential | 0 | 0 | 0 | 0.0044435 | 0.0044431 | 0.0044428 | 0.0044424 | 0.004442 | 0 | 0 | 0 | 0 | 0 | 0 | 0 | 0 | 0 | 0 | 0 | 0 | 0 | 0 | 0 | 0 | 0 | 0 | 0
F5_Commercial_WA - College_Existing_Miscellaneous_Natural Gas_Pool Heater - Night Covers_A_Technical Potential | F5 | Commercial | WA - College | Existing | Miscellaneous | Natural Gas | Pool Heater - Night Covers | A | Incremental Summer Peak Savings (MW) | Technical Potential | 0 | 0 | 0 | 0 | 0 | 0 | 0 | 0 | 0 | 0 | 0 | 0 | 0 | 0 | 0 | 0 | 0 | 0 | 0 | 0 | 0 | 0 | 0 | 0 | 0 | 0 | 0
F6_Commercial_WA - College_Existing_Miscellaneous_Natural Gas_Pool Heater - Night Covers_A_Technical Potential | F6 | Commercial | WA - College | Existing | Miscellaneous | Natural Gas | Pool Heater - Night Covers | A | Incremental Winter Peak Savings (MW) | Technical Potential | 0 | 0 | 0 | 0 | 0 | 0 | 0 | 0 | 0 | 0 | 0 | 0 | 0 | 0 | 0 | 0 | 0 | 0 | 0 | 0 | 0 | 0 | 0 | 0 | 0 | 0 | 0
F7_Commercial_WA - College_Existing_Miscellaneous_Natural Gas_Pool Heater - Night Covers_A_Technical Potential | F7 | Commercial | WA - College | Existing | Miscellaneous | Natural Gas | Pool Heater - Night Covers | A | Cumulative Energy Savings (MWh or mTherms) | Technical Potential | 0 | 0 | 0 | 0.0044435 | 0.0088863 | 0.013328 | 0.017769 | 0.02221 | 0.02221 | 0.02221 | 0.02221 | 0.022209 | 0.022209 | 0.022209 | 0.022208 | 0.022208 | 0.022208 | 0.022208 | 0.022208 | 0.022208 | 0.022208 | 0.022208 | 0.022208 | 0.022208 | 0.022208 | 0.022208 | 0.022208
F8_Commercial_WA - College_Existing_Miscellaneous_Natural Gas_Pool Heater - Night Covers_A_Technical Potential | F8 | Commercial | WA - College | Existing | Miscellaneous | Natural Gas | Pool Heater - Night Covers | A | Cumulative Summer Peak Savings (MW) | Technical Potential | 0 | 0 | 0 | 0 | 0 | 0 | 0 | 0 | 0 | 0 | 0 | 0 | 0 | 0 | 0 | 0 | 0 | 0 | 0 | 0 | 0 | 0 | 0 | 0 | 0 | 0 | 0
F9_Commercial_WA - College_Existing_Miscellaneous_Natural Gas_Pool Heater - Night Covers_A_Technical Potential | F9 | Commercial | WA - College | Existing | Miscellaneous | Natural Gas | Pool Heater - Night Covers | A | Cumulative Winter Peak Savings (MW) | Technical Potential | 0 | 0 | 0 | 0 | 0 | 0 | 0 | 0 | 0 | 0 | 0 | 0 | 0 | 0 | 0 | 0 | 0 | 0 | 0 | 0 | 0 | 0 | 0 | 0 | 0 | 0 | 0
F10_Commercial_WA - College_Existing_Miscellaneous_Natural Gas_Pool Heater - Night Covers_A_Technical Potential | F10 | Commercial | WA - College | Existing | Miscellaneous | Natural Gas | Pool Heater - Night Covers | A | Purchases (Incremental) | Technical Potential | 0 | 0 | 0 | 3766.5587 | 3766.5587 | 3766.5587 | 3766.5587 | 3766.5587 | 0 | 0 | 0 | 0 | 0 | 0 | 0 | 0 | 0 | 0 | 0 | 0 | 0 | 0 | 0 | 0 | 0 | 0 | 0
F11_Commercial_WA - College_Existing_Miscellaneous_Natural Gas_Pool Heater - Night Covers_A_Technical Potential | F11 | Commercial | WA - College | Existing | Miscellaneous | Natural Gas | Pool Heater - Night Covers | A | Purchases (Cumulative) | Technical Potential | 0 | 0 | 0 | 3766.5587 | 7533.1173 | 11299.676 | 15066.2346 | 18832.7933 | 18832.7933 | 18832.7933 | 18832.7933 | 18832.7933 | 18832.7933 | 18832.7933 | 18832.7933 | 18832.7933 | 18832.7933 | 18832.7933 | 18832.7933 | 18832.7933 | 18832.7933 | 18832.7933 | 18832.7933 | 18832.7933 | 18832.7933 | 18832.7933 | 18832.7933
F1_Commercial_WA - College_Existing_Space Heating_Natural Gas_Advanced New Construction Designs_A_Technical Potential | F1 | Commercial | WA - College | Existing | Space Heating | Natural Gas | Advanced New Construction Designs | A | Integrated Unit Energy Savings (kWh or therms) | Technical Potential | 0 | 0 | 0 | 0 | 0 | 0 | 0 | 0 | 0 | 0 | 0 | 0 | 0 | 0 | 0 | 0 | 0 | 0 | 0 | 0 | 0 | 0 | 0 | 0 | 0 | 0 | 0
F2_Commercial_WA - College_Existing_Space Heating_Natural Gas_Advanced New Construction Designs_A_Technical Potential | F2 | Commercial | WA - College | Existing | Space Heating | Natural Gas | Advanced New Construction Designs | A | Integrated Unit Summer Peak Savings (kW) | Technical Potential | 0 | 0 | 0 | 0 | 0 | 0 | 0 | 0 | 0 | 0 | 0 | 0 | 0 | 0 | 0 | 0 | 0 | 0 | 0 | 0 | 0 | 0 | 0 | 0 | 0 | 0 | 0
F3_Commercial_WA - College_Existing_Space Heating_Natural Gas_Advanced New Construction Designs_A_Technical Potential | F3 | Commercial | WA - College | Existing | Space Heating | Natural Gas | Advanced New Construction Designs | A | Integrated Unit Winter Peak Savings (kW) | Technical Potential | 0 | 0 | 0 | 0 | 0 | 0 | 0 | 0 | 0 | 0 | 0 | 0 | 0 | 0 | 0 | 0 | 0 | 0 | 0 | 0 | 0 | 0 | 0 | 0 | 0 | 0 | 0
F4_Commercial_WA - College_Existing_Space Heating_Natural Gas_Advanced New Construction Designs_A_Technical Potential | F4 | Commercial | WA - College | Existing | Space Heating | Natural Gas | Advanced New Construction Designs | A | Incremental Energy Savings (MWh or mTherms) | Technical Potential | 0 | 0 | 0 | 0 | 0 | 0 | 0 | 0 | 0 | 0 | 0 | 0 | 0 | 0 | 0 | 0 | 0 | 0 | 0 | 0 | 0 | 0 | 0 | 0 | 0 | 0 | 0
F5_Commercial_WA - College_Existing_Space Heating_Natural Gas_Advanced New Construction Designs_A_Technical Potential | F5 | Commercial | WA - College | Existing | Space Heating | Natural Gas | Advanced New Construction Designs | A | Incremental Summer Peak Savings (MW) | Technical Potential | 0 | 0 | 0 | 0 | 0 | 0 | 0 | 0 | 0 | 0 | 0 | 0 | 0 | 0 | 0 | 0 | 0 | 0 | 0 | 0 | 0 | 0 | 0 | 0 | 0 | 0 | 0
F6_Commercial_WA - College_Existing_Space Heating_Natural Gas_Advanced New Construction Designs_A_Technical Potential | F6 | Commercial | WA - College | Existing | Space Heating | Natural Gas | Advanced New Construction Designs | A | Incremental Winter Peak Savings (MW) | Technical Potential | 0 | 0 | 0 | 0 | 0 | 0 | 0 | 0 | 0 | 0 | 0 | 0 | 0 | 0 | 0 | 0 | 0 | 0 | 0 | 0 | 0 | 0 | 0 | 0 | 0 | 0 | 0
F7_Commercial_WA - College_Existing_Space Heating_Natural Gas_Advanced New Construction Designs_A_Technical Potential | F7 | Commercial | WA - College | Existing | Space Heating | Natural Gas | Advanced New Construction Designs | A | Cumulative Energy Savings (MWh or mTherms) | Technical Potential | 0 | 0 | 0 | 0 | 0 | 0 | 0 | 0 | 0 | 0 | 0 | 0 | 0 | 0 | 0 | 0 | 0 | 0 | 0 | 0 | 0 | 0 | 0 | 0 | 0 | 0 | 0
F8_Commercial_WA - College_Existing_Space Heating_Natural Gas_Advanced New Construction Designs_A_Technical Potential | F8 | Commercial | WA - College | Existing | Space Heating | Natural Gas | Advanced New Construction Designs | A | Cumulative Summer Peak Savings (MW) | Technical Potential | 0 | 0 | 0 | 0 | 0 | 0 | 0 | 0 | 0 | 0 | 0 | 0 | 0 | 0 | 0 | 0 | 0 | 0 | 0 | 0 | 0 | 0 | 0 | 0 | 0 | 0 | 0
F9_Commercial_WA - College_Existing_Space Heating_Natural Gas_Advanced New Construction Designs_A_Technical Potential | F9 | Commercial | WA - College | Existing | Space Heating | Natural Gas | Advanced New Construction Designs | A | Cumulative Winter Peak Savings (MW) | Technical Potential | 0 | 0 | 0 | 0 | 0 | 0 | 0 | 0 | 0 | 0 | 0 | 0 | 0 | 0 | 0 | 0 | 0 | 0 | 0 | 0 | 0 | 0 | 0 | 0 | 0 | 0 | 0
F10_Commercial_WA - College_Existing_Space Heating_Natural Gas_Advanced New Construction Designs_A_Technical Potential | F10 | Commercial | WA - College | Existing | Space Heating | Natural Gas | Advanced New Construction Designs | A | Purchases (Incremental) | Technical Potential | 0 | 0 | 0 | 0 | 0 | 0 | 0 | 0 | 0 | 0 | 0 | 0 | 0 | 0 | 0 | 0 | 0 | 0 | 0 | 0 | 0 | 0 | 0 | 0 | 0 | 0 | 0
F11_Commercial_WA - College_Existing_Space Heating_Natural Gas_Advanced New Construction Designs_A_Technical Potential | F11 | Commercial | WA - College | Existing | Space Heating | Natural Gas | Advanced New Construction Designs | A | Purchases (Cumulative) | Technical Potential | 0 | 0 | 0 | 0 | 0 | 0 | 0 | 0 | 0 | 0 | 0 | 0 | 0 | 0 | 0 | 0 | 0 | 0 | 0 | 0 | 0 | 0 | 0 | 0 | 0 | 0 | 0
F1_Commercial_WA - College_Existing_Water Heating_Natural Gas_Advanced New Construction Designs_A_Technical Potential | F1 | Commercial | WA - College | Existing | Water Heating | Natural Gas | Advanced New Construction Designs | A | Integrated Unit Energy Savings (kWh or therms) | Technical Potential | 0 | 0 | 0 | 0 | 0 | 0 | 0 | 0 | 0 | 0 | 0 | 0 | 0 | 0 | 0 | 0 | 0 | 0 | 0 | 0 | 0 | 0 | 0 | 0 | 0 | 0 | 0
F2_Commercial_WA - College_Existing_Water Heating_Natural Gas_Advanced New Construction Designs_A_Technical Potential | F2 | Commercial | WA - College | Existing | Water Heating | Natural Gas | Advanced New Construction Designs | A | Integrated Unit Summer Peak Savings (kW) | Technical Potential | 0 | 0 | 0 | 0 | 0 | 0 | 0 | 0 | 0 | 0 | 0 | 0 | 0 | 0 | 0 | 0 | 0 | 0 | 0 | 0 | 0 | 0 | 0 | 0 | 0 | 0 | 0
F3_Commercial_WA - College_Existing_Water Heating_Natural Gas_Advanced New Construction Designs_A_Technical Potential | F3 | Commercial | WA - College | Existing | Water Heating | Natural Gas | Advanced New Construction Designs | A | Integrated Unit Winter Peak Savings (kW) | Technical Potential | 0 | 0 | 0 | 0 | 0 | 0 | 0 | 0 | 0 | 0 | 0 | 0 | 0 | 0 | 0 | 0 | 0 | 0 | 0 | 0 | 0 | 0 | 0 | 0 | 0 | 0 | 0
F4_Commercial_WA - College_Existing_Water Heating_Natural Gas_Advanced New Construction Designs_A_Technical Potential | F4 | Commercial | WA - College | Existing | Water Heating | Natural Gas | Advanced New Construction Designs | A | Incremental Energy Savings (MWh or mTherms) | Technical Potential | 0 | 0 | 0 | 0 | 0 | 0 | 0 | 0 | 0 | 0 | 0 | 0 | 0 | 0 | 0 | 0 | 0 | 0 | 0 | 0 | 0 | 0 | 0 | 0 | 0 | 0 | 0
F5_Commercial_WA - College_Existing_Water Heating_Natural Gas_Advanced New Construction Designs_A_Technical Potential | F5 | Commercial | WA - College | Existing | Water Heating | Natural Gas | Advanced New Construction Designs | A | Incremental Summer Peak Savings (MW) | Technical Potential | 0 | 0 | 0 | 0 | 0 | 0 | 0 | 0 | 0 | 0 | 0 | 0 | 0 | 0 | 0 | 0 | 0 | 0 | 0 | 0 | 0 | 0 | 0 | 0 | 0 | 0 | 0
F6_Commercial_WA - College_Existing_Water Heating_Natural Gas_Advanced New Construction Designs_A_Technical Potential | F6 | Commercial | WA - College | Existing | Water Heating | Natural Gas | Advanced New Construction Designs | A | Incremental Winter Peak Savings (MW) | Technical Potential | 0 | 0 | 0 | 0 | 0 | 0 | 0 | 0 | 0 | 0 | 0 | 0 | 0 | 0 | 0 | 0 | 0 | 0 | 0 | 0 | 0 | 0 | 0 | 0 | 0 | 0 | 0
F7_Commercial_WA - College_Existing_Water Heating_Natural Gas_Advanced New Construction Designs_A_Technical Potential | F7 | Commercial | WA - College | Existing | Water Heating | Natural Gas | Advanced New Construction Designs | A | Cumulative Energy Savings (MWh or mTherms) | Technical Potential | 0 | 0 | 0 | 0 | 0 | 0 | 0 | 0 | 0 | 0 | 0 | 0 | 0 | 0 | 0 | 0 | 0 | 0 | 0 | 0 | 0 | 0 | 0 | 0 | 0 | 0 | 0
F8_Commercial_WA - College_Existing_Water Heating_Natural Gas_Advanced New Construction Designs_A_Technical Potential | F8 | Commercial | WA - College | Existing | Water Heating | Natural Gas | Advanced New Construction Designs | A | Cumulative Summer Peak Savings (MW) | Technical Potential | 0 | 0 | 0 | 0 | 0 | 0 | 0 | 0 | 0 | 0 | 0 | 0 | 0 | 0 | 0 | 0 | 0 | 0 | 0 | 0 | 0 | 0 | 0 | 0 | 0 | 0 | 0
F9_Commercial_WA - College_Existing_Water Heating_Natural Gas_Advanced New Construction Designs_A_Technical Potential | F9 | Commercial | WA - College | Existing | Water Heating | Natural Gas | Advanced New Construction Designs | A | Cumulative Winter Peak Savings (MW) | Technical Potential | 0 | 0 | 0 | 0 | 0 | 0 | 0 | 0 | 0 | 0 | 0 | 0 | 0 | 0 | 0 | 0 | 0 | 0 | 0 | 0 | 0 | 0 | 0 | 0 | 0 | 0 | 0
F10_Commercial_WA - College_Existing_Water Heating_Natural Gas_Advanced New Construction Designs_A_Technical Potential | F10 | Commercial | WA - College | Existing | Water Heating | Natural Gas | Advanced New Construction Designs | A | Purchases (Incremental) | Technical Potential | 0 | 0 | 0 | 0 | 0 | 0 | 0 | 0 | 0 | 0 | 0 | 0 | 0 | 0 | 0 | 0 | 0 | 0 | 0 | 0 | 0 | 0 | 0 | 0 | 0 | 0 | 0
F11_Commercial_WA - College_Existing_Water Heating_Natural Gas_Advanced New Construction Designs_A_Technical Potential | F11 | Commercial | WA - College | Existing | Water Heating | Natural Gas | Advanced New Construction Designs | A | Purchases (Cumulative) | Technical Potential | 0 | 0 | 0 | 0 | 0 | 0 | 0 | 0 | 0 | 0 | 0 | 0 | 0 | 0 | 0 | 0 | 0 | 0 | 0 | 0 | 0 | 0 | 0 | 0 | 0 | 0 | 0
F1_Commercial_WA - College_Existing_Space Heating_Natural Gas_Strategic Energy Management_A_Technical Potential | F1 | Commercial | WA - College | Existing | Space Heating | Natural Gas | Strategic Energy Management | A | Integrated Unit Energy Savings (kWh or therms) | Technical Potential | 0 | 0 | 0.024559 | 0.024002 | 0.023321 | 0.022612 | 0.021884 | 0.02113 | 0.020358 | 0.019557 | 0.018733 | 0.017895 | 0.017055 | 0.016233 | 0.015443 | 0.014695 | 0.013997 | 0.013362 | 0.012827 | 0.012389 | 0.011999 | 0.011665 | 0.011347 | 0.011127 | 0.01091 | 0.010696 | 0.010483
F2_Commercial_WA - College_Existing_Space Heating_Natural Gas_Strategic Energy Management_A_Technical Potential | F2 | Commercial | WA - College | Existing | Space Heating | Natural Gas | Strategic Energy Management | A | Integrated Unit Summer Peak Savings (kW) | Technical Potential | 0 | 0 | 0 | 0 | 0 | 0 | 0 | 0 | 0 | 0 | 0 | 0 | 0 | 0 | 0 | 0 | 0 | 0 | 0 | 0 | 0 | 0 | 0 | 0 | 0 | 0 | 0
F3_Commercial_WA - College_Existing_Space Heating_Natural Gas_Strategic Energy Management_A_Technical Potential | F3 | Commercial | WA - College | Existing | Space Heating | Natural Gas | Strategic Energy Management | A | Integrated Unit Winter Peak Savings (kW) | Technical Potential | 0 | 0 | 0 | 0 | 0 | 0 | 0 | 0 | 0 | 0 | 0 | 0 | 0 | 0 | 0 | 0 | 0 | 0 | 0 | 0 | 0 | 0 | 0 | 0 | 0 | 0 | 0
F4_Commercial_WA - College_Existing_Space Heating_Natural Gas_Strategic Energy Management_A_Technical Potential | F4 | Commercial | WA - College | Existing | Space Heating | Natural Gas | Strategic Energy Management | A | Incremental Energy Savings (MWh or mTherms) | Technical Potential | 0 | 0 | 0 | 6.1154 | 12.1965 | 11.8258 | 5.8692 | 0 | 0 | 0 | 0 | 0 | 0 | 0 | 0 | 0 | 0 | 0 | 0 | 0 | 0 | 0 | 0 | 0 | 0 | 0 | 0
F5_Commercial_WA - College_Existing_Space Heating_Natural Gas_Strategic Energy Management_A_Technical Potential | F5 | Commercial | WA - College | Existing | Space Heating | Natural Gas | Strategic Energy Management | A | Incremental Summer Peak Savings (MW) | Technical Potential | 0 | 0 | 0 | 0 | 0 | 0 | 0 | 0 | 0 | 0 | 0 | 0 | 0 | 0 | 0 | 0 | 0 | 0 | 0 | 0 | 0 | 0 | 0 | 0 | 0 | 0 | 0
F6_Commercial_WA - College_Existing_Space Heating_Natural Gas_Strategic Energy Management_A_Technical Potential | F6 | Commercial | WA - College | Existing | Space Heating | Natural Gas | Strategic Energy Management | A | Incremental Winter Peak Savings (MW) | Technical Potential | 0 | 0 | 0 | 0 | 0 | 0 | 0 | 0 | 0 | 0 | 0 | 0 | 0 | 0 | 0 | 0 | 0 | 0 | 0 | 0 | 0 | 0 | 0 | 0 | 0 | 0 | 0
F7_Commercial_WA - College_Existing_Space Heating_Natural Gas_Strategic Energy Management_A_Technical Potential | F7 | Commercial | WA - College | Existing | Space Heating | Natural Gas | Strategic Energy Management | A | Cumulative Energy Savings (MWh or mTherms) | Technical Potential | 0 | 0 | 0 | 6.1154 | 18.1384 | 29.413 | 34.3349 | 33.1529 | 31.9411 | 30.6844 | 29.392 | 28.0765 | 26.7589 | 25.4696 | 24.2295 | 23.0558 | 21.9607 | 20.9643 | 20.125 | 19.4385 | 18.8261 | 18.3012 | 17.8025 | 17.4577 | 17.1172 | 16.7808 | 16.4476
F8_Commercial_WA - College_Existing_Space Heating_Natural Gas_Strategic Energy Management_A_Technical Potential | F8 | Commercial | WA - College | Existing | Space Heating | Natural Gas | Strategic Energy Management | A | Cumulative Summer Peak Savings (MW) | Technical Potential | 0 | 0 | 0 | 0 | 0 | 0 | 0 | 0 | 0 | 0 | 0 | 0 | 0 | 0 | 0 | 0 | 0 | 0 | 0 | 0 | 0 | 0 | 0 | 0 | 0 | 0 | 0
F9_Commercial_WA - College_Existing_Space Heating_Natural Gas_Strategic Energy Management_A_Technical Potential | F9 | Commercial | WA - College | Existing | Space Heating | Natural Gas | Strategic Energy Management | A | Cumulative Winter Peak Savings (MW) | Technical Potential | 0 | 0 | 0 | 0 | 0 | 0 | 0 | 0 | 0 | 0 | 0 | 0 | 0 | 0 | 0 | 0 | 0 | 0 | 0 | 0 | 0 | 0 | 0 | 0 | 0 | 0 | 0
F10_Commercial_WA - College_Existing_Space Heating_Natural Gas_Strategic Energy Management_A_Technical Potential | F10 | Commercial | WA - College | Existing | Space Heating | Natural Gas | Strategic Energy Management | A | Purchases (Incremental) | Technical Potential | 0 | 0 | 0 | 254788.246 | 522986.3997 | 522986.3997 | 268198.1537 | 0 | 0 | 0 | 0 | 0 | 0 | 0 | 0 | 0 | 0 | 0 | 0 | 0 | 0 | 0 | 0 | 0 | 0 | 0 | 0
F11_Commercial_WA - College_Existing_Space Heating_Natural Gas_Strategic Energy Management_A_Technical Potential | F11 | Commercial | WA - College | Existing | Space Heating | Natural Gas | Strategic Energy Management | A | Purchases (Cumulative) | Technical Potential | 0 | 0 | 0 | 254788.246 | 777774.6457 | 1300761.0455 | 1568959.1992 | 1568959.1992 | 1568959.1992 | 1568959.1992 | 1568959.1992 | 1568959.1992 | 1568959.1992 | 1568959.1992 | 1568959.1992 | 1568959.1992 | 1568959.1992 | 1568959.1992 | 1568959.1992 | 1568959.1992 | 1568959.1992 | 1568959.1992 | 1568959.1992 | 1568959.1992 | 1568959.1992 | 1568959.1992 | 1568959.1992
F1_Commercial_WA - College_Existing_Water Heating_Natural Gas_Strategic Energy Management_A_Technical Potential | F1 | Commercial | WA - College | Existing | Water Heating | Natural Gas | Strategic Energy Management | A | Integrated Unit Energy Savings (kWh or therms) | Technical Potential | 0 | 0 | 0.010302 | 0.0099897 | 0.0096944 | 0.0094228 | 0.0091664 | 0.0089243 | 0.0086915 | 0.008477 | 0.008269 | 0.0080733 | 0.0079873 | 0.0079205 | 0.0078858 | 0.0078319 | 0.0077923 | 0.0077643 | 0.0077419 | 0.0077228 | 0.0077117 | 0.0077053 | 0.0077023 | 0.0076998 | 0.0076923 | 0.0076907 | 0.0076894
F2_Commercial_WA - College_Existing_Water Heating_Natural Gas_Strategic Energy Management_A_Technical Potential | F2 | Commercial | WA - College | Existing | Water Heating | Natural Gas | Strategic Energy Management | A | Integrated Unit Summer Peak Savings (kW) | Technical Potential | 0 | 0 | 0 | 0 | 0 | 0 | 0 | 0 | 0 | 0 | 0 | 0 | 0 | 0 | 0 | 0 | 0 | 0 | 0 | 0 | 0 | 0 | 0 | 0 | 0 | 0 | 0
F3_Commercial_WA - College_Existing_Water Heating_Natural Gas_Strategic Energy Management_A_Technical Potential | F3 | Commercial | WA - College | Existing | Water Heating | Natural Gas | Strategic Energy Management | A | Integrated Unit Winter Peak Savings (kW) | Technical Potential | 0 | 0 | 0 | 0 | 0 | 0 | 0 | 0 | 0 | 0 | 0 | 0 | 0 | 0 | 0 | 0 | 0 | 0 | 0 | 0 | 0 | 0 | 0 | 0 | 0 | 0 | 0
F4_Commercial_WA - College_Existing_Water Heating_Natural Gas_Strategic Energy Management_A_Technical Potential | F4 | Commercial | WA - College | Existing | Water Heating | Natural Gas | Strategic Energy Management | A | Incremental Energy Savings (MWh or mTherms) | Technical Potential | 0 | 0 | 0 | 2.8671 | 5.7112 | 5.5512 | 2.7693 | 0 | 0 | 0 | 0 | 0 | 0 | 0 | 0 | 0 | 0 | 0 | 0 | 0 | 0 | 0 | 0 | 0 | 0 | 0 | 0
F5_Commercial_WA - College_Existing_Water Heating_Natural Gas_Strategic Energy Management_A_Technical Potential | F5 | Commercial | WA - College | Existing | Water Heating | Natural Gas | Strategic Energy Management | A | Incremental Summer Peak Savings (MW) | Technical Potential | 0 | 0 | 0 | 0 | 0 | 0 | 0 | 0 | 0 | 0 | 0 | 0 | 0 | 0 | 0 | 0 | 0 | 0 | 0 | 0 | 0 | 0 | 0 | 0 | 0 | 0 | 0
F6_Commercial_WA - College_Existing_Water Heating_Natural Gas_Strategic Energy Management_A_Technical Potential | F6 | Commercial | WA - College | Existing | Water Heating | Natural Gas | Strategic Energy Management | A | Incremental Winter Peak Savings (MW) | Technical Potential | 0 | 0 | 0 | 0 | 0 | 0 | 0 | 0 | 0 | 0 | 0 | 0 | 0 | 0 | 0 | 0 | 0 | 0 | 0 | 0 | 0 | 0 | 0 | 0 | 0 | 0 | 0
F7_Commercial_WA - College_Existing_Water Heating_Natural Gas_Strategic Energy Management_A_Technical Potential | F7 | Commercial | WA - College | Existing | Water Heating | Natural Gas | Strategic Energy Management | A | Cumulative Energy Savings (MWh or mTherms) | Technical Potential | 0 | 0 | 0 | 2.8671 | 8.4936 | 13.8069 | 16.2005 | 15.7725 | 15.3611 | 14.982 | 14.6143 | 14.2686 | 14.1166 | 13.9985 | 13.9371 | 13.8419 | 13.772 | 13.7225 | 13.6829 | 13.6491 | 13.6294 | 13.6182 | 13.6128 | 13.6085 | 13.5951 | 13.5924 | 13.5901
F8_Commercial_WA - College_Existing_Water Heating_Natural Gas_Strategic Energy Management_A_Technical Potential | F8 | Commercial | WA - College | Existing | Water Heating | Natural Gas | Strategic Energy Management | A | Cumulative Summer Peak Savings (MW) | Technical Potential | 0 | 0 | 0 | 0 | 0 | 0 | 0 | 0 | 0 | 0 | 0 | 0 | 0 | 0 | 0 | 0 | 0 | 0 | 0 | 0 | 0 | 0 | 0 | 0 | 0 | 0 | 0
F9_Commercial_WA - College_Existing_Water Heating_Natural Gas_Strategic Energy Management_A_Technical Potential | F9 | Commercial | WA - College | Existing | Water Heating | Natural Gas | Strategic Energy Management | A | Cumulative Winter Peak Savings (MW) | Technical Potential | 0 | 0 | 0 | 0 | 0 | 0 | 0 | 0 | 0 | 0 | 0 | 0 | 0 | 0 | 0 | 0 | 0 | 0 | 0 | 0 | 0 | 0 | 0 | 0 | 0 | 0 | 0
F10_Commercial_WA - College_Existing_Water Heating_Natural Gas_Strategic Energy Management_A_Technical Potential | F10 | Commercial | WA - College | Existing | Water Heating | Natural Gas | Strategic Energy Management | A | Purchases (Incremental) | Technical Potential | 0 | 0 | 0 | 287009.7508 | 589125.2779 | 589125.2779 | 302115.5271 | 0 | 0 | 0 | 0 | 0 | 0 | 0 | 0 | 0 | 0 | 0 | 0 | 0 | 0 | 0 | 0 | 0 | 0 | 0 | 0
F11_Commercial_WA - College_Existing_Water Heating_Natural Gas_Strategic Energy Management_A_Technical Potential | F11 | Commercial | WA - College | Existing | Water Heating | Natural Gas | Strategic Energy Management | A | Purchases (Cumulative) | Technical Potential | 0 | 0 | 0 | 287009.7508 | 876135.0286 | 1465260.3065 | 1767375.8336 | 1767375.8336 | 1767375.8336 | 1767375.8336 | 1767375.8336 | 1767375.8336 | 1767375.8336 | 1767375.8336 | 1767375.8336 | 1767375.8336 | 1767375.8336 | 1767375.8336 | 1767375.8336 | 1767375.8336 | 1767375.8336 | 1767375.8336 | 1767375.8336 | 1767375.8336 | 1767375.8336 | 1767375.8336 | 1767375.8336
F1_Commercial_WA - College_Existing_Space Heating_Natural Gas_Retrocommissioning_A_Technical Potential | F1 | Commercial | WA - College | Existing | Space Heating | Natural Gas | Retrocommissioning | A | Integrated Unit Energy Savings (kWh or therms) | Technical Potential | 0 | 0 | 0.030156 | 0.029459 | 0.028596 | 0.027702 | 0.026797 | 0.025874 | 0.024928 | 0.023948 | 0.022939 | 0.021912 | 0.020884 | 0.019878 | 0.01891 | 0.017994 | 0.017139 | 0.016361 | 0.015706 | 0.015171 | 0.014693 | 0.014283 | 0.013894 | 0.013625 | 0.013359 | 0.013097 | 0.012836
F2_Commercial_WA - College_Existing_Space Heating_Natural Gas_Retrocommissioning_A_Technical Potential | F2 | Commercial | WA - College | Existing | Space Heating | Natural Gas | Retrocommissioning | A | Integrated Unit Summer Peak Savings (kW) | Technical Potential | 0 | 0 | 0 | 0 | 0 | 0 | 0 | 0 | 0 | 0 | 0 | 0 | 0 | 0 | 0 | 0 | 0 | 0 | 0 | 0 | 0 | 0 | 0 | 0 | 0 | 0 | 0
F3_Commercial_WA - College_Existing_Space Heating_Natural Gas_Retrocommissioning_A_Technical Potential | F3 | Commercial | WA - College | Existing | Space Heating | Natural Gas | Retrocommissioning | A | Integrated Unit Winter Peak Savings (kW) | Technical Potential | 0 | 0 | 0 | 0 | 0 | 0 | 0 | 0 | 0 | 0 | 0 | 0 | 0 | 0 | 0 | 0 | 0 | 0 | 0 | 0 | 0 | 0 | 0 | 0 | 0 | 0 | 0
F4_Commercial_WA - College_Existing_Space Heating_Natural Gas_Retrocommissioning_A_Technical Potential | F4 | Commercial | WA - College | Existing | Space Heating | Natural Gas | Retrocommissioning | A | Incremental Energy Savings (MWh or mTherms) | Technical Potential | 0 | 0 | 0 | 11.8334 | 23.5785 | 22.8407 | 11.3305 | 0 | 0 | 0 | 0 | 0 | 0 | 0 | 0 | 0 | 0 | 0 | 0 | 0 | 0 | 0 | 0 | 0 | 0 | 0 | 0
F5_Commercial_WA - College_Existing_Space Heating_Natural Gas_Retrocommissioning_A_Technical Potential | F5 | Commercial | WA - College | Existing | Space Heating | Natural Gas | Retrocommissioning | A | Incremental Summer Peak Savings (MW) | Technical Potential | 0 | 0 | 0 | 0 | 0 | 0 | 0 | 0 | 0 | 0 | 0 | 0 | 0 | 0 | 0 | 0 | 0 | 0 | 0 | 0 | 0 | 0 | 0 | 0 | 0 | 0 | 0
F6_Commercial_WA - College_Existing_Space Heating_Natural Gas_Retrocommissioning_A_Technical Potential | F6 | Commercial | WA - College | Existing | Space Heating | Natural Gas | Retrocommissioning | A | Incremental Winter Peak Savings (MW) | Technical Potential | 0 | 0 | 0 | 0 | 0 | 0 | 0 | 0 | 0 | 0 | 0 | 0 | 0 | 0 | 0 | 0 | 0 | 0 | 0 | 0 | 0 | 0 | 0 | 0 | 0 | 0 | 0
F7_Commercial_WA - College_Existing_Space Heating_Natural Gas_Retrocommissioning_A_Technical Potential | F7 | Commercial | WA - College | Existing | Space Heating | Natural Gas | Retrocommissioning | A | Cumulative Energy Savings (MWh or mTherms) | Technical Potential | 0 | 0 | 0 | 11.8334 | 35.0655 | 56.8089 | 66.2835 | 64.0016 | 61.6623 | 59.2363 | 56.7413 | 54.2018 | 51.6581 | 49.1691 | 46.7751 | 44.5093 | 42.3952 | 40.4715 | 38.8513 | 37.526 | 36.3438 | 35.3304 | 34.3677 | 33.7022 | 33.0447 | 32.3954 | 31.7522
F8_Commercial_WA - College_Existing_Space Heating_Natural Gas_Retrocommissioning_A_Technical Potential | F8 | Commercial | WA - College | Existing | Space Heating | Natural Gas | Retrocommissioning | A | Cumulative Summer Peak Savings (MW) | Technical Potential | 0 | 0 | 0 | 0 | 0 | 0 | 0 | 0 | 0 | 0 | 0 | 0 | 0 | 0 | 0 | 0 | 0 | 0 | 0 | 0 | 0 | 0 | 0 | 0 | 0 | 0 | 0
F9_Commercial_WA - College_Existing_Space Heating_Natural Gas_Retrocommissioning_A_Technical Potential | F9 | Commercial | WA - College | Existing | Space Heating | Natural Gas | Retrocommissioning | A | Cumulative Winter Peak Savings (MW) | Technical Potential | 0 | 0 | 0 | 0 | 0 | 0 | 0 | 0 | 0 | 0 | 0 | 0 | 0 | 0 | 0 | 0 | 0 | 0 | 0 | 0 | 0 | 0 | 0 | 0 | 0 | 0 | 0
F10_Commercial_WA - College_Existing_Space Heating_Natural Gas_Retrocommissioning_A_Technical Potential | F10 | Commercial | WA - College | Existing | Space Heating | Natural Gas | Retrocommissioning | A | Purchases (Incremental) | Technical Potential | 0 | 0 | 0 | 401693.1807 | 824528.1077 | 824528.1077 | 422834.927 | 0 | 0 | 0 | 0 | 0 | 0 | 0 | 0 | 0 | 0 | 0 | 0 | 0 | 0 | 0 | 0 | 0 | 0 | 0 | 0
F11_Commercial_WA - College_Existing_Space Heating_Natural Gas_Retrocommissioning_A_Technical Potential | F11 | Commercial | WA - College | Existing | Space Heating | Natural Gas | Retrocommissioning | A | Purchases (Cumulative) | Technical Potential | 0 | 0 | 0 | 401693.1807 | 1226221.2883 | 2050749.396 | 2473584.323 | 2473584.323 | 2473584.323 | 2473584.323 | 2473584.323 | 2473584.323 | 2473584.323 | 2473584.323 | 2473584.323 | 2473584.323 | 2473584.323 | 2473584.323 | 2473584.323 | 2473584.323 | 2473584.323 | 2473584.323 | 2473584.323 | 2473584.323 | 2473584.323 | 2473584.323 | 2473584.323
F1_Commercial_WA - College_Existing_Water Heating_Natural Gas_Retrocommissioning_A_Technical Potential | F1 | Commercial | WA - College | Existing | Water Heating | Natural Gas | Retrocommissioning | A | Integrated Unit Energy Savings (kWh or therms) | Technical Potential | 0 | 0 | 0.01265 | 0.012248 | 0.01186 | 0.011499 | 0.01116 | 0.010843 | 0.010536 | 0.010249 | 0.009971 | 0.0097109 | 0.0095873 | 0.0094938 | 0.0094441 | 0.0093795 | 0.0093322 | 0.0092987 | 0.0092718 | 0.0092489 | 0.0092356 | 0.009228 | 0.0092243 | 0.0092214 | 0.0092124 | 0.0092105 | 0.009209
F2_Commercial_WA - College_Existing_Water Heating_Natural Gas_Retrocommissioning_A_Technical Potential | F2 | Commercial | WA - College | Existing | Water Heating | Natural Gas | Retrocommissioning | A | Integrated Unit Summer Peak Savings (kW) | Technical Potential | 0 | 0 | 0 | 0 | 0 | 0 | 0 | 0 | 0 | 0 | 0 | 0 | 0 | 0 | 0 | 0 | 0 | 0 | 0 | 0 | 0 | 0 | 0 | 0 | 0 | 0 | 0
F3_Commercial_WA - College_Existing_Water Heating_Natural Gas_Retrocommissioning_A_Technical Potential | F3 | Commercial | WA - College | Existing | Water Heating | Natural Gas | Retrocommissioning | A | Integrated Unit Winter Peak Savings (kW) | Technical Potential | 0 | 0 | 0 | 0 | 0 | 0 | 0 | 0 | 0 | 0 | 0 | 0 | 0 | 0 | 0 | 0 | 0 | 0 | 0 | 0 | 0 | 0 | 0 | 0 | 0 | 0 | 0
F4_Commercial_WA - College_Existing_Water Heating_Natural Gas_Retrocommissioning_A_Technical Potential | F4 | Commercial | WA - College | Existing | Water Heating | Natural Gas | Retrocommissioning | A | Incremental Energy Savings (MWh or mTherms) | Technical Potential | 0 | 0 | 0 | 5.5422 | 11.0154 | 10.6802 | 5.3158 | 0 | 0 | 2.3863e-15 | 0 | 0 | 0 | 0 | 0 | 0 | 0 | 0 | 0 | 0 | 0 | 0 | 0 | 0 | 0 | 0 | 0
F5_Commercial_WA - College_Existing_Water Heating_Natural Gas_Retrocommissioning_A_Technical Potential | F5 | Commercial | WA - College | Existing | Water Heating | Natural Gas | Retrocommissioning | A | Incremental Summer Peak Savings (MW) | Technical Potential | 0 | 0 | 0 | 0 | 0 | 0 | 0 | 0 | 0 | 0 | 0 | 0 | 0 | 0 | 0 | 0 | 0 | 0 | 0 | 0 | 0 | 0 | 0 | 0 | 0 | 0 | 0
F6_Commercial_WA - College_Existing_Water Heating_Natural Gas_Retrocommissioning_A_Technical Potential | F6 | Commercial | WA - College | Existing | Water Heating | Natural Gas | Retrocommissioning | A | Incremental Winter Peak Savings (MW) | Technical Potential | 0 | 0 | 0 | 0 | 0 | 0 | 0 | 0 | 0 | 0 | 0 | 0 | 0 | 0 | 0 | 0 | 0 | 0 | 0 | 0 | 0 | 0 | 0 | 0 | 0 | 0 | 0
F7_Commercial_WA - College_Existing_Water Heating_Natural Gas_Retrocommissioning_A_Technical Potential | F7 | Commercial | WA - College | Existing | Water Heating | Natural Gas | Retrocommissioning | A | Cumulative Energy Savings (MWh or mTherms) | Technical Potential | 0 | 0 | 0 | 5.5422 | 16.3819 | 26.5636 | 31.0973 | 30.2143 | 29.3564 | 28.5576 | 27.7831 | 27.0586 | 26.714 | 26.4536 | 26.315 | 26.1352 | 26.0033 | 25.9098 | 25.8351 | 25.7712 | 25.734 | 25.7129 | 25.7027 | 25.6945 | 25.6693 | 25.6641 | 25.6599
F8_Commercial_WA - College_Existing_Water Heating_Natural Gas_Retrocommissioning_A_Technical Potential | F8 | Commercial | WA - College | Existing | Water Heating | Natural Gas | Retrocommissioning | A | Cumulative Summer Peak Savings (MW) | Technical Potential | 0 | 0 | 0 | 0 | 0 | 0 | 0 | 0 | 0 | 0 | 0 | 0 | 0 | 0 | 0 | 0 | 0 | 0 | 0 | 0 | 0 | 0 | 0 | 0 | 0 | 0 | 0
F9_Commercial_WA - College_Existing_Water Heating_Natural Gas_Retrocommissioning_A_Technical Potential | F9 | Commercial | WA - College | Existing | Water Heating | Natural Gas | Retrocommissioning | A | Cumulative Winter Peak Savings (MW) | Technical Potential | 0 | 0 | 0 | 0 | 0 | 0 | 0 | 0 | 0 | 0 | 0 | 0 | 0 | 0 | 0 | 0 | 0 | 0 | 0 | 0 | 0 | 0 | 0 | 0 | 0 | 0 | 0
F10_Commercial_WA - College_Existing_Water Heating_Natural Gas_Retrocommissioning_A_Technical Potential | F10 | Commercial | WA - College | Existing | Water Heating | Natural Gas | Retrocommissioning | A | Purchases (Incremental) | Technical Potential | 0 | 0 | 0 | 452492.8503 | 928801.1138 | 928801.1138 | 476308.2635 | 0 | 0 | 2.3283e-10 | 0 | 0 | 0 | 0 | 0 | 0 | 0 | 0 | 0 | 0 | 0 | 0 | 0 | 0 | 0 | 0 | 0
F11_Commercial_WA - College_Existing_Water Heating_Natural Gas_Retrocommissioning_A_Technical Potential | F11 | Commercial | WA - College | Existing | Water Heating | Natural Gas | Retrocommissioning | A | Purchases (Cumulative) | Technical Potential | 0 | 0 | 0 | 452492.8503 | 1381293.9641 | 2310095.0779 | 2786403.3413 | 2786403.3413 | 2786403.3413 | 2786403.3413 | 2786403.3413 | 2786403.3413 | 2786403.3413 | 2786403.3413 | 2786403.3413 | 2786403.3413 | 2786403.3413 | 2786403.3413 | 2786403.3413 | 2786403.3413 | 2786403.3413 | 2786403.3413 | 2786403.3413 | 2786403.3413 | 2786403.3413 | 2786403.3413 | 2786403.3413
F1_Commercial_WA - College_New_Space Heating_Natural Gas_Insulation - Ceiling_A_Technical Potential | F1 | Commercial | WA - College | New | Space Heating | Natural Gas | Insulation - Ceiling | A | Integrated Unit Energy Savings (kWh or therms) | Technical Potential | 0 | 0 | 0 | 0 | 0 | 0 | 0 | 0 | 0 | 0 | 0 | 0 | 0 | 0 | 0 | 0 | 0 | 0 | 0 | 0 | 0 | 0 | 0 | 0 | 0 | 0 | 0
F2_Commercial_WA - College_New_Space Heating_Natural Gas_Insulation - Ceiling_A_Technical Potential | F2 | Commercial | WA - College | New | Space Heating | Natural Gas | Insulation - Ceiling | A | Integrated Unit Summer Peak Savings (kW) | Technical Potential | 0 | 0 | 0 | 0 | 0 | 0 | 0 | 0 | 0 | 0 | 0 | 0 | 0 | 0 | 0 | 0 | 0 | 0 | 0 | 0 | 0 | 0 | 0 | 0 | 0 | 0 | 0
F3_Commercial_WA - College_New_Space Heating_Natural Gas_Insulation - Ceiling_A_Technical Potential | F3 | Commercial | WA - College | New | Space Heating | Natural Gas | Insulation - Ceiling | A | Integrated Unit Winter Peak Savings (kW) | Technical Potential | 0 | 0 | 0 | 0 | 0 | 0 | 0 | 0 | 0 | 0 | 0 | 0 | 0 | 0 | 0 | 0 | 0 | 0 | 0 | 0 | 0 | 0 | 0 | 0 | 0 | 0 | 0
F4_Commercial_WA - College_New_Space Heating_Natural Gas_Insulation - Ceiling_A_Technical Potential | F4 | Commercial | WA - College | New | Space Heating | Natural Gas | Insulation - Ceiling | A | Incremental Energy Savings (MWh or mTherms) | Technical Potential | 0 | 0 | 0 | 0 | 0 | 0 | 0 | 0 | 0 | 0 | 0 | 0 | 0 | 0 | 0 | 0 | 0 | 0 | 0 | 0 | 0 | 0 | 0 | 0 | 0 | 0 | 0
F5_Commercial_WA - College_New_Space Heating_Natural Gas_Insulation - Ceiling_A_Technical Potential | F5 | Commercial | WA - College | New | Space Heating | Natural Gas | Insulation - Ceiling | A | Incremental Summer Peak Savings (MW) | Technical Potential | 0 | 0 | 0 | 0 | 0 | 0 | 0 | 0 | 0 | 0 | 0 | 0 | 0 | 0 | 0 | 0 | 0 | 0 | 0 | 0 | 0 | 0 | 0 | 0 | 0 | 0 | 0
F6_Commercial_WA - College_New_Space Heating_Natural Gas_Insulation - Ceiling_A_Technical Potential | F6 | Commercial | WA - College | New | Space Heating | Natural Gas | Insulation - Ceiling | A | Incremental Winter Peak Savings (MW) | Technical Potential | 0 | 0 | 0 | 0 | 0 | 0 | 0 | 0 | 0 | 0 | 0 | 0 | 0 | 0 | 0 | 0 | 0 | 0 | 0 | 0 | 0 | 0 | 0 | 0 | 0 | 0 | 0
F7_Commercial_WA - College_New_Space Heating_Natural Gas_Insulation - Ceiling_A_Technical Potential | F7 | Commercial | WA - College | New | Space Heating | Natural Gas | Insulation - Ceiling | A | Cumulative Energy Savings (MWh or mTherms) | Technical Potential | 0 | 0 | 0 | 0 | 0 | 0 | 0 | 0 | 0 | 0 | 0 | 0 | 0 | 0 | 0 | 0 | 0 | 0 | 0 | 0 | 0 | 0 | 0 | 0 | 0 | 0 | 0
F8_Commercial_WA - College_New_Space Heating_Natural Gas_Insulation - Ceiling_A_Technical Potential | F8 | Commercial | WA - College | New | Space Heating | Natural Gas | Insulation - Ceiling | A | Cumulative Summer Peak Savings (MW) | Technical Potential | 0 | 0 | 0 | 0 | 0 | 0 | 0 | 0 | 0 | 0 | 0 | 0 | 0 | 0 | 0 | 0 | 0 | 0 | 0 | 0 | 0 | 0 | 0 | 0 | 0 | 0 | 0
F9_Commercial_WA - College_New_Space Heating_Natural Gas_Insulation - Ceiling_A_Technical Potential | F9 | Commercial | WA - College | New | Space Heating | Natural Gas | Insulation - Ceiling | A | Cumulative Winter Peak Savings (MW) | Technical Potential | 0 | 0 | 0 | 0 | 0 | 0 | 0 | 0 | 0 | 0 | 0 | 0 | 0 | 0 | 0 | 0 | 0 | 0 | 0 | 0 | 0 | 0 | 0 | 0 | 0 | 0 | 0
F10_Commercial_WA - College_New_Space Heating_Natural Gas_Insulation - Ceiling_A_Technical Potential | F10 | Commercial | WA - College | New | Space Heating | Natural Gas | Insulation - Ceiling | A | Purchases (Incremental) | Technical Potential | 0 | 0 | 0 | 0 | 0 | 0 | 0 | 0 | 0 | 0 | 0 | 0 | 0 | 0 | 0 | 0 | 0 | 0 | 0 | 0 | 0 | 0 | 0 | 0 | 0 | 0 | 0
F11_Commercial_WA - College_New_Space Heating_Natural Gas_Insulation - Ceiling_A_Technical Potential | F11 | Commercial | WA - College | New | Space Heating | Natural Gas | Insulation - Ceiling | A | Purchases (Cumulative) | Technical Potential | 0 | 0 | 0 | 0 | 0 | 0 | 0 | 0 | 0 | 0 | 0 | 0 | 0 | 0 | 0 | 0 | 0 | 0 | 0 | 0 | 0 | 0 | 0 | 0 | 0 | 0 | 0
F1_Commercial_WA - College_New_Space Heating_Natural Gas_Insulation - Ducting_A_Technical Potential | F1 | Commercial | WA - College | New | Space Heating | Natural Gas | Insulation - Ducting | A | Integrated Unit Energy Savings (kWh or therms) | Technical Potential | 0 | 0 | 0 | 0 | 0 | 0 | 0 | 0 | 0 | 0 | 0 | 0 | 0 | 0 | 0 | 0 | 0 | 0 | 0 | 0 | 0 | 0 | 0 | 0 | 0 | 0 | 0
F2_Commercial_WA - College_New_Space Heating_Natural Gas_Insulation - Ducting_A_Technical Potential | F2 | Commercial | WA - College | New | Space Heating | Natural Gas | Insulation - Ducting | A | Integrated Unit Summer Peak Savings (kW) | Technical Potential | 0 | 0 | 0 | 0 | 0 | 0 | 0 | 0 | 0 | 0 | 0 | 0 | 0 | 0 | 0 | 0 | 0 | 0 | 0 | 0 | 0 | 0 | 0 | 0 | 0 | 0 | 0
F3_Commercial_WA - College_New_Space Heating_Natural Gas_Insulation - Ducting_A_Technical Potential | F3 | Commercial | WA - College | New | Space Heating | Natural Gas | Insulation - Ducting | A | Integrated Unit Winter Peak Savings (kW) | Technical Potential | 0 | 0 | 0 | 0 | 0 | 0 | 0 | 0 | 0 | 0 | 0 | 0 | 0 | 0 | 0 | 0 | 0 | 0 | 0 | 0 | 0 | 0 | 0 | 0 | 0 | 0 | 0
F4_Commercial_WA - College_New_Space Heating_Natural Gas_Insulation - Ducting_A_Technical Potential | F4 | Commercial | WA - College | New | Space Heating | Natural Gas | Insulation - Ducting | A | Incremental Energy Savings (MWh or mTherms) | Technical Potential | 0 | 0 | 0 | 0 | 0 | 0 | 0 | 0 | 0 | 0 | 0 | 0 | 0 | 0 | 0 | 0 | 0 | 0 | 0 | 0 | 0 | 0 | 0 | 0 | 0 | 0 | 0
F5_Commercial_WA - College_New_Space Heating_Natural Gas_Insulation - Ducting_A_Technical Potential | F5 | Commercial | WA - College | New | Space Heating | Natural Gas | Insulation - Ducting | A | Incremental Summer Peak Savings (MW) | Technical Potential | 0 | 0 | 0 | 0 | 0 | 0 | 0 | 0 | 0 | 0 | 0 | 0 | 0 | 0 | 0 | 0 | 0 | 0 | 0 | 0 | 0 | 0 | 0 | 0 | 0 | 0 | 0
F6_Commercial_WA - College_New_Space Heating_Natural Gas_Insulation - Ducting_A_Technical Potential | F6 | Commercial | WA - College | New | Space Heating | Natural Gas | Insulation - Ducting | A | Incremental Winter Peak Savings (MW) | Technical Potential | 0 | 0 | 0 | 0 | 0 | 0 | 0 | 0 | 0 | 0 | 0 | 0 | 0 | 0 | 0 | 0 | 0 | 0 | 0 | 0 | 0 | 0 | 0 | 0 | 0 | 0 | 0
F7_Commercial_WA - College_New_Space Heating_Natural Gas_Insulation - Ducting_A_Technical Potential | F7 | Commercial | WA - College | New | Space Heating | Natural Gas | Insulation - Ducting | A | Cumulative Energy Savings (MWh or mTherms) | Technical Potential | 0 | 0 | 0 | 0 | 0 | 0 | 0 | 0 | 0 | 0 | 0 | 0 | 0 | 0 | 0 | 0 | 0 | 0 | 0 | 0 | 0 | 0 | 0 | 0 | 0 | 0 | 0
F8_Commercial_WA - College_New_Space Heating_Natural Gas_Insulation - Ducting_A_Technical Potential | F8 | Commercial | WA - College | New | Space Heating | Natural Gas | Insulation - Ducting | A | Cumulative Summer Peak Savings (MW) | Technical Potential | 0 | 0 | 0 | 0 | 0 | 0 | 0 | 0 | 0 | 0 | 0 | 0 | 0 | 0 | 0 | 0 | 0 | 0 | 0 | 0 | 0 | 0 | 0 | 0 | 0 | 0 | 0
F9_Commercial_WA - College_New_Space Heating_Natural Gas_Insulation - Ducting_A_Technical Potential | F9 | Commercial | WA - College | New | Space Heating | Natural Gas | Insulation - Ducting | A | Cumulative Winter Peak Savings (MW) | Technical Potential | 0 | 0 | 0 | 0 | 0 | 0 | 0 | 0 | 0 | 0 | 0 | 0 | 0 | 0 | 0 | 0 | 0 | 0 | 0 | 0 | 0 | 0 | 0 | 0 | 0 | 0 | 0
F10_Commercial_WA - College_New_Space Heating_Natural Gas_Insulation - Ducting_A_Technical Potential | F10 | Commercial | WA - College | New | Space Heating | Natural Gas | Insulation - Ducting | A | Purchases (Incremental) | Technical Potential | 0 | 0 | 0 | 0 | 0 | 0 | 0 | 0 | 0 | 0 | 0 | 0 | 0 | 0 | 0 | 0 | 0 | 0 | 0 | 0 | 0 | 0 | 0 | 0 | 0 | 0 | 0
F11_Commercial_WA - College_New_Space Heating_Natural Gas_Insulation - Ducting_A_Technical Potential | F11 | Commercial | WA - College | New | Space Heating | Natural Gas | Insulation - Ducting | A | Purchases (Cumulative) | Technical Potential | 0 | 0 | 0 | 0 | 0 | 0 | 0 | 0 | 0 | 0 | 0 | 0 | 0 | 0 | 0 | 0 | 0 | 0 | 0 | 0 | 0 | 0 | 0 | 0 | 0 | 0 | 0
F1_Commercial_WA - College_New_Space Heating_Natural Gas_Insulation - Wall Cavity_A_Technical Potential | F1 | Commercial | WA - College | New | Space Heating | Natural Gas | Insulation - Wall Cavity | A | Integrated Unit Energy Savings (kWh or therms) | Technical Potential | 0 | 0 | 0 | 0 | 0 | 0 | 0 | 0 | 0 | 0 | 0 | 0 | 0 | 0 | 0 | 0 | 0 | 0 | 0 | 0 | 0 | 0 | 0 | 0 | 0 | 0 | 0
F2_Commercial_WA - College_New_Space Heating_Natural Gas_Insulation - Wall Cavity_A_Technical Potential | F2 | Commercial | WA - College | New | Space Heating | Natural Gas | Insulation - Wall Cavity | A | Integrated Unit Summer Peak Savings (kW) | Technical Potential | 0 | 0 | 0 | 0 | 0 | 0 | 0 | 0 | 0 | 0 | 0 | 0 | 0 | 0 | 0 | 0 | 0 | 0 | 0 | 0 | 0 | 0 | 0 | 0 | 0 | 0 | 0
F3_Commercial_WA - College_New_Space Heating_Natural Gas_Insulation - Wall Cavity_A_Technical Potential | F3 | Commercial | WA - College | New | Space Heating | Natural Gas | Insulation - Wall Cavity | A | Integrated Unit Winter Peak Savings (kW) | Technical Potential | 0 | 0 | 0 | 0 | 0 | 0 | 0 | 0 | 0 | 0 | 0 | 0 | 0 | 0 | 0 | 0 | 0 | 0 | 0 | 0 | 0 | 0 | 0 | 0 | 0 | 0 | 0
F4_Commercial_WA - College_New_Space Heating_Natural Gas_Insulation - Wall Cavity_A_Technical Potential | F4 | Commercial | WA - College | New | Space Heating | Natural Gas | Insulation - Wall Cavity | A | Incremental Energy Savings (MWh or mTherms) | Technical Potential | 0 | 0 | 0 | 0 | 0 | 0 | 0 | 0 | 0 | 0 | 0 | 0 | 0 | 0 | 0 | 0 | 0 | 0 | 0 | 0 | 0 | 0 | 0 | 0 | 0 | 0 | 0
F5_Commercial_WA - College_New_Space Heating_Natural Gas_Insulation - Wall Cavity_A_Technical Potential | F5 | Commercial | WA - College | New | Space Heating | Natural Gas | Insulation - Wall Cavity | A | Incremental Summer Peak Savings (MW) | Technical Potential | 0 | 0 | 0 | 0 | 0 | 0 | 0 | 0 | 0 | 0 | 0 | 0 | 0 | 0 | 0 | 0 | 0 | 0 | 0 | 0 | 0 | 0 | 0 | 0 | 0 | 0 | 0
F6_Commercial_WA - College_New_Space Heating_Natural Gas_Insulation - Wall Cavity_A_Technical Potential | F6 | Commercial | WA - College | New | Space Heating | Natural Gas | Insulation - Wall Cavity | A | Incremental Winter Peak Savings (MW) | Technical Potential | 0 | 0 | 0 | 0 | 0 | 0 | 0 | 0 | 0 | 0 | 0 | 0 | 0 | 0 | 0 | 0 | 0 | 0 | 0 | 0 | 0 | 0 | 0 | 0 | 0 | 0 | 0
F7_Commercial_WA - College_New_Space Heating_Natural Gas_Insulation - Wall Cavity_A_Technical Potential | F7 | Commercial | WA - College | New | Space Heating | Natural Gas | Insulation - Wall Cavity | A | Cumulative Energy Savings (MWh or mTherms) | Technical Potential | 0 | 0 | 0 | 0 | 0 | 0 | 0 | 0 | 0 | 0 | 0 | 0 | 0 | 0 | 0 | 0 | 0 | 0 | 0 | 0 | 0 | 0 | 0 | 0 | 0 | 0 | 0
F8_Commercial_WA - College_New_Space Heating_Natural Gas_Insulation - Wall Cavity_A_Technical Potential | F8 | Commercial | WA - College | New | Space Heating | Natural Gas | Insulation - Wall Cavity | A | Cumulative Summer Peak Savings (MW) | Technical Potential | 0 | 0 | 0 | 0 | 0 | 0 | 0 | 0 | 0 | 0 | 0 | 0 | 0 | 0 | 0 | 0 | 0 | 0 | 0 | 0 | 0 | 0 | 0 | 0 | 0 | 0 | 0
F9_Commercial_WA - College_New_Space Heating_Natural Gas_Insulation - Wall Cavity_A_Technical Potential | F9 | Commercial | WA - College | New | Space Heating | Natural Gas | Insulation - Wall Cavity | A | Cumulative Winter Peak Savings (MW) | Technical Potential | 0 | 0 | 0 | 0 | 0 | 0 | 0 | 0 | 0 | 0 | 0 | 0 | 0 | 0 | 0 | 0 | 0 | 0 | 0 | 0 | 0 | 0 | 0 | 0 | 0 | 0 | 0
F10_Commercial_WA - College_New_Space Heating_Natural Gas_Insulation - Wall Cavity_A_Technical Potential | F10 | Commercial | WA - College | New | Space Heating | Natural Gas | Insulation - Wall Cavity | A | Purchases (Incremental) | Technical Potential | 0 | 0 | 0 | 0 | 0 | 0 | 0 | 0 | 0 | 0 | 0 | 0 | 0 | 0 | 0 | 0 | 0 | 0 | 0 | 0 | 0 | 0 | 0 | 0 | 0 | 0 | 0
F11_Commercial_WA - College_New_Space Heating_Natural Gas_Insulation - Wall Cavity_A_Technical Potential | F11 | Commercial | WA - College | New | Space Heating | Natural Gas | Insulation - Wall Cavity | A | Purchases (Cumulative) | Technical Potential | 0 | 0 | 0 | 0 | 0 | 0 | 0 | 0 | 0 | 0 | 0 | 0 | 0 | 0 | 0 | 0 | 0 | 0 | 0 | 0 | 0 | 0 | 0 | 0 | 0 | 0 | 0
F1_Commercial_WA - College_New_Space Heating_Natural Gas_Green Roof - Vegetated Rooftop_A_Technical Potential | F1 | Commercial | WA - College | New | Space Heating | Natural Gas | Green Roof - Vegetated Rooftop | A | Integrated Unit Energy Savings (kWh or therms) | Technical Potential | 0 | 0 | 0 | 0 | 0 | 0 | 0 | 0 | 0 | 0 | 0 | 0 | 0 | 0 | 0 | 0 | 0 | 0 | 0 | 0 | 0 | 0 | 0 | 0 | 0 | 0 | 0
F2_Commercial_WA - College_New_Space Heating_Natural Gas_Green Roof - Vegetated Rooftop_A_Technical Potential | F2 | Commercial | WA - College | New | Space Heating | Natural Gas | Green Roof - Vegetated Rooftop | A | Integrated Unit Summer Peak Savings (kW) | Technical Potential | 0 | 0 | 0 | 0 | 0 | 0 | 0 | 0 | 0 | 0 | 0 | 0 | 0 | 0 | 0 | 0 | 0 | 0 | 0 | 0 | 0 | 0 | 0 | 0 | 0 | 0 | 0
F3_Commercial_WA - College_New_Space Heating_Natural Gas_Green Roof - Vegetated Rooftop_A_Technical Potential | F3 | Commercial | WA - College | New | Space Heating | Natural Gas | Green Roof - Vegetated Rooftop | A | Integrated Unit Winter Peak Savings (kW) | Technical Potential | 0 | 0 | 0 | 0 | 0 | 0 | 0 | 0 | 0 | 0 | 0 | 0 | 0 | 0 | 0 | 0 | 0 | 0 | 0 | 0 | 0 | 0 | 0 | 0 | 0 | 0 | 0
F4_Commercial_WA - College_New_Space Heating_Natural Gas_Green Roof - Vegetated Rooftop_A_Technical Potential | F4 | Commercial | WA - College | New | Space Heating | Natural Gas | Green Roof - Vegetated Rooftop | A | Incremental Energy Savings (MWh or mTherms) | Technical Potential | 0 | 0 | 0 | 0 | 0 | 0 | 0 | 0 | 0 | 0 | 0 | 0 | 0 | 0 | 0 | 0 | 0 | 0 | 0 | 0 | 0 | 0 | 0 | 0 | 0 | 0 | 0
F5_Commercial_WA - College_New_Space Heating_Natural Gas_Green Roof - Vegetated Rooftop_A_Technical Potential | F5 | Commercial | WA - College | New | Space Heating | Natural Gas | Green Roof - Vegetated Rooftop | A | Incremental Summer Peak Savings (MW) | Technical Potential | 0 | 0 | 0 | 0 | 0 | 0 | 0 | 0 | 0 | 0 | 0 | 0 | 0 | 0 | 0 | 0 | 0 | 0 | 0 | 0 | 0 | 0 | 0 | 0 | 0 | 0 | 0
F6_Commercial_WA - College_New_Space Heating_Natural Gas_Green Roof - Vegetated Rooftop_A_Technical Potential | F6 | Commercial | WA - College | New | Space Heating | Natural Gas | Green Roof - Vegetated Rooftop | A | Incremental Winter Peak Savings (MW) | Technical Potential | 0 | 0 | 0 | 0 | 0 | 0 | 0 | 0 | 0 | 0 | 0 | 0 | 0 | 0 | 0 | 0 | 0 | 0 | 0 | 0 | 0 | 0 | 0 | 0 | 0 | 0 | 0
F7_Commercial_WA - College_New_Space Heating_Natural Gas_Green Roof - Vegetated Rooftop_A_Technical Potential | F7 | Commercial | WA - College | New | Space Heating | Natural Gas | Green Roof - Vegetated Rooftop | A | Cumulative Energy Savings (MWh or mTherms) | Technical Potential | 0 | 0 | 0 | 0 | 0 | 0 | 0 | 0 | 0 | 0 | 0 | 0 | 0 | 0 | 0 | 0 | 0 | 0 | 0 | 0 | 0 | 0 | 0 | 0 | 0 | 0 | 0
F8_Commercial_WA - College_New_Space Heating_Natural Gas_Green Roof - Vegetated Rooftop_A_Technical Potential | F8 | Commercial | WA - College | New | Space Heating | Natural Gas | Green Roof - Vegetated Rooftop | A | Cumulative Summer Peak Savings (MW) | Technical Potential | 0 | 0 | 0 | 0 | 0 | 0 | 0 | 0 | 0 | 0 | 0 | 0 | 0 | 0 | 0 | 0 | 0 | 0 | 0 | 0 | 0 | 0 | 0 | 0 | 0 | 0 | 0
F9_Commercial_WA - College_New_Space Heating_Natural Gas_Green Roof - Vegetated Rooftop_A_Technical Potential | F9 | Commercial | WA - College | New | Space Heating | Natural Gas | Green Roof - Vegetated Rooftop | A | Cumulative Winter Peak Savings (MW) | Technical Potential | 0 | 0 | 0 | 0 | 0 | 0 | 0 | 0 | 0 | 0 | 0 | 0 | 0 | 0 | 0 | 0 | 0 | 0 | 0 | 0 | 0 | 0 | 0 | 0 | 0 | 0 | 0
F10_Commercial_WA - College_New_Space Heating_Natural Gas_Green Roof - Vegetated Rooftop_A_Technical Potential | F10 | Commercial | WA - College | New | Space Heating | Natural Gas | Green Roof - Vegetated Rooftop | A | Purchases (Incremental) | Technical Potential | 0 | 0 | 0 | 0 | 0 | 0 | 0 | 0 | 0 | 0 | 0 | 0 | 0 | 0 | 0 | 0 | 0 | 0 | 0 | 0 | 0 | 0 | 0 | 0 | 0 | 0 | 0
F11_Commercial_WA - College_New_Space Heating_Natural Gas_Green Roof - Vegetated Rooftop_A_Technical Potential | F11 | Commercial | WA - College | New | Space Heating | Natural Gas | Green Roof - Vegetated Rooftop | A | Purchases (Cumulative) | Technical Potential | 0 | 0 | 0 | 0 | 0 | 0 | 0 | 0 | 0 | 0 | 0 | 0 | 0 | 0 | 0 | 0 | 0 | 0 | 0 | 0 | 0 | 0 | 0 | 0 | 0 | 0 | 0
F1_Commercial_WA - College_New_Space Heating_Natural Gas_Ducting - Repair and Sealing_A_Technical Potential | F1 | Commercial | WA - College | New | Space Heating | Natural Gas | Ducting - Repair and Sealing | A | Integrated Unit Energy Savings (kWh or therms) | Technical Potential | 0 | 0 | 0 | 0 | 0 | 0 | 0 | 0 | 0 | 0 | 0 | 0 | 0 | 0 | 0 | 0 | 0 | 0 | 0 | 0 | 0 | 0 | 0 | 0 | 0 | 0 | 0
F2_Commercial_WA - College_New_Space Heating_Natural Gas_Ducting - Repair and Sealing_A_Technical Potential | F2 | Commercial | WA - College | New | Space Heating | Natural Gas | Ducting - Repair and Sealing | A | Integrated Unit Summer Peak Savings (kW) | Technical Potential | 0 | 0 | 0 | 0 | 0 | 0 | 0 | 0 | 0 | 0 | 0 | 0 | 0 | 0 | 0 | 0 | 0 | 0 | 0 | 0 | 0 | 0 | 0 | 0 | 0 | 0 | 0
F3_Commercial_WA - College_New_Space Heating_Natural Gas_Ducting - Repair and Sealing_A_Technical Potential | F3 | Commercial | WA - College | New | Space Heating | Natural Gas | Ducting - Repair and Sealing | A | Integrated Unit Winter Peak Savings (kW) | Technical Potential | 0 | 0 | 0 | 0 | 0 | 0 | 0 | 0 | 0 | 0 | 0 | 0 | 0 | 0 | 0 | 0 | 0 | 0 | 0 | 0 | 0 | 0 | 0 | 0 | 0 | 0 | 0
F4_Commercial_WA - College_New_Space Heating_Natural Gas_Ducting - Repair and Sealing_A_Technical Potential | F4 | Commercial | WA - College | New | Space Heating | Natural Gas | Ducting - Repair and Sealing | A | Incremental Energy Savings (MWh or mTherms) | Technical Potential | 0 | 0 | 0 | 0 | 0 | 0 | 0 | 0 | 0 | 0 | 0 | 0 | 0 | 0 | 0 | 0 | 0 | 0 | 0 | 0 | 0 | 0 | 0 | 0 | 0 | 0 | 0
F5_Commercial_WA - College_New_Space Heating_Natural Gas_Ducting - Repair and Sealing_A_Technical Potential | F5 | Commercial | WA - College | New | Space Heating | Natural Gas | Ducting - Repair and Sealing | A | Incremental Summer Peak Savings (MW) | Technical Potential | 0 | 0 | 0 | 0 | 0 | 0 | 0 | 0 | 0 | 0 | 0 | 0 | 0 | 0 | 0 | 0 | 0 | 0 | 0 | 0 | 0 | 0 | 0 | 0 | 0 | 0 | 0
F6_Commercial_WA - College_New_Space Heating_Natural Gas_Ducting - Repair and Sealing_A_Technical Potential | F6 | Commercial | WA - College | New | Space Heating | Natural Gas | Ducting - Repair and Sealing | A | Incremental Winter Peak Savings (MW) | Technical Potential | 0 | 0 | 0 | 0 | 0 | 0 | 0 | 0 | 0 | 0 | 0 | 0 | 0 | 0 | 0 | 0 | 0 | 0 | 0 | 0 | 0 | 0 | 0 | 0 | 0 | 0 | 0
F7_Commercial_WA - College_New_Space Heating_Natural Gas_Ducting - Repair and Sealing_A_Technical Potential | F7 | Commercial | WA - College | New | Space Heating | Natural Gas | Ducting - Repair and Sealing | A | Cumulative Energy Savings (MWh or mTherms) | Technical Potential | 0 | 0 | 0 | 0 | 0 | 0 | 0 | 0 | 0 | 0 | 0 | 0 | 0 | 0 | 0 | 0 | 0 | 0 | 0 | 0 | 0 | 0 | 0 | 0 | 0 | 0 | 0
F8_Commercial_WA - College_New_Space Heating_Natural Gas_Ducting - Repair and Sealing_A_Technical Potential | F8 | Commercial | WA - College | New | Space Heating | Natural Gas | Ducting - Repair and Sealing | A | Cumulative Summer Peak Savings (MW) | Technical Potential | 0 | 0 | 0 | 0 | 0 | 0 | 0 | 0 | 0 | 0 | 0 | 0 | 0 | 0 | 0 | 0 | 0 | 0 | 0 | 0 | 0 | 0 | 0 | 0 | 0 | 0 | 0
F9_Commercial_WA - College_New_Space Heating_Natural Gas_Ducting - Repair and Sealing_A_Technical Potential | F9 | Commercial | WA - College | New | Space Heating | Natural Gas | Ducting - Repair and Sealing | A | Cumulative Winter Peak Savings (MW) | Technical Potential | 0 | 0 | 0 | 0 | 0 | 0 | 0 | 0 | 0 | 0 | 0 | 0 | 0 | 0 | 0 | 0 | 0 | 0 | 0 | 0 | 0 | 0 | 0 | 0 | 0 | 0 | 0
F10_Commercial_WA - College_New_Space Heating_Natural Gas_Ducting - Repair and Sealing_A_Technical Potential | F10 | Commercial | WA - College | New | Space Heating | Natural Gas | Ducting - Repair and Sealing | A | Purchases (Incremental) | Technical Potential | 0 | 0 | 0 | 0 | 0 | 0 | 0 | 0 | 0 | 0 | 0 | 0 | 0 | 0 | 0 | 0 | 0 | 0 | 0 | 0 | 0 | 0 | 0 | 0 | 0 | 0 | 0
F11_Commercial_WA - College_New_Space Heating_Natural Gas_Ducting - Repair and Sealing_A_Technical Potential | F11 | Commercial | WA - College | New | Space Heating | Natural Gas | Ducting - Repair and Sealing | A | Purchases (Cumulative) | Technical Potential | 0 | 0 | 0 | 0 | 0 | 0 | 0 | 0 | 0 | 0 | 0 | 0 | 0 | 0 | 0 | 0 | 0 | 0 | 0 | 0 | 0 | 0 | 0 | 0 | 0 | 0 | 0
F1_Commercial_WA - College_New_Space Heating_Natural Gas_Windows - High Efficiency Glazing_A_Technical Potential | F1 | Commercial | WA - College | New | Space Heating | Natural Gas | Windows - High Efficiency Glazing | A | Integrated Unit Energy Savings (kWh or therms) | Technical Potential | 0 | 0 | 0 | 0 | 0 | 0 | 0 | 0 | 0 | 0 | 0 | 0 | 0 | 0 | 0 | 0 | 0 | 0 | 0 | 0 | 0 | 0 | 0 | 0 | 0 | 0 | 0
F2_Commercial_WA - College_New_Space Heating_Natural Gas_Windows - High Efficiency Glazing_A_Technical Potential | F2 | Commercial | WA - College | New | Space Heating | Natural Gas | Windows - High Efficiency Glazing | A | Integrated Unit Summer Peak Savings (kW) | Technical Potential | 0 | 0 | 0 | 0 | 0 | 0 | 0 | 0 | 0 | 0 | 0 | 0 | 0 | 0 | 0 | 0 | 0 | 0 | 0 | 0 | 0 | 0 | 0 | 0 | 0 | 0 | 0
F3_Commercial_WA - College_New_Space Heating_Natural Gas_Windows - High Efficiency Glazing_A_Technical Potential | F3 | Commercial | WA - College | New | Space Heating | Natural Gas | Windows - High Efficiency Glazing | A | Integrated Unit Winter Peak Savings (kW) | Technical Potential | 0 | 0 | 0 | 0 | 0 | 0 | 0 | 0 | 0 | 0 | 0 | 0 | 0 | 0 | 0 | 0 | 0 | 0 | 0 | 0 | 0 | 0 | 0 | 0 | 0 | 0 | 0
F4_Commercial_WA - College_New_Space Heating_Natural Gas_Windows - High Efficiency Glazing_A_Technical Potential | F4 | Commercial | WA - College | New | Space Heating | Natural Gas | Windows - High Efficiency Glazing | A | Incremental Energy Savings (MWh or mTherms) | Technical Potential | 0 | 0 | 0 | 0 | 0 | 0 | 0 | 0 | 0 | 0 | 0 | 0 | 0 | 0 | 0 | 0 | 0 | 0 | 0 | 0 | 0 | 0 | 0 | 0 | 0 | 0 | 0
F5_Commercial_WA - College_New_Space Heating_Natural Gas_Windows - High Efficiency Glazing_A_Technical Potential | F5 | Commercial | WA - College | New | Space Heating | Natural Gas | Windows - High Efficiency Glazing | A | Incremental Summer Peak Savings (MW) | Technical Potential | 0 | 0 | 0 | 0 | 0 | 0 | 0 | 0 | 0 | 0 | 0 | 0 | 0 | 0 | 0 | 0 | 0 | 0 | 0 | 0 | 0 | 0 | 0 | 0 | 0 | 0 | 0
F6_Commercial_WA - College_New_Space Heating_Natural Gas_Windows - High Efficiency Glazing_A_Technical Potential | F6 | Commercial | WA - College | New | Space Heating | Natural Gas | Windows - High Efficiency Glazing | A | Incremental Winter Peak Savings (MW) | Technical Potential | 0 | 0 | 0 | 0 | 0 | 0 | 0 | 0 | 0 | 0 | 0 | 0 | 0 | 0 | 0 | 0 | 0 | 0 | 0 | 0 | 0 | 0 | 0 | 0 | 0 | 0 | 0
F7_Commercial_WA - College_New_Space Heating_Natural Gas_Windows - High Efficiency Glazing_A_Technical Potential | F7 | Commercial | WA - College | New | Space Heating | Natural Gas | Windows - High Efficiency Glazing | A | Cumulative Energy Savings (MWh or mTherms) | Technical Potential | 0 | 0 | 0 | 0 | 0 | 0 | 0 | 0 | 0 | 0 | 0 | 0 | 0 | 0 | 0 | 0 | 0 | 0 | 0 | 0 | 0 | 0 | 0 | 0 | 0 | 0 | 0
F8_Commercial_WA - College_New_Space Heating_Natural Gas_Windows - High Efficiency Glazing_A_Technical Potential | F8 | Commercial | WA - College | New | Space Heating | Natural Gas | Windows - High Efficiency Glazing | A | Cumulative Summer Peak Savings (MW) | Technical Potential | 0 | 0 | 0 | 0 | 0 | 0 | 0 | 0 | 0 | 0 | 0 | 0 | 0 | 0 | 0 | 0 | 0 | 0 | 0 | 0 | 0 | 0 | 0 | 0 | 0 | 0 | 0
F9_Commercial_WA - College_New_Space Heating_Natural Gas_Windows - High Efficiency Glazing_A_Technical Potential | F9 | Commercial | WA - College | New | Space Heating | Natural Gas | Windows - High Efficiency Glazing | A | Cumulative Winter Peak Savings (MW) | Technical Potential | 0 | 0 | 0 | 0 | 0 | 0 | 0 | 0 | 0 | 0 | 0 | 0 | 0 | 0 | 0 | 0 | 0 | 0 | 0 | 0 | 0 | 0 | 0 | 0 | 0 | 0 | 0
F10_Commercial_WA - College_New_Space Heating_Natural Gas_Windows - High Efficiency Glazing_A_Technical Potential | F10 | Commercial | WA - College | New | Space Heating | Natural Gas | Windows - High Efficiency Glazing | A | Purchases (Incremental) | Technical Potential | 0 | 0 | 0 | 0 | 0 | 0 | 0 | 0 | 0 | 0 | 0 | 0 | 0 | 0 | 0 | 0 | 0 | 0 | 0 | 0 | 0 | 0 | 0 | 0 | 0 | 0 | 0
F11_Commercial_WA - College_New_Space Heating_Natural Gas_Windows - High Efficiency Glazing_A_Technical Potential | F11 | Commercial | WA - College | New | Space Heating | Natural Gas | Windows - High Efficiency Glazing | A | Purchases (Cumulative) | Technical Potential | 0 | 0 | 0 | 0 | 0 | 0 | 0 | 0 | 0 | 0 | 0 | 0 | 0 | 0 | 0 | 0 | 0 | 0 | 0 | 0 | 0 | 0 | 0 | 0 | 0 | 0 | 0
F1_Commercial_WA - College_New_Space Heating_Natural Gas_Windows - Secondary Glazing Systems_A_Technical Potential | F1 | Commercial | WA - College | New | Space Heating | Natural Gas | Windows - Secondary Glazing Systems | A | Integrated Unit Energy Savings (kWh or therms) | Technical Potential | 0 | 0 | 0 | 0 | 0 | 0 | 0 | 0 | 0 | 0 | 0 | 0 | 0 | 0 | 0 | 0 | 0 | 0 | 0 | 0 | 0 | 0 | 0 | 0 | 0 | 0 | 0
F2_Commercial_WA - College_New_Space Heating_Natural Gas_Windows - Secondary Glazing Systems_A_Technical Potential | F2 | Commercial | WA - College | New | Space Heating | Natural Gas | Windows - Secondary Glazing Systems | A | Integrated Unit Summer Peak Savings (kW) | Technical Potential | 0 | 0 | 0 | 0 | 0 | 0 | 0 | 0 | 0 | 0 | 0 | 0 | 0 | 0 | 0 | 0 | 0 | 0 | 0 | 0 | 0 | 0 | 0 | 0 | 0 | 0 | 0
F3_Commercial_WA - College_New_Space Heating_Natural Gas_Windows - Secondary Glazing Systems_A_Technical Potential | F3 | Commercial | WA - College | New | Space Heating | Natural Gas | Windows - Secondary Glazing Systems | A | Integrated Unit Winter Peak Savings (kW) | Technical Potential | 0 | 0 | 0 | 0 | 0 | 0 | 0 | 0 | 0 | 0 | 0 | 0 | 0 | 0 | 0 | 0 | 0 | 0 | 0 | 0 | 0 | 0 | 0 | 0 | 0 | 0 | 0
F4_Commercial_WA - College_New_Space Heating_Natural Gas_Windows - Secondary Glazing Systems_A_Technical Potential | F4 | Commercial | WA - College | New | Space Heating | Natural Gas | Windows - Secondary Glazing Systems | A | Incremental Energy Savings (MWh or mTherms) | Technical Potential | 0 | 0 | 0 | 0 | 0 | 0 | 0 | 0 | 0 | 0 | 0 | 0 | 0 | 0 | 0 | 0 | 0 | 0 | 0 | 0 | 0 | 0 | 0 | 0 | 0 | 0 | 0
F5_Commercial_WA - College_New_Space Heating_Natural Gas_Windows - Secondary Glazing Systems_A_Technical Potential | F5 | Commercial | WA - College | New | Space Heating | Natural Gas | Windows - Secondary Glazing Systems | A | Incremental Summer Peak Savings (MW) | Technical Potential | 0 | 0 | 0 | 0 | 0 | 0 | 0 | 0 | 0 | 0 | 0 | 0 | 0 | 0 | 0 | 0 | 0 | 0 | 0 | 0 | 0 | 0 | 0 | 0 | 0 | 0 | 0
F6_Commercial_WA - College_New_Space Heating_Natural Gas_Windows - Secondary Glazing Systems_A_Technical Potential | F6 | Commercial | WA - College | New | Space Heating | Natural Gas | Windows - Secondary Glazing Systems | A | Incremental Winter Peak Savings (MW) | Technical Potential | 0 | 0 | 0 | 0 | 0 | 0 | 0 | 0 | 0 | 0 | 0 | 0 | 0 | 0 | 0 | 0 | 0 | 0 | 0 | 0 | 0 | 0 | 0 | 0 | 0 | 0 | 0
F7_Commercial_WA - College_New_Space Heating_Natural Gas_Windows - Secondary Glazing Systems_A_Technical Potential | F7 | Commercial | WA - College | New | Space Heating | Natural Gas | Windows - Secondary Glazing Systems | A | Cumulative Energy Savings (MWh or mTherms) | Technical Potential | 0 | 0 | 0 | 0 | 0 | 0 | 0 | 0 | 0 | 0 | 0 | 0 | 0 | 0 | 0 | 0 | 0 | 0 | 0 | 0 | 0 | 0 | 0 | 0 | 0 | 0 | 0
F8_Commercial_WA - College_New_Space Heating_Natural Gas_Windows - Secondary Glazing Systems_A_Technical Potential | F8 | Commercial | WA - College | New | Space Heating | Natural Gas | Windows - Secondary Glazing Systems | A | Cumulative Summer Peak Savings (MW) | Technical Potential | 0 | 0 | 0 | 0 | 0 | 0 | 0 | 0 | 0 | 0 | 0 | 0 | 0 | 0 | 0 | 0 | 0 | 0 | 0 | 0 | 0 | 0 | 0 | 0 | 0 | 0 | 0
F9_Commercial_WA - College_New_Space Heating_Natural Gas_Windows - Secondary Glazing Systems_A_Technical Potential | F9 | Commercial | WA - College | New | Space Heating | Natural Gas | Windows - Secondary Glazing Systems | A | Cumulative Winter Peak Savings (MW) | Technical Potential | 0 | 0 | 0 | 0 | 0 | 0 | 0 | 0 | 0 | 0 | 0 | 0 | 0 | 0 | 0 | 0 | 0 | 0 | 0 | 0 | 0 | 0 | 0 | 0 | 0 | 0 | 0
F10_Commercial_WA - College_New_Space Heating_Natural Gas_Windows - Secondary Glazing Systems_A_Technical Potential | F10 | Commercial | WA - College | New | Space Heating | Natural Gas | Windows - Secondary Glazing Systems | A | Purchases (Incremental) | Technical Potential | 0 | 0 | 0 | 0 | 0 | 0 | 0 | 0 | 0 | 0 | 0 | 0 | 0 | 0 | 0 | 0 | 0 | 0 | 0 | 0 | 0 | 0 | 0 | 0 | 0 | 0 | 0
F11_Commercial_WA - College_New_Space Heating_Natural Gas_Windows - Secondary Glazing Systems_A_Technical Potential | F11 | Commercial | WA - College | New | Space Heating | Natural Gas | Windows - Secondary Glazing Systems | A | Purchases (Cumulative) | Technical Potential | 0 | 0 | 0 | 0 | 0 | 0 | 0 | 0 | 0 | 0 | 0 | 0 | 0 | 0 | 0 | 0 | 0 | 0 | 0 | 0 | 0 | 0 | 0 | 0 | 0 | 0 | 0
F1_Commercial_WA - College_New_Space Heating_Natural Gas_HVAC - Energy Recovery Ventilator_A_Technical Potential | F1 | Commercial | WA - College | New | Space Heating | Natural Gas | HVAC - Energy Recovery Ventilator | A | Integrated Unit Energy Savings (kWh or therms) | Technical Potential | 0 | 0 | 0 | 0 | 0 | 0 | 0 | 0 | 0 | 0 | 0 | 0 | 0 | 0 | 0 | 0 | 0 | 0 | 0 | 0 | 0 | 0 | 0 | 0 | 0 | 0 | 0
F2_Commercial_WA - College_New_Space Heating_Natural Gas_HVAC - Energy Recovery Ventilator_A_Technical Potential | F2 | Commercial | WA - College | New | Space Heating | Natural Gas | HVAC - Energy Recovery Ventilator | A | Integrated Unit Summer Peak Savings (kW) | Technical Potential | 0 | 0 | 0 | 0 | 0 | 0 | 0 | 0 | 0 | 0 | 0 | 0 | 0 | 0 | 0 | 0 | 0 | 0 | 0 | 0 | 0 | 0 | 0 | 0 | 0 | 0 | 0
F3_Commercial_WA - College_New_Space Heating_Natural Gas_HVAC - Energy Recovery Ventilator_A_Technical Potential | F3 | Commercial | WA - College | New | Space Heating | Natural Gas | HVAC - Energy Recovery Ventilator | A | Integrated Unit Winter Peak Savings (kW) | Technical Potential | 0 | 0 | 0 | 0 | 0 | 0 | 0 | 0 | 0 | 0 | 0 | 0 | 0 | 0 | 0 | 0 | 0 | 0 | 0 | 0 | 0 | 0 | 0 | 0 | 0 | 0 | 0
F4_Commercial_WA - College_New_Space Heating_Natural Gas_HVAC - Energy Recovery Ventilator_A_Technical Potential | F4 | Commercial | WA - College | New | Space Heating | Natural Gas | HVAC - Energy Recovery Ventilator | A | Incremental Energy Savings (MWh or mTherms) | Technical Potential | 0 | 0 | 0 | 0 | 0 | 0 | 0 | 0 | 0 | 0 | 0 | 0 | 0 | 0 | 0 | 0 | 0 | 0 | 0 | 0 | 0 | 0 | 0 | 0 | 0 | 0 | 0
F5_Commercial_WA - College_New_Space Heating_Natural Gas_HVAC - Energy Recovery Ventilator_A_Technical Potential | F5 | Commercial | WA - College | New | Space Heating | Natural Gas | HVAC - Energy Recovery Ventilator | A | Incremental Summer Peak Savings (MW) | Technical Potential | 0 | 0 | 0 | 0 | 0 | 0 | 0 | 0 | 0 | 0 | 0 | 0 | 0 | 0 | 0 | 0 | 0 | 0 | 0 | 0 | 0 | 0 | 0 | 0 | 0 | 0 | 0
F6_Commercial_WA - College_New_Space Heating_Natural Gas_HVAC - Energy Recovery Ventilator_A_Technical Potential | F6 | Commercial | WA - College | New | Space Heating | Natural Gas | HVAC - Energy Recovery Ventilator | A | Incremental Winter Peak Savings (MW) | Technical Potential | 0 | 0 | 0 | 0 | 0 | 0 | 0 | 0 | 0 | 0 | 0 | 0 | 0 | 0 | 0 | 0 | 0 | 0 | 0 | 0 | 0 | 0 | 0 | 0 | 0 | 0 | 0
F7_Commercial_WA - College_New_Space Heating_Natural Gas_HVAC - Energy Recovery Ventilator_A_Technical Potential | F7 | Commercial | WA - College | New | Space Heating | Natural Gas | HVAC - Energy Recovery Ventilator | A | Cumulative Energy Savings (MWh or mTherms) | Technical Potential | 0 | 0 | 0 | 0 | 0 | 0 | 0 | 0 | 0 | 0 | 0 | 0 | 0 | 0 | 0 | 0 | 0 | 0 | 0 | 0 | 0 | 0 | 0 | 0 | 0 | 0 | 0
F8_Commercial_WA - College_New_Space Heating_Natural Gas_HVAC - Energy Recovery Ventilator_A_Technical Potential | F8 | Commercial | WA - College | New | Space Heating | Natural Gas | HVAC - Energy Recovery Ventilator | A | Cumulative Summer Peak Savings (MW) | Technical Potential | 0 | 0 | 0 | 0 | 0 | 0 | 0 | 0 | 0 | 0 | 0 | 0 | 0 | 0 | 0 | 0 | 0 | 0 | 0 | 0 | 0 | 0 | 0 | 0 | 0 | 0 | 0
F9_Commercial_WA - College_New_Space Heating_Natural Gas_HVAC - Energy Recovery Ventilator_A_Technical Potential | F9 | Commercial | WA - College | New | Space Heating | Natural Gas | HVAC - Energy Recovery Ventilator | A | Cumulative Winter Peak Savings (MW) | Technical Potential | 0 | 0 | 0 | 0 | 0 | 0 | 0 | 0 | 0 | 0 | 0 | 0 | 0 | 0 | 0 | 0 | 0 | 0 | 0 | 0 | 0 | 0 | 0 | 0 | 0 | 0 | 0
F10_Commercial_WA - College_New_Space Heating_Natural Gas_HVAC - Energy Recovery Ventilator_A_Technical Potential | F10 | Commercial | WA - College | New | Space Heating | Natural Gas | HVAC - Energy Recovery Ventilator | A | Purchases (Incremental) | Technical Potential | 0 | 0 | 0 | 0 | 0 | 0 | 0 | 0 | 0 | 0 | 0 | 0 | 0 | 0 | 0 | 0 | 0 | 0 | 0 | 0 | 0 | 0 | 0 | 0 | 0 | 0 | 0
F11_Commercial_WA - College_New_Space Heating_Natural Gas_HVAC - Energy Recovery Ventilator_A_Technical Potential | F11 | Commercial | WA - College | New | Space Heating | Natural Gas | HVAC - Energy Recovery Ventilator | A | Purchases (Cumulative) | Technical Potential | 0 | 0 | 0 | 0 | 0 | 0 | 0 | 0 | 0 | 0 | 0 | 0 | 0 | 0 | 0 | 0 | 0 | 0 | 0 | 0 | 0 | 0 | 0 | 0 | 0 | 0 | 0
F1_Commercial_WA - College_New_Space Heating_Natural Gas_Building Shell - Air Sealing (Infiltration Control)_A_Technical Potential | F1 | Commercial | WA - College | New | Space Heating | Natural Gas | Building Shell - Air Sealing (Infiltration Control) | A | Integrated Unit Energy Savings (kWh or therms) | Technical Potential | 0 | 0 | 0 | 0 | 0 | 0 | 0 | 0 | 0 | 0 | 0 | 0 | 0 | 0 | 0 | 0 | 0 | 0 | 0 | 0 | 0 | 0 | 0 | 0 | 0 | 0 | 0
F2_Commercial_WA - College_New_Space Heating_Natural Gas_Building Shell - Air Sealing (Infiltration Control)_A_Technical Potential | F2 | Commercial | WA - College | New | Space Heating | Natural Gas | Building Shell - Air Sealing (Infiltration Control) | A | Integrated Unit Summer Peak Savings (kW) | Technical Potential | 0 | 0 | 0 | 0 | 0 | 0 | 0 | 0 | 0 | 0 | 0 | 0 | 0 | 0 | 0 | 0 | 0 | 0 | 0 | 0 | 0 | 0 | 0 | 0 | 0 | 0 | 0
F3_Commercial_WA - College_New_Space Heating_Natural Gas_Building Shell - Air Sealing (Infiltration Control)_A_Technical Potential | F3 | Commercial | WA - College | New | Space Heating | Natural Gas | Building Shell - Air Sealing (Infiltration Control) | A | Integrated Unit Winter Peak Savings (kW) | Technical Potential | 0 | 0 | 0 | 0 | 0 | 0 | 0 | 0 | 0 | 0 | 0 | 0 | 0 | 0 | 0 | 0 | 0 | 0 | 0 | 0 | 0 | 0 | 0 | 0 | 0 | 0 | 0
F4_Commercial_WA - College_New_Space Heating_Natural Gas_Building Shell - Air Sealing (Infiltration Control)_A_Technical Potential | F4 | Commercial | WA - College | New | Space Heating | Natural Gas | Building Shell - Air Sealing (Infiltration Control) | A | Incremental Energy Savings (MWh or mTherms) | Technical Potential | 0 | 0 | 0 | 0 | 0 | 0 | 0 | 0 | 0 | 0 | 0 | 0 | 0 | 0 | 0 | 0 | 0 | 0 | 0 | 0 | 0 | 0 | 0 | 0 | 0 | 0 | 0
F5_Commercial_WA - College_New_Space Heating_Natural Gas_Building Shell - Air Sealing (Infiltration Control)_A_Technical Potential | F5 | Commercial | WA - College | New | Space Heating | Natural Gas | Building Shell - Air Sealing (Infiltration Control) | A | Incremental Summer Peak Savings (MW) | Technical Potential | 0 | 0 | 0 | 0 | 0 | 0 | 0 | 0 | 0 | 0 | 0 | 0 | 0 | 0 | 0 | 0 | 0 | 0 | 0 | 0 | 0 | 0 | 0 | 0 | 0 | 0 | 0
F6_Commercial_WA - College_New_Space Heating_Natural Gas_Building Shell - Air Sealing (Infiltration Control)_A_Technical Potential | F6 | Commercial | WA - College | New | Space Heating | Natural Gas | Building Shell - Air Sealing (Infiltration Control) | A | Incremental Winter Peak Savings (MW) | Technical Potential | 0 | 0 | 0 | 0 | 0 | 0 | 0 | 0 | 0 | 0 | 0 | 0 | 0 | 0 | 0 | 0 | 0 | 0 | 0 | 0 | 0 | 0 | 0 | 0 | 0 | 0 | 0
F7_Commercial_WA - College_New_Space Heating_Natural Gas_Building Shell - Air Sealing (Infiltration Control)_A_Technical Potential | F7 | Commercial | WA - College | New | Space Heating | Natural Gas | Building Shell - Air Sealing (Infiltration Control) | A | Cumulative Energy Savings (MWh or mTherms) | Technical Potential | 0 | 0 | 0 | 0 | 0 | 0 | 0 | 0 | 0 | 0 | 0 | 0 | 0 | 0 | 0 | 0 | 0 | 0 | 0 | 0 | 0 | 0 | 0 | 0 | 0 | 0 | 0
F8_Commercial_WA - College_New_Space Heating_Natural Gas_Building Shell - Air Sealing (Infiltration Control)_A_Technical Potential | F8 | Commercial | WA - College | New | Space Heating | Natural Gas | Building Shell - Air Sealing (Infiltration Control) | A | Cumulative Summer Peak Savings (MW) | Technical Potential | 0 | 0 | 0 | 0 | 0 | 0 | 0 | 0 | 0 | 0 | 0 | 0 | 0 | 0 | 0 | 0 | 0 | 0 | 0 | 0 | 0 | 0 | 0 | 0 | 0 | 0 | 0
F9_Commercial_WA - College_New_Space Heating_Natural Gas_Building Shell - Air Sealing (Infiltration Control)_A_Technical Potential | F9 | Commercial | WA - College | New | Space Heating | Natural Gas | Building Shell - Air Sealing (Infiltration Control) | A | Cumulative Winter Peak Savings (MW) | Technical Potential | 0 | 0 | 0 | 0 | 0 | 0 | 0 | 0 | 0 | 0 | 0 | 0 | 0 | 0 | 0 | 0 | 0 | 0 | 0 | 0 | 0 | 0 | 0 | 0 | 0 | 0 | 0
F10_Commercial_WA - College_New_Space Heating_Natural Gas_Building Shell - Air Sealing (Infiltration Control)_A_Technical Potential | F10 | Commercial | WA - College | New | Space Heating | Natural Gas | Building Shell - Air Sealing (Infiltration Control) | A | Purchases (Incremental) | Technical Potential | 0 | 0 | 0 | 0 | 0 | 0 | 0 | 0 | 0 | 0 | 0 | 0 | 0 | 0 | 0 | 0 | 0 | 0 | 0 | 0 | 0 | 0 | 0 | 0 | 0 | 0 | 0
F11_Commercial_WA - College_New_Space Heating_Natural Gas_Building Shell - Air Sealing (Infiltration Control)_A_Technical Potential | F11 | Commercial | WA - College | New | Space Heating | Natural Gas | Building Shell - Air Sealing (Infiltration Control) | A | Purchases (Cumulative) | Technical Potential | 0 | 0 | 0 | 0 | 0 | 0 | 0 | 0 | 0 | 0 | 0 | 0 | 0 | 0 | 0 | 0 | 0 | 0 | 0 | 0 | 0 | 0 | 0 | 0 | 0 | 0 | 0
F1_Commercial_WA - College_New_Space Heating_Natural Gas_Ventilation - Demand Controlled_A_Technical Potential | F1 | Commercial | WA - College | New | Space Heating | Natural Gas | Ventilation - Demand Controlled | A | Integrated Unit Energy Savings (kWh or therms) | Technical Potential | 0 | 0 | 0 | 0 | 0 | 0 | 0 | 0 | 0 | 0 | 0 | 0 | 0 | 0 | 0 | 0 | 0 | 0 | 0 | 0 | 0 | 0 | 0 | 0 | 0 | 0 | 0
F2_Commercial_WA - College_New_Space Heating_Natural Gas_Ventilation - Demand Controlled_A_Technical Potential | F2 | Commercial | WA - College | New | Space Heating | Natural Gas | Ventilation - Demand Controlled | A | Integrated Unit Summer Peak Savings (kW) | Technical Potential | 0 | 0 | 0 | 0 | 0 | 0 | 0 | 0 | 0 | 0 | 0 | 0 | 0 | 0 | 0 | 0 | 0 | 0 | 0 | 0 | 0 | 0 | 0 | 0 | 0 | 0 | 0
F3_Commercial_WA - College_New_Space Heating_Natural Gas_Ventilation - Demand Controlled_A_Technical Potential | F3 | Commercial | WA - College | New | Space Heating | Natural Gas | Ventilation - Demand Controlled | A | Integrated Unit Winter Peak Savings (kW) | Technical Potential | 0 | 0 | 0 | 0 | 0 | 0 | 0 | 0 | 0 | 0 | 0 | 0 | 0 | 0 | 0 | 0 | 0 | 0 | 0 | 0 | 0 | 0 | 0 | 0 | 0 | 0 | 0
F4_Commercial_WA - College_New_Space Heating_Natural Gas_Ventilation - Demand Controlled_A_Technical Potential | F4 | Commercial | WA - College | New | Space Heating | Natural Gas | Ventilation - Demand Controlled | A | Incremental Energy Savings (MWh or mTherms) | Technical Potential | 0 | 0 | 0 | 0 | 0 | 0 | 0 | 0 | 0 | 0 | 0 | 0 | 0 | 0 | 0 | 0 | 0 | 0 | 0 | 0 | 0 | 0 | 0 | 0 | 0 | 0 | 0
F5_Commercial_WA - College_New_Space Heating_Natural Gas_Ventilation - Demand Controlled_A_Technical Potential | F5 | Commercial | WA - College | New | Space Heating | Natural Gas | Ventilation - Demand Controlled | A | Incremental Summer Peak Savings (MW) | Technical Potential | 0 | 0 | 0 | 0 | 0 | 0 | 0 | 0 | 0 | 0 | 0 | 0 | 0 | 0 | 0 | 0 | 0 | 0 | 0 | 0 | 0 | 0 | 0 | 0 | 0 | 0 | 0
F6_Commercial_WA - College_New_Space Heating_Natural Gas_Ventilation - Demand Controlled_A_Technical Potential | F6 | Commercial | WA - College | New | Space Heating | Natural Gas | Ventilation - Demand Controlled | A | Incremental Winter Peak Savings (MW) | Technical Potential | 0 | 0 | 0 | 0 | 0 | 0 | 0 | 0 | 0 | 0 | 0 | 0 | 0 | 0 | 0 | 0 | 0 | 0 | 0 | 0 | 0 | 0 | 0 | 0 | 0 | 0 | 0
F7_Commercial_WA - College_New_Space Heating_Natural Gas_Ventilation - Demand Controlled_A_Technical Potential | F7 | Commercial | WA - College | New | Space Heating | Natural Gas | Ventilation - Demand Controlled | A | Cumulative Energy Savings (MWh or mTherms) | Technical Potential | 0 | 0 | 0 | 0 | 0 | 0 | 0 | 0 | 0 | 0 | 0 | 0 | 0 | 0 | 0 | 0 | 0 | 0 | 0 | 0 | 0 | 0 | 0 | 0 | 0 | 0 | 0
F8_Commercial_WA - College_New_Space Heating_Natural Gas_Ventilation - Demand Controlled_A_Technical Potential | F8 | Commercial | WA - College | New | Space Heating | Natural Gas | Ventilation - Demand Controlled | A | Cumulative Summer Peak Savings (MW) | Technical Potential | 0 | 0 | 0 | 0 | 0 | 0 | 0 | 0 | 0 | 0 | 0 | 0 | 0 | 0 | 0 | 0 | 0 | 0 | 0 | 0 | 0 | 0 | 0 | 0 | 0 | 0 | 0
F9_Commercial_WA - College_New_Space Heating_Natural Gas_Ventilation - Demand Controlled_A_Technical Potential | F9 | Commercial | WA - College | New | Space Heating | Natural Gas | Ventilation - Demand Controlled | A | Cumulative Winter Peak Savings (MW) | Technical Potential | 0 | 0 | 0 | 0 | 0 | 0 | 0 | 0 | 0 | 0 | 0 | 0 | 0 | 0 | 0 | 0 | 0 | 0 | 0 | 0 | 0 | 0 | 0 | 0 | 0 | 0 | 0
F10_Commercial_WA - College_New_Space Heating_Natural Gas_Ventilation - Demand Controlled_A_Technical Potential | F10 | Commercial | WA - College | New | Space Heating | Natural Gas | Ventilation - Demand Controlled | A | Purchases (Incremental) | Technical Potential | 0 | 0 | 0 | 0 | 0 | 0 | 0 | 0 | 0 | 0 | 0 | 0 | 0 | 0 | 0 | 0 | 0 | 0 | 0 | 0 | 0 | 0 | 0 | 0 | 0 | 0 | 0
F11_Commercial_WA - College_New_Space Heating_Natural Gas_Ventilation - Demand Controlled_A_Technical Potential | F11 | Commercial | WA - College | New | Space Heating | Natural Gas | Ventilation - Demand Controlled | A | Purchases (Cumulative) | Technical Potential | 0 | 0 | 0 | 0 | 0 | 0 | 0 | 0 | 0 | 0 | 0 | 0 | 0 | 0 | 0 | 0 | 0 | 0 | 0 | 0 | 0 | 0 | 0 | 0 | 0 | 0 | 0
F1_Commercial_WA - College_New_Space Heating_Natural Gas_HVAC - Dedicated Outdoor Air System (DOAS)_A_Technical Potential | F1 | Commercial | WA - College | New | Space Heating | Natural Gas | HVAC - Dedicated Outdoor Air System (DOAS) | A | Integrated Unit Energy Savings (kWh or therms) | Technical Potential | 0 | 0 | 0 | 0 | 0 | 0 | 0 | 0 | 0 | 0 | 0 | 0 | 0 | 0 | 0 | 0 | 0 | 0 | 0 | 0 | 0 | 0 | 0 | 0 | 0 | 0 | 0
F2_Commercial_WA - College_New_Space Heating_Natural Gas_HVAC - Dedicated Outdoor Air System (DOAS)_A_Technical Potential | F2 | Commercial | WA - College | New | Space Heating | Natural Gas | HVAC - Dedicated Outdoor Air System (DOAS) | A | Integrated Unit Summer Peak Savings (kW) | Technical Potential | 0 | 0 | 0 | 0 | 0 | 0 | 0 | 0 | 0 | 0 | 0 | 0 | 0 | 0 | 0 | 0 | 0 | 0 | 0 | 0 | 0 | 0 | 0 | 0 | 0 | 0 | 0
F3_Commercial_WA - College_New_Space Heating_Natural Gas_HVAC - Dedicated Outdoor Air System (DOAS)_A_Technical Potential | F3 | Commercial | WA - College | New | Space Heating | Natural Gas | HVAC - Dedicated Outdoor Air System (DOAS) | A | Integrated Unit Winter Peak Savings (kW) | Technical Potential | 0 | 0 | 0 | 0 | 0 | 0 | 0 | 0 | 0 | 0 | 0 | 0 | 0 | 0 | 0 | 0 | 0 | 0 | 0 | 0 | 0 | 0 | 0 | 0 | 0 | 0 | 0
F4_Commercial_WA - College_New_Space Heating_Natural Gas_HVAC - Dedicated Outdoor Air System (DOAS)_A_Technical Potential | F4 | Commercial | WA - College | New | Space Heating | Natural Gas | HVAC - Dedicated Outdoor Air System (DOAS) | A | Incremental Energy Savings (MWh or mTherms) | Technical Potential | 0 | 0 | 0 | 0 | 0 | 0 | 0 | 0 | 0 | 0 | 0 | 0 | 0 | 0 | 0 | 0 | 0 | 0 | 0 | 0 | 0 | 0 | 0 | 0 | 0 | 0 | 0
F5_Commercial_WA - College_New_Space Heating_Natural Gas_HVAC - Dedicated Outdoor Air System (DOAS)_A_Technical Potential | F5 | Commercial | WA - College | New | Space Heating | Natural Gas | HVAC - Dedicated Outdoor Air System (DOAS) | A | Incremental Summer Peak Savings (MW) | Technical Potential | 0 | 0 | 0 | 0 | 0 | 0 | 0 | 0 | 0 | 0 | 0 | 0 | 0 | 0 | 0 | 0 | 0 | 0 | 0 | 0 | 0 | 0 | 0 | 0 | 0 | 0 | 0
F6_Commercial_WA - College_New_Space Heating_Natural Gas_HVAC - Dedicated Outdoor Air System (DOAS)_A_Technical Potential | F6 | Commercial | WA - College | New | Space Heating | Natural Gas | HVAC - Dedicated Outdoor Air System (DOAS) | A | Incremental Winter Peak Savings (MW) | Technical Potential | 0 | 0 | 0 | 0 | 0 | 0 | 0 | 0 | 0 | 0 | 0 | 0 | 0 | 0 | 0 | 0 | 0 | 0 | 0 | 0 | 0 | 0 | 0 | 0 | 0 | 0 | 0
F7_Commercial_WA - College_New_Space Heating_Natural Gas_HVAC - Dedicated Outdoor Air System (DOAS)_A_Technical Potential | F7 | Commercial | WA - College | New | Space Heating | Natural Gas | HVAC - Dedicated Outdoor Air System (DOAS) | A | Cumulative Energy Savings (MWh or mTherms) | Technical Potential | 0 | 0 | 0 | 0 | 0 | 0 | 0 | 0 | 0 | 0 | 0 | 0 | 0 | 0 | 0 | 0 | 0 | 0 | 0 | 0 | 0 | 0 | 0 | 0 | 0 | 0 | 0
F8_Commercial_WA - College_New_Space Heating_Natural Gas_HVAC - Dedicated Outdoor Air System (DOAS)_A_Technical Potential | F8 | Commercial | WA - College | New | Space Heating | Natural Gas | HVAC - Dedicated Outdoor Air System (DOAS) | A | Cumulative Summer Peak Savings (MW) | Technical Potential | 0 | 0 | 0 | 0 | 0 | 0 | 0 | 0 | 0 | 0 | 0 | 0 | 0 | 0 | 0 | 0 | 0 | 0 | 0 | 0 | 0 | 0 | 0 | 0 | 0 | 0 | 0
F9_Commercial_WA - College_New_Space Heating_Natural Gas_HVAC - Dedicated Outdoor Air System (DOAS)_A_Technical Potential | F9 | Commercial | WA - College | New | Space Heating | Natural Gas | HVAC - Dedicated Outdoor Air System (DOAS) | A | Cumulative Winter Peak Savings (MW) | Technical Potential | 0 | 0 | 0 | 0 | 0 | 0 | 0 | 0 | 0 | 0 | 0 | 0 | 0 | 0 | 0 | 0 | 0 | 0 | 0 | 0 | 0 | 0 | 0 | 0 | 0 | 0 | 0
F10_Commercial_WA - College_New_Space Heating_Natural Gas_HVAC - Dedicated Outdoor Air System (DOAS)_A_Technical Potential | F10 | Commercial | WA - College | New | Space Heating | Natural Gas | HVAC - Dedicated Outdoor Air System (DOAS) | A | Purchases (Incremental) | Technical Potential | 0 | 0 | 0 | 0 | 0 | 0 | 0 | 0 | 0 | 0 | 0 | 0 | 0 | 0 | 0 | 0 | 0 | 0 | 0 | 0 | 0 | 0 | 0 | 0 | 0 | 0 | 0
F11_Commercial_WA - College_New_Space Heating_Natural Gas_HVAC - Dedicated Outdoor Air System (DOAS)_A_Technical Potential | F11 | Commercial | WA - College | New | Space Heating | Natural Gas | HVAC - Dedicated Outdoor Air System (DOAS) | A | Purchases (Cumulative) | Technical Potential | 0 | 0 | 0 | 0 | 0 | 0 | 0 | 0 | 0 | 0 | 0 | 0 | 0 | 0 | 0 | 0 | 0 | 0 | 0 | 0 | 0 | 0 | 0 | 0 | 0 | 0 | 0
F1_Commercial_WA - College_New_Space Heating_Natural Gas_Destratification Fans (HVLS)_A_Technical Potential | F1 | Commercial | WA - College | New | Space Heating | Natural Gas | Destratification Fans (HVLS) | A | Integrated Unit Energy Savings (kWh or therms) | Technical Potential | 0 | 0 | 0 | 0 | 0 | 0 | 0 | 0 | 0 | 0 | 0 | 0 | 0 | 0 | 0 | 0 | 0 | 0 | 0 | 0 | 0 | 0 | 0 | 0 | 0 | 0 | 0
F2_Commercial_WA - College_New_Space Heating_Natural Gas_Destratification Fans (HVLS)_A_Technical Potential | F2 | Commercial | WA - College | New | Space Heating | Natural Gas | Destratification Fans (HVLS) | A | Integrated Unit Summer Peak Savings (kW) | Technical Potential | 0 | 0 | 0 | 0 | 0 | 0 | 0 | 0 | 0 | 0 | 0 | 0 | 0 | 0 | 0 | 0 | 0 | 0 | 0 | 0 | 0 | 0 | 0 | 0 | 0 | 0 | 0
F3_Commercial_WA - College_New_Space Heating_Natural Gas_Destratification Fans (HVLS)_A_Technical Potential | F3 | Commercial | WA - College | New | Space Heating | Natural Gas | Destratification Fans (HVLS) | A | Integrated Unit Winter Peak Savings (kW) | Technical Potential | 0 | 0 | 0 | 0 | 0 | 0 | 0 | 0 | 0 | 0 | 0 | 0 | 0 | 0 | 0 | 0 | 0 | 0 | 0 | 0 | 0 | 0 | 0 | 0 | 0 | 0 | 0
F4_Commercial_WA - College_New_Space Heating_Natural Gas_Destratification Fans (HVLS)_A_Technical Potential | F4 | Commercial | WA - College | New | Space Heating | Natural Gas | Destratification Fans (HVLS) | A | Incremental Energy Savings (MWh or mTherms) | Technical Potential | 0 | 0 | 0 | 0 | 0 | 0 | 0 | 0 | 0 | 0 | 0 | 0 | 0 | 0 | 0 | 0 | 0 | 0 | 0 | 0 | 0 | 0 | 0 | 0 | 0 | 0 | 0
F5_Commercial_WA - College_New_Space Heating_Natural Gas_Destratification Fans (HVLS)_A_Technical Potential | F5 | Commercial | WA - College | New | Space Heating | Natural Gas | Destratification Fans (HVLS) | A | Incremental Summer Peak Savings (MW) | Technical Potential | 0 | 0 | 0 | 0 | 0 | 0 | 0 | 0 | 0 | 0 | 0 | 0 | 0 | 0 | 0 | 0 | 0 | 0 | 0 | 0 | 0 | 0 | 0 | 0 | 0 | 0 | 0
F6_Commercial_WA - College_New_Space Heating_Natural Gas_Destratification Fans (HVLS)_A_Technical Potential | F6 | Commercial | WA - College | New | Space Heating | Natural Gas | Destratification Fans (HVLS) | A | Incremental Winter Peak Savings (MW) | Technical Potential | 0 | 0 | 0 | 0 | 0 | 0 | 0 | 0 | 0 | 0 | 0 | 0 | 0 | 0 | 0 | 0 | 0 | 0 | 0 | 0 | 0 | 0 | 0 | 0 | 0 | 0 | 0
F7_Commercial_WA - College_New_Space Heating_Natural Gas_Destratification Fans (HVLS)_A_Technical Potential | F7 | Commercial | WA - College | New | Space Heating | Natural Gas | Destratification Fans (HVLS) | A | Cumulative Energy Savings (MWh or mTherms) | Technical Potential | 0 | 0 | 0 | 0 | 0 | 0 | 0 | 0 | 0 | 0 | 0 | 0 | 0 | 0 | 0 | 0 | 0 | 0 | 0 | 0 | 0 | 0 | 0 | 0 | 0 | 0 | 0
F8_Commercial_WA - College_New_Space Heating_Natural Gas_Destratification Fans (HVLS)_A_Technical Potential | F8 | Commercial | WA - College | New | Space Heating | Natural Gas | Destratification Fans (HVLS) | A | Cumulative Summer Peak Savings (MW) | Technical Potential | 0 | 0 | 0 | 0 | 0 | 0 | 0 | 0 | 0 | 0 | 0 | 0 | 0 | 0 | 0 | 0 | 0 | 0 | 0 | 0 | 0 | 0 | 0 | 0 | 0 | 0 | 0
F9_Commercial_WA - College_New_Space Heating_Natural Gas_Destratification Fans (HVLS)_A_Technical Potential | F9 | Commercial | WA - College | New | Space Heating | Natural Gas | Destratification Fans (HVLS) | A | Cumulative Winter Peak Savings (MW) | Technical Potential | 0 | 0 | 0 | 0 | 0 | 0 | 0 | 0 | 0 | 0 | 0 | 0 | 0 | 0 | 0 | 0 | 0 | 0 | 0 | 0 | 0 | 0 | 0 | 0 | 0 | 0 | 0
F10_Commercial_WA - College_New_Space Heating_Natural Gas_Destratification Fans (HVLS)_A_Technical Potential | F10 | Commercial | WA - College | New | Space Heating | Natural Gas | Destratification Fans (HVLS) | A | Purchases (Incremental) | Technical Potential | 0 | 0 | 0 | 0 | 0 | 0 | 0 | 0 | 0 | 0 | 0 | 0 | 0 | 0 | 0 | 0 | 0 | 0 | 0 | 0 | 0 | 0 | 0 | 0 | 0 | 0 | 0
F11_Commercial_WA - College_New_Space Heating_Natural Gas_Destratification Fans (HVLS)_A_Technical Potential | F11 | Commercial | WA - College | New | Space Heating | Natural Gas | Destratification Fans (HVLS) | A | Purchases (Cumulative) | Technical Potential | 0 | 0 | 0 | 0 | 0 | 0 | 0 | 0 | 0 | 0 | 0 | 0 | 0 | 0 | 0 | 0 | 0 | 0 | 0 | 0 | 0 | 0 | 0 | 0 | 0 | 0 | 0
F1_Commercial_WA - College_New_Space Heating_Natural Gas_Gas Boiler - Maintenance_A_Technical Potential | F1 | Commercial | WA - College | New | Space Heating | Natural Gas | Gas Boiler - Maintenance | A | Integrated Unit Energy Savings (kWh or therms) | Technical Potential | 0 | 0 | 0 | 0 | 0 | 0 | 0 | 0 | 0 | 0 | 0 | 0 | 0 | 0 | 0 | 0 | 0 | 0 | 0 | 0 | 0 | 0 | 0 | 0 | 0 | 0 | 0
F2_Commercial_WA - College_New_Space Heating_Natural Gas_Gas Boiler - Maintenance_A_Technical Potential | F2 | Commercial | WA - College | New | Space Heating | Natural Gas | Gas Boiler - Maintenance | A | Integrated Unit Summer Peak Savings (kW) | Technical Potential | 0 | 0 | 0 | 0 | 0 | 0 | 0 | 0 | 0 | 0 | 0 | 0 | 0 | 0 | 0 | 0 | 0 | 0 | 0 | 0 | 0 | 0 | 0 | 0 | 0 | 0 | 0
F3_Commercial_WA - College_New_Space Heating_Natural Gas_Gas Boiler - Maintenance_A_Technical Potential | F3 | Commercial | WA - College | New | Space Heating | Natural Gas | Gas Boiler - Maintenance | A | Integrated Unit Winter Peak Savings (kW) | Technical Potential | 0 | 0 | 0 | 0 | 0 | 0 | 0 | 0 | 0 | 0 | 0 | 0 | 0 | 0 | 0 | 0 | 0 | 0 | 0 | 0 | 0 | 0 | 0 | 0 | 0 | 0 | 0
F4_Commercial_WA - College_New_Space Heating_Natural Gas_Gas Boiler - Maintenance_A_Technical Potential | F4 | Commercial | WA - College | New | Space Heating | Natural Gas | Gas Boiler - Maintenance | A | Incremental Energy Savings (MWh or mTherms) | Technical Potential | 0 | 0 | 0 | 0 | 0 | 0 | 0 | 0 | 0 | 0 | 0 | 0 | 0 | 0 | 0 | 0 | 0 | 0 | 0 | 0 | 0 | 0 | 0 | 0 | 0 | 0 | 0
F5_Commercial_WA - College_New_Space Heating_Natural Gas_Gas Boiler - Maintenance_A_Technical Potential | F5 | Commercial | WA - College | New | Space Heating | Natural Gas | Gas Boiler - Maintenance | A | Incremental Summer Peak Savings (MW) | Technical Potential | 0 | 0 | 0 | 0 | 0 | 0 | 0 | 0 | 0 | 0 | 0 | 0 | 0 | 0 | 0 | 0 | 0 | 0 | 0 | 0 | 0 | 0 | 0 | 0 | 0 | 0 | 0
F6_Commercial_WA - College_New_Space Heating_Natural Gas_Gas Boiler - Maintenance_A_Technical Potential | F6 | Commercial | WA - College | New | Space Heating | Natural Gas | Gas Boiler - Maintenance | A | Incremental Winter Peak Savings (MW) | Technical Potential | 0 | 0 | 0 | 0 | 0 | 0 | 0 | 0 | 0 | 0 | 0 | 0 | 0 | 0 | 0 | 0 | 0 | 0 | 0 | 0 | 0 | 0 | 0 | 0 | 0 | 0 | 0
F7_Commercial_WA - College_New_Space Heating_Natural Gas_Gas Boiler - Maintenance_A_Technical Potential | F7 | Commercial | WA - College | New | Space Heating | Natural Gas | Gas Boiler - Maintenance | A | Cumulative Energy Savings (MWh or mTherms) | Technical Potential | 0 | 0 | 0 | 0 | 0 | 0 | 0 | 0 | 0 | 0 | 0 | 0 | 0 | 0 | 0 | 0 | 0 | 0 | 0 | 0 | 0 | 0 | 0 | 0 | 0 | 0 | 0
F8_Commercial_WA - College_New_Space Heating_Natural Gas_Gas Boiler - Maintenance_A_Technical Potential | F8 | Commercial | WA - College | New | Space Heating | Natural Gas | Gas Boiler - Maintenance | A | Cumulative Summer Peak Savings (MW) | Technical Potential | 0 | 0 | 0 | 0 | 0 | 0 | 0 | 0 | 0 | 0 | 0 | 0 | 0 | 0 | 0 | 0 | 0 | 0 | 0 | 0 | 0 | 0 | 0 | 0 | 0 | 0 | 0
F9_Commercial_WA - College_New_Space Heating_Natural Gas_Gas Boiler - Maintenance_A_Technical Potential | F9 | Commercial | WA - College | New | Space Heating | Natural Gas | Gas Boiler - Maintenance | A | Cumulative Winter Peak Savings (MW) | Technical Potential | 0 | 0 | 0 | 0 | 0 | 0 | 0 | 0 | 0 | 0 | 0 | 0 | 0 | 0 | 0 | 0 | 0 | 0 | 0 | 0 | 0 | 0 | 0 | 0 | 0 | 0 | 0
F10_Commercial_WA - College_New_Space Heating_Natural Gas_Gas Boiler - Maintenance_A_Technical Potential | F10 | Commercial | WA - College | New | Space Heating | Natural Gas | Gas Boiler - Maintenance | A | Purchases (Incremental) | Technical Potential | 0 | 0 | 0 | 0 | 0 | 0 | 0 | 0 | 0 | 0 | 0 | 0 | 0 | 0 | 0 | 0 | 0 | 0 | 0 | 0 | 0 | 0 | 0 | 0 | 0 | 0 | 0
F11_Commercial_WA - College_New_Space Heating_Natural Gas_Gas Boiler - Maintenance_A_Technical Potential | F11 | Commercial | WA - College | New | Space Heating | Natural Gas | Gas Boiler - Maintenance | A | Purchases (Cumulative) | Technical Potential | 0 | 0 | 0 | 0 | 0 | 0 | 0 | 0 | 0 | 0 | 0 | 0 | 0 | 0 | 0 | 0 | 0 | 0 | 0 | 0 | 0 | 0 | 0 | 0 | 0 | 0 | 0
F1_Commercial_WA - College_New_Space Heating_Natural Gas_Gas Furnace - Maintenance_A_Technical Potential | F1 | Commercial | WA - College | New | Space Heating | Natural Gas | Gas Furnace - Maintenance | A | Integrated Unit Energy Savings (kWh or therms) | Technical Potential | 0 | 0 | 0 | 0 | 0 | 0 | 0 | 0 | 0 | 0 | 0 | 0 | 0 | 0 | 0 | 0 | 0 | 0 | 0 | 0 | 0 | 0 | 0 | 0 | 0 | 0 | 0
F2_Commercial_WA - College_New_Space Heating_Natural Gas_Gas Furnace - Maintenance_A_Technical Potential | F2 | Commercial | WA - College | New | Space Heating | Natural Gas | Gas Furnace - Maintenance | A | Integrated Unit Summer Peak Savings (kW) | Technical Potential | 0 | 0 | 0 | 0 | 0 | 0 | 0 | 0 | 0 | 0 | 0 | 0 | 0 | 0 | 0 | 0 | 0 | 0 | 0 | 0 | 0 | 0 | 0 | 0 | 0 | 0 | 0
F3_Commercial_WA - College_New_Space Heating_Natural Gas_Gas Furnace - Maintenance_A_Technical Potential | F3 | Commercial | WA - College | New | Space Heating | Natural Gas | Gas Furnace - Maintenance | A | Integrated Unit Winter Peak Savings (kW) | Technical Potential | 0 | 0 | 0 | 0 | 0 | 0 | 0 | 0 | 0 | 0 | 0 | 0 | 0 | 0 | 0 | 0 | 0 | 0 | 0 | 0 | 0 | 0 | 0 | 0 | 0 | 0 | 0
F4_Commercial_WA - College_New_Space Heating_Natural Gas_Gas Furnace - Maintenance_A_Technical Potential | F4 | Commercial | WA - College | New | Space Heating | Natural Gas | Gas Furnace - Maintenance | A | Incremental Energy Savings (MWh or mTherms) | Technical Potential | 0 | 0 | 0 | 0 | 0 | 0 | 0 | 0 | 0 | 0 | 0 | 0 | 0 | 0 | 0 | 0 | 0 | 0 | 0 | 0 | 0 | 0 | 0 | 0 | 0 | 0 | 0
F5_Commercial_WA - College_New_Space Heating_Natural Gas_Gas Furnace - Maintenance_A_Technical Potential | F5 | Commercial | WA - College | New | Space Heating | Natural Gas | Gas Furnace - Maintenance | A | Incremental Summer Peak Savings (MW) | Technical Potential | 0 | 0 | 0 | 0 | 0 | 0 | 0 | 0 | 0 | 0 | 0 | 0 | 0 | 0 | 0 | 0 | 0 | 0 | 0 | 0 | 0 | 0 | 0 | 0 | 0 | 0 | 0
F6_Commercial_WA - College_New_Space Heating_Natural Gas_Gas Furnace - Maintenance_A_Technical Potential | F6 | Commercial | WA - College | New | Space Heating | Natural Gas | Gas Furnace - Maintenance | A | Incremental Winter Peak Savings (MW) | Technical Potential | 0 | 0 | 0 | 0 | 0 | 0 | 0 | 0 | 0 | 0 | 0 | 0 | 0 | 0 | 0 | 0 | 0 | 0 | 0 | 0 | 0 | 0 | 0 | 0 | 0 | 0 | 0
F7_Commercial_WA - College_New_Space Heating_Natural Gas_Gas Furnace - Maintenance_A_Technical Potential | F7 | Commercial | WA - College | New | Space Heating | Natural Gas | Gas Furnace - Maintenance | A | Cumulative Energy Savings (MWh or mTherms) | Technical Potential | 0 | 0 | 0 | 0 | 0 | 0 | 0 | 0 | 0 | 0 | 0 | 0 | 0 | 0 | 0 | 0 | 0 | 0 | 0 | 0 | 0 | 0 | 0 | 0 | 0 | 0 | 0
F8_Commercial_WA - College_New_Space Heating_Natural Gas_Gas Furnace - Maintenance_A_Technical Potential | F8 | Commercial | WA - College | New | Space Heating | Natural Gas | Gas Furnace - Maintenance | A | Cumulative Summer Peak Savings (MW) | Technical Potential | 0 | 0 | 0 | 0 | 0 | 0 | 0 | 0 | 0 | 0 | 0 | 0 | 0 | 0 | 0 | 0 | 0 | 0 | 0 | 0 | 0 | 0 | 0 | 0 | 0 | 0 | 0
F9_Commercial_WA - College_New_Space Heating_Natural Gas_Gas Furnace - Maintenance_A_Technical Potential | F9 | Commercial | WA - College | New | Space Heating | Natural Gas | Gas Furnace - Maintenance | A | Cumulative Winter Peak Savings (MW) | Technical Potential | 0 | 0 | 0 | 0 | 0 | 0 | 0 | 0 | 0 | 0 | 0 | 0 | 0 | 0 | 0 | 0 | 0 | 0 | 0 | 0 | 0 | 0 | 0 | 0 | 0 | 0 | 0
F10_Commercial_WA - College_New_Space Heating_Natural Gas_Gas Furnace - Maintenance_A_Technical Potential | F10 | Commercial | WA - College | New | Space Heating | Natural Gas | Gas Furnace - Maintenance | A | Purchases (Incremental) | Technical Potential | 0 | 0 | 0 | 0 | 0 | 0 | 0 | 0 | 0 | 0 | 0 | 0 | 0 | 0 | 0 | 0 | 0 | 0 | 0 | 0 | 0 | 0 | 0 | 0 | 0 | 0 | 0
F11_Commercial_WA - College_New_Space Heating_Natural Gas_Gas Furnace - Maintenance_A_Technical Potential | F11 | Commercial | WA - College | New | Space Heating | Natural Gas | Gas Furnace - Maintenance | A | Purchases (Cumulative) | Technical Potential | 0 | 0 | 0 | 0 | 0 | 0 | 0 | 0 | 0 | 0 | 0 | 0 | 0 | 0 | 0 | 0 | 0 | 0 | 0 | 0 | 0 | 0 | 0 | 0 | 0 | 0 | 0
F1_Commercial_WA - College_New_Space Heating_Natural Gas_Gas Boiler - Hot Water Reset_A_Technical Potential | F1 | Commercial | WA - College | New | Space Heating | Natural Gas | Gas Boiler - Hot Water Reset | A | Integrated Unit Energy Savings (kWh or therms) | Technical Potential | 0 | 0 | 0 | 0 | 0 | 0 | 0 | 0 | 0 | 0 | 0 | 0 | 0 | 0 | 0 | 0 | 0 | 0 | 0 | 0 | 0 | 0 | 0 | 0 | 0 | 0 | 0
F2_Commercial_WA - College_New_Space Heating_Natural Gas_Gas Boiler - Hot Water Reset_A_Technical Potential | F2 | Commercial | WA - College | New | Space Heating | Natural Gas | Gas Boiler - Hot Water Reset | A | Integrated Unit Summer Peak Savings (kW) | Technical Potential | 0 | 0 | 0 | 0 | 0 | 0 | 0 | 0 | 0 | 0 | 0 | 0 | 0 | 0 | 0 | 0 | 0 | 0 | 0 | 0 | 0 | 0 | 0 | 0 | 0 | 0 | 0
F3_Commercial_WA - College_New_Space Heating_Natural Gas_Gas Boiler - Hot Water Reset_A_Technical Potential | F3 | Commercial | WA - College | New | Space Heating | Natural Gas | Gas Boiler - Hot Water Reset | A | Integrated Unit Winter Peak Savings (kW) | Technical Potential | 0 | 0 | 0 | 0 | 0 | 0 | 0 | 0 | 0 | 0 | 0 | 0 | 0 | 0 | 0 | 0 | 0 | 0 | 0 | 0 | 0 | 0 | 0 | 0 | 0 | 0 | 0
F4_Commercial_WA - College_New_Space Heating_Natural Gas_Gas Boiler - Hot Water Reset_A_Technical Potential | F4 | Commercial | WA - College | New | Space Heating | Natural Gas | Gas Boiler - Hot Water Reset | A | Incremental Energy Savings (MWh or mTherms) | Technical Potential | 0 | 0 | 0 | 0 | 0 | 0 | 0 | 0 | 0 | 0 | 0 | 0 | 0 | 0 | 0 | 0 | 0 | 0 | 0 | 0 | 0 | 0 | 0 | 0 | 0 | 0 | 0
F5_Commercial_WA - College_New_Space Heating_Natural Gas_Gas Boiler - Hot Water Reset_A_Technical Potential | F5 | Commercial | WA - College | New | Space Heating | Natural Gas | Gas Boiler - Hot Water Reset | A | Incremental Summer Peak Savings (MW) | Technical Potential | 0 | 0 | 0 | 0 | 0 | 0 | 0 | 0 | 0 | 0 | 0 | 0 | 0 | 0 | 0 | 0 | 0 | 0 | 0 | 0 | 0 | 0 | 0 | 0 | 0 | 0 | 0
F6_Commercial_WA - College_New_Space Heating_Natural Gas_Gas Boiler - Hot Water Reset_A_Technical Potential | F6 | Commercial | WA - College | New | Space Heating | Natural Gas | Gas Boiler - Hot Water Reset | A | Incremental Winter Peak Savings (MW) | Technical Potential | 0 | 0 | 0 | 0 | 0 | 0 | 0 | 0 | 0 | 0 | 0 | 0 | 0 | 0 | 0 | 0 | 0 | 0 | 0 | 0 | 0 | 0 | 0 | 0 | 0 | 0 | 0
F7_Commercial_WA - College_New_Space Heating_Natural Gas_Gas Boiler - Hot Water Reset_A_Technical Potential | F7 | Commercial | WA - College | New | Space Heating | Natural Gas | Gas Boiler - Hot Water Reset | A | Cumulative Energy Savings (MWh or mTherms) | Technical Potential | 0 | 0 | 0 | 0 | 0 | 0 | 0 | 0 | 0 | 0 | 0 | 0 | 0 | 0 | 0 | 0 | 0 | 0 | 0 | 0 | 0 | 0 | 0 | 0 | 0 | 0 | 0
F8_Commercial_WA - College_New_Space Heating_Natural Gas_Gas Boiler - Hot Water Reset_A_Technical Potential | F8 | Commercial | WA - College | New | Space Heating | Natural Gas | Gas Boiler - Hot Water Reset | A | Cumulative Summer Peak Savings (MW) | Technical Potential | 0 | 0 | 0 | 0 | 0 | 0 | 0 | 0 | 0 | 0 | 0 | 0 | 0 | 0 | 0 | 0 | 0 | 0 | 0 | 0 | 0 | 0 | 0 | 0 | 0 | 0 | 0
F9_Commercial_WA - College_New_Space Heating_Natural Gas_Gas Boiler - Hot Water Reset_A_Technical Potential | F9 | Commercial | WA - College | New | Space Heating | Natural Gas | Gas Boiler - Hot Water Reset | A | Cumulative Winter Peak Savings (MW) | Technical Potential | 0 | 0 | 0 | 0 | 0 | 0 | 0 | 0 | 0 | 0 | 0 | 0 | 0 | 0 | 0 | 0 | 0 | 0 | 0 | 0 | 0 | 0 | 0 | 0 | 0 | 0 | 0
F10_Commercial_WA - College_New_Space Heating_Natural Gas_Gas Boiler - Hot Water Reset_A_Technical Potential | F10 | Commercial | WA - College | New | Space Heating | Natural Gas | Gas Boiler - Hot Water Reset | A | Purchases (Incremental) | Technical Potential | 0 | 0 | 0 | 0 | 0 | 0 | 0 | 0 | 0 | 0 | 0 | 0 | 0 | 0 | 0 | 0 | 0 | 0 | 0 | 0 | 0 | 0 | 0 | 0 | 0 | 0 | 0
F11_Commercial_WA - College_New_Space Heating_Natural Gas_Gas Boiler - Hot Water Reset_A_Technical Potential | F11 | Commercial | WA - College | New | Space Heating | Natural Gas | Gas Boiler - Hot Water Reset | A | Purchases (Cumulative) | Technical Potential | 0 | 0 | 0 | 0 | 0 | 0 | 0 | 0 | 0 | 0 | 0 | 0 | 0 | 0 | 0 | 0 | 0 | 0 | 0 | 0 | 0 | 0 | 0 | 0 | 0 | 0 | 0
F1_Commercial_WA - College_New_Space Heating_Natural Gas_Gas Boiler - Steam Trap Replacement_A_Technical Potential | F1 | Commercial | WA - College | New | Space Heating | Natural Gas | Gas Boiler - Steam Trap Replacement | A | Integrated Unit Energy Savings (kWh or therms) | Technical Potential | 0 | 0 | 0 | 0 | 0 | 0 | 0 | 0 | 0 | 0 | 0 | 0 | 0 | 0 | 0 | 0 | 0 | 0 | 0 | 0 | 0 | 0 | 0 | 0 | 0 | 0 | 0
F2_Commercial_WA - College_New_Space Heating_Natural Gas_Gas Boiler - Steam Trap Replacement_A_Technical Potential | F2 | Commercial | WA - College | New | Space Heating | Natural Gas | Gas Boiler - Steam Trap Replacement | A | Integrated Unit Summer Peak Savings (kW) | Technical Potential | 0 | 0 | 0 | 0 | 0 | 0 | 0 | 0 | 0 | 0 | 0 | 0 | 0 | 0 | 0 | 0 | 0 | 0 | 0 | 0 | 0 | 0 | 0 | 0 | 0 | 0 | 0
F3_Commercial_WA - College_New_Space Heating_Natural Gas_Gas Boiler - Steam Trap Replacement_A_Technical Potential | F3 | Commercial | WA - College | New | Space Heating | Natural Gas | Gas Boiler - Steam Trap Replacement | A | Integrated Unit Winter Peak Savings (kW) | Technical Potential | 0 | 0 | 0 | 0 | 0 | 0 | 0 | 0 | 0 | 0 | 0 | 0 | 0 | 0 | 0 | 0 | 0 | 0 | 0 | 0 | 0 | 0 | 0 | 0 | 0 | 0 | 0
F4_Commercial_WA - College_New_Space Heating_Natural Gas_Gas Boiler - Steam Trap Replacement_A_Technical Potential | F4 | Commercial | WA - College | New | Space Heating | Natural Gas | Gas Boiler - Steam Trap Replacement | A | Incremental Energy Savings (MWh or mTherms) | Technical Potential | 0 | 0 | 0 | 0 | 0 | 0 | 0 | 0 | 0 | 0 | 0 | 0 | 0 | 0 | 0 | 0 | 0 | 0 | 0 | 0 | 0 | 0 | 0 | 0 | 0 | 0 | 0
F5_Commercial_WA - College_New_Space Heating_Natural Gas_Gas Boiler - Steam Trap Replacement_A_Technical Potential | F5 | Commercial | WA - College | New | Space Heating | Natural Gas | Gas Boiler - Steam Trap Replacement | A | Incremental Summer Peak Savings (MW) | Technical Potential | 0 | 0 | 0 | 0 | 0 | 0 | 0 | 0 | 0 | 0 | 0 | 0 | 0 | 0 | 0 | 0 | 0 | 0 | 0 | 0 | 0 | 0 | 0 | 0 | 0 | 0 | 0
F6_Commercial_WA - College_New_Space Heating_Natural Gas_Gas Boiler - Steam Trap Replacement_A_Technical Potential | F6 | Commercial | WA - College | New | Space Heating | Natural Gas | Gas Boiler - Steam Trap Replacement | A | Incremental Winter Peak Savings (MW) | Technical Potential | 0 | 0 | 0 | 0 | 0 | 0 | 0 | 0 | 0 | 0 | 0 | 0 | 0 | 0 | 0 | 0 | 0 | 0 | 0 | 0 | 0 | 0 | 0 | 0 | 0 | 0 | 0
F7_Commercial_WA - College_New_Space Heating_Natural Gas_Gas Boiler - Steam Trap Replacement_A_Technical Potential | F7 | Commercial | WA - College | New | Space Heating | Natural Gas | Gas Boiler - Steam Trap Replacement | A | Cumulative Energy Savings (MWh or mTherms) | Technical Potential | 0 | 0 | 0 | 0 | 0 | 0 | 0 | 0 | 0 | 0 | 0 | 0 | 0 | 0 | 0 | 0 | 0 | 0 | 0 | 0 | 0 | 0 | 0 | 0 | 0 | 0 | 0
F8_Commercial_WA - College_New_Space Heating_Natural Gas_Gas Boiler - Steam Trap Replacement_A_Technical Potential | F8 | Commercial | WA - College | New | Space Heating | Natural Gas | Gas Boiler - Steam Trap Replacement | A | Cumulative Summer Peak Savings (MW) | Technical Potential | 0 | 0 | 0 | 0 | 0 | 0 | 0 | 0 | 0 | 0 | 0 | 0 | 0 | 0 | 0 | 0 | 0 | 0 | 0 | 0 | 0 | 0 | 0 | 0 | 0 | 0 | 0
F9_Commercial_WA - College_New_Space Heating_Natural Gas_Gas Boiler - Steam Trap Replacement_A_Technical Potential | F9 | Commercial | WA - College | New | Space Heating | Natural Gas | Gas Boiler - Steam Trap Replacement | A | Cumulative Winter Peak Savings (MW) | Technical Potential | 0 | 0 | 0 | 0 | 0 | 0 | 0 | 0 | 0 | 0 | 0 | 0 | 0 | 0 | 0 | 0 | 0 | 0 | 0 | 0 | 0 | 0 | 0 | 0 | 0 | 0 | 0
F10_Commercial_WA - College_New_Space Heating_Natural Gas_Gas Boiler - Steam Trap Replacement_A_Technical Potential | F10 | Commercial | WA - College | New | Space Heating | Natural Gas | Gas Boiler - Steam Trap Replacement | A | Purchases (Incremental) | Technical Potential | 0 | 0 | 0 | 0 | 0 | 0 | 0 | 0 | 0 | 0 | 0 | 0 | 0 | 0 | 0 | 0 | 0 | 0 | 0 | 0 | 0 | 0 | 0 | 0 | 0 | 0 | 0
F11_Commercial_WA - College_New_Space Heating_Natural Gas_Gas Boiler - Steam Trap Replacement_A_Technical Potential | F11 | Commercial | WA - College | New | Space Heating | Natural Gas | Gas Boiler - Steam Trap Replacement | A | Purchases (Cumulative) | Technical Potential | 0 | 0 | 0 | 0 | 0 | 0 | 0 | 0 | 0 | 0 | 0 | 0 | 0 | 0 | 0 | 0 | 0 | 0 | 0 | 0 | 0 | 0 | 0 | 0 | 0 | 0 | 0
F1_Commercial_WA - College_New_Space Heating_Natural Gas_Gas Boiler - High Turndown Burner_A_Technical Potential | F1 | Commercial | WA - College | New | Space Heating | Natural Gas | Gas Boiler - High Turndown Burner | A | Integrated Unit Energy Savings (kWh or therms) | Technical Potential | 0 | 0 | 0 | 0 | 0 | 0 | 0 | 0 | 0 | 0 | 0 | 0 | 0 | 0 | 0 | 0 | 0 | 0 | 0 | 0 | 0 | 0 | 0 | 0 | 0 | 0 | 0
F2_Commercial_WA - College_New_Space Heating_Natural Gas_Gas Boiler - High Turndown Burner_A_Technical Potential | F2 | Commercial | WA - College | New | Space Heating | Natural Gas | Gas Boiler - High Turndown Burner | A | Integrated Unit Summer Peak Savings (kW) | Technical Potential | 0 | 0 | 0 | 0 | 0 | 0 | 0 | 0 | 0 | 0 | 0 | 0 | 0 | 0 | 0 | 0 | 0 | 0 | 0 | 0 | 0 | 0 | 0 | 0 | 0 | 0 | 0
F3_Commercial_WA - College_New_Space Heating_Natural Gas_Gas Boiler - High Turndown Burner_A_Technical Potential | F3 | Commercial | WA - College | New | Space Heating | Natural Gas | Gas Boiler - High Turndown Burner | A | Integrated Unit Winter Peak Savings (kW) | Technical Potential | 0 | 0 | 0 | 0 | 0 | 0 | 0 | 0 | 0 | 0 | 0 | 0 | 0 | 0 | 0 | 0 | 0 | 0 | 0 | 0 | 0 | 0 | 0 | 0 | 0 | 0 | 0
F4_Commercial_WA - College_New_Space Heating_Natural Gas_Gas Boiler - High Turndown Burner_A_Technical Potential | F4 | Commercial | WA - College | New | Space Heating | Natural Gas | Gas Boiler - High Turndown Burner | A | Incremental Energy Savings (MWh or mTherms) | Technical Potential | 0 | 0 | 0 | 0 | 0 | 0 | 0 | 0 | 0 | 0 | 0 | 0 | 0 | 0 | 0 | 0 | 0 | 0 | 0 | 0 | 0 | 0 | 0 | 0 | 0 | 0 | 0
F5_Commercial_WA - College_New_Space Heating_Natural Gas_Gas Boiler - High Turndown Burner_A_Technical Potential | F5 | Commercial | WA - College | New | Space Heating | Natural Gas | Gas Boiler - High Turndown Burner | A | Incremental Summer Peak Savings (MW) | Technical Potential | 0 | 0 | 0 | 0 | 0 | 0 | 0 | 0 | 0 | 0 | 0 | 0 | 0 | 0 | 0 | 0 | 0 | 0 | 0 | 0 | 0 | 0 | 0 | 0 | 0 | 0 | 0
F6_Commercial_WA - College_New_Space Heating_Natural Gas_Gas Boiler - High Turndown Burner_A_Technical Potential | F6 | Commercial | WA - College | New | Space Heating | Natural Gas | Gas Boiler - High Turndown Burner | A | Incremental Winter Peak Savings (MW) | Technical Potential | 0 | 0 | 0 | 0 | 0 | 0 | 0 | 0 | 0 | 0 | 0 | 0 | 0 | 0 | 0 | 0 | 0 | 0 | 0 | 0 | 0 | 0 | 0 | 0 | 0 | 0 | 0
F7_Commercial_WA - College_New_Space Heating_Natural Gas_Gas Boiler - High Turndown Burner_A_Technical Potential | F7 | Commercial | WA - College | New | Space Heating | Natural Gas | Gas Boiler - High Turndown Burner | A | Cumulative Energy Savings (MWh or mTherms) | Technical Potential | 0 | 0 | 0 | 0 | 0 | 0 | 0 | 0 | 0 | 0 | 0 | 0 | 0 | 0 | 0 | 0 | 0 | 0 | 0 | 0 | 0 | 0 | 0 | 0 | 0 | 0 | 0
F8_Commercial_WA - College_New_Space Heating_Natural Gas_Gas Boiler - High Turndown Burner_A_Technical Potential | F8 | Commercial | WA - College | New | Space Heating | Natural Gas | Gas Boiler - High Turndown Burner | A | Cumulative Summer Peak Savings (MW) | Technical Potential | 0 | 0 | 0 | 0 | 0 | 0 | 0 | 0 | 0 | 0 | 0 | 0 | 0 | 0 | 0 | 0 | 0 | 0 | 0 | 0 | 0 | 0 | 0 | 0 | 0 | 0 | 0
F9_Commercial_WA - College_New_Space Heating_Natural Gas_Gas Boiler - High Turndown Burner_A_Technical Potential | F9 | Commercial | WA - College | New | Space Heating | Natural Gas | Gas Boiler - High Turndown Burner | A | Cumulative Winter Peak Savings (MW) | Technical Potential | 0 | 0 | 0 | 0 | 0 | 0 | 0 | 0 | 0 | 0 | 0 | 0 | 0 | 0 | 0 | 0 | 0 | 0 | 0 | 0 | 0 | 0 | 0 | 0 | 0 | 0 | 0
F10_Commercial_WA - College_New_Space Heating_Natural Gas_Gas Boiler - High Turndown Burner_A_Technical Potential | F10 | Commercial | WA - College | New | Space Heating | Natural Gas | Gas Boiler - High Turndown Burner | A | Purchases (Incremental) | Technical Potential | 0 | 0 | 0 | 0 | 0 | 0 | 0 | 0 | 0 | 0 | 0 | 0 | 0 | 0 | 0 | 0 | 0 | 0 | 0 | 0 | 0 | 0 | 0 | 0 | 0 | 0 | 0
F11_Commercial_WA - College_New_Space Heating_Natural Gas_Gas Boiler - High Turndown Burner_A_Technical Potential | F11 | Commercial | WA - College | New | Space Heating | Natural Gas | Gas Boiler - High Turndown Burner | A | Purchases (Cumulative) | Technical Potential | 0 | 0 | 0 | 0 | 0 | 0 | 0 | 0 | 0 | 0 | 0 | 0 | 0 | 0 | 0 | 0 | 0 | 0 | 0 | 0 | 0 | 0 | 0 | 0 | 0 | 0 | 0
F1_Commercial_WA - College_New_Space Heating_Natural Gas_Gas Boiler - Burner Control Optimization_A_Technical Potential | F1 | Commercial | WA - College | New | Space Heating | Natural Gas | Gas Boiler - Burner Control Optimization | A | Integrated Unit Energy Savings (kWh or therms) | Technical Potential | 0 | 0 | 0 | 0 | 0 | 0 | 0 | 0 | 0 | 0 | 0 | 0 | 0 | 0 | 0 | 0 | 0 | 0 | 0 | 0 | 0 | 0 | 0 | 0 | 0 | 0 | 0
F2_Commercial_WA - College_New_Space Heating_Natural Gas_Gas Boiler - Burner Control Optimization_A_Technical Potential | F2 | Commercial | WA - College | New | Space Heating | Natural Gas | Gas Boiler - Burner Control Optimization | A | Integrated Unit Summer Peak Savings (kW) | Technical Potential | 0 | 0 | 0 | 0 | 0 | 0 | 0 | 0 | 0 | 0 | 0 | 0 | 0 | 0 | 0 | 0 | 0 | 0 | 0 | 0 | 0 | 0 | 0 | 0 | 0 | 0 | 0
F3_Commercial_WA - College_New_Space Heating_Natural Gas_Gas Boiler - Burner Control Optimization_A_Technical Potential | F3 | Commercial | WA - College | New | Space Heating | Natural Gas | Gas Boiler - Burner Control Optimization | A | Integrated Unit Winter Peak Savings (kW) | Technical Potential | 0 | 0 | 0 | 0 | 0 | 0 | 0 | 0 | 0 | 0 | 0 | 0 | 0 | 0 | 0 | 0 | 0 | 0 | 0 | 0 | 0 | 0 | 0 | 0 | 0 | 0 | 0
F4_Commercial_WA - College_New_Space Heating_Natural Gas_Gas Boiler - Burner Control Optimization_A_Technical Potential | F4 | Commercial | WA - College | New | Space Heating | Natural Gas | Gas Boiler - Burner Control Optimization | A | Incremental Energy Savings (MWh or mTherms) | Technical Potential | 0 | 0 | 0 | 0 | 0 | 0 | 0 | 0 | 0 | 0 | 0 | 0 | 0 | 0 | 0 | 0 | 0 | 0 | 0 | 0 | 0 | 0 | 0 | 0 | 0 | 0 | 0
F5_Commercial_WA - College_New_Space Heating_Natural Gas_Gas Boiler - Burner Control Optimization_A_Technical Potential | F5 | Commercial | WA - College | New | Space Heating | Natural Gas | Gas Boiler - Burner Control Optimization | A | Incremental Summer Peak Savings (MW) | Technical Potential | 0 | 0 | 0 | 0 | 0 | 0 | 0 | 0 | 0 | 0 | 0 | 0 | 0 | 0 | 0 | 0 | 0 | 0 | 0 | 0 | 0 | 0 | 0 | 0 | 0 | 0 | 0
F6_Commercial_WA - College_New_Space Heating_Natural Gas_Gas Boiler - Burner Control Optimization_A_Technical Potential | F6 | Commercial | WA - College | New | Space Heating | Natural Gas | Gas Boiler - Burner Control Optimization | A | Incremental Winter Peak Savings (MW) | Technical Potential | 0 | 0 | 0 | 0 | 0 | 0 | 0 | 0 | 0 | 0 | 0 | 0 | 0 | 0 | 0 | 0 | 0 | 0 | 0 | 0 | 0 | 0 | 0 | 0 | 0 | 0 | 0
F7_Commercial_WA - College_New_Space Heating_Natural Gas_Gas Boiler - Burner Control Optimization_A_Technical Potential | F7 | Commercial | WA - College | New | Space Heating | Natural Gas | Gas Boiler - Burner Control Optimization | A | Cumulative Energy Savings (MWh or mTherms) | Technical Potential | 0 | 0 | 0 | 0 | 0 | 0 | 0 | 0 | 0 | 0 | 0 | 0 | 0 | 0 | 0 | 0 | 0 | 0 | 0 | 0 | 0 | 0 | 0 | 0 | 0 | 0 | 0
F8_Commercial_WA - College_New_Space Heating_Natural Gas_Gas Boiler - Burner Control Optimization_A_Technical Potential | F8 | Commercial | WA - College | New | Space Heating | Natural Gas | Gas Boiler - Burner Control Optimization | A | Cumulative Summer Peak Savings (MW) | Technical Potential | 0 | 0 | 0 | 0 | 0 | 0 | 0 | 0 | 0 | 0 | 0 | 0 | 0 | 0 | 0 | 0 | 0 | 0 | 0 | 0 | 0 | 0 | 0 | 0 | 0 | 0 | 0
F9_Commercial_WA - College_New_Space Heating_Natural Gas_Gas Boiler - Burner Control Optimization_A_Technical Potential | F9 | Commercial | WA - College | New | Space Heating | Natural Gas | Gas Boiler - Burner Control Optimization | A | Cumulative Winter Peak Savings (MW) | Technical Potential | 0 | 0 | 0 | 0 | 0 | 0 | 0 | 0 | 0 | 0 | 0 | 0 | 0 | 0 | 0 | 0 | 0 | 0 | 0 | 0 | 0 | 0 | 0 | 0 | 0 | 0 | 0
F10_Commercial_WA - College_New_Space Heating_Natural Gas_Gas Boiler - Burner Control Optimization_A_Technical Potential | F10 | Commercial | WA - College | New | Space Heating | Natural Gas | Gas Boiler - Burner Control Optimization | A | Purchases (Incremental) | Technical Potential | 0 | 0 | 0 | 0 | 0 | 0 | 0 | 0 | 0 | 0 | 0 | 0 | 0 | 0 | 0 | 0 | 0 | 0 | 0 | 0 | 0 | 0 | 0 | 0 | 0 | 0 | 0
F11_Commercial_WA - College_New_Space Heating_Natural Gas_Gas Boiler - Burner Control Optimization_A_Technical Potential | F11 | Commercial | WA - College | New | Space Heating | Natural Gas | Gas Boiler - Burner Control Optimization | A | Purchases (Cumulative) | Technical Potential | 0 | 0 | 0 | 0 | 0 | 0 | 0 | 0 | 0 | 0 | 0 | 0 | 0 | 0 | 0 | 0 | 0 | 0 | 0 | 0 | 0 | 0 | 0 | 0 | 0 | 0 | 0
F1_Commercial_WA - College_New_Space Heating_Natural Gas_Gas Boiler - Stack Economizer_A_Technical Potential | F1 | Commercial | WA - College | New | Space Heating | Natural Gas | Gas Boiler - Stack Economizer | A | Integrated Unit Energy Savings (kWh or therms) | Technical Potential | 0 | 0 | 0 | 0 | 0 | 0 | 0 | 0 | 0 | 0 | 0 | 0 | 0 | 0 | 0 | 0 | 0 | 0 | 0 | 0 | 0 | 0 | 0 | 0 | 0 | 0 | 0
F2_Commercial_WA - College_New_Space Heating_Natural Gas_Gas Boiler - Stack Economizer_A_Technical Potential | F2 | Commercial | WA - College | New | Space Heating | Natural Gas | Gas Boiler - Stack Economizer | A | Integrated Unit Summer Peak Savings (kW) | Technical Potential | 0 | 0 | 0 | 0 | 0 | 0 | 0 | 0 | 0 | 0 | 0 | 0 | 0 | 0 | 0 | 0 | 0 | 0 | 0 | 0 | 0 | 0 | 0 | 0 | 0 | 0 | 0
F3_Commercial_WA - College_New_Space Heating_Natural Gas_Gas Boiler - Stack Economizer_A_Technical Potential | F3 | Commercial | WA - College | New | Space Heating | Natural Gas | Gas Boiler - Stack Economizer | A | Integrated Unit Winter Peak Savings (kW) | Technical Potential | 0 | 0 | 0 | 0 | 0 | 0 | 0 | 0 | 0 | 0 | 0 | 0 | 0 | 0 | 0 | 0 | 0 | 0 | 0 | 0 | 0 | 0 | 0 | 0 | 0 | 0 | 0
F4_Commercial_WA - College_New_Space Heating_Natural Gas_Gas Boiler - Stack Economizer_A_Technical Potential | F4 | Commercial | WA - College | New | Space Heating | Natural Gas | Gas Boiler - Stack Economizer | A | Incremental Energy Savings (MWh or mTherms) | Technical Potential | 0 | 0 | 0 | 0 | 0 | 0 | 0 | 0 | 0 | 0 | 0 | 0 | 0 | 0 | 0 | 0 | 0 | 0 | 0 | 0 | 0 | 0 | 0 | 0 | 0 | 0 | 0
F5_Commercial_WA - College_New_Space Heating_Natural Gas_Gas Boiler - Stack Economizer_A_Technical Potential | F5 | Commercial | WA - College | New | Space Heating | Natural Gas | Gas Boiler - Stack Economizer | A | Incremental Summer Peak Savings (MW) | Technical Potential | 0 | 0 | 0 | 0 | 0 | 0 | 0 | 0 | 0 | 0 | 0 | 0 | 0 | 0 | 0 | 0 | 0 | 0 | 0 | 0 | 0 | 0 | 0 | 0 | 0 | 0 | 0
F6_Commercial_WA - College_New_Space Heating_Natural Gas_Gas Boiler - Stack Economizer_A_Technical Potential | F6 | Commercial | WA - College | New | Space Heating | Natural Gas | Gas Boiler - Stack Economizer | A | Incremental Winter Peak Savings (MW) | Technical Potential | 0 | 0 | 0 | 0 | 0 | 0 | 0 | 0 | 0 | 0 | 0 | 0 | 0 | 0 | 0 | 0 | 0 | 0 | 0 | 0 | 0 | 0 | 0 | 0 | 0 | 0 | 0
F7_Commercial_WA - College_New_Space Heating_Natural Gas_Gas Boiler - Stack Economizer_A_Technical Potential | F7 | Commercial | WA - College | New | Space Heating | Natural Gas | Gas Boiler - Stack Economizer | A | Cumulative Energy Savings (MWh or mTherms) | Technical Potential | 0 | 0 | 0 | 0 | 0 | 0 | 0 | 0 | 0 | 0 | 0 | 0 | 0 | 0 | 0 | 0 | 0 | 0 | 0 | 0 | 0 | 0 | 0 | 0 | 0 | 0 | 0
F8_Commercial_WA - College_New_Space Heating_Natural Gas_Gas Boiler - Stack Economizer_A_Technical Potential | F8 | Commercial | WA - College | New | Space Heating | Natural Gas | Gas Boiler - Stack Economizer | A | Cumulative Summer Peak Savings (MW) | Technical Potential | 0 | 0 | 0 | 0 | 0 | 0 | 0 | 0 | 0 | 0 | 0 | 0 | 0 | 0 | 0 | 0 | 0 | 0 | 0 | 0 | 0 | 0 | 0 | 0 | 0 | 0 | 0
F9_Commercial_WA - College_New_Space Heating_Natural Gas_Gas Boiler - Stack Economizer_A_Technical Potential | F9 | Commercial | WA - College | New | Space Heating | Natural Gas | Gas Boiler - Stack Economizer | A | Cumulative Winter Peak Savings (MW) | Technical Potential | 0 | 0 | 0 | 0 | 0 | 0 | 0 | 0 | 0 | 0 | 0 | 0 | 0 | 0 | 0 | 0 | 0 | 0 | 0 | 0 | 0 | 0 | 0 | 0 | 0 | 0 | 0
F10_Commercial_WA - College_New_Space Heating_Natural Gas_Gas Boiler - Stack Economizer_A_Technical Potential | F10 | Commercial | WA - College | New | Space Heating | Natural Gas | Gas Boiler - Stack Economizer | A | Purchases (Incremental) | Technical Potential | 0 | 0 | 0 | 0 | 0 | 0 | 0 | 0 | 0 | 0 | 0 | 0 | 0 | 0 | 0 | 0 | 0 | 0 | 0 | 0 | 0 | 0 | 0 | 0 | 0 | 0 | 0
F11_Commercial_WA - College_New_Space Heating_Natural Gas_Gas Boiler - Stack Economizer_A_Technical Potential | F11 | Commercial | WA - College | New | Space Heating | Natural Gas | Gas Boiler - Stack Economizer | A | Purchases (Cumulative) | Technical Potential | 0 | 0 | 0 | 0 | 0 | 0 | 0 | 0 | 0 | 0 | 0 | 0 | 0 | 0 | 0 | 0 | 0 | 0 | 0 | 0 | 0 | 0 | 0 | 0 | 0 | 0 | 0
F1_Commercial_WA - College_New_Space Heating_Natural Gas_Gas Boiler - Thermostatic Radiator Valves_A_Technical Potential | F1 | Commercial | WA - College | New | Space Heating | Natural Gas | Gas Boiler - Thermostatic Radiator Valves | A | Integrated Unit Energy Savings (kWh or therms) | Technical Potential | 0 | 0 | 0 | 0 | 0 | 0 | 0 | 0 | 0 | 0 | 0 | 0 | 0 | 0 | 0 | 0 | 0 | 0 | 0 | 0 | 0 | 0 | 0 | 0 | 0 | 0 | 0
F2_Commercial_WA - College_New_Space Heating_Natural Gas_Gas Boiler - Thermostatic Radiator Valves_A_Technical Potential | F2 | Commercial | WA - College | New | Space Heating | Natural Gas | Gas Boiler - Thermostatic Radiator Valves | A | Integrated Unit Summer Peak Savings (kW) | Technical Potential | 0 | 0 | 0 | 0 | 0 | 0 | 0 | 0 | 0 | 0 | 0 | 0 | 0 | 0 | 0 | 0 | 0 | 0 | 0 | 0 | 0 | 0 | 0 | 0 | 0 | 0 | 0
F3_Commercial_WA - College_New_Space Heating_Natural Gas_Gas Boiler - Thermostatic Radiator Valves_A_Technical Potential | F3 | Commercial | WA - College | New | Space Heating | Natural Gas | Gas Boiler - Thermostatic Radiator Valves | A | Integrated Unit Winter Peak Savings (kW) | Technical Potential | 0 | 0 | 0 | 0 | 0 | 0 | 0 | 0 | 0 | 0 | 0 | 0 | 0 | 0 | 0 | 0 | 0 | 0 | 0 | 0 | 0 | 0 | 0 | 0 | 0 | 0 | 0
F4_Commercial_WA - College_New_Space Heating_Natural Gas_Gas Boiler - Thermostatic Radiator Valves_A_Technical Potential | F4 | Commercial | WA - College | New | Space Heating | Natural Gas | Gas Boiler - Thermostatic Radiator Valves | A | Incremental Energy Savings (MWh or mTherms) | Technical Potential | 0 | 0 | 0 | 0 | 0 | 0 | 0 | 0 | 0 | 0 | 0 | 0 | 0 | 0 | 0 | 0 | 0 | 0 | 0 | 0 | 0 | 0 | 0 | 0 | 0 | 0 | 0
F5_Commercial_WA - College_New_Space Heating_Natural Gas_Gas Boiler - Thermostatic Radiator Valves_A_Technical Potential | F5 | Commercial | WA - College | New | Space Heating | Natural Gas | Gas Boiler - Thermostatic Radiator Valves | A | Incremental Summer Peak Savings (MW) | Technical Potential | 0 | 0 | 0 | 0 | 0 | 0 | 0 | 0 | 0 | 0 | 0 | 0 | 0 | 0 | 0 | 0 | 0 | 0 | 0 | 0 | 0 | 0 | 0 | 0 | 0 | 0 | 0
F6_Commercial_WA - College_New_Space Heating_Natural Gas_Gas Boiler - Thermostatic Radiator Valves_A_Technical Potential | F6 | Commercial | WA - College | New | Space Heating | Natural Gas | Gas Boiler - Thermostatic Radiator Valves | A | Incremental Winter Peak Savings (MW) | Technical Potential | 0 | 0 | 0 | 0 | 0 | 0 | 0 | 0 | 0 | 0 | 0 | 0 | 0 | 0 | 0 | 0 | 0 | 0 | 0 | 0 | 0 | 0 | 0 | 0 | 0 | 0 | 0
F7_Commercial_WA - College_New_Space Heating_Natural Gas_Gas Boiler - Thermostatic Radiator Valves_A_Technical Potential | F7 | Commercial | WA - College | New | Space Heating | Natural Gas | Gas Boiler - Thermostatic Radiator Valves | A | Cumulative Energy Savings (MWh or mTherms) | Technical Potential | 0 | 0 | 0 | 0 | 0 | 0 | 0 | 0 | 0 | 0 | 0 | 0 | 0 | 0 | 0 | 0 | 0 | 0 | 0 | 0 | 0 | 0 | 0 | 0 | 0 | 0 | 0
F8_Commercial_WA - College_New_Space Heating_Natural Gas_Gas Boiler - Thermostatic Radiator Valves_A_Technical Potential | F8 | Commercial | WA - College | New | Space Heating | Natural Gas | Gas Boiler - Thermostatic Radiator Valves | A | Cumulative Summer Peak Savings (MW) | Technical Potential | 0 | 0 | 0 | 0 | 0 | 0 | 0 | 0 | 0 | 0 | 0 | 0 | 0 | 0 | 0 | 0 | 0 | 0 | 0 | 0 | 0 | 0 | 0 | 0 | 0 | 0 | 0
F9_Commercial_WA - College_New_Space Heating_Natural Gas_Gas Boiler - Thermostatic Radiator Valves_A_Technical Potential | F9 | Commercial | WA - College | New | Space Heating | Natural Gas | Gas Boiler - Thermostatic Radiator Valves | A | Cumulative Winter Peak Savings (MW) | Technical Potential | 0 | 0 | 0 | 0 | 0 | 0 | 0 | 0 | 0 | 0 | 0 | 0 | 0 | 0 | 0 | 0 | 0 | 0 | 0 | 0 | 0 | 0 | 0 | 0 | 0 | 0 | 0
F10_Commercial_WA - College_New_Space Heating_Natural Gas_Gas Boiler - Thermostatic Radiator Valves_A_Technical Potential | F10 | Commercial | WA - College | New | Space Heating | Natural Gas | Gas Boiler - Thermostatic Radiator Valves | A | Purchases (Incremental) | Technical Potential | 0 | 0 | 0 | 0 | 0 | 0 | 0 | 0 | 0 | 0 | 0 | 0 | 0 | 0 | 0 | 0 | 0 | 0 | 0 | 0 | 0 | 0 | 0 | 0 | 0 | 0 | 0
F11_Commercial_WA - College_New_Space Heating_Natural Gas_Gas Boiler - Thermostatic Radiator Valves_A_Technical Potential | F11 | Commercial | WA - College | New | Space Heating | Natural Gas | Gas Boiler - Thermostatic Radiator Valves | A | Purchases (Cumulative) | Technical Potential | 0 | 0 | 0 | 0 | 0 | 0 | 0 | 0 | 0 | 0 | 0 | 0 | 0 | 0 | 0 | 0 | 0 | 0 | 0 | 0 | 0 | 0 | 0 | 0 | 0 | 0 | 0
F1_Commercial_WA - College_New_Space Heating_Natural Gas_HVAC - Shut Off Damper_A_Technical Potential | F1 | Commercial | WA - College | New | Space Heating | Natural Gas | HVAC - Shut Off Damper | A | Integrated Unit Energy Savings (kWh or therms) | Technical Potential | 0 | 0 | 0 | 0 | 0 | 0 | 0 | 0 | 0 | 0 | 0 | 0 | 0 | 0 | 0 | 0 | 0 | 0 | 0 | 0 | 0 | 0 | 0 | 0 | 0 | 0 | 0
F2_Commercial_WA - College_New_Space Heating_Natural Gas_HVAC - Shut Off Damper_A_Technical Potential | F2 | Commercial | WA - College | New | Space Heating | Natural Gas | HVAC - Shut Off Damper | A | Integrated Unit Summer Peak Savings (kW) | Technical Potential | 0 | 0 | 0 | 0 | 0 | 0 | 0 | 0 | 0 | 0 | 0 | 0 | 0 | 0 | 0 | 0 | 0 | 0 | 0 | 0 | 0 | 0 | 0 | 0 | 0 | 0 | 0
F3_Commercial_WA - College_New_Space Heating_Natural Gas_HVAC - Shut Off Damper_A_Technical Potential | F3 | Commercial | WA - College | New | Space Heating | Natural Gas | HVAC - Shut Off Damper | A | Integrated Unit Winter Peak Savings (kW) | Technical Potential | 0 | 0 | 0 | 0 | 0 | 0 | 0 | 0 | 0 | 0 | 0 | 0 | 0 | 0 | 0 | 0 | 0 | 0 | 0 | 0 | 0 | 0 | 0 | 0 | 0 | 0 | 0
F4_Commercial_WA - College_New_Space Heating_Natural Gas_HVAC - Shut Off Damper_A_Technical Potential | F4 | Commercial | WA - College | New | Space Heating | Natural Gas | HVAC - Shut Off Damper | A | Incremental Energy Savings (MWh or mTherms) | Technical Potential | 0 | 0 | 0 | 0 | 0 | 0 | 0 | 0 | 0 | 0 | 0 | 0 | 0 | 0 | 0 | 0 | 0 | 0 | 0 | 0 | 0 | 0 | 0 | 0 | 0 | 0 | 0
F5_Commercial_WA - College_New_Space Heating_Natural Gas_HVAC - Shut Off Damper_A_Technical Potential | F5 | Commercial | WA - College | New | Space Heating | Natural Gas | HVAC - Shut Off Damper | A | Incremental Summer Peak Savings (MW) | Technical Potential | 0 | 0 | 0 | 0 | 0 | 0 | 0 | 0 | 0 | 0 | 0 | 0 | 0 | 0 | 0 | 0 | 0 | 0 | 0 | 0 | 0 | 0 | 0 | 0 | 0 | 0 | 0
F6_Commercial_WA - College_New_Space Heating_Natural Gas_HVAC - Shut Off Damper_A_Technical Potential | F6 | Commercial | WA - College | New | Space Heating | Natural Gas | HVAC - Shut Off Damper | A | Incremental Winter Peak Savings (MW) | Technical Potential | 0 | 0 | 0 | 0 | 0 | 0 | 0 | 0 | 0 | 0 | 0 | 0 | 0 | 0 | 0 | 0 | 0 | 0 | 0 | 0 | 0 | 0 | 0 | 0 | 0 | 0 | 0
F7_Commercial_WA - College_New_Space Heating_Natural Gas_HVAC - Shut Off Damper_A_Technical Potential | F7 | Commercial | WA - College | New | Space Heating | Natural Gas | HVAC - Shut Off Damper | A | Cumulative Energy Savings (MWh or mTherms) | Technical Potential | 0 | 0 | 0 | 0 | 0 | 0 | 0 | 0 | 0 | 0 | 0 | 0 | 0 | 0 | 0 | 0 | 0 | 0 | 0 | 0 | 0 | 0 | 0 | 0 | 0 | 0 | 0
F8_Commercial_WA - College_New_Space Heating_Natural Gas_HVAC - Shut Off Damper_A_Technical Potential | F8 | Commercial | WA - College | New | Space Heating | Natural Gas | HVAC - Shut Off Damper | A | Cumulative Summer Peak Savings (MW) | Technical Potential | 0 | 0 | 0 | 0 | 0 | 0 | 0 | 0 | 0 | 0 | 0 | 0 | 0 | 0 | 0 | 0 | 0 | 0 | 0 | 0 | 0 | 0 | 0 | 0 | 0 | 0 | 0
F9_Commercial_WA - College_New_Space Heating_Natural Gas_HVAC - Shut Off Damper_A_Technical Potential | F9 | Commercial | WA - College | New | Space Heating | Natural Gas | HVAC - Shut Off Damper | A | Cumulative Winter Peak Savings (MW) | Technical Potential | 0 | 0 | 0 | 0 | 0 | 0 | 0 | 0 | 0 | 0 | 0 | 0 | 0 | 0 | 0 | 0 | 0 | 0 | 0 | 0 | 0 | 0 | 0 | 0 | 0 | 0 | 0
F10_Commercial_WA - College_New_Space Heating_Natural Gas_HVAC - Shut Off Damper_A_Technical Potential | F10 | Commercial | WA - College | New | Space Heating | Natural Gas | HVAC - Shut Off Damper | A | Purchases (Incremental) | Technical Potential | 0 | 0 | 0 | 0 | 0 | 0 | 0 | 0 | 0 | 0 | 0 | 0 | 0 | 0 | 0 | 0 | 0 | 0 | 0 | 0 | 0 | 0 | 0 | 0 | 0 | 0 | 0
F11_Commercial_WA - College_New_Space Heating_Natural Gas_HVAC - Shut Off Damper_A_Technical Potential | F11 | Commercial | WA - College | New | Space Heating | Natural Gas | HVAC - Shut Off Damper | A | Purchases (Cumulative) | Technical Potential | 0 | 0 | 0 | 0 | 0 | 0 | 0 | 0 | 0 | 0 | 0 | 0 | 0 | 0 | 0 | 0 | 0 | 0 | 0 | 0 | 0 | 0 | 0 | 0 | 0 | 0 | 0
F1_Commercial_WA - College_New_Space Heating_Natural Gas_Gas Furnace - Tube Inserts_A_Technical Potential | F1 | Commercial | WA - College | New | Space Heating | Natural Gas | Gas Furnace - Tube Inserts | A | Integrated Unit Energy Savings (kWh or therms) | Technical Potential | 0 | 0 | 0 | 0 | 0 | 0 | 0 | 0 | 0 | 0 | 0 | 0 | 0 | 0 | 0 | 0 | 0 | 0 | 0 | 0 | 0 | 0 | 0 | 0 | 0 | 0 | 0
F2_Commercial_WA - College_New_Space Heating_Natural Gas_Gas Furnace - Tube Inserts_A_Technical Potential | F2 | Commercial | WA - College | New | Space Heating | Natural Gas | Gas Furnace - Tube Inserts | A | Integrated Unit Summer Peak Savings (kW) | Technical Potential | 0 | 0 | 0 | 0 | 0 | 0 | 0 | 0 | 0 | 0 | 0 | 0 | 0 | 0 | 0 | 0 | 0 | 0 | 0 | 0 | 0 | 0 | 0 | 0 | 0 | 0 | 0
F3_Commercial_WA - College_New_Space Heating_Natural Gas_Gas Furnace - Tube Inserts_A_Technical Potential | F3 | Commercial | WA - College | New | Space Heating | Natural Gas | Gas Furnace - Tube Inserts | A | Integrated Unit Winter Peak Savings (kW) | Technical Potential | 0 | 0 | 0 | 0 | 0 | 0 | 0 | 0 | 0 | 0 | 0 | 0 | 0 | 0 | 0 | 0 | 0 | 0 | 0 | 0 | 0 | 0 | 0 | 0 | 0 | 0 | 0
F4_Commercial_WA - College_New_Space Heating_Natural Gas_Gas Furnace - Tube Inserts_A_Technical Potential | F4 | Commercial | WA - College | New | Space Heating | Natural Gas | Gas Furnace - Tube Inserts | A | Incremental Energy Savings (MWh or mTherms) | Technical Potential | 0 | 0 | 0 | 0 | 0 | 0 | 0 | 0 | 0 | 0 | 0 | 0 | 0 | 0 | 0 | 0 | 0 | 0 | 0 | 0 | 0 | 0 | 0 | 0 | 0 | 0 | 0
F5_Commercial_WA - College_New_Space Heating_Natural Gas_Gas Furnace - Tube Inserts_A_Technical Potential | F5 | Commercial | WA - College | New | Space Heating | Natural Gas | Gas Furnace - Tube Inserts | A | Incremental Summer Peak Savings (MW) | Technical Potential | 0 | 0 | 0 | 0 | 0 | 0 | 0 | 0 | 0 | 0 | 0 | 0 | 0 | 0 | 0 | 0 | 0 | 0 | 0 | 0 | 0 | 0 | 0 | 0 | 0 | 0 | 0
F6_Commercial_WA - College_New_Space Heating_Natural Gas_Gas Furnace - Tube Inserts_A_Technical Potential | F6 | Commercial | WA - College | New | Space Heating | Natural Gas | Gas Furnace - Tube Inserts | A | Incremental Winter Peak Savings (MW) | Technical Potential | 0 | 0 | 0 | 0 | 0 | 0 | 0 | 0 | 0 | 0 | 0 | 0 | 0 | 0 | 0 | 0 | 0 | 0 | 0 | 0 | 0 | 0 | 0 | 0 | 0 | 0 | 0
F7_Commercial_WA - College_New_Space Heating_Natural Gas_Gas Furnace - Tube Inserts_A_Technical Potential | F7 | Commercial | WA - College | New | Space Heating | Natural Gas | Gas Furnace - Tube Inserts | A | Cumulative Energy Savings (MWh or mTherms) | Technical Potential | 0 | 0 | 0 | 0 | 0 | 0 | 0 | 0 | 0 | 0 | 0 | 0 | 0 | 0 | 0 | 0 | 0 | 0 | 0 | 0 | 0 | 0 | 0 | 0 | 0 | 0 | 0
F8_Commercial_WA - College_New_Space Heating_Natural Gas_Gas Furnace - Tube Inserts_A_Technical Potential | F8 | Commercial | WA - College | New | Space Heating | Natural Gas | Gas Furnace - Tube Inserts | A | Cumulative Summer Peak Savings (MW) | Technical Potential | 0 | 0 | 0 | 0 | 0 | 0 | 0 | 0 | 0 | 0 | 0 | 0 | 0 | 0 | 0 | 0 | 0 | 0 | 0 | 0 | 0 | 0 | 0 | 0 | 0 | 0 | 0
F9_Commercial_WA - College_New_Space Heating_Natural Gas_Gas Furnace - Tube Inserts_A_Technical Potential | F9 | Commercial | WA - College | New | Space Heating | Natural Gas | Gas Furnace - Tube Inserts | A | Cumulative Winter Peak Savings (MW) | Technical Potential | 0 | 0 | 0 | 0 | 0 | 0 | 0 | 0 | 0 | 0 | 0 | 0 | 0 | 0 | 0 | 0 | 0 | 0 | 0 | 0 | 0 | 0 | 0 | 0 | 0 | 0 | 0
F10_Commercial_WA - College_New_Space Heating_Natural Gas_Gas Furnace - Tube Inserts_A_Technical Potential | F10 | Commercial | WA - College | New | Space Heating | Natural Gas | Gas Furnace - Tube Inserts | A | Purchases (Incremental) | Technical Potential | 0 | 0 | 0 | 0 | 0 | 0 | 0 | 0 | 0 | 0 | 0 | 0 | 0 | 0 | 0 | 0 | 0 | 0 | 0 | 0 | 0 | 0 | 0 | 0 | 0 | 0 | 0
F11_Commercial_WA - College_New_Space Heating_Natural Gas_Gas Furnace - Tube Inserts_A_Technical Potential | F11 | Commercial | WA - College | New | Space Heating | Natural Gas | Gas Furnace - Tube Inserts | A | Purchases (Cumulative) | Technical Potential | 0 | 0 | 0 | 0 | 0 | 0 | 0 | 0 | 0 | 0 | 0 | 0 | 0 | 0 | 0 | 0 | 0 | 0 | 0 | 0 | 0 | 0 | 0 | 0 | 0 | 0 | 0
F1_Commercial_WA - College_New_Space Heating_Natural Gas_Gas Boiler - Insulate Steam Lines/Condensate Tank_A_Technical Potential | F1 | Commercial | WA - College | New | Space Heating | Natural Gas | Gas Boiler - Insulate Steam Lines/Condensate Tank | A | Integrated Unit Energy Savings (kWh or therms) | Technical Potential | 0 | 0 | 0 | 0 | 0 | 0 | 0 | 0 | 0 | 0 | 0 | 0 | 0 | 0 | 0 | 0 | 0 | 0 | 0 | 0 | 0 | 0 | 0 | 0 | 0 | 0 | 0
F2_Commercial_WA - College_New_Space Heating_Natural Gas_Gas Boiler - Insulate Steam Lines/Condensate Tank_A_Technical Potential | F2 | Commercial | WA - College | New | Space Heating | Natural Gas | Gas Boiler - Insulate Steam Lines/Condensate Tank | A | Integrated Unit Summer Peak Savings (kW) | Technical Potential | 0 | 0 | 0 | 0 | 0 | 0 | 0 | 0 | 0 | 0 | 0 | 0 | 0 | 0 | 0 | 0 | 0 | 0 | 0 | 0 | 0 | 0 | 0 | 0 | 0 | 0 | 0
F3_Commercial_WA - College_New_Space Heating_Natural Gas_Gas Boiler - Insulate Steam Lines/Condensate Tank_A_Technical Potential | F3 | Commercial | WA - College | New | Space Heating | Natural Gas | Gas Boiler - Insulate Steam Lines/Condensate Tank | A | Integrated Unit Winter Peak Savings (kW) | Technical Potential | 0 | 0 | 0 | 0 | 0 | 0 | 0 | 0 | 0 | 0 | 0 | 0 | 0 | 0 | 0 | 0 | 0 | 0 | 0 | 0 | 0 | 0 | 0 | 0 | 0 | 0 | 0
F4_Commercial_WA - College_New_Space Heating_Natural Gas_Gas Boiler - Insulate Steam Lines/Condensate Tank_A_Technical Potential | F4 | Commercial | WA - College | New | Space Heating | Natural Gas | Gas Boiler - Insulate Steam Lines/Condensate Tank | A | Incremental Energy Savings (MWh or mTherms) | Technical Potential | 0 | 0 | 0 | 0 | 0 | 0 | 0 | 0 | 0 | 0 | 0 | 0 | 0 | 0 | 0 | 0 | 0 | 0 | 0 | 0 | 0 | 0 | 0 | 0 | 0 | 0 | 0
F5_Commercial_WA - College_New_Space Heating_Natural Gas_Gas Boiler - Insulate Steam Lines/Condensate Tank_A_Technical Potential | F5 | Commercial | WA - College | New | Space Heating | Natural Gas | Gas Boiler - Insulate Steam Lines/Condensate Tank | A | Incremental Summer Peak Savings (MW) | Technical Potential | 0 | 0 | 0 | 0 | 0 | 0 | 0 | 0 | 0 | 0 | 0 | 0 | 0 | 0 | 0 | 0 | 0 | 0 | 0 | 0 | 0 | 0 | 0 | 0 | 0 | 0 | 0
F6_Commercial_WA - College_New_Space Heating_Natural Gas_Gas Boiler - Insulate Steam Lines/Condensate Tank_A_Technical Potential | F6 | Commercial | WA - College | New | Space Heating | Natural Gas | Gas Boiler - Insulate Steam Lines/Condensate Tank | A | Incremental Winter Peak Savings (MW) | Technical Potential | 0 | 0 | 0 | 0 | 0 | 0 | 0 | 0 | 0 | 0 | 0 | 0 | 0 | 0 | 0 | 0 | 0 | 0 | 0 | 0 | 0 | 0 | 0 | 0 | 0 | 0 | 0
F7_Commercial_WA - College_New_Space Heating_Natural Gas_Gas Boiler - Insulate Steam Lines/Condensate Tank_A_Technical Potential | F7 | Commercial | WA - College | New | Space Heating | Natural Gas | Gas Boiler - Insulate Steam Lines/Condensate Tank | A | Cumulative Energy Savings (MWh or mTherms) | Technical Potential | 0 | 0 | 0 | 0 | 0 | 0 | 0 | 0 | 0 | 0 | 0 | 0 | 0 | 0 | 0 | 0 | 0 | 0 | 0 | 0 | 0 | 0 | 0 | 0 | 0 | 0 | 0
F8_Commercial_WA - College_New_Space Heating_Natural Gas_Gas Boiler - Insulate Steam Lines/Condensate Tank_A_Technical Potential | F8 | Commercial | WA - College | New | Space Heating | Natural Gas | Gas Boiler - Insulate Steam Lines/Condensate Tank | A | Cumulative Summer Peak Savings (MW) | Technical Potential | 0 | 0 | 0 | 0 | 0 | 0 | 0 | 0 | 0 | 0 | 0 | 0 | 0 | 0 | 0 | 0 | 0 | 0 | 0 | 0 | 0 | 0 | 0 | 0 | 0 | 0 | 0
F9_Commercial_WA - College_New_Space Heating_Natural Gas_Gas Boiler - Insulate Steam Lines/Condensate Tank_A_Technical Potential | F9 | Commercial | WA - College | New | Space Heating | Natural Gas | Gas Boiler - Insulate Steam Lines/Condensate Tank | A | Cumulative Winter Peak Savings (MW) | Technical Potential | 0 | 0 | 0 | 0 | 0 | 0 | 0 | 0 | 0 | 0 | 0 | 0 | 0 | 0 | 0 | 0 | 0 | 0 | 0 | 0 | 0 | 0 | 0 | 0 | 0 | 0 | 0
F10_Commercial_WA - College_New_Space Heating_Natural Gas_Gas Boiler - Insulate Steam Lines/Condensate Tank_A_Technical Potential | F10 | Commercial | WA - College | New | Space Heating | Natural Gas | Gas Boiler - Insulate Steam Lines/Condensate Tank | A | Purchases (Incremental) | Technical Potential | 0 | 0 | 0 | 0 | 0 | 0 | 0 | 0 | 0 | 0 | 0 | 0 | 0 | 0 | 0 | 0 | 0 | 0 | 0 | 0 | 0 | 0 | 0 | 0 | 0 | 0 | 0
F11_Commercial_WA - College_New_Space Heating_Natural Gas_Gas Boiler - Insulate Steam Lines/Condensate Tank_A_Technical Potential | F11 | Commercial | WA - College | New | Space Heating | Natural Gas | Gas Boiler - Insulate Steam Lines/Condensate Tank | A | Purchases (Cumulative) | Technical Potential | 0 | 0 | 0 | 0 | 0 | 0 | 0 | 0 | 0 | 0 | 0 | 0 | 0 | 0 | 0 | 0 | 0 | 0 | 0 | 0 | 0 | 0 | 0 | 0 | 0 | 0 | 0
F1_Commercial_WA - College_New_Space Heating_Natural Gas_Gas Boiler - Insulate Hot Water Lines_A_Technical Potential | F1 | Commercial | WA - College | New | Space Heating | Natural Gas | Gas Boiler - Insulate Hot Water Lines | A | Integrated Unit Energy Savings (kWh or therms) | Technical Potential | 0 | 0 | 0 | 0 | 0 | 0 | 0 | 0 | 0 | 0 | 0 | 0 | 0 | 0 | 0 | 0 | 0 | 0 | 0 | 0 | 0 | 0 | 0 | 0 | 0 | 0 | 0
F2_Commercial_WA - College_New_Space Heating_Natural Gas_Gas Boiler - Insulate Hot Water Lines_A_Technical Potential | F2 | Commercial | WA - College | New | Space Heating | Natural Gas | Gas Boiler - Insulate Hot Water Lines | A | Integrated Unit Summer Peak Savings (kW) | Technical Potential | 0 | 0 | 0 | 0 | 0 | 0 | 0 | 0 | 0 | 0 | 0 | 0 | 0 | 0 | 0 | 0 | 0 | 0 | 0 | 0 | 0 | 0 | 0 | 0 | 0 | 0 | 0
F3_Commercial_WA - College_New_Space Heating_Natural Gas_Gas Boiler - Insulate Hot Water Lines_A_Technical Potential | F3 | Commercial | WA - College | New | Space Heating | Natural Gas | Gas Boiler - Insulate Hot Water Lines | A | Integrated Unit Winter Peak Savings (kW) | Technical Potential | 0 | 0 | 0 | 0 | 0 | 0 | 0 | 0 | 0 | 0 | 0 | 0 | 0 | 0 | 0 | 0 | 0 | 0 | 0 | 0 | 0 | 0 | 0 | 0 | 0 | 0 | 0
F4_Commercial_WA - College_New_Space Heating_Natural Gas_Gas Boiler - Insulate Hot Water Lines_A_Technical Potential | F4 | Commercial | WA - College | New | Space Heating | Natural Gas | Gas Boiler - Insulate Hot Water Lines | A | Incremental Energy Savings (MWh or mTherms) | Technical Potential | 0 | 0 | 0 | 0 | 0 | 0 | 0 | 0 | 0 | 0 | 0 | 0 | 0 | 0 | 0 | 0 | 0 | 0 | 0 | 0 | 0 | 0 | 0 | 0 | 0 | 0 | 0
F5_Commercial_WA - College_New_Space Heating_Natural Gas_Gas Boiler - Insulate Hot Water Lines_A_Technical Potential | F5 | Commercial | WA - College | New | Space Heating | Natural Gas | Gas Boiler - Insulate Hot Water Lines | A | Incremental Summer Peak Savings (MW) | Technical Potential | 0 | 0 | 0 | 0 | 0 | 0 | 0 | 0 | 0 | 0 | 0 | 0 | 0 | 0 | 0 | 0 | 0 | 0 | 0 | 0 | 0 | 0 | 0 | 0 | 0 | 0 | 0
F6_Commercial_WA - College_New_Space Heating_Natural Gas_Gas Boiler - Insulate Hot Water Lines_A_Technical Potential | F6 | Commercial | WA - College | New | Space Heating | Natural Gas | Gas Boiler - Insulate Hot Water Lines | A | Incremental Winter Peak Savings (MW) | Technical Potential | 0 | 0 | 0 | 0 | 0 | 0 | 0 | 0 | 0 | 0 | 0 | 0 | 0 | 0 | 0 | 0 | 0 | 0 | 0 | 0 | 0 | 0 | 0 | 0 | 0 | 0 | 0
F7_Commercial_WA - College_New_Space Heating_Natural Gas_Gas Boiler - Insulate Hot Water Lines_A_Technical Potential | F7 | Commercial | WA - College | New | Space Heating | Natural Gas | Gas Boiler - Insulate Hot Water Lines | A | Cumulative Energy Savings (MWh or mTherms) | Technical Potential | 0 | 0 | 0 | 0 | 0 | 0 | 0 | 0 | 0 | 0 | 0 | 0 | 0 | 0 | 0 | 0 | 0 | 0 | 0 | 0 | 0 | 0 | 0 | 0 | 0 | 0 | 0
F8_Commercial_WA - College_New_Space Heating_Natural Gas_Gas Boiler - Insulate Hot Water Lines_A_Technical Potential | F8 | Commercial | WA - College | New | Space Heating | Natural Gas | Gas Boiler - Insulate Hot Water Lines | A | Cumulative Summer Peak Savings (MW) | Technical Potential | 0 | 0 | 0 | 0 | 0 | 0 | 0 | 0 | 0 | 0 | 0 | 0 | 0 | 0 | 0 | 0 | 0 | 0 | 0 | 0 | 0 | 0 | 0 | 0 | 0 | 0 | 0
F9_Commercial_WA - College_New_Space Heating_Natural Gas_Gas Boiler - Insulate Hot Water Lines_A_Technical Potential | F9 | Commercial | WA - College | New | Space Heating | Natural Gas | Gas Boiler - Insulate Hot Water Lines | A | Cumulative Winter Peak Savings (MW) | Technical Potential | 0 | 0 | 0 | 0 | 0 | 0 | 0 | 0 | 0 | 0 | 0 | 0 | 0 | 0 | 0 | 0 | 0 | 0 | 0 | 0 | 0 | 0 | 0 | 0 | 0 | 0 | 0
F10_Commercial_WA - College_New_Space Heating_Natural Gas_Gas Boiler - Insulate Hot Water Lines_A_Technical Potential | F10 | Commercial | WA - College | New | Space Heating | Natural Gas | Gas Boiler - Insulate Hot Water Lines | A | Purchases (Incremental) | Technical Potential | 0 | 0 | 0 | 0 | 0 | 0 | 0 | 0 | 0 | 0 | 0 | 0 | 0 | 0 | 0 | 0 | 0 | 0 | 0 | 0 | 0 | 0 | 0 | 0 | 0 | 0 | 0
F11_Commercial_WA - College_New_Space Heating_Natural Gas_Gas Boiler - Insulate Hot Water Lines_A_Technical Potential | F11 | Commercial | WA - College | New | Space Heating | Natural Gas | Gas Boiler - Insulate Hot Water Lines | A | Purchases (Cumulative) | Technical Potential | 0 | 0 | 0 | 0 | 0 | 0 | 0 | 0 | 0 | 0 | 0 | 0 | 0 | 0 | 0 | 0 | 0 | 0 | 0 | 0 | 0 | 0 | 0 | 0 | 0 | 0 | 0
F1_Commercial_WA - College_New_Space Heating_Natural Gas_Condensing RTU_A_Technical Potential | F1 | Commercial | WA - College | New | Space Heating | Natural Gas | Condensing RTU | A | Integrated Unit Energy Savings (kWh or therms) | Technical Potential | 0 | 0 | 0 | 0 | 0 | 0 | 0 | 0 | 0 | 0 | 0 | 0 | 0 | 0 | 0 | 0 | 0 | 0 | 0 | 0 | 0 | 0 | 0 | 0 | 0 | 0 | 0
F2_Commercial_WA - College_New_Space Heating_Natural Gas_Condensing RTU_A_Technical Potential | F2 | Commercial | WA - College | New | Space Heating | Natural Gas | Condensing RTU | A | Integrated Unit Summer Peak Savings (kW) | Technical Potential | 0 | 0 | 0 | 0 | 0 | 0 | 0 | 0 | 0 | 0 | 0 | 0 | 0 | 0 | 0 | 0 | 0 | 0 | 0 | 0 | 0 | 0 | 0 | 0 | 0 | 0 | 0
F3_Commercial_WA - College_New_Space Heating_Natural Gas_Condensing RTU_A_Technical Potential | F3 | Commercial | WA - College | New | Space Heating | Natural Gas | Condensing RTU | A | Integrated Unit Winter Peak Savings (kW) | Technical Potential | 0 | 0 | 0 | 0 | 0 | 0 | 0 | 0 | 0 | 0 | 0 | 0 | 0 | 0 | 0 | 0 | 0 | 0 | 0 | 0 | 0 | 0 | 0 | 0 | 0 | 0 | 0
F4_Commercial_WA - College_New_Space Heating_Natural Gas_Condensing RTU_A_Technical Potential | F4 | Commercial | WA - College | New | Space Heating | Natural Gas | Condensing RTU | A | Incremental Energy Savings (MWh or mTherms) | Technical Potential | 0 | 0 | 0 | 0 | 0 | 0 | 0 | 0 | 0 | 0 | 0 | 0 | 0 | 0 | 0 | 0 | 0 | 0 | 0 | 0 | 0 | 0 | 0 | 0 | 0 | 0 | 0
F5_Commercial_WA - College_New_Space Heating_Natural Gas_Condensing RTU_A_Technical Potential | F5 | Commercial | WA - College | New | Space Heating | Natural Gas | Condensing RTU | A | Incremental Summer Peak Savings (MW) | Technical Potential | 0 | 0 | 0 | 0 | 0 | 0 | 0 | 0 | 0 | 0 | 0 | 0 | 0 | 0 | 0 | 0 | 0 | 0 | 0 | 0 | 0 | 0 | 0 | 0 | 0 | 0 | 0
F6_Commercial_WA - College_New_Space Heating_Natural Gas_Condensing RTU_A_Technical Potential | F6 | Commercial | WA - College | New | Space Heating | Natural Gas | Condensing RTU | A | Incremental Winter Peak Savings (MW) | Technical Potential | 0 | 0 | 0 | 0 | 0 | 0 | 0 | 0 | 0 | 0 | 0 | 0 | 0 | 0 | 0 | 0 | 0 | 0 | 0 | 0 | 0 | 0 | 0 | 0 | 0 | 0 | 0
F7_Commercial_WA - College_New_Space Heating_Natural Gas_Condensing RTU_A_Technical Potential | F7 | Commercial | WA - College | New | Space Heating | Natural Gas | Condensing RTU | A | Cumulative Energy Savings (MWh or mTherms) | Technical Potential | 0 | 0 | 0 | 0 | 0 | 0 | 0 | 0 | 0 | 0 | 0 | 0 | 0 | 0 | 0 | 0 | 0 | 0 | 0 | 0 | 0 | 0 | 0 | 0 | 0 | 0 | 0
F8_Commercial_WA - College_New_Space Heating_Natural Gas_Condensing RTU_A_Technical Potential | F8 | Commercial | WA - College | New | Space Heating | Natural Gas | Condensing RTU | A | Cumulative Summer Peak Savings (MW) | Technical Potential | 0 | 0 | 0 | 0 | 0 | 0 | 0 | 0 | 0 | 0 | 0 | 0 | 0 | 0 | 0 | 0 | 0 | 0 | 0 | 0 | 0 | 0 | 0 | 0 | 0 | 0 | 0
F9_Commercial_WA - College_New_Space Heating_Natural Gas_Condensing RTU_A_Technical Potential | F9 | Commercial | WA - College | New | Space Heating | Natural Gas | Condensing RTU | A | Cumulative Winter Peak Savings (MW) | Technical Potential | 0 | 0 | 0 | 0 | 0 | 0 | 0 | 0 | 0 | 0 | 0 | 0 | 0 | 0 | 0 | 0 | 0 | 0 | 0 | 0 | 0 | 0 | 0 | 0 | 0 | 0 | 0
F10_Commercial_WA - College_New_Space Heating_Natural Gas_Condensing RTU_A_Technical Potential | F10 | Commercial | WA - College | New | Space Heating | Natural Gas | Condensing RTU | A | Purchases (Incremental) | Technical Potential | 0 | 0 | 0 | 0 | 0 | 0 | 0 | 0 | 0 | 0 | 0 | 0 | 0 | 0 | 0 | 0 | 0 | 0 | 0 | 0 | 0 | 0 | 0 | 0 | 0 | 0 | 0
F11_Commercial_WA - College_New_Space Heating_Natural Gas_Condensing RTU_A_Technical Potential | F11 | Commercial | WA - College | New | Space Heating | Natural Gas | Condensing RTU | A | Purchases (Cumulative) | Technical Potential | 0 | 0 | 0 | 0 | 0 | 0 | 0 | 0 | 0 | 0 | 0 | 0 | 0 | 0 | 0 | 0 | 0 | 0 | 0 | 0 | 0 | 0 | 0 | 0 | 0 | 0 | 0
F1_Commercial_WA - College_New_Space Heating_Natural Gas_Hydronic Heating Radiator Replacement_A_Technical Potential | F1 | Commercial | WA - College | New | Space Heating | Natural Gas | Hydronic Heating Radiator Replacement | A | Integrated Unit Energy Savings (kWh or therms) | Technical Potential | 0 | 0 | 0 | 0 | 0 | 0 | 0 | 0 | 0 | 0 | 0 | 0 | 0 | 0 | 0 | 0 | 0 | 0 | 0 | 0 | 0 | 0 | 0 | 0 | 0 | 0 | 0
F2_Commercial_WA - College_New_Space Heating_Natural Gas_Hydronic Heating Radiator Replacement_A_Technical Potential | F2 | Commercial | WA - College | New | Space Heating | Natural Gas | Hydronic Heating Radiator Replacement | A | Integrated Unit Summer Peak Savings (kW) | Technical Potential | 0 | 0 | 0 | 0 | 0 | 0 | 0 | 0 | 0 | 0 | 0 | 0 | 0 | 0 | 0 | 0 | 0 | 0 | 0 | 0 | 0 | 0 | 0 | 0 | 0 | 0 | 0
F3_Commercial_WA - College_New_Space Heating_Natural Gas_Hydronic Heating Radiator Replacement_A_Technical Potential | F3 | Commercial | WA - College | New | Space Heating | Natural Gas | Hydronic Heating Radiator Replacement | A | Integrated Unit Winter Peak Savings (kW) | Technical Potential | 0 | 0 | 0 | 0 | 0 | 0 | 0 | 0 | 0 | 0 | 0 | 0 | 0 | 0 | 0 | 0 | 0 | 0 | 0 | 0 | 0 | 0 | 0 | 0 | 0 | 0 | 0
F4_Commercial_WA - College_New_Space Heating_Natural Gas_Hydronic Heating Radiator Replacement_A_Technical Potential | F4 | Commercial | WA - College | New | Space Heating | Natural Gas | Hydronic Heating Radiator Replacement | A | Incremental Energy Savings (MWh or mTherms) | Technical Potential | 0 | 0 | 0 | 0 | 0 | 0 | 0 | 0 | 0 | 0 | 0 | 0 | 0 | 0 | 0 | 0 | 0 | 0 | 0 | 0 | 0 | 0 | 0 | 0 | 0 | 0 | 0
F5_Commercial_WA - College_New_Space Heating_Natural Gas_Hydronic Heating Radiator Replacement_A_Technical Potential | F5 | Commercial | WA - College | New | Space Heating | Natural Gas | Hydronic Heating Radiator Replacement | A | Incremental Summer Peak Savings (MW) | Technical Potential | 0 | 0 | 0 | 0 | 0 | 0 | 0 | 0 | 0 | 0 | 0 | 0 | 0 | 0 | 0 | 0 | 0 | 0 | 0 | 0 | 0 | 0 | 0 | 0 | 0 | 0 | 0
F6_Commercial_WA - College_New_Space Heating_Natural Gas_Hydronic Heating Radiator Replacement_A_Technical Potential | F6 | Commercial | WA - College | New | Space Heating | Natural Gas | Hydronic Heating Radiator Replacement | A | Incremental Winter Peak Savings (MW) | Technical Potential | 0 | 0 | 0 | 0 | 0 | 0 | 0 | 0 | 0 | 0 | 0 | 0 | 0 | 0 | 0 | 0 | 0 | 0 | 0 | 0 | 0 | 0 | 0 | 0 | 0 | 0 | 0
F7_Commercial_WA - College_New_Space Heating_Natural Gas_Hydronic Heating Radiator Replacement_A_Technical Potential | F7 | Commercial | WA - College | New | Space Heating | Natural Gas | Hydronic Heating Radiator Replacement | A | Cumulative Energy Savings (MWh or mTherms) | Technical Potential | 0 | 0 | 0 | 0 | 0 | 0 | 0 | 0 | 0 | 0 | 0 | 0 | 0 | 0 | 0 | 0 | 0 | 0 | 0 | 0 | 0 | 0 | 0 | 0 | 0 | 0 | 0
F8_Commercial_WA - College_New_Space Heating_Natural Gas_Hydronic Heating Radiator Replacement_A_Technical Potential | F8 | Commercial | WA - College | New | Space Heating | Natural Gas | Hydronic Heating Radiator Replacement | A | Cumulative Summer Peak Savings (MW) | Technical Potential | 0 | 0 | 0 | 0 | 0 | 0 | 0 | 0 | 0 | 0 | 0 | 0 | 0 | 0 | 0 | 0 | 0 | 0 | 0 | 0 | 0 | 0 | 0 | 0 | 0 | 0 | 0
F9_Commercial_WA - College_New_Space Heating_Natural Gas_Hydronic Heating Radiator Replacement_A_Technical Potential | F9 | Commercial | WA - College | New | Space Heating | Natural Gas | Hydronic Heating Radiator Replacement | A | Cumulative Winter Peak Savings (MW) | Technical Potential | 0 | 0 | 0 | 0 | 0 | 0 | 0 | 0 | 0 | 0 | 0 | 0 | 0 | 0 | 0 | 0 | 0 | 0 | 0 | 0 | 0 | 0 | 0 | 0 | 0 | 0 | 0
F10_Commercial_WA - College_New_Space Heating_Natural Gas_Hydronic Heating Radiator Replacement_A_Technical Potential | F10 | Commercial | WA - College | New | Space Heating | Natural Gas | Hydronic Heating Radiator Replacement | A | Purchases (Incremental) | Technical Potential | 0 | 0 | 0 | 0 | 0 | 0 | 0 | 0 | 0 | 0 | 0 | 0 | 0 | 0 | 0 | 0 | 0 | 0 | 0 | 0 | 0 | 0 | 0 | 0 | 0 | 0 | 0
F11_Commercial_WA - College_New_Space Heating_Natural Gas_Hydronic Heating Radiator Replacement_A_Technical Potential | F11 | Commercial | WA - College | New | Space Heating | Natural Gas | Hydronic Heating Radiator Replacement | A | Purchases (Cumulative) | Technical Potential | 0 | 0 | 0 | 0 | 0 | 0 | 0 | 0 | 0 | 0 | 0 | 0 | 0 | 0 | 0 | 0 | 0 | 0 | 0 | 0 | 0 | 0 | 0 | 0 | 0 | 0 | 0
F1_Commercial_WA - College_New_Space Heating_Natural Gas_Thermostat - Connected_A_Technical Potential | F1 | Commercial | WA - College | New | Space Heating | Natural Gas | Thermostat - Connected | A | Integrated Unit Energy Savings (kWh or therms) | Technical Potential | 0 | 0 | 0 | 0 | 0 | 0 | 0 | 0 | 0 | 0 | 0 | 0 | 0 | 0 | 0 | 0 | 0 | 0 | 0 | 0 | 0 | 0 | 0 | 0 | 0 | 0 | 0
F2_Commercial_WA - College_New_Space Heating_Natural Gas_Thermostat - Connected_A_Technical Potential | F2 | Commercial | WA - College | New | Space Heating | Natural Gas | Thermostat - Connected | A | Integrated Unit Summer Peak Savings (kW) | Technical Potential | 0 | 0 | 0 | 0 | 0 | 0 | 0 | 0 | 0 | 0 | 0 | 0 | 0 | 0 | 0 | 0 | 0 | 0 | 0 | 0 | 0 | 0 | 0 | 0 | 0 | 0 | 0
F3_Commercial_WA - College_New_Space Heating_Natural Gas_Thermostat - Connected_A_Technical Potential | F3 | Commercial | WA - College | New | Space Heating | Natural Gas | Thermostat - Connected | A | Integrated Unit Winter Peak Savings (kW) | Technical Potential | 0 | 0 | 0 | 0 | 0 | 0 | 0 | 0 | 0 | 0 | 0 | 0 | 0 | 0 | 0 | 0 | 0 | 0 | 0 | 0 | 0 | 0 | 0 | 0 | 0 | 0 | 0
F4_Commercial_WA - College_New_Space Heating_Natural Gas_Thermostat - Connected_A_Technical Potential | F4 | Commercial | WA - College | New | Space Heating | Natural Gas | Thermostat - Connected | A | Incremental Energy Savings (MWh or mTherms) | Technical Potential | 0 | 0 | 0 | 0 | 0 | 0 | 0 | 0 | 0 | 0 | 0 | 0 | 0 | 0 | 0 | 0 | 0 | 0 | 0 | 0 | 0 | 0 | 0 | 0 | 0 | 0 | 0
F5_Commercial_WA - College_New_Space Heating_Natural Gas_Thermostat - Connected_A_Technical Potential | F5 | Commercial | WA - College | New | Space Heating | Natural Gas | Thermostat - Connected | A | Incremental Summer Peak Savings (MW) | Technical Potential | 0 | 0 | 0 | 0 | 0 | 0 | 0 | 0 | 0 | 0 | 0 | 0 | 0 | 0 | 0 | 0 | 0 | 0 | 0 | 0 | 0 | 0 | 0 | 0 | 0 | 0 | 0
F6_Commercial_WA - College_New_Space Heating_Natural Gas_Thermostat - Connected_A_Technical Potential | F6 | Commercial | WA - College | New | Space Heating | Natural Gas | Thermostat - Connected | A | Incremental Winter Peak Savings (MW) | Technical Potential | 0 | 0 | 0 | 0 | 0 | 0 | 0 | 0 | 0 | 0 | 0 | 0 | 0 | 0 | 0 | 0 | 0 | 0 | 0 | 0 | 0 | 0 | 0 | 0 | 0 | 0 | 0
F7_Commercial_WA - College_New_Space Heating_Natural Gas_Thermostat - Connected_A_Technical Potential | F7 | Commercial | WA - College | New | Space Heating | Natural Gas | Thermostat - Connected | A | Cumulative Energy Savings (MWh or mTherms) | Technical Potential | 0 | 0 | 0 | 0 | 0 | 0 | 0 | 0 | 0 | 0 | 0 | 0 | 0 | 0 | 0 | 0 | 0 | 0 | 0 | 0 | 0 | 0 | 0 | 0 | 0 | 0 | 0
F8_Commercial_WA - College_New_Space Heating_Natural Gas_Thermostat - Connected_A_Technical Potential | F8 | Commercial | WA - College | New | Space Heating | Natural Gas | Thermostat - Connected | A | Cumulative Summer Peak Savings (MW) | Technical Potential | 0 | 0 | 0 | 0 | 0 | 0 | 0 | 0 | 0 | 0 | 0 | 0 | 0 | 0 | 0 | 0 | 0 | 0 | 0 | 0 | 0 | 0 | 0 | 0 | 0 | 0 | 0
F9_Commercial_WA - College_New_Space Heating_Natural Gas_Thermostat - Connected_A_Technical Potential | F9 | Commercial | WA - College | New | Space Heating | Natural Gas | Thermostat - Connected | A | Cumulative Winter Peak Savings (MW) | Technical Potential | 0 | 0 | 0 | 0 | 0 | 0 | 0 | 0 | 0 | 0 | 0 | 0 | 0 | 0 | 0 | 0 | 0 | 0 | 0 | 0 | 0 | 0 | 0 | 0 | 0 | 0 | 0
F10_Commercial_WA - College_New_Space Heating_Natural Gas_Thermostat - Connected_A_Technical Potential | F10 | Commercial | WA - College | New | Space Heating | Natural Gas | Thermostat - Connected | A | Purchases (Incremental) | Technical Potential | 0 | 0 | 0 | 0 | 0 | 0 | 0 | 0 | 0 | 0 | 0 | 0 | 0 | 0 | 0 | 0 | 0 | 0 | 0 | 0 | 0 | 0 | 0 | 0 | 0 | 0 | 0
F11_Commercial_WA - College_New_Space Heating_Natural Gas_Thermostat - Connected_A_Technical Potential | F11 | Commercial | WA - College | New | Space Heating | Natural Gas | Thermostat - Connected | A | Purchases (Cumulative) | Technical Potential | 0 | 0 | 0 | 0 | 0 | 0 | 0 | 0 | 0 | 0 | 0 | 0 | 0 | 0 | 0 | 0 | 0 | 0 | 0 | 0 | 0 | 0 | 0 | 0 | 0 | 0 | 0
F1_Commercial_WA - College_New_Water Heating_Natural Gas_Water Heater - Thermostatic Shower Restriction Valve_A_Technical Potential | F1 | Commercial | WA - College | New | Water Heating | Natural Gas | Water Heater - Thermostatic Shower Restriction Valve | A | Integrated Unit Energy Savings (kWh or therms) | Technical Potential | 0 | 0 | 0 | 0 | 0 | 0 | 0 | 0 | 0 | 0 | 0 | 0 | 0 | 0 | 0 | 0 | 0 | 0 | 0 | 0 | 0 | 0 | 0 | 0 | 0 | 0 | 0
F2_Commercial_WA - College_New_Water Heating_Natural Gas_Water Heater - Thermostatic Shower Restriction Valve_A_Technical Potential | F2 | Commercial | WA - College | New | Water Heating | Natural Gas | Water Heater - Thermostatic Shower Restriction Valve | A | Integrated Unit Summer Peak Savings (kW) | Technical Potential | 0 | 0 | 0 | 0 | 0 | 0 | 0 | 0 | 0 | 0 | 0 | 0 | 0 | 0 | 0 | 0 | 0 | 0 | 0 | 0 | 0 | 0 | 0 | 0 | 0 | 0 | 0
F3_Commercial_WA - College_New_Water Heating_Natural Gas_Water Heater - Thermostatic Shower Restriction Valve_A_Technical Potential | F3 | Commercial | WA - College | New | Water Heating | Natural Gas | Water Heater - Thermostatic Shower Restriction Valve | A | Integrated Unit Winter Peak Savings (kW) | Technical Potential | 0 | 0 | 0 | 0 | 0 | 0 | 0 | 0 | 0 | 0 | 0 | 0 | 0 | 0 | 0 | 0 | 0 | 0 | 0 | 0 | 0 | 0 | 0 | 0 | 0 | 0 | 0
F4_Commercial_WA - College_New_Water Heating_Natural Gas_Water Heater - Thermostatic Shower Restriction Valve_A_Technical Potential | F4 | Commercial | WA - College | New | Water Heating | Natural Gas | Water Heater - Thermostatic Shower Restriction Valve | A | Incremental Energy Savings (MWh or mTherms) | Technical Potential | 0 | 0 | 0 | 0 | 0 | 0 | 0 | 0 | 0 | 0 | 0 | 0 | 0 | 0 | 0 | 0 | 0 | 0 | 0 | 0 | 0 | 0 | 0 | 0 | 0 | 0 | 0
F5_Commercial_WA - College_New_Water Heating_Natural Gas_Water Heater - Thermostatic Shower Restriction Valve_A_Technical Potential | F5 | Commercial | WA - College | New | Water Heating | Natural Gas | Water Heater - Thermostatic Shower Restriction Valve | A | Incremental Summer Peak Savings (MW) | Technical Potential | 0 | 0 | 0 | 0 | 0 | 0 | 0 | 0 | 0 | 0 | 0 | 0 | 0 | 0 | 0 | 0 | 0 | 0 | 0 | 0 | 0 | 0 | 0 | 0 | 0 | 0 | 0
F6_Commercial_WA - College_New_Water Heating_Natural Gas_Water Heater - Thermostatic Shower Restriction Valve_A_Technical Potential | F6 | Commercial | WA - College | New | Water Heating | Natural Gas | Water Heater - Thermostatic Shower Restriction Valve | A | Incremental Winter Peak Savings (MW) | Technical Potential | 0 | 0 | 0 | 0 | 0 | 0 | 0 | 0 | 0 | 0 | 0 | 0 | 0 | 0 | 0 | 0 | 0 | 0 | 0 | 0 | 0 | 0 | 0 | 0 | 0 | 0 | 0
F7_Commercial_WA - College_New_Water Heating_Natural Gas_Water Heater - Thermostatic Shower Restriction Valve_A_Technical Potential | F7 | Commercial | WA - College | New | Water Heating | Natural Gas | Water Heater - Thermostatic Shower Restriction Valve | A | Cumulative Energy Savings (MWh or mTherms) | Technical Potential | 0 | 0 | 0 | 0 | 0 | 0 | 0 | 0 | 0 | 0 | 0 | 0 | 0 | 0 | 0 | 0 | 0 | 0 | 0 | 0 | 0 | 0 | 0 | 0 | 0 | 0 | 0
F8_Commercial_WA - College_New_Water Heating_Natural Gas_Water Heater - Thermostatic Shower Restriction Valve_A_Technical Potential | F8 | Commercial | WA - College | New | Water Heating | Natural Gas | Water Heater - Thermostatic Shower Restriction Valve | A | Cumulative Summer Peak Savings (MW) | Technical Potential | 0 | 0 | 0 | 0 | 0 | 0 | 0 | 0 | 0 | 0 | 0 | 0 | 0 | 0 | 0 | 0 | 0 | 0 | 0 | 0 | 0 | 0 | 0 | 0 | 0 | 0 | 0
F9_Commercial_WA - College_New_Water Heating_Natural Gas_Water Heater - Thermostatic Shower Restriction Valve_A_Technical Potential | F9 | Commercial | WA - College | New | Water Heating | Natural Gas | Water Heater - Thermostatic Shower Restriction Valve | A | Cumulative Winter Peak Savings (MW) | Technical Potential | 0 | 0 | 0 | 0 | 0 | 0 | 0 | 0 | 0 | 0 | 0 | 0 | 0 | 0 | 0 | 0 | 0 | 0 | 0 | 0 | 0 | 0 | 0 | 0 | 0 | 0 | 0
F10_Commercial_WA - College_New_Water Heating_Natural Gas_Water Heater - Thermostatic Shower Restriction Valve_A_Technical Potential | F10 | Commercial | WA - College | New | Water Heating | Natural Gas | Water Heater - Thermostatic Shower Restriction Valve | A | Purchases (Incremental) | Technical Potential | 0 | 0 | 0 | 0 | 0 | 0 | 0 | 0 | 0 | 0 | 0 | 0 | 0 | 0 | 0 | 0 | 0 | 0 | 0 | 0 | 0 | 0 | 0 | 0 | 0 | 0 | 0
F11_Commercial_WA - College_New_Water Heating_Natural Gas_Water Heater - Thermostatic Shower Restriction Valve_A_Technical Potential | F11 | Commercial | WA - College | New | Water Heating | Natural Gas | Water Heater - Thermostatic Shower Restriction Valve | A | Purchases (Cumulative) | Technical Potential | 0 | 0 | 0 | 0 | 0 | 0 | 0 | 0 | 0 | 0 | 0 | 0 | 0 | 0 | 0 | 0 | 0 | 0 | 0 | 0 | 0 | 0 | 0 | 0 | 0 | 0 | 0
F1_Commercial_WA - College_New_Water Heating_Natural Gas_Water Heater - Pre-Rinse Spray Valve_A_Technical Potential | F1 | Commercial | WA - College | New | Water Heating | Natural Gas | Water Heater - Pre-Rinse Spray Valve | A | Integrated Unit Energy Savings (kWh or therms) | Technical Potential | 0 | 0 | 0 | 0 | 0 | 0 | 0 | 0 | 0 | 0 | 0 | 0 | 0 | 0 | 0 | 0 | 0 | 0 | 0 | 0 | 0 | 0 | 0 | 0 | 0 | 0 | 0
F2_Commercial_WA - College_New_Water Heating_Natural Gas_Water Heater - Pre-Rinse Spray Valve_A_Technical Potential | F2 | Commercial | WA - College | New | Water Heating | Natural Gas | Water Heater - Pre-Rinse Spray Valve | A | Integrated Unit Summer Peak Savings (kW) | Technical Potential | 0 | 0 | 0 | 0 | 0 | 0 | 0 | 0 | 0 | 0 | 0 | 0 | 0 | 0 | 0 | 0 | 0 | 0 | 0 | 0 | 0 | 0 | 0 | 0 | 0 | 0 | 0
F3_Commercial_WA - College_New_Water Heating_Natural Gas_Water Heater - Pre-Rinse Spray Valve_A_Technical Potential | F3 | Commercial | WA - College | New | Water Heating | Natural Gas | Water Heater - Pre-Rinse Spray Valve | A | Integrated Unit Winter Peak Savings (kW) | Technical Potential | 0 | 0 | 0 | 0 | 0 | 0 | 0 | 0 | 0 | 0 | 0 | 0 | 0 | 0 | 0 | 0 | 0 | 0 | 0 | 0 | 0 | 0 | 0 | 0 | 0 | 0 | 0
F4_Commercial_WA - College_New_Water Heating_Natural Gas_Water Heater - Pre-Rinse Spray Valve_A_Technical Potential | F4 | Commercial | WA - College | New | Water Heating | Natural Gas | Water Heater - Pre-Rinse Spray Valve | A | Incremental Energy Savings (MWh or mTherms) | Technical Potential | 0 | 0 | 0 | 0 | 0 | 0 | 0 | 0 | 0 | 0 | 0 | 0 | 0 | 0 | 0 | 0 | 0 | 0 | 0 | 0 | 0 | 0 | 0 | 0 | 0 | 0 | 0
F5_Commercial_WA - College_New_Water Heating_Natural Gas_Water Heater - Pre-Rinse Spray Valve_A_Technical Potential | F5 | Commercial | WA - College | New | Water Heating | Natural Gas | Water Heater - Pre-Rinse Spray Valve | A | Incremental Summer Peak Savings (MW) | Technical Potential | 0 | 0 | 0 | 0 | 0 | 0 | 0 | 0 | 0 | 0 | 0 | 0 | 0 | 0 | 0 | 0 | 0 | 0 | 0 | 0 | 0 | 0 | 0 | 0 | 0 | 0 | 0
F6_Commercial_WA - College_New_Water Heating_Natural Gas_Water Heater - Pre-Rinse Spray Valve_A_Technical Potential | F6 | Commercial | WA - College | New | Water Heating | Natural Gas | Water Heater - Pre-Rinse Spray Valve | A | Incremental Winter Peak Savings (MW) | Technical Potential | 0 | 0 | 0 | 0 | 0 | 0 | 0 | 0 | 0 | 0 | 0 | 0 | 0 | 0 | 0 | 0 | 0 | 0 | 0 | 0 | 0 | 0 | 0 | 0 | 0 | 0 | 0
F7_Commercial_WA - College_New_Water Heating_Natural Gas_Water Heater - Pre-Rinse Spray Valve_A_Technical Potential | F7 | Commercial | WA - College | New | Water Heating | Natural Gas | Water Heater - Pre-Rinse Spray Valve | A | Cumulative Energy Savings (MWh or mTherms) | Technical Potential | 0 | 0 | 0 | 0 | 0 | 0 | 0 | 0 | 0 | 0 | 0 | 0 | 0 | 0 | 0 | 0 | 0 | 0 | 0 | 0 | 0 | 0 | 0 | 0 | 0 | 0 | 0
F8_Commercial_WA - College_New_Water Heating_Natural Gas_Water Heater - Pre-Rinse Spray Valve_A_Technical Potential | F8 | Commercial | WA - College | New | Water Heating | Natural Gas | Water Heater - Pre-Rinse Spray Valve | A | Cumulative Summer Peak Savings (MW) | Technical Potential | 0 | 0 | 0 | 0 | 0 | 0 | 0 | 0 | 0 | 0 | 0 | 0 | 0 | 0 | 0 | 0 | 0 | 0 | 0 | 0 | 0 | 0 | 0 | 0 | 0 | 0 | 0
F9_Commercial_WA - College_New_Water Heating_Natural Gas_Water Heater - Pre-Rinse Spray Valve_A_Technical Potential | F9 | Commercial | WA - College | New | Water Heating | Natural Gas | Water Heater - Pre-Rinse Spray Valve | A | Cumulative Winter Peak Savings (MW) | Technical Potential | 0 | 0 | 0 | 0 | 0 | 0 | 0 | 0 | 0 | 0 | 0 | 0 | 0 | 0 | 0 | 0 | 0 | 0 | 0 | 0 | 0 | 0 | 0 | 0 | 0 | 0 | 0
F10_Commercial_WA - College_New_Water Heating_Natural Gas_Water Heater - Pre-Rinse Spray Valve_A_Technical Potential | F10 | Commercial | WA - College | New | Water Heating | Natural Gas | Water Heater - Pre-Rinse Spray Valve | A | Purchases (Incremental) | Technical Potential | 0 | 0 | 0 | 0 | 0 | 0 | 0 | 0 | 0 | 0 | 0 | 0 | 0 | 0 | 0 | 0 | 0 | 0 | 0 | 0 | 0 | 0 | 0 | 0 | 0 | 0 | 0
F11_Commercial_WA - College_New_Water Heating_Natural Gas_Water Heater - Pre-Rinse Spray Valve_A_Technical Potential | F11 | Commercial | WA - College | New | Water Heating | Natural Gas | Water Heater - Pre-Rinse Spray Valve | A | Purchases (Cumulative) | Technical Potential | 0 | 0 | 0 | 0 | 0 | 0 | 0 | 0 | 0 | 0 | 0 | 0 | 0 | 0 | 0 | 0 | 0 | 0 | 0 | 0 | 0 | 0 | 0 | 0 | 0 | 0 | 0
F1_Commercial_WA - College_New_Water Heating_Natural Gas_Water Heater - Temperature Setback_A_Technical Potential | F1 | Commercial | WA - College | New | Water Heating | Natural Gas | Water Heater - Temperature Setback | A | Integrated Unit Energy Savings (kWh or therms) | Technical Potential | 0 | 0 | 0 | 0 | 0 | 0 | 0 | 0 | 0 | 0 | 0 | 0 | 0 | 0 | 0 | 0 | 0 | 0 | 0 | 0 | 0 | 0 | 0 | 0 | 0 | 0 | 0
F2_Commercial_WA - College_New_Water Heating_Natural Gas_Water Heater - Temperature Setback_A_Technical Potential | F2 | Commercial | WA - College | New | Water Heating | Natural Gas | Water Heater - Temperature Setback | A | Integrated Unit Summer Peak Savings (kW) | Technical Potential | 0 | 0 | 0 | 0 | 0 | 0 | 0 | 0 | 0 | 0 | 0 | 0 | 0 | 0 | 0 | 0 | 0 | 0 | 0 | 0 | 0 | 0 | 0 | 0 | 0 | 0 | 0
F3_Commercial_WA - College_New_Water Heating_Natural Gas_Water Heater - Temperature Setback_A_Technical Potential | F3 | Commercial | WA - College | New | Water Heating | Natural Gas | Water Heater - Temperature Setback | A | Integrated Unit Winter Peak Savings (kW) | Technical Potential | 0 | 0 | 0 | 0 | 0 | 0 | 0 | 0 | 0 | 0 | 0 | 0 | 0 | 0 | 0 | 0 | 0 | 0 | 0 | 0 | 0 | 0 | 0 | 0 | 0 | 0 | 0
F4_Commercial_WA - College_New_Water Heating_Natural Gas_Water Heater - Temperature Setback_A_Technical Potential | F4 | Commercial | WA - College | New | Water Heating | Natural Gas | Water Heater - Temperature Setback | A | Incremental Energy Savings (MWh or mTherms) | Technical Potential | 0 | 0 | 0 | 0 | 0 | 0 | 0 | 0 | 0 | 0 | 0 | 0 | 0 | 0 | 0 | 0 | 0 | 0 | 0 | 0 | 0 | 0 | 0 | 0 | 0 | 0 | 0
F5_Commercial_WA - College_New_Water Heating_Natural Gas_Water Heater - Temperature Setback_A_Technical Potential | F5 | Commercial | WA - College | New | Water Heating | Natural Gas | Water Heater - Temperature Setback | A | Incremental Summer Peak Savings (MW) | Technical Potential | 0 | 0 | 0 | 0 | 0 | 0 | 0 | 0 | 0 | 0 | 0 | 0 | 0 | 0 | 0 | 0 | 0 | 0 | 0 | 0 | 0 | 0 | 0 | 0 | 0 | 0 | 0
F6_Commercial_WA - College_New_Water Heating_Natural Gas_Water Heater - Temperature Setback_A_Technical Potential | F6 | Commercial | WA - College | New | Water Heating | Natural Gas | Water Heater - Temperature Setback | A | Incremental Winter Peak Savings (MW) | Technical Potential | 0 | 0 | 0 | 0 | 0 | 0 | 0 | 0 | 0 | 0 | 0 | 0 | 0 | 0 | 0 | 0 | 0 | 0 | 0 | 0 | 0 | 0 | 0 | 0 | 0 | 0 | 0
F7_Commercial_WA - College_New_Water Heating_Natural Gas_Water Heater - Temperature Setback_A_Technical Potential | F7 | Commercial | WA - College | New | Water Heating | Natural Gas | Water Heater - Temperature Setback | A | Cumulative Energy Savings (MWh or mTherms) | Technical Potential | 0 | 0 | 0 | 0 | 0 | 0 | 0 | 0 | 0 | 0 | 0 | 0 | 0 | 0 | 0 | 0 | 0 | 0 | 0 | 0 | 0 | 0 | 0 | 0 | 0 | 0 | 0
F8_Commercial_WA - College_New_Water Heating_Natural Gas_Water Heater - Temperature Setback_A_Technical Potential | F8 | Commercial | WA - College | New | Water Heating | Natural Gas | Water Heater - Temperature Setback | A | Cumulative Summer Peak Savings (MW) | Technical Potential | 0 | 0 | 0 | 0 | 0 | 0 | 0 | 0 | 0 | 0 | 0 | 0 | 0 | 0 | 0 | 0 | 0 | 0 | 0 | 0 | 0 | 0 | 0 | 0 | 0 | 0 | 0
F9_Commercial_WA - College_New_Water Heating_Natural Gas_Water Heater - Temperature Setback_A_Technical Potential | F9 | Commercial | WA - College | New | Water Heating | Natural Gas | Water Heater - Temperature Setback | A | Cumulative Winter Peak Savings (MW) | Technical Potential | 0 | 0 | 0 | 0 | 0 | 0 | 0 | 0 | 0 | 0 | 0 | 0 | 0 | 0 | 0 | 0 | 0 | 0 | 0 | 0 | 0 | 0 | 0 | 0 | 0 | 0 | 0
F10_Commercial_WA - College_New_Water Heating_Natural Gas_Water Heater - Temperature Setback_A_Technical Potential | F10 | Commercial | WA - College | New | Water Heating | Natural Gas | Water Heater - Temperature Setback | A | Purchases (Incremental) | Technical Potential | 0 | 0 | 0 | 0 | 0 | 0 | 0 | 0 | 0 | 0 | 0 | 0 | 0 | 0 | 0 | 0 | 0 | 0 | 0 | 0 | 0 | 0 | 0 | 0 | 0 | 0 | 0
F11_Commercial_WA - College_New_Water Heating_Natural Gas_Water Heater - Temperature Setback_A_Technical Potential | F11 | Commercial | WA - College | New | Water Heating | Natural Gas | Water Heater - Temperature Setback | A | Purchases (Cumulative) | Technical Potential | 0 | 0 | 0 | 0 | 0 | 0 | 0 | 0 | 0 | 0 | 0 | 0 | 0 | 0 | 0 | 0 | 0 | 0 | 0 | 0 | 0 | 0 | 0 | 0 | 0 | 0 | 0
F1_Commercial_WA - College_New_Water Heating_Natural Gas_Water Heater - Faucet Aerators_A_Technical Potential | F1 | Commercial | WA - College | New | Water Heating | Natural Gas | Water Heater - Faucet Aerators | A | Integrated Unit Energy Savings (kWh or therms) | Technical Potential | 0 | 0 | 0 | 0 | 0 | 0 | 0 | 0 | 0 | 0 | 0 | 0 | 0 | 0 | 0 | 0 | 0 | 0 | 0 | 0 | 0 | 0 | 0 | 0 | 0 | 0 | 0
F2_Commercial_WA - College_New_Water Heating_Natural Gas_Water Heater - Faucet Aerators_A_Technical Potential | F2 | Commercial | WA - College | New | Water Heating | Natural Gas | Water Heater - Faucet Aerators | A | Integrated Unit Summer Peak Savings (kW) | Technical Potential | 0 | 0 | 0 | 0 | 0 | 0 | 0 | 0 | 0 | 0 | 0 | 0 | 0 | 0 | 0 | 0 | 0 | 0 | 0 | 0 | 0 | 0 | 0 | 0 | 0 | 0 | 0
F3_Commercial_WA - College_New_Water Heating_Natural Gas_Water Heater - Faucet Aerators_A_Technical Potential | F3 | Commercial | WA - College | New | Water Heating | Natural Gas | Water Heater - Faucet Aerators | A | Integrated Unit Winter Peak Savings (kW) | Technical Potential | 0 | 0 | 0 | 0 | 0 | 0 | 0 | 0 | 0 | 0 | 0 | 0 | 0 | 0 | 0 | 0 | 0 | 0 | 0 | 0 | 0 | 0 | 0 | 0 | 0 | 0 | 0
F4_Commercial_WA - College_New_Water Heating_Natural Gas_Water Heater - Faucet Aerators_A_Technical Potential | F4 | Commercial | WA - College | New | Water Heating | Natural Gas | Water Heater - Faucet Aerators | A | Incremental Energy Savings (MWh or mTherms) | Technical Potential | 0 | 0 | 0 | 0 | 0 | 0 | 0 | 0 | 0 | 0 | 0 | 0 | 0 | 0 | 0 | 0 | 0 | 0 | 0 | 0 | 0 | 0 | 0 | 0 | 0 | 0 | 0
F5_Commercial_WA - College_New_Water Heating_Natural Gas_Water Heater - Faucet Aerators_A_Technical Potential | F5 | Commercial | WA - College | New | Water Heating | Natural Gas | Water Heater - Faucet Aerators | A | Incremental Summer Peak Savings (MW) | Technical Potential | 0 | 0 | 0 | 0 | 0 | 0 | 0 | 0 | 0 | 0 | 0 | 0 | 0 | 0 | 0 | 0 | 0 | 0 | 0 | 0 | 0 | 0 | 0 | 0 | 0 | 0 | 0
F6_Commercial_WA - College_New_Water Heating_Natural Gas_Water Heater - Faucet Aerators_A_Technical Potential | F6 | Commercial | WA - College | New | Water Heating | Natural Gas | Water Heater - Faucet Aerators | A | Incremental Winter Peak Savings (MW) | Technical Potential | 0 | 0 | 0 | 0 | 0 | 0 | 0 | 0 | 0 | 0 | 0 | 0 | 0 | 0 | 0 | 0 | 0 | 0 | 0 | 0 | 0 | 0 | 0 | 0 | 0 | 0 | 0
F7_Commercial_WA - College_New_Water Heating_Natural Gas_Water Heater - Faucet Aerators_A_Technical Potential | F7 | Commercial | WA - College | New | Water Heating | Natural Gas | Water Heater - Faucet Aerators | A | Cumulative Energy Savings (MWh or mTherms) | Technical Potential | 0 | 0 | 0 | 0 | 0 | 0 | 0 | 0 | 0 | 0 | 0 | 0 | 0 | 0 | 0 | 0 | 0 | 0 | 0 | 0 | 0 | 0 | 0 | 0 | 0 | 0 | 0
F8_Commercial_WA - College_New_Water Heating_Natural Gas_Water Heater - Faucet Aerators_A_Technical Potential | F8 | Commercial | WA - College | New | Water Heating | Natural Gas | Water Heater - Faucet Aerators | A | Cumulative Summer Peak Savings (MW) | Technical Potential | 0 | 0 | 0 | 0 | 0 | 0 | 0 | 0 | 0 | 0 | 0 | 0 | 0 | 0 | 0 | 0 | 0 | 0 | 0 | 0 | 0 | 0 | 0 | 0 | 0 | 0 | 0
F9_Commercial_WA - College_New_Water Heating_Natural Gas_Water Heater - Faucet Aerators_A_Technical Potential | F9 | Commercial | WA - College | New | Water Heating | Natural Gas | Water Heater - Faucet Aerators | A | Cumulative Winter Peak Savings (MW) | Technical Potential | 0 | 0 | 0 | 0 | 0 | 0 | 0 | 0 | 0 | 0 | 0 | 0 | 0 | 0 | 0 | 0 | 0 | 0 | 0 | 0 | 0 | 0 | 0 | 0 | 0 | 0 | 0
F10_Commercial_WA - College_New_Water Heating_Natural Gas_Water Heater - Faucet Aerators_A_Technical Potential | F10 | Commercial | WA - College | New | Water Heating | Natural Gas | Water Heater - Faucet Aerators | A | Purchases (Incremental) | Technical Potential | 0 | 0 | 0 | 0 | 0 | 0 | 0 | 0 | 0 | 0 | 0 | 0 | 0 | 0 | 0 | 0 | 0 | 0 | 0 | 0 | 0 | 0 | 0 | 0 | 0 | 0 | 0
F11_Commercial_WA - College_New_Water Heating_Natural Gas_Water Heater - Faucet Aerators_A_Technical Potential | F11 | Commercial | WA - College | New | Water Heating | Natural Gas | Water Heater - Faucet Aerators | A | Purchases (Cumulative) | Technical Potential | 0 | 0 | 0 | 0 | 0 | 0 | 0 | 0 | 0 | 0 | 0 | 0 | 0 | 0 | 0 | 0 | 0 | 0 | 0 | 0 | 0 | 0 | 0 | 0 | 0 | 0 | 0
F1_Commercial_WA - College_New_Water Heating_Natural Gas_Water Heater - Low-Flow Showerheads_A_Technical Potential | F1 | Commercial | WA - College | New | Water Heating | Natural Gas | Water Heater - Low-Flow Showerheads | A | Integrated Unit Energy Savings (kWh or therms) | Technical Potential | 0 | 0 | 0 | 0 | 0 | 0 | 0 | 0 | 0 | 0 | 0 | 0 | 0 | 0 | 0 | 0 | 0 | 0 | 0 | 0 | 0 | 0 | 0 | 0 | 0 | 0 | 0
F2_Commercial_WA - College_New_Water Heating_Natural Gas_Water Heater - Low-Flow Showerheads_A_Technical Potential | F2 | Commercial | WA - College | New | Water Heating | Natural Gas | Water Heater - Low-Flow Showerheads | A | Integrated Unit Summer Peak Savings (kW) | Technical Potential | 0 | 0 | 0 | 0 | 0 | 0 | 0 | 0 | 0 | 0 | 0 | 0 | 0 | 0 | 0 | 0 | 0 | 0 | 0 | 0 | 0 | 0 | 0 | 0 | 0 | 0 | 0
F3_Commercial_WA - College_New_Water Heating_Natural Gas_Water Heater - Low-Flow Showerheads_A_Technical Potential | F3 | Commercial | WA - College | New | Water Heating | Natural Gas | Water Heater - Low-Flow Showerheads | A | Integrated Unit Winter Peak Savings (kW) | Technical Potential | 0 | 0 | 0 | 0 | 0 | 0 | 0 | 0 | 0 | 0 | 0 | 0 | 0 | 0 | 0 | 0 | 0 | 0 | 0 | 0 | 0 | 0 | 0 | 0 | 0 | 0 | 0
F4_Commercial_WA - College_New_Water Heating_Natural Gas_Water Heater - Low-Flow Showerheads_A_Technical Potential | F4 | Commercial | WA - College | New | Water Heating | Natural Gas | Water Heater - Low-Flow Showerheads | A | Incremental Energy Savings (MWh or mTherms) | Technical Potential | 0 | 0 | 0 | 0 | 0 | 0 | 0 | 0 | 0 | 0 | 0 | 0 | 0 | 0 | 0 | 0 | 0 | 0 | 0 | 0 | 0 | 0 | 0 | 0 | 0 | 0 | 0
F5_Commercial_WA - College_New_Water Heating_Natural Gas_Water Heater - Low-Flow Showerheads_A_Technical Potential | F5 | Commercial | WA - College | New | Water Heating | Natural Gas | Water Heater - Low-Flow Showerheads | A | Incremental Summer Peak Savings (MW) | Technical Potential | 0 | 0 | 0 | 0 | 0 | 0 | 0 | 0 | 0 | 0 | 0 | 0 | 0 | 0 | 0 | 0 | 0 | 0 | 0 | 0 | 0 | 0 | 0 | 0 | 0 | 0 | 0
F6_Commercial_WA - College_New_Water Heating_Natural Gas_Water Heater - Low-Flow Showerheads_A_Technical Potential | F6 | Commercial | WA - College | New | Water Heating | Natural Gas | Water Heater - Low-Flow Showerheads | A | Incremental Winter Peak Savings (MW) | Technical Potential | 0 | 0 | 0 | 0 | 0 | 0 | 0 | 0 | 0 | 0 | 0 | 0 | 0 | 0 | 0 | 0 | 0 | 0 | 0 | 0 | 0 | 0 | 0 | 0 | 0 | 0 | 0
F7_Commercial_WA - College_New_Water Heating_Natural Gas_Water Heater - Low-Flow Showerheads_A_Technical Potential | F7 | Commercial | WA - College | New | Water Heating | Natural Gas | Water Heater - Low-Flow Showerheads | A | Cumulative Energy Savings (MWh or mTherms) | Technical Potential | 0 | 0 | 0 | 0 | 0 | 0 | 0 | 0 | 0 | 0 | 0 | 0 | 0 | 0 | 0 | 0 | 0 | 0 | 0 | 0 | 0 | 0 | 0 | 0 | 0 | 0 | 0
F8_Commercial_WA - College_New_Water Heating_Natural Gas_Water Heater - Low-Flow Showerheads_A_Technical Potential | F8 | Commercial | WA - College | New | Water Heating | Natural Gas | Water Heater - Low-Flow Showerheads | A | Cumulative Summer Peak Savings (MW) | Technical Potential | 0 | 0 | 0 | 0 | 0 | 0 | 0 | 0 | 0 | 0 | 0 | 0 | 0 | 0 | 0 | 0 | 0 | 0 | 0 | 0 | 0 | 0 | 0 | 0 | 0 | 0 | 0
F9_Commercial_WA - College_New_Water Heating_Natural Gas_Water Heater - Low-Flow Showerheads_A_Technical Potential | F9 | Commercial | WA - College | New | Water Heating | Natural Gas | Water Heater - Low-Flow Showerheads | A | Cumulative Winter Peak Savings (MW) | Technical Potential | 0 | 0 | 0 | 0 | 0 | 0 | 0 | 0 | 0 | 0 | 0 | 0 | 0 | 0 | 0 | 0 | 0 | 0 | 0 | 0 | 0 | 0 | 0 | 0 | 0 | 0 | 0
F10_Commercial_WA - College_New_Water Heating_Natural Gas_Water Heater - Low-Flow Showerheads_A_Technical Potential | F10 | Commercial | WA - College | New | Water Heating | Natural Gas | Water Heater - Low-Flow Showerheads | A | Purchases (Incremental) | Technical Potential | 0 | 0 | 0 | 0 | 0 | 0 | 0 | 0 | 0 | 0 | 0 | 0 | 0 | 0 | 0 | 0 | 0 | 0 | 0 | 0 | 0 | 0 | 0 | 0 | 0 | 0 | 0
F11_Commercial_WA - College_New_Water Heating_Natural Gas_Water Heater - Low-Flow Showerheads_A_Technical Potential | F11 | Commercial | WA - College | New | Water Heating | Natural Gas | Water Heater - Low-Flow Showerheads | A | Purchases (Cumulative) | Technical Potential | 0 | 0 | 0 | 0 | 0 | 0 | 0 | 0 | 0 | 0 | 0 | 0 | 0 | 0 | 0 | 0 | 0 | 0 | 0 | 0 | 0 | 0 | 0 | 0 | 0 | 0 | 0
F1_Commercial_WA - College_New_Water Heating_Natural Gas_Water Heater - Tank Blanket/Insulation_A_Technical Potential | F1 | Commercial | WA - College | New | Water Heating | Natural Gas | Water Heater - Tank Blanket/Insulation | A | Integrated Unit Energy Savings (kWh or therms) | Technical Potential | 0 | 0 | 0 | 0 | 0 | 0 | 0 | 0 | 0 | 0 | 0 | 0 | 0 | 0 | 0 | 0 | 0 | 0 | 0 | 0 | 0 | 0 | 0 | 0 | 0 | 0 | 0
F2_Commercial_WA - College_New_Water Heating_Natural Gas_Water Heater - Tank Blanket/Insulation_A_Technical Potential | F2 | Commercial | WA - College | New | Water Heating | Natural Gas | Water Heater - Tank Blanket/Insulation | A | Integrated Unit Summer Peak Savings (kW) | Technical Potential | 0 | 0 | 0 | 0 | 0 | 0 | 0 | 0 | 0 | 0 | 0 | 0 | 0 | 0 | 0 | 0 | 0 | 0 | 0 | 0 | 0 | 0 | 0 | 0 | 0 | 0 | 0
F3_Commercial_WA - College_New_Water Heating_Natural Gas_Water Heater - Tank Blanket/Insulation_A_Technical Potential | F3 | Commercial | WA - College | New | Water Heating | Natural Gas | Water Heater - Tank Blanket/Insulation | A | Integrated Unit Winter Peak Savings (kW) | Technical Potential | 0 | 0 | 0 | 0 | 0 | 0 | 0 | 0 | 0 | 0 | 0 | 0 | 0 | 0 | 0 | 0 | 0 | 0 | 0 | 0 | 0 | 0 | 0 | 0 | 0 | 0 | 0
F4_Commercial_WA - College_New_Water Heating_Natural Gas_Water Heater - Tank Blanket/Insulation_A_Technical Potential | F4 | Commercial | WA - College | New | Water Heating | Natural Gas | Water Heater - Tank Blanket/Insulation | A | Incremental Energy Savings (MWh or mTherms) | Technical Potential | 0 | 0 | 0 | 0 | 0 | 0 | 0 | 0 | 0 | 0 | 0 | 0 | 0 | 0 | 0 | 0 | 0 | 0 | 0 | 0 | 0 | 0 | 0 | 0 | 0 | 0 | 0
F5_Commercial_WA - College_New_Water Heating_Natural Gas_Water Heater - Tank Blanket/Insulation_A_Technical Potential | F5 | Commercial | WA - College | New | Water Heating | Natural Gas | Water Heater - Tank Blanket/Insulation | A | Incremental Summer Peak Savings (MW) | Technical Potential | 0 | 0 | 0 | 0 | 0 | 0 | 0 | 0 | 0 | 0 | 0 | 0 | 0 | 0 | 0 | 0 | 0 | 0 | 0 | 0 | 0 | 0 | 0 | 0 | 0 | 0 | 0
F6_Commercial_WA - College_New_Water Heating_Natural Gas_Water Heater - Tank Blanket/Insulation_A_Technical Potential | F6 | Commercial | WA - College | New | Water Heating | Natural Gas | Water Heater - Tank Blanket/Insulation | A | Incremental Winter Peak Savings (MW) | Technical Potential | 0 | 0 | 0 | 0 | 0 | 0 | 0 | 0 | 0 | 0 | 0 | 0 | 0 | 0 | 0 | 0 | 0 | 0 | 0 | 0 | 0 | 0 | 0 | 0 | 0 | 0 | 0
F7_Commercial_WA - College_New_Water Heating_Natural Gas_Water Heater - Tank Blanket/Insulation_A_Technical Potential | F7 | Commercial | WA - College | New | Water Heating | Natural Gas | Water Heater - Tank Blanket/Insulation | A | Cumulative Energy Savings (MWh or mTherms) | Technical Potential | 0 | 0 | 0 | 0 | 0 | 0 | 0 | 0 | 0 | 0 | 0 | 0 | 0 | 0 | 0 | 0 | 0 | 0 | 0 | 0 | 0 | 0 | 0 | 0 | 0 | 0 | 0
F8_Commercial_WA - College_New_Water Heating_Natural Gas_Water Heater - Tank Blanket/Insulation_A_Technical Potential | F8 | Commercial | WA - College | New | Water Heating | Natural Gas | Water Heater - Tank Blanket/Insulation | A | Cumulative Summer Peak Savings (MW) | Technical Potential | 0 | 0 | 0 | 0 | 0 | 0 | 0 | 0 | 0 | 0 | 0 | 0 | 0 | 0 | 0 | 0 | 0 | 0 | 0 | 0 | 0 | 0 | 0 | 0 | 0 | 0 | 0
F9_Commercial_WA - College_New_Water Heating_Natural Gas_Water Heater - Tank Blanket/Insulation_A_Technical Potential | F9 | Commercial | WA - College | New | Water Heating | Natural Gas | Water Heater - Tank Blanket/Insulation | A | Cumulative Winter Peak Savings (MW) | Technical Potential | 0 | 0 | 0 | 0 | 0 | 0 | 0 | 0 | 0 | 0 | 0 | 0 | 0 | 0 | 0 | 0 | 0 | 0 | 0 | 0 | 0 | 0 | 0 | 0 | 0 | 0 | 0
F10_Commercial_WA - College_New_Water Heating_Natural Gas_Water Heater - Tank Blanket/Insulation_A_Technical Potential | F10 | Commercial | WA - College | New | Water Heating | Natural Gas | Water Heater - Tank Blanket/Insulation | A | Purchases (Incremental) | Technical Potential | 0 | 0 | 0 | 0 | 0 | 0 | 0 | 0 | 0 | 0 | 0 | 0 | 0 | 0 | 0 | 0 | 0 | 0 | 0 | 0 | 0 | 0 | 0 | 0 | 0 | 0 | 0
F11_Commercial_WA - College_New_Water Heating_Natural Gas_Water Heater - Tank Blanket/Insulation_A_Technical Potential | F11 | Commercial | WA - College | New | Water Heating | Natural Gas | Water Heater - Tank Blanket/Insulation | A | Purchases (Cumulative) | Technical Potential | 0 | 0 | 0 | 0 | 0 | 0 | 0 | 0 | 0 | 0 | 0 | 0 | 0 | 0 | 0 | 0 | 0 | 0 | 0 | 0 | 0 | 0 | 0 | 0 | 0 | 0 | 0
F1_Commercial_WA - College_New_Water Heating_Natural Gas_Water Heater - Drainwater Heat Recovery_A_Technical Potential | F1 | Commercial | WA - College | New | Water Heating | Natural Gas | Water Heater - Drainwater Heat Recovery | A | Integrated Unit Energy Savings (kWh or therms) | Technical Potential | 0 | 0 | 0 | 0 | 0 | 0 | 0 | 0 | 0 | 0 | 0 | 0 | 0 | 0 | 0 | 0 | 0 | 0 | 0 | 0 | 0 | 0 | 0 | 0 | 0 | 0 | 0
F2_Commercial_WA - College_New_Water Heating_Natural Gas_Water Heater - Drainwater Heat Recovery_A_Technical Potential | F2 | Commercial | WA - College | New | Water Heating | Natural Gas | Water Heater - Drainwater Heat Recovery | A | Integrated Unit Summer Peak Savings (kW) | Technical Potential | 0 | 0 | 0 | 0 | 0 | 0 | 0 | 0 | 0 | 0 | 0 | 0 | 0 | 0 | 0 | 0 | 0 | 0 | 0 | 0 | 0 | 0 | 0 | 0 | 0 | 0 | 0
F3_Commercial_WA - College_New_Water Heating_Natural Gas_Water Heater - Drainwater Heat Recovery_A_Technical Potential | F3 | Commercial | WA - College | New | Water Heating | Natural Gas | Water Heater - Drainwater Heat Recovery | A | Integrated Unit Winter Peak Savings (kW) | Technical Potential | 0 | 0 | 0 | 0 | 0 | 0 | 0 | 0 | 0 | 0 | 0 | 0 | 0 | 0 | 0 | 0 | 0 | 0 | 0 | 0 | 0 | 0 | 0 | 0 | 0 | 0 | 0
F4_Commercial_WA - College_New_Water Heating_Natural Gas_Water Heater - Drainwater Heat Recovery_A_Technical Potential | F4 | Commercial | WA - College | New | Water Heating | Natural Gas | Water Heater - Drainwater Heat Recovery | A | Incremental Energy Savings (MWh or mTherms) | Technical Potential | 0 | 0 | 0 | 0 | 0 | 0 | 0 | 0 | 0 | 0 | 0 | 0 | 0 | 0 | 0 | 0 | 0 | 0 | 0 | 0 | 0 | 0 | 0 | 0 | 0 | 0 | 0
F5_Commercial_WA - College_New_Water Heating_Natural Gas_Water Heater - Drainwater Heat Recovery_A_Technical Potential | F5 | Commercial | WA - College | New | Water Heating | Natural Gas | Water Heater - Drainwater Heat Recovery | A | Incremental Summer Peak Savings (MW) | Technical Potential | 0 | 0 | 0 | 0 | 0 | 0 | 0 | 0 | 0 | 0 | 0 | 0 | 0 | 0 | 0 | 0 | 0 | 0 | 0 | 0 | 0 | 0 | 0 | 0 | 0 | 0 | 0
F6_Commercial_WA - College_New_Water Heating_Natural Gas_Water Heater - Drainwater Heat Recovery_A_Technical Potential | F6 | Commercial | WA - College | New | Water Heating | Natural Gas | Water Heater - Drainwater Heat Recovery | A | Incremental Winter Peak Savings (MW) | Technical Potential | 0 | 0 | 0 | 0 | 0 | 0 | 0 | 0 | 0 | 0 | 0 | 0 | 0 | 0 | 0 | 0 | 0 | 0 | 0 | 0 | 0 | 0 | 0 | 0 | 0 | 0 | 0
F7_Commercial_WA - College_New_Water Heating_Natural Gas_Water Heater - Drainwater Heat Recovery_A_Technical Potential | F7 | Commercial | WA - College | New | Water Heating | Natural Gas | Water Heater - Drainwater Heat Recovery | A | Cumulative Energy Savings (MWh or mTherms) | Technical Potential | 0 | 0 | 0 | 0 | 0 | 0 | 0 | 0 | 0 | 0 | 0 | 0 | 0 | 0 | 0 | 0 | 0 | 0 | 0 | 0 | 0 | 0 | 0 | 0 | 0 | 0 | 0
F8_Commercial_WA - College_New_Water Heating_Natural Gas_Water Heater - Drainwater Heat Recovery_A_Technical Potential | F8 | Commercial | WA - College | New | Water Heating | Natural Gas | Water Heater - Drainwater Heat Recovery | A | Cumulative Summer Peak Savings (MW) | Technical Potential | 0 | 0 | 0 | 0 | 0 | 0 | 0 | 0 | 0 | 0 | 0 | 0 | 0 | 0 | 0 | 0 | 0 | 0 | 0 | 0 | 0 | 0 | 0 | 0 | 0 | 0 | 0
F9_Commercial_WA - College_New_Water Heating_Natural Gas_Water Heater - Drainwater Heat Recovery_A_Technical Potential | F9 | Commercial | WA - College | New | Water Heating | Natural Gas | Water Heater - Drainwater Heat Recovery | A | Cumulative Winter Peak Savings (MW) | Technical Potential | 0 | 0 | 0 | 0 | 0 | 0 | 0 | 0 | 0 | 0 | 0 | 0 | 0 | 0 | 0 | 0 | 0 | 0 | 0 | 0 | 0 | 0 | 0 | 0 | 0 | 0 | 0
F10_Commercial_WA - College_New_Water Heating_Natural Gas_Water Heater - Drainwater Heat Recovery_A_Technical Potential | F10 | Commercial | WA - College | New | Water Heating | Natural Gas | Water Heater - Drainwater Heat Recovery | A | Purchases (Incremental) | Technical Potential | 0 | 0 | 0 | 0 | 0 | 0 | 0 | 0 | 0 | 0 | 0 | 0 | 0 | 0 | 0 | 0 | 0 | 0 | 0 | 0 | 0 | 0 | 0 | 0 | 0 | 0 | 0
F11_Commercial_WA - College_New_Water Heating_Natural Gas_Water Heater - Drainwater Heat Recovery_A_Technical Potential | F11 | Commercial | WA - College | New | Water Heating | Natural Gas | Water Heater - Drainwater Heat Recovery | A | Purchases (Cumulative) | Technical Potential | 0 | 0 | 0 | 0 | 0 | 0 | 0 | 0 | 0 | 0 | 0 | 0 | 0 | 0 | 0 | 0 | 0 | 0 | 0 | 0 | 0 | 0 | 0 | 0 | 0 | 0 | 0
F1_Commercial_WA - College_New_Water Heating_Natural Gas_Water Heater - Circulation Pump Controls_A_Technical Potential | F1 | Commercial | WA - College | New | Water Heating | Natural Gas | Water Heater - Circulation Pump Controls | A | Integrated Unit Energy Savings (kWh or therms) | Technical Potential | 0 | 0 | 0 | 0 | 0 | 0 | 0 | 0 | 0 | 0 | 0 | 0 | 0 | 0 | 0 | 0 | 0 | 0 | 0 | 0 | 0 | 0 | 0 | 0 | 0 | 0 | 0
F2_Commercial_WA - College_New_Water Heating_Natural Gas_Water Heater - Circulation Pump Controls_A_Technical Potential | F2 | Commercial | WA - College | New | Water Heating | Natural Gas | Water Heater - Circulation Pump Controls | A | Integrated Unit Summer Peak Savings (kW) | Technical Potential | 0 | 0 | 0 | 0 | 0 | 0 | 0 | 0 | 0 | 0 | 0 | 0 | 0 | 0 | 0 | 0 | 0 | 0 | 0 | 0 | 0 | 0 | 0 | 0 | 0 | 0 | 0
F3_Commercial_WA - College_New_Water Heating_Natural Gas_Water Heater - Circulation Pump Controls_A_Technical Potential | F3 | Commercial | WA - College | New | Water Heating | Natural Gas | Water Heater - Circulation Pump Controls | A | Integrated Unit Winter Peak Savings (kW) | Technical Potential | 0 | 0 | 0 | 0 | 0 | 0 | 0 | 0 | 0 | 0 | 0 | 0 | 0 | 0 | 0 | 0 | 0 | 0 | 0 | 0 | 0 | 0 | 0 | 0 | 0 | 0 | 0
F4_Commercial_WA - College_New_Water Heating_Natural Gas_Water Heater - Circulation Pump Controls_A_Technical Potential | F4 | Commercial | WA - College | New | Water Heating | Natural Gas | Water Heater - Circulation Pump Controls | A | Incremental Energy Savings (MWh or mTherms) | Technical Potential | 0 | 0 | 0 | 0 | 0 | 0 | 0 | 0 | 0 | 0 | 0 | 0 | 0 | 0 | 0 | 0 | 0 | 0 | 0 | 0 | 0 | 0 | 0 | 0 | 0 | 0 | 0
F5_Commercial_WA - College_New_Water Heating_Natural Gas_Water Heater - Circulation Pump Controls_A_Technical Potential | F5 | Commercial | WA - College | New | Water Heating | Natural Gas | Water Heater - Circulation Pump Controls | A | Incremental Summer Peak Savings (MW) | Technical Potential | 0 | 0 | 0 | 0 | 0 | 0 | 0 | 0 | 0 | 0 | 0 | 0 | 0 | 0 | 0 | 0 | 0 | 0 | 0 | 0 | 0 | 0 | 0 | 0 | 0 | 0 | 0
F6_Commercial_WA - College_New_Water Heating_Natural Gas_Water Heater - Circulation Pump Controls_A_Technical Potential | F6 | Commercial | WA - College | New | Water Heating | Natural Gas | Water Heater - Circulation Pump Controls | A | Incremental Winter Peak Savings (MW) | Technical Potential | 0 | 0 | 0 | 0 | 0 | 0 | 0 | 0 | 0 | 0 | 0 | 0 | 0 | 0 | 0 | 0 | 0 | 0 | 0 | 0 | 0 | 0 | 0 | 0 | 0 | 0 | 0
F7_Commercial_WA - College_New_Water Heating_Natural Gas_Water Heater - Circulation Pump Controls_A_Technical Potential | F7 | Commercial | WA - College | New | Water Heating | Natural Gas | Water Heater - Circulation Pump Controls | A | Cumulative Energy Savings (MWh or mTherms) | Technical Potential | 0 | 0 | 0 | 0 | 0 | 0 | 0 | 0 | 0 | 0 | 0 | 0 | 0 | 0 | 0 | 0 | 0 | 0 | 0 | 0 | 0 | 0 | 0 | 0 | 0 | 0 | 0
F8_Commercial_WA - College_New_Water Heating_Natural Gas_Water Heater - Circulation Pump Controls_A_Technical Potential | F8 | Commercial | WA - College | New | Water Heating | Natural Gas | Water Heater - Circulation Pump Controls | A | Cumulative Summer Peak Savings (MW) | Technical Potential | 0 | 0 | 0 | 0 | 0 | 0 | 0 | 0 | 0 | 0 | 0 | 0 | 0 | 0 | 0 | 0 | 0 | 0 | 0 | 0 | 0 | 0 | 0 | 0 | 0 | 0 | 0
F9_Commercial_WA - College_New_Water Heating_Natural Gas_Water Heater - Circulation Pump Controls_A_Technical Potential | F9 | Commercial | WA - College | New | Water Heating | Natural Gas | Water Heater - Circulation Pump Controls | A | Cumulative Winter Peak Savings (MW) | Technical Potential | 0 | 0 | 0 | 0 | 0 | 0 | 0 | 0 | 0 | 0 | 0 | 0 | 0 | 0 | 0 | 0 | 0 | 0 | 0 | 0 | 0 | 0 | 0 | 0 | 0 | 0 | 0
F10_Commercial_WA - College_New_Water Heating_Natural Gas_Water Heater - Circulation Pump Controls_A_Technical Potential | F10 | Commercial | WA - College | New | Water Heating | Natural Gas | Water Heater - Circulation Pump Controls | A | Purchases (Incremental) | Technical Potential | 0 | 0 | 0 | 0 | 0 | 0 | 0 | 0 | 0 | 0 | 0 | 0 | 0 | 0 | 0 | 0 | 0 | 0 | 0 | 0 | 0 | 0 | 0 | 0 | 0 | 0 | 0
F11_Commercial_WA - College_New_Water Heating_Natural Gas_Water Heater - Circulation Pump Controls_A_Technical Potential | F11 | Commercial | WA - College | New | Water Heating | Natural Gas | Water Heater - Circulation Pump Controls | A | Purchases (Cumulative) | Technical Potential | 0 | 0 | 0 | 0 | 0 | 0 | 0 | 0 | 0 | 0 | 0 | 0 | 0 | 0 | 0 | 0 | 0 | 0 | 0 | 0 | 0 | 0 | 0 | 0 | 0 | 0 | 0
F1_Commercial_WA - College_New_Water Heating_Natural Gas_Water Heater - Pipe Insulation_A_Technical Potential | F1 | Commercial | WA - College | New | Water Heating | Natural Gas | Water Heater - Pipe Insulation | A | Integrated Unit Energy Savings (kWh or therms) | Technical Potential | 0 | 0 | 0 | 0 | 0 | 0 | 0 | 0 | 0 | 0 | 0 | 0 | 0 | 0 | 0 | 0 | 0 | 0 | 0 | 0 | 0 | 0 | 0 | 0 | 0 | 0 | 0
F2_Commercial_WA - College_New_Water Heating_Natural Gas_Water Heater - Pipe Insulation_A_Technical Potential | F2 | Commercial | WA - College | New | Water Heating | Natural Gas | Water Heater - Pipe Insulation | A | Integrated Unit Summer Peak Savings (kW) | Technical Potential | 0 | 0 | 0 | 0 | 0 | 0 | 0 | 0 | 0 | 0 | 0 | 0 | 0 | 0 | 0 | 0 | 0 | 0 | 0 | 0 | 0 | 0 | 0 | 0 | 0 | 0 | 0
F3_Commercial_WA - College_New_Water Heating_Natural Gas_Water Heater - Pipe Insulation_A_Technical Potential | F3 | Commercial | WA - College | New | Water Heating | Natural Gas | Water Heater - Pipe Insulation | A | Integrated Unit Winter Peak Savings (kW) | Technical Potential | 0 | 0 | 0 | 0 | 0 | 0 | 0 | 0 | 0 | 0 | 0 | 0 | 0 | 0 | 0 | 0 | 0 | 0 | 0 | 0 | 0 | 0 | 0 | 0 | 0 | 0 | 0
F4_Commercial_WA - College_New_Water Heating_Natural Gas_Water Heater - Pipe Insulation_A_Technical Potential | F4 | Commercial | WA - College | New | Water Heating | Natural Gas | Water Heater - Pipe Insulation | A | Incremental Energy Savings (MWh or mTherms) | Technical Potential | 0 | 0 | 0 | 0 | 0 | 0 | 0 | 0 | 0 | 0 | 0 | 0 | 0 | 0 | 0 | 0 | 0 | 0 | 0 | 0 | 0 | 0 | 0 | 0 | 0 | 0 | 0
F5_Commercial_WA - College_New_Water Heating_Natural Gas_Water Heater - Pipe Insulation_A_Technical Potential | F5 | Commercial | WA - College | New | Water Heating | Natural Gas | Water Heater - Pipe Insulation | A | Incremental Summer Peak Savings (MW) | Technical Potential | 0 | 0 | 0 | 0 | 0 | 0 | 0 | 0 | 0 | 0 | 0 | 0 | 0 | 0 | 0 | 0 | 0 | 0 | 0 | 0 | 0 | 0 | 0 | 0 | 0 | 0 | 0
F6_Commercial_WA - College_New_Water Heating_Natural Gas_Water Heater - Pipe Insulation_A_Technical Potential | F6 | Commercial | WA - College | New | Water Heating | Natural Gas | Water Heater - Pipe Insulation | A | Incremental Winter Peak Savings (MW) | Technical Potential | 0 | 0 | 0 | 0 | 0 | 0 | 0 | 0 | 0 | 0 | 0 | 0 | 0 | 0 | 0 | 0 | 0 | 0 | 0 | 0 | 0 | 0 | 0 | 0 | 0 | 0 | 0
F7_Commercial_WA - College_New_Water Heating_Natural Gas_Water Heater - Pipe Insulation_A_Technical Potential | F7 | Commercial | WA - College | New | Water Heating | Natural Gas | Water Heater - Pipe Insulation | A | Cumulative Energy Savings (MWh or mTherms) | Technical Potential | 0 | 0 | 0 | 0 | 0 | 0 | 0 | 0 | 0 | 0 | 0 | 0 | 0 | 0 | 0 | 0 | 0 | 0 | 0 | 0 | 0 | 0 | 0 | 0 | 0 | 0 | 0
F8_Commercial_WA - College_New_Water Heating_Natural Gas_Water Heater - Pipe Insulation_A_Technical Potential | F8 | Commercial | WA - College | New | Water Heating | Natural Gas | Water Heater - Pipe Insulation | A | Cumulative Summer Peak Savings (MW) | Technical Potential | 0 | 0 | 0 | 0 | 0 | 0 | 0 | 0 | 0 | 0 | 0 | 0 | 0 | 0 | 0 | 0 | 0 | 0 | 0 | 0 | 0 | 0 | 0 | 0 | 0 | 0 | 0
F9_Commercial_WA - College_New_Water Heating_Natural Gas_Water Heater - Pipe Insulation_A_Technical Potential | F9 | Commercial | WA - College | New | Water Heating | Natural Gas | Water Heater - Pipe Insulation | A | Cumulative Winter Peak Savings (MW) | Technical Potential | 0 | 0 | 0 | 0 | 0 | 0 | 0 | 0 | 0 | 0 | 0 | 0 | 0 | 0 | 0 | 0 | 0 | 0 | 0 | 0 | 0 | 0 | 0 | 0 | 0 | 0 | 0
F10_Commercial_WA - College_New_Water Heating_Natural Gas_Water Heater - Pipe Insulation_A_Technical Potential | F10 | Commercial | WA - College | New | Water Heating | Natural Gas | Water Heater - Pipe Insulation | A | Purchases (Incremental) | Technical Potential | 0 | 0 | 0 | 0 | 0 | 0 | 0 | 0 | 0 | 0 | 0 | 0 | 0 | 0 | 0 | 0 | 0 | 0 | 0 | 0 | 0 | 0 | 0 | 0 | 0 | 0 | 0
F11_Commercial_WA - College_New_Water Heating_Natural Gas_Water Heater - Pipe Insulation_A_Technical Potential | F11 | Commercial | WA - College | New | Water Heating | Natural Gas | Water Heater - Pipe Insulation | A | Purchases (Cumulative) | Technical Potential | 0 | 0 | 0 | 0 | 0 | 0 | 0 | 0 | 0 | 0 | 0 | 0 | 0 | 0 | 0 | 0 | 0 | 0 | 0 | 0 | 0 | 0 | 0 | 0 | 0 | 0 | 0
F1_Commercial_WA - College_New_Water Heating_Natural Gas_Water Heater - Motion Control Faucet_A_Technical Potential | F1 | Commercial | WA - College | New | Water Heating | Natural Gas | Water Heater - Motion Control Faucet | A | Integrated Unit Energy Savings (kWh or therms) | Technical Potential | 0 | 0 | 0 | 0 | 0 | 0 | 0 | 0 | 0 | 0 | 0 | 0 | 0 | 0 | 0 | 0 | 0 | 0 | 0 | 0 | 0 | 0 | 0 | 0 | 0 | 0 | 0
F2_Commercial_WA - College_New_Water Heating_Natural Gas_Water Heater - Motion Control Faucet_A_Technical Potential | F2 | Commercial | WA - College | New | Water Heating | Natural Gas | Water Heater - Motion Control Faucet | A | Integrated Unit Summer Peak Savings (kW) | Technical Potential | 0 | 0 | 0 | 0 | 0 | 0 | 0 | 0 | 0 | 0 | 0 | 0 | 0 | 0 | 0 | 0 | 0 | 0 | 0 | 0 | 0 | 0 | 0 | 0 | 0 | 0 | 0
F3_Commercial_WA - College_New_Water Heating_Natural Gas_Water Heater - Motion Control Faucet_A_Technical Potential | F3 | Commercial | WA - College | New | Water Heating | Natural Gas | Water Heater - Motion Control Faucet | A | Integrated Unit Winter Peak Savings (kW) | Technical Potential | 0 | 0 | 0 | 0 | 0 | 0 | 0 | 0 | 0 | 0 | 0 | 0 | 0 | 0 | 0 | 0 | 0 | 0 | 0 | 0 | 0 | 0 | 0 | 0 | 0 | 0 | 0
F4_Commercial_WA - College_New_Water Heating_Natural Gas_Water Heater - Motion Control Faucet_A_Technical Potential | F4 | Commercial | WA - College | New | Water Heating | Natural Gas | Water Heater - Motion Control Faucet | A | Incremental Energy Savings (MWh or mTherms) | Technical Potential | 0 | 0 | 0 | 0 | 0 | 0 | 0 | 0 | 0 | 0 | 0 | 0 | 0 | 0 | 0 | 0 | 0 | 0 | 0 | 0 | 0 | 0 | 0 | 0 | 0 | 0 | 0
F5_Commercial_WA - College_New_Water Heating_Natural Gas_Water Heater - Motion Control Faucet_A_Technical Potential | F5 | Commercial | WA - College | New | Water Heating | Natural Gas | Water Heater - Motion Control Faucet | A | Incremental Summer Peak Savings (MW) | Technical Potential | 0 | 0 | 0 | 0 | 0 | 0 | 0 | 0 | 0 | 0 | 0 | 0 | 0 | 0 | 0 | 0 | 0 | 0 | 0 | 0 | 0 | 0 | 0 | 0 | 0 | 0 | 0
F6_Commercial_WA - College_New_Water Heating_Natural Gas_Water Heater - Motion Control Faucet_A_Technical Potential | F6 | Commercial | WA - College | New | Water Heating | Natural Gas | Water Heater - Motion Control Faucet | A | Incremental Winter Peak Savings (MW) | Technical Potential | 0 | 0 | 0 | 0 | 0 | 0 | 0 | 0 | 0 | 0 | 0 | 0 | 0 | 0 | 0 | 0 | 0 | 0 | 0 | 0 | 0 | 0 | 0 | 0 | 0 | 0 | 0
F7_Commercial_WA - College_New_Water Heating_Natural Gas_Water Heater - Motion Control Faucet_A_Technical Potential | F7 | Commercial | WA - College | New | Water Heating | Natural Gas | Water Heater - Motion Control Faucet | A | Cumulative Energy Savings (MWh or mTherms) | Technical Potential | 0 | 0 | 0 | 0 | 0 | 0 | 0 | 0 | 0 | 0 | 0 | 0 | 0 | 0 | 0 | 0 | 0 | 0 | 0 | 0 | 0 | 0 | 0 | 0 | 0 | 0 | 0
F8_Commercial_WA - College_New_Water Heating_Natural Gas_Water Heater - Motion Control Faucet_A_Technical Potential | F8 | Commercial | WA - College | New | Water Heating | Natural Gas | Water Heater - Motion Control Faucet | A | Cumulative Summer Peak Savings (MW) | Technical Potential | 0 | 0 | 0 | 0 | 0 | 0 | 0 | 0 | 0 | 0 | 0 | 0 | 0 | 0 | 0 | 0 | 0 | 0 | 0 | 0 | 0 | 0 | 0 | 0 | 0 | 0 | 0
F9_Commercial_WA - College_New_Water Heating_Natural Gas_Water Heater - Motion Control Faucet_A_Technical Potential | F9 | Commercial | WA - College | New | Water Heating | Natural Gas | Water Heater - Motion Control Faucet | A | Cumulative Winter Peak Savings (MW) | Technical Potential | 0 | 0 | 0 | 0 | 0 | 0 | 0 | 0 | 0 | 0 | 0 | 0 | 0 | 0 | 0 | 0 | 0 | 0 | 0 | 0 | 0 | 0 | 0 | 0 | 0 | 0 | 0
F10_Commercial_WA - College_New_Water Heating_Natural Gas_Water Heater - Motion Control Faucet_A_Technical Potential | F10 | Commercial | WA - College | New | Water Heating | Natural Gas | Water Heater - Motion Control Faucet | A | Purchases (Incremental) | Technical Potential | 0 | 0 | 0 | 0 | 0 | 0 | 0 | 0 | 0 | 0 | 0 | 0 | 0 | 0 | 0 | 0 | 0 | 0 | 0 | 0 | 0 | 0 | 0 | 0 | 0 | 0 | 0
F11_Commercial_WA - College_New_Water Heating_Natural Gas_Water Heater - Motion Control Faucet_A_Technical Potential | F11 | Commercial | WA - College | New | Water Heating | Natural Gas | Water Heater - Motion Control Faucet | A | Purchases (Cumulative) | Technical Potential | 0 | 0 | 0 | 0 | 0 | 0 | 0 | 0 | 0 | 0 | 0 | 0 | 0 | 0 | 0 | 0 | 0 | 0 | 0 | 0 | 0 | 0 | 0 | 0 | 0 | 0 | 0
F1_Commercial_WA - College_New_Water Heating_Natural Gas_Water Heater - Solar System_A_Technical Potential | F1 | Commercial | WA - College | New | Water Heating | Natural Gas | Water Heater - Solar System | A | Integrated Unit Energy Savings (kWh or therms) | Technical Potential | 0 | 0 | 0 | 0 | 0 | 0 | 0 | 0 | 0 | 0 | 0 | 0 | 0 | 0 | 0 | 0 | 0 | 0 | 0 | 0 | 0 | 0 | 0 | 0 | 0 | 0 | 0
F2_Commercial_WA - College_New_Water Heating_Natural Gas_Water Heater - Solar System_A_Technical Potential | F2 | Commercial | WA - College | New | Water Heating | Natural Gas | Water Heater - Solar System | A | Integrated Unit Summer Peak Savings (kW) | Technical Potential | 0 | 0 | 0 | 0 | 0 | 0 | 0 | 0 | 0 | 0 | 0 | 0 | 0 | 0 | 0 | 0 | 0 | 0 | 0 | 0 | 0 | 0 | 0 | 0 | 0 | 0 | 0
F3_Commercial_WA - College_New_Water Heating_Natural Gas_Water Heater - Solar System_A_Technical Potential | F3 | Commercial | WA - College | New | Water Heating | Natural Gas | Water Heater - Solar System | A | Integrated Unit Winter Peak Savings (kW) | Technical Potential | 0 | 0 | 0 | 0 | 0 | 0 | 0 | 0 | 0 | 0 | 0 | 0 | 0 | 0 | 0 | 0 | 0 | 0 | 0 | 0 | 0 | 0 | 0 | 0 | 0 | 0 | 0
F4_Commercial_WA - College_New_Water Heating_Natural Gas_Water Heater - Solar System_A_Technical Potential | F4 | Commercial | WA - College | New | Water Heating | Natural Gas | Water Heater - Solar System | A | Incremental Energy Savings (MWh or mTherms) | Technical Potential | 0 | 0 | 0 | 0 | 0 | 0 | 0 | 0 | 0 | 0 | 0 | 0 | 0 | 0 | 0 | 0 | 0 | 0 | 0 | 0 | 0 | 0 | 0 | 0 | 0 | 0 | 0
F5_Commercial_WA - College_New_Water Heating_Natural Gas_Water Heater - Solar System_A_Technical Potential | F5 | Commercial | WA - College | New | Water Heating | Natural Gas | Water Heater - Solar System | A | Incremental Summer Peak Savings (MW) | Technical Potential | 0 | 0 | 0 | 0 | 0 | 0 | 0 | 0 | 0 | 0 | 0 | 0 | 0 | 0 | 0 | 0 | 0 | 0 | 0 | 0 | 0 | 0 | 0 | 0 | 0 | 0 | 0
F6_Commercial_WA - College_New_Water Heating_Natural Gas_Water Heater - Solar System_A_Technical Potential | F6 | Commercial | WA - College | New | Water Heating | Natural Gas | Water Heater - Solar System | A | Incremental Winter Peak Savings (MW) | Technical Potential | 0 | 0 | 0 | 0 | 0 | 0 | 0 | 0 | 0 | 0 | 0 | 0 | 0 | 0 | 0 | 0 | 0 | 0 | 0 | 0 | 0 | 0 | 0 | 0 | 0 | 0 | 0
F7_Commercial_WA - College_New_Water Heating_Natural Gas_Water Heater - Solar System_A_Technical Potential | F7 | Commercial | WA - College | New | Water Heating | Natural Gas | Water Heater - Solar System | A | Cumulative Energy Savings (MWh or mTherms) | Technical Potential | 0 | 0 | 0 | 0 | 0 | 0 | 0 | 0 | 0 | 0 | 0 | 0 | 0 | 0 | 0 | 0 | 0 | 0 | 0 | 0 | 0 | 0 | 0 | 0 | 0 | 0 | 0
F8_Commercial_WA - College_New_Water Heating_Natural Gas_Water Heater - Solar System_A_Technical Potential | F8 | Commercial | WA - College | New | Water Heating | Natural Gas | Water Heater - Solar System | A | Cumulative Summer Peak Savings (MW) | Technical Potential | 0 | 0 | 0 | 0 | 0 | 0 | 0 | 0 | 0 | 0 | 0 | 0 | 0 | 0 | 0 | 0 | 0 | 0 | 0 | 0 | 0 | 0 | 0 | 0 | 0 | 0 | 0
F9_Commercial_WA - College_New_Water Heating_Natural Gas_Water Heater - Solar System_A_Technical Potential | F9 | Commercial | WA - College | New | Water Heating | Natural Gas | Water Heater - Solar System | A | Cumulative Winter Peak Savings (MW) | Technical Potential | 0 | 0 | 0 | 0 | 0 | 0 | 0 | 0 | 0 | 0 | 0 | 0 | 0 | 0 | 0 | 0 | 0 | 0 | 0 | 0 | 0 | 0 | 0 | 0 | 0 | 0 | 0
F10_Commercial_WA - College_New_Water Heating_Natural Gas_Water Heater - Solar System_A_Technical Potential | F10 | Commercial | WA - College | New | Water Heating | Natural Gas | Water Heater - Solar System | A | Purchases (Incremental) | Technical Potential | 0 | 0 | 0 | 0 | 0 | 0 | 0 | 0 | 0 | 0 | 0 | 0 | 0 | 0 | 0 | 0 | 0 | 0 | 0 | 0 | 0 | 0 | 0 | 0 | 0 | 0 | 0
F11_Commercial_WA - College_New_Water Heating_Natural Gas_Water Heater - Solar System_A_Technical Potential | F11 | Commercial | WA - College | New | Water Heating | Natural Gas | Water Heater - Solar System | A | Purchases (Cumulative) | Technical Potential | 0 | 0 | 0 | 0 | 0 | 0 | 0 | 0 | 0 | 0 | 0 | 0 | 0 | 0 | 0 | 0 | 0 | 0 | 0 | 0 | 0 | 0 | 0 | 0 | 0 | 0 | 0
F1_Commercial_WA - College_New_Water Heating_Natural Gas_Commercial Laundry - Ozone Treatment_A_Technical Potential | F1 | Commercial | WA - College | New | Water Heating | Natural Gas | Commercial Laundry - Ozone Treatment | A | Integrated Unit Energy Savings (kWh or therms) | Technical Potential | 0 | 0 | 0 | 0 | 0 | 0 | 0 | 0 | 0 | 0 | 0 | 0 | 0 | 0 | 0 | 0 | 0 | 0 | 0 | 0 | 0 | 0 | 0 | 0 | 0 | 0 | 0
F2_Commercial_WA - College_New_Water Heating_Natural Gas_Commercial Laundry - Ozone Treatment_A_Technical Potential | F2 | Commercial | WA - College | New | Water Heating | Natural Gas | Commercial Laundry - Ozone Treatment | A | Integrated Unit Summer Peak Savings (kW) | Technical Potential | 0 | 0 | 0 | 0 | 0 | 0 | 0 | 0 | 0 | 0 | 0 | 0 | 0 | 0 | 0 | 0 | 0 | 0 | 0 | 0 | 0 | 0 | 0 | 0 | 0 | 0 | 0
F3_Commercial_WA - College_New_Water Heating_Natural Gas_Commercial Laundry - Ozone Treatment_A_Technical Potential | F3 | Commercial | WA - College | New | Water Heating | Natural Gas | Commercial Laundry - Ozone Treatment | A | Integrated Unit Winter Peak Savings (kW) | Technical Potential | 0 | 0 | 0 | 0 | 0 | 0 | 0 | 0 | 0 | 0 | 0 | 0 | 0 | 0 | 0 | 0 | 0 | 0 | 0 | 0 | 0 | 0 | 0 | 0 | 0 | 0 | 0
F4_Commercial_WA - College_New_Water Heating_Natural Gas_Commercial Laundry - Ozone Treatment_A_Technical Potential | F4 | Commercial | WA - College | New | Water Heating | Natural Gas | Commercial Laundry - Ozone Treatment | A | Incremental Energy Savings (MWh or mTherms) | Technical Potential | 0 | 0 | 0 | 0 | 0 | 0 | 0 | 0 | 0 | 0 | 0 | 0 | 0 | 0 | 0 | 0 | 0 | 0 | 0 | 0 | 0 | 0 | 0 | 0 | 0 | 0 | 0
F5_Commercial_WA - College_New_Water Heating_Natural Gas_Commercial Laundry - Ozone Treatment_A_Technical Potential | F5 | Commercial | WA - College | New | Water Heating | Natural Gas | Commercial Laundry - Ozone Treatment | A | Incremental Summer Peak Savings (MW) | Technical Potential | 0 | 0 | 0 | 0 | 0 | 0 | 0 | 0 | 0 | 0 | 0 | 0 | 0 | 0 | 0 | 0 | 0 | 0 | 0 | 0 | 0 | 0 | 0 | 0 | 0 | 0 | 0
F6_Commercial_WA - College_New_Water Heating_Natural Gas_Commercial Laundry - Ozone Treatment_A_Technical Potential | F6 | Commercial | WA - College | New | Water Heating | Natural Gas | Commercial Laundry - Ozone Treatment | A | Incremental Winter Peak Savings (MW) | Technical Potential | 0 | 0 | 0 | 0 | 0 | 0 | 0 | 0 | 0 | 0 | 0 | 0 | 0 | 0 | 0 | 0 | 0 | 0 | 0 | 0 | 0 | 0 | 0 | 0 | 0 | 0 | 0
F7_Commercial_WA - College_New_Water Heating_Natural Gas_Commercial Laundry - Ozone Treatment_A_Technical Potential | F7 | Commercial | WA - College | New | Water Heating | Natural Gas | Commercial Laundry - Ozone Treatment | A | Cumulative Energy Savings (MWh or mTherms) | Technical Potential | 0 | 0 | 0 | 0 | 0 | 0 | 0 | 0 | 0 | 0 | 0 | 0 | 0 | 0 | 0 | 0 | 0 | 0 | 0 | 0 | 0 | 0 | 0 | 0 | 0 | 0 | 0
F8_Commercial_WA - College_New_Water Heating_Natural Gas_Commercial Laundry - Ozone Treatment_A_Technical Potential | F8 | Commercial | WA - College | New | Water Heating | Natural Gas | Commercial Laundry - Ozone Treatment | A | Cumulative Summer Peak Savings (MW) | Technical Potential | 0 | 0 | 0 | 0 | 0 | 0 | 0 | 0 | 0 | 0 | 0 | 0 | 0 | 0 | 0 | 0 | 0 | 0 | 0 | 0 | 0 | 0 | 0 | 0 | 0 | 0 | 0
F9_Commercial_WA - College_New_Water Heating_Natural Gas_Commercial Laundry - Ozone Treatment_A_Technical Potential | F9 | Commercial | WA - College | New | Water Heating | Natural Gas | Commercial Laundry - Ozone Treatment | A | Cumulative Winter Peak Savings (MW) | Technical Potential | 0 | 0 | 0 | 0 | 0 | 0 | 0 | 0 | 0 | 0 | 0 | 0 | 0 | 0 | 0 | 0 | 0 | 0 | 0 | 0 | 0 | 0 | 0 | 0 | 0 | 0 | 0
F10_Commercial_WA - College_New_Water Heating_Natural Gas_Commercial Laundry - Ozone Treatment_A_Technical Potential | F10 | Commercial | WA - College | New | Water Heating | Natural Gas | Commercial Laundry - Ozone Treatment | A | Purchases (Incremental) | Technical Potential | 0 | 0 | 0 | 0 | 0 | 0 | 0 | 0 | 0 | 0 | 0 | 0 | 0 | 0 | 0 | 0 | 0 | 0 | 0 | 0 | 0 | 0 | 0 | 0 | 0 | 0 | 0
F11_Commercial_WA - College_New_Water Heating_Natural Gas_Commercial Laundry - Ozone Treatment_A_Technical Potential | F11 | Commercial | WA - College | New | Water Heating | Natural Gas | Commercial Laundry - Ozone Treatment | A | Purchases (Cumulative) | Technical Potential | 0 | 0 | 0 | 0 | 0 | 0 | 0 | 0 | 0 | 0 | 0 | 0 | 0 | 0 | 0 | 0 | 0 | 0 | 0 | 0 | 0 | 0 | 0 | 0 | 0 | 0 | 0
F1_Commercial_WA - College_New_Water Heating_Natural Gas_Commercial Laundry - ENERGY STAR Washer_A_Technical Potential | F1 | Commercial | WA - College | New | Water Heating | Natural Gas | Commercial Laundry - ENERGY STAR Washer | A | Integrated Unit Energy Savings (kWh or therms) | Technical Potential | 0 | 0 | 0 | 0 | 0 | 0 | 0 | 0 | 0 | 0 | 0 | 0 | 0 | 0 | 0 | 0 | 0 | 0 | 0 | 0 | 0 | 0 | 0 | 0 | 0 | 0 | 0
F2_Commercial_WA - College_New_Water Heating_Natural Gas_Commercial Laundry - ENERGY STAR Washer_A_Technical Potential | F2 | Commercial | WA - College | New | Water Heating | Natural Gas | Commercial Laundry - ENERGY STAR Washer | A | Integrated Unit Summer Peak Savings (kW) | Technical Potential | 0 | 0 | 0 | 0 | 0 | 0 | 0 | 0 | 0 | 0 | 0 | 0 | 0 | 0 | 0 | 0 | 0 | 0 | 0 | 0 | 0 | 0 | 0 | 0 | 0 | 0 | 0
F3_Commercial_WA - College_New_Water Heating_Natural Gas_Commercial Laundry - ENERGY STAR Washer_A_Technical Potential | F3 | Commercial | WA - College | New | Water Heating | Natural Gas | Commercial Laundry - ENERGY STAR Washer | A | Integrated Unit Winter Peak Savings (kW) | Technical Potential | 0 | 0 | 0 | 0 | 0 | 0 | 0 | 0 | 0 | 0 | 0 | 0 | 0 | 0 | 0 | 0 | 0 | 0 | 0 | 0 | 0 | 0 | 0 | 0 | 0 | 0 | 0
F4_Commercial_WA - College_New_Water Heating_Natural Gas_Commercial Laundry - ENERGY STAR Washer_A_Technical Potential | F4 | Commercial | WA - College | New | Water Heating | Natural Gas | Commercial Laundry - ENERGY STAR Washer | A | Incremental Energy Savings (MWh or mTherms) | Technical Potential | 0 | 0 | 0 | 0 | 0 | 0 | 0 | 0 | 0 | 0 | 0 | 0 | 0 | 0 | 0 | 0 | 0 | 0 | 0 | 0 | 0 | 0 | 0 | 0 | 0 | 0 | 0
F5_Commercial_WA - College_New_Water Heating_Natural Gas_Commercial Laundry - ENERGY STAR Washer_A_Technical Potential | F5 | Commercial | WA - College | New | Water Heating | Natural Gas | Commercial Laundry - ENERGY STAR Washer | A | Incremental Summer Peak Savings (MW) | Technical Potential | 0 | 0 | 0 | 0 | 0 | 0 | 0 | 0 | 0 | 0 | 0 | 0 | 0 | 0 | 0 | 0 | 0 | 0 | 0 | 0 | 0 | 0 | 0 | 0 | 0 | 0 | 0
F6_Commercial_WA - College_New_Water Heating_Natural Gas_Commercial Laundry - ENERGY STAR Washer_A_Technical Potential | F6 | Commercial | WA - College | New | Water Heating | Natural Gas | Commercial Laundry - ENERGY STAR Washer | A | Incremental Winter Peak Savings (MW) | Technical Potential | 0 | 0 | 0 | 0 | 0 | 0 | 0 | 0 | 0 | 0 | 0 | 0 | 0 | 0 | 0 | 0 | 0 | 0 | 0 | 0 | 0 | 0 | 0 | 0 | 0 | 0 | 0
F7_Commercial_WA - College_New_Water Heating_Natural Gas_Commercial Laundry - ENERGY STAR Washer_A_Technical Potential | F7 | Commercial | WA - College | New | Water Heating | Natural Gas | Commercial Laundry - ENERGY STAR Washer | A | Cumulative Energy Savings (MWh or mTherms) | Technical Potential | 0 | 0 | 0 | 0 | 0 | 0 | 0 | 0 | 0 | 0 | 0 | 0 | 0 | 0 | 0 | 0 | 0 | 0 | 0 | 0 | 0 | 0 | 0 | 0 | 0 | 0 | 0
F8_Commercial_WA - College_New_Water Heating_Natural Gas_Commercial Laundry - ENERGY STAR Washer_A_Technical Potential | F8 | Commercial | WA - College | New | Water Heating | Natural Gas | Commercial Laundry - ENERGY STAR Washer | A | Cumulative Summer Peak Savings (MW) | Technical Potential | 0 | 0 | 0 | 0 | 0 | 0 | 0 | 0 | 0 | 0 | 0 | 0 | 0 | 0 | 0 | 0 | 0 | 0 | 0 | 0 | 0 | 0 | 0 | 0 | 0 | 0 | 0
F9_Commercial_WA - College_New_Water Heating_Natural Gas_Commercial Laundry - ENERGY STAR Washer_A_Technical Potential | F9 | Commercial | WA - College | New | Water Heating | Natural Gas | Commercial Laundry - ENERGY STAR Washer | A | Cumulative Winter Peak Savings (MW) | Technical Potential | 0 | 0 | 0 | 0 | 0 | 0 | 0 | 0 | 0 | 0 | 0 | 0 | 0 | 0 | 0 | 0 | 0 | 0 | 0 | 0 | 0 | 0 | 0 | 0 | 0 | 0 | 0
F10_Commercial_WA - College_New_Water Heating_Natural Gas_Commercial Laundry - ENERGY STAR Washer_A_Technical Potential | F10 | Commercial | WA - College | New | Water Heating | Natural Gas | Commercial Laundry - ENERGY STAR Washer | A | Purchases (Incremental) | Technical Potential | 0 | 0 | 0 | 0 | 0 | 0 | 0 | 0 | 0 | 0 | 0 | 0 | 0 | 0 | 0 | 0 | 0 | 0 | 0 | 0 | 0 | 0 | 0 | 0 | 0 | 0 | 0
F11_Commercial_WA - College_New_Water Heating_Natural Gas_Commercial Laundry - ENERGY STAR Washer_A_Technical Potential | F11 | Commercial | WA - College | New | Water Heating | Natural Gas | Commercial Laundry - ENERGY STAR Washer | A | Purchases (Cumulative) | Technical Potential | 0 | 0 | 0 | 0 | 0 | 0 | 0 | 0 | 0 | 0 | 0 | 0 | 0 | 0 | 0 | 0 | 0 | 0 | 0 | 0 | 0 | 0 | 0 | 0 | 0 | 0 | 0
F1_Commercial_WA - College_New_Water Heating_Natural Gas_Water Heater - Efficient Dishwasher_A_Technical Potential | F1 | Commercial | WA - College | New | Water Heating | Natural Gas | Water Heater - Efficient Dishwasher | A | Integrated Unit Energy Savings (kWh or therms) | Technical Potential | 0 | 0 | 0 | 0 | 0 | 0 | 0 | 0 | 0 | 0 | 0 | 0 | 0 | 0 | 0 | 0 | 0 | 0 | 0 | 0 | 0 | 0 | 0 | 0 | 0 | 0 | 0
F2_Commercial_WA - College_New_Water Heating_Natural Gas_Water Heater - Efficient Dishwasher_A_Technical Potential | F2 | Commercial | WA - College | New | Water Heating | Natural Gas | Water Heater - Efficient Dishwasher | A | Integrated Unit Summer Peak Savings (kW) | Technical Potential | 0 | 0 | 0 | 0 | 0 | 0 | 0 | 0 | 0 | 0 | 0 | 0 | 0 | 0 | 0 | 0 | 0 | 0 | 0 | 0 | 0 | 0 | 0 | 0 | 0 | 0 | 0
F3_Commercial_WA - College_New_Water Heating_Natural Gas_Water Heater - Efficient Dishwasher_A_Technical Potential | F3 | Commercial | WA - College | New | Water Heating | Natural Gas | Water Heater - Efficient Dishwasher | A | Integrated Unit Winter Peak Savings (kW) | Technical Potential | 0 | 0 | 0 | 0 | 0 | 0 | 0 | 0 | 0 | 0 | 0 | 0 | 0 | 0 | 0 | 0 | 0 | 0 | 0 | 0 | 0 | 0 | 0 | 0 | 0 | 0 | 0
F4_Commercial_WA - College_New_Water Heating_Natural Gas_Water Heater - Efficient Dishwasher_A_Technical Potential | F4 | Commercial | WA - College | New | Water Heating | Natural Gas | Water Heater - Efficient Dishwasher | A | Incremental Energy Savings (MWh or mTherms) | Technical Potential | 0 | 0 | 0 | 0 | 0 | 0 | 0 | 0 | 0 | 0 | 0 | 0 | 0 | 0 | 0 | 0 | 0 | 0 | 0 | 0 | 0 | 0 | 0 | 0 | 0 | 0 | 0
F5_Commercial_WA - College_New_Water Heating_Natural Gas_Water Heater - Efficient Dishwasher_A_Technical Potential | F5 | Commercial | WA - College | New | Water Heating | Natural Gas | Water Heater - Efficient Dishwasher | A | Incremental Summer Peak Savings (MW) | Technical Potential | 0 | 0 | 0 | 0 | 0 | 0 | 0 | 0 | 0 | 0 | 0 | 0 | 0 | 0 | 0 | 0 | 0 | 0 | 0 | 0 | 0 | 0 | 0 | 0 | 0 | 0 | 0
F6_Commercial_WA - College_New_Water Heating_Natural Gas_Water Heater - Efficient Dishwasher_A_Technical Potential | F6 | Commercial | WA - College | New | Water Heating | Natural Gas | Water Heater - Efficient Dishwasher | A | Incremental Winter Peak Savings (MW) | Technical Potential | 0 | 0 | 0 | 0 | 0 | 0 | 0 | 0 | 0 | 0 | 0 | 0 | 0 | 0 | 0 | 0 | 0 | 0 | 0 | 0 | 0 | 0 | 0 | 0 | 0 | 0 | 0
F7_Commercial_WA - College_New_Water Heating_Natural Gas_Water Heater - Efficient Dishwasher_A_Technical Potential | F7 | Commercial | WA - College | New | Water Heating | Natural Gas | Water Heater - Efficient Dishwasher | A | Cumulative Energy Savings (MWh or mTherms) | Technical Potential | 0 | 0 | 0 | 0 | 0 | 0 | 0 | 0 | 0 | 0 | 0 | 0 | 0 | 0 | 0 | 0 | 0 | 0 | 0 | 0 | 0 | 0 | 0 | 0 | 0 | 0 | 0
F8_Commercial_WA - College_New_Water Heating_Natural Gas_Water Heater - Efficient Dishwasher_A_Technical Potential | F8 | Commercial | WA - College | New | Water Heating | Natural Gas | Water Heater - Efficient Dishwasher | A | Cumulative Summer Peak Savings (MW) | Technical Potential | 0 | 0 | 0 | 0 | 0 | 0 | 0 | 0 | 0 | 0 | 0 | 0 | 0 | 0 | 0 | 0 | 0 | 0 | 0 | 0 | 0 | 0 | 0 | 0 | 0 | 0 | 0
F9_Commercial_WA - College_New_Water Heating_Natural Gas_Water Heater - Efficient Dishwasher_A_Technical Potential | F9 | Commercial | WA - College | New | Water Heating | Natural Gas | Water Heater - Efficient Dishwasher | A | Cumulative Winter Peak Savings (MW) | Technical Potential | 0 | 0 | 0 | 0 | 0 | 0 | 0 | 0 | 0 | 0 | 0 | 0 | 0 | 0 | 0 | 0 | 0 | 0 | 0 | 0 | 0 | 0 | 0 | 0 | 0 | 0 | 0
F10_Commercial_WA - College_New_Water Heating_Natural Gas_Water Heater - Efficient Dishwasher_A_Technical Potential | F10 | Commercial | WA - College | New | Water Heating | Natural Gas | Water Heater - Efficient Dishwasher | A | Purchases (Incremental) | Technical Potential | 0 | 0 | 0 | 0 | 0 | 0 | 0 | 0 | 0 | 0 | 0 | 0 | 0 | 0 | 0 | 0 | 0 | 0 | 0 | 0 | 0 | 0 | 0 | 0 | 0 | 0 | 0
F11_Commercial_WA - College_New_Water Heating_Natural Gas_Water Heater - Efficient Dishwasher_A_Technical Potential | F11 | Commercial | WA - College | New | Water Heating | Natural Gas | Water Heater - Efficient Dishwasher | A | Purchases (Cumulative) | Technical Potential | 0 | 0 | 0 | 0 | 0 | 0 | 0 | 0 | 0 | 0 | 0 | 0 | 0 | 0 | 0 | 0 | 0 | 0 | 0 | 0 | 0 | 0 | 0 | 0 | 0 | 0 | 0
F1_Commercial_WA - College_New_Water Heating_Natural Gas_Commercial Laundry - Alternative Dry-Cleaning Methods_A_Technical Potential | F1 | Commercial | WA - College | New | Water Heating | Natural Gas | Commercial Laundry - Alternative Dry-Cleaning Methods | A | Integrated Unit Energy Savings (kWh or therms) | Technical Potential | 0 | 0 | 0 | 0 | 0 | 0 | 0 | 0 | 0 | 0 | 0 | 0 | 0 | 0 | 0 | 0 | 0 | 0 | 0 | 0 | 0 | 0 | 0 | 0 | 0 | 0 | 0
F2_Commercial_WA - College_New_Water Heating_Natural Gas_Commercial Laundry - Alternative Dry-Cleaning Methods_A_Technical Potential | F2 | Commercial | WA - College | New | Water Heating | Natural Gas | Commercial Laundry - Alternative Dry-Cleaning Methods | A | Integrated Unit Summer Peak Savings (kW) | Technical Potential | 0 | 0 | 0 | 0 | 0 | 0 | 0 | 0 | 0 | 0 | 0 | 0 | 0 | 0 | 0 | 0 | 0 | 0 | 0 | 0 | 0 | 0 | 0 | 0 | 0 | 0 | 0
F3_Commercial_WA - College_New_Water Heating_Natural Gas_Commercial Laundry - Alternative Dry-Cleaning Methods_A_Technical Potential | F3 | Commercial | WA - College | New | Water Heating | Natural Gas | Commercial Laundry - Alternative Dry-Cleaning Methods | A | Integrated Unit Winter Peak Savings (kW) | Technical Potential | 0 | 0 | 0 | 0 | 0 | 0 | 0 | 0 | 0 | 0 | 0 | 0 | 0 | 0 | 0 | 0 | 0 | 0 | 0 | 0 | 0 | 0 | 0 | 0 | 0 | 0 | 0
F4_Commercial_WA - College_New_Water Heating_Natural Gas_Commercial Laundry - Alternative Dry-Cleaning Methods_A_Technical Potential | F4 | Commercial | WA - College | New | Water Heating | Natural Gas | Commercial Laundry - Alternative Dry-Cleaning Methods | A | Incremental Energy Savings (MWh or mTherms) | Technical Potential | 0 | 0 | 0 | 0 | 0 | 0 | 0 | 0 | 0 | 0 | 0 | 0 | 0 | 0 | 0 | 0 | 0 | 0 | 0 | 0 | 0 | 0 | 0 | 0 | 0 | 0 | 0
F5_Commercial_WA - College_New_Water Heating_Natural Gas_Commercial Laundry - Alternative Dry-Cleaning Methods_A_Technical Potential | F5 | Commercial | WA - College | New | Water Heating | Natural Gas | Commercial Laundry - Alternative Dry-Cleaning Methods | A | Incremental Summer Peak Savings (MW) | Technical Potential | 0 | 0 | 0 | 0 | 0 | 0 | 0 | 0 | 0 | 0 | 0 | 0 | 0 | 0 | 0 | 0 | 0 | 0 | 0 | 0 | 0 | 0 | 0 | 0 | 0 | 0 | 0
F6_Commercial_WA - College_New_Water Heating_Natural Gas_Commercial Laundry - Alternative Dry-Cleaning Methods_A_Technical Potential | F6 | Commercial | WA - College | New | Water Heating | Natural Gas | Commercial Laundry - Alternative Dry-Cleaning Methods | A | Incremental Winter Peak Savings (MW) | Technical Potential | 0 | 0 | 0 | 0 | 0 | 0 | 0 | 0 | 0 | 0 | 0 | 0 | 0 | 0 | 0 | 0 | 0 | 0 | 0 | 0 | 0 | 0 | 0 | 0 | 0 | 0 | 0
F7_Commercial_WA - College_New_Water Heating_Natural Gas_Commercial Laundry - Alternative Dry-Cleaning Methods_A_Technical Potential | F7 | Commercial | WA - College | New | Water Heating | Natural Gas | Commercial Laundry - Alternative Dry-Cleaning Methods | A | Cumulative Energy Savings (MWh or mTherms) | Technical Potential | 0 | 0 | 0 | 0 | 0 | 0 | 0 | 0 | 0 | 0 | 0 | 0 | 0 | 0 | 0 | 0 | 0 | 0 | 0 | 0 | 0 | 0 | 0 | 0 | 0 | 0 | 0
F8_Commercial_WA - College_New_Water Heating_Natural Gas_Commercial Laundry - Alternative Dry-Cleaning Methods_A_Technical Potential | F8 | Commercial | WA - College | New | Water Heating | Natural Gas | Commercial Laundry - Alternative Dry-Cleaning Methods | A | Cumulative Summer Peak Savings (MW) | Technical Potential | 0 | 0 | 0 | 0 | 0 | 0 | 0 | 0 | 0 | 0 | 0 | 0 | 0 | 0 | 0 | 0 | 0 | 0 | 0 | 0 | 0 | 0 | 0 | 0 | 0 | 0 | 0
F9_Commercial_WA - College_New_Water Heating_Natural Gas_Commercial Laundry - Alternative Dry-Cleaning Methods_A_Technical Potential | F9 | Commercial | WA - College | New | Water Heating | Natural Gas | Commercial Laundry - Alternative Dry-Cleaning Methods | A | Cumulative Winter Peak Savings (MW) | Technical Potential | 0 | 0 | 0 | 0 | 0 | 0 | 0 | 0 | 0 | 0 | 0 | 0 | 0 | 0 | 0 | 0 | 0 | 0 | 0 | 0 | 0 | 0 | 0 | 0 | 0 | 0 | 0
F10_Commercial_WA - College_New_Water Heating_Natural Gas_Commercial Laundry - Alternative Dry-Cleaning Methods_A_Technical Potential | F10 | Commercial | WA - College | New | Water Heating | Natural Gas | Commercial Laundry - Alternative Dry-Cleaning Methods | A | Purchases (Incremental) | Technical Potential | 0 | 0 | 0 | 0 | 0 | 0 | 0 | 0 | 0 | 0 | 0 | 0 | 0 | 0 | 0 | 0 | 0 | 0 | 0 | 0 | 0 | 0 | 0 | 0 | 0 | 0 | 0
F11_Commercial_WA - College_New_Water Heating_Natural Gas_Commercial Laundry - Alternative Dry-Cleaning Methods_A_Technical Potential | F11 | Commercial | WA - College | New | Water Heating | Natural Gas | Commercial Laundry - Alternative Dry-Cleaning Methods | A | Purchases (Cumulative) | Technical Potential | 0 | 0 | 0 | 0 | 0 | 0 | 0 | 0 | 0 | 0 | 0 | 0 | 0 | 0 | 0 | 0 | 0 | 0 | 0 | 0 | 0 | 0 | 0 | 0 | 0 | 0 | 0
F1_Commercial_WA - College_New_Space Heating_Natural Gas_Advanced Kitchen Ventilation Controls_A_Technical Potential | F1 | Commercial | WA - College | New | Space Heating | Natural Gas | Advanced Kitchen Ventilation Controls | A | Integrated Unit Energy Savings (kWh or therms) | Technical Potential | 0 | 0 | 0 | 0 | 0 | 0 | 0 | 0 | 0 | 0 | 0 | 0 | 0 | 0 | 0 | 0 | 0 | 0 | 0 | 0 | 0 | 0 | 0 | 0 | 0 | 0 | 0
F2_Commercial_WA - College_New_Space Heating_Natural Gas_Advanced Kitchen Ventilation Controls_A_Technical Potential | F2 | Commercial | WA - College | New | Space Heating | Natural Gas | Advanced Kitchen Ventilation Controls | A | Integrated Unit Summer Peak Savings (kW) | Technical Potential | 0 | 0 | 0 | 0 | 0 | 0 | 0 | 0 | 0 | 0 | 0 | 0 | 0 | 0 | 0 | 0 | 0 | 0 | 0 | 0 | 0 | 0 | 0 | 0 | 0 | 0 | 0
F3_Commercial_WA - College_New_Space Heating_Natural Gas_Advanced Kitchen Ventilation Controls_A_Technical Potential | F3 | Commercial | WA - College | New | Space Heating | Natural Gas | Advanced Kitchen Ventilation Controls | A | Integrated Unit Winter Peak Savings (kW) | Technical Potential | 0 | 0 | 0 | 0 | 0 | 0 | 0 | 0 | 0 | 0 | 0 | 0 | 0 | 0 | 0 | 0 | 0 | 0 | 0 | 0 | 0 | 0 | 0 | 0 | 0 | 0 | 0
F4_Commercial_WA - College_New_Space Heating_Natural Gas_Advanced Kitchen Ventilation Controls_A_Technical Potential | F4 | Commercial | WA - College | New | Space Heating | Natural Gas | Advanced Kitchen Ventilation Controls | A | Incremental Energy Savings (MWh or mTherms) | Technical Potential | 0 | 0 | 0 | 0 | 0 | 0 | 0 | 0 | 0 | 0 | 0 | 0 | 0 | 0 | 0 | 0 | 0 | 0 | 0 | 0 | 0 | 0 | 0 | 0 | 0 | 0 | 0
F5_Commercial_WA - College_New_Space Heating_Natural Gas_Advanced Kitchen Ventilation Controls_A_Technical Potential | F5 | Commercial | WA - College | New | Space Heating | Natural Gas | Advanced Kitchen Ventilation Controls | A | Incremental Summer Peak Savings (MW) | Technical Potential | 0 | 0 | 0 | 0 | 0 | 0 | 0 | 0 | 0 | 0 | 0 | 0 | 0 | 0 | 0 | 0 | 0 | 0 | 0 | 0 | 0 | 0 | 0 | 0 | 0 | 0 | 0
F6_Commercial_WA - College_New_Space Heating_Natural Gas_Advanced Kitchen Ventilation Controls_A_Technical Potential | F6 | Commercial | WA - College | New | Space Heating | Natural Gas | Advanced Kitchen Ventilation Controls | A | Incremental Winter Peak Savings (MW) | Technical Potential | 0 | 0 | 0 | 0 | 0 | 0 | 0 | 0 | 0 | 0 | 0 | 0 | 0 | 0 | 0 | 0 | 0 | 0 | 0 | 0 | 0 | 0 | 0 | 0 | 0 | 0 | 0
F7_Commercial_WA - College_New_Space Heating_Natural Gas_Advanced Kitchen Ventilation Controls_A_Technical Potential | F7 | Commercial | WA - College | New | Space Heating | Natural Gas | Advanced Kitchen Ventilation Controls | A | Cumulative Energy Savings (MWh or mTherms) | Technical Potential | 0 | 0 | 0 | 0 | 0 | 0 | 0 | 0 | 0 | 0 | 0 | 0 | 0 | 0 | 0 | 0 | 0 | 0 | 0 | 0 | 0 | 0 | 0 | 0 | 0 | 0 | 0
F8_Commercial_WA - College_New_Space Heating_Natural Gas_Advanced Kitchen Ventilation Controls_A_Technical Potential | F8 | Commercial | WA - College | New | Space Heating | Natural Gas | Advanced Kitchen Ventilation Controls | A | Cumulative Summer Peak Savings (MW) | Technical Potential | 0 | 0 | 0 | 0 | 0 | 0 | 0 | 0 | 0 | 0 | 0 | 0 | 0 | 0 | 0 | 0 | 0 | 0 | 0 | 0 | 0 | 0 | 0 | 0 | 0 | 0 | 0
F9_Commercial_WA - College_New_Space Heating_Natural Gas_Advanced Kitchen Ventilation Controls_A_Technical Potential | F9 | Commercial | WA - College | New | Space Heating | Natural Gas | Advanced Kitchen Ventilation Controls | A | Cumulative Winter Peak Savings (MW) | Technical Potential | 0 | 0 | 0 | 0 | 0 | 0 | 0 | 0 | 0 | 0 | 0 | 0 | 0 | 0 | 0 | 0 | 0 | 0 | 0 | 0 | 0 | 0 | 0 | 0 | 0 | 0 | 0
F10_Commercial_WA - College_New_Space Heating_Natural Gas_Advanced Kitchen Ventilation Controls_A_Technical Potential | F10 | Commercial | WA - College | New | Space Heating | Natural Gas | Advanced Kitchen Ventilation Controls | A | Purchases (Incremental) | Technical Potential | 0 | 0 | 0 | 0 | 0 | 0 | 0 | 0 | 0 | 0 | 0 | 0 | 0 | 0 | 0 | 0 | 0 | 0 | 0 | 0 | 0 | 0 | 0 | 0 | 0 | 0 | 0
F11_Commercial_WA - College_New_Space Heating_Natural Gas_Advanced Kitchen Ventilation Controls_A_Technical Potential | F11 | Commercial | WA - College | New | Space Heating | Natural Gas | Advanced Kitchen Ventilation Controls | A | Purchases (Cumulative) | Technical Potential | 0 | 0 | 0 | 0 | 0 | 0 | 0 | 0 | 0 | 0 | 0 | 0 | 0 | 0 | 0 | 0 | 0 | 0 | 0 | 0 | 0 | 0 | 0 | 0 | 0 | 0 | 0
F1_Commercial_WA - College_New_Space Heating_Natural Gas_Infiltration Control - Loading Dock Sealing_A_Technical Potential | F1 | Commercial | WA - College | New | Space Heating | Natural Gas | Infiltration Control - Loading Dock Sealing | A | Integrated Unit Energy Savings (kWh or therms) | Technical Potential | 0 | 0 | 0 | 0 | 0 | 0 | 0 | 0 | 0 | 0 | 0 | 0 | 0 | 0 | 0 | 0 | 0 | 0 | 0 | 0 | 0 | 0 | 0 | 0 | 0 | 0 | 0
F2_Commercial_WA - College_New_Space Heating_Natural Gas_Infiltration Control - Loading Dock Sealing_A_Technical Potential | F2 | Commercial | WA - College | New | Space Heating | Natural Gas | Infiltration Control - Loading Dock Sealing | A | Integrated Unit Summer Peak Savings (kW) | Technical Potential | 0 | 0 | 0 | 0 | 0 | 0 | 0 | 0 | 0 | 0 | 0 | 0 | 0 | 0 | 0 | 0 | 0 | 0 | 0 | 0 | 0 | 0 | 0 | 0 | 0 | 0 | 0
F3_Commercial_WA - College_New_Space Heating_Natural Gas_Infiltration Control - Loading Dock Sealing_A_Technical Potential | F3 | Commercial | WA - College | New | Space Heating | Natural Gas | Infiltration Control - Loading Dock Sealing | A | Integrated Unit Winter Peak Savings (kW) | Technical Potential | 0 | 0 | 0 | 0 | 0 | 0 | 0 | 0 | 0 | 0 | 0 | 0 | 0 | 0 | 0 | 0 | 0 | 0 | 0 | 0 | 0 | 0 | 0 | 0 | 0 | 0 | 0
F4_Commercial_WA - College_New_Space Heating_Natural Gas_Infiltration Control - Loading Dock Sealing_A_Technical Potential | F4 | Commercial | WA - College | New | Space Heating | Natural Gas | Infiltration Control - Loading Dock Sealing | A | Incremental Energy Savings (MWh or mTherms) | Technical Potential | 0 | 0 | 0 | 0 | 0 | 0 | 0 | 0 | 0 | 0 | 0 | 0 | 0 | 0 | 0 | 0 | 0 | 0 | 0 | 0 | 0 | 0 | 0 | 0 | 0 | 0 | 0
F5_Commercial_WA - College_New_Space Heating_Natural Gas_Infiltration Control - Loading Dock Sealing_A_Technical Potential | F5 | Commercial | WA - College | New | Space Heating | Natural Gas | Infiltration Control - Loading Dock Sealing | A | Incremental Summer Peak Savings (MW) | Technical Potential | 0 | 0 | 0 | 0 | 0 | 0 | 0 | 0 | 0 | 0 | 0 | 0 | 0 | 0 | 0 | 0 | 0 | 0 | 0 | 0 | 0 | 0 | 0 | 0 | 0 | 0 | 0
F6_Commercial_WA - College_New_Space Heating_Natural Gas_Infiltration Control - Loading Dock Sealing_A_Technical Potential | F6 | Commercial | WA - College | New | Space Heating | Natural Gas | Infiltration Control - Loading Dock Sealing | A | Incremental Winter Peak Savings (MW) | Technical Potential | 0 | 0 | 0 | 0 | 0 | 0 | 0 | 0 | 0 | 0 | 0 | 0 | 0 | 0 | 0 | 0 | 0 | 0 | 0 | 0 | 0 | 0 | 0 | 0 | 0 | 0 | 0
F7_Commercial_WA - College_New_Space Heating_Natural Gas_Infiltration Control - Loading Dock Sealing_A_Technical Potential | F7 | Commercial | WA - College | New | Space Heating | Natural Gas | Infiltration Control - Loading Dock Sealing | A | Cumulative Energy Savings (MWh or mTherms) | Technical Potential | 0 | 0 | 0 | 0 | 0 | 0 | 0 | 0 | 0 | 0 | 0 | 0 | 0 | 0 | 0 | 0 | 0 | 0 | 0 | 0 | 0 | 0 | 0 | 0 | 0 | 0 | 0
F8_Commercial_WA - College_New_Space Heating_Natural Gas_Infiltration Control - Loading Dock Sealing_A_Technical Potential | F8 | Commercial | WA - College | New | Space Heating | Natural Gas | Infiltration Control - Loading Dock Sealing | A | Cumulative Summer Peak Savings (MW) | Technical Potential | 0 | 0 | 0 | 0 | 0 | 0 | 0 | 0 | 0 | 0 | 0 | 0 | 0 | 0 | 0 | 0 | 0 | 0 | 0 | 0 | 0 | 0 | 0 | 0 | 0 | 0 | 0
F9_Commercial_WA - College_New_Space Heating_Natural Gas_Infiltration Control - Loading Dock Sealing_A_Technical Potential | F9 | Commercial | WA - College | New | Space Heating | Natural Gas | Infiltration Control - Loading Dock Sealing | A | Cumulative Winter Peak Savings (MW) | Technical Potential | 0 | 0 | 0 | 0 | 0 | 0 | 0 | 0 | 0 | 0 | 0 | 0 | 0 | 0 | 0 | 0 | 0 | 0 | 0 | 0 | 0 | 0 | 0 | 0 | 0 | 0 | 0
F10_Commercial_WA - College_New_Space Heating_Natural Gas_Infiltration Control - Loading Dock Sealing_A_Technical Potential | F10 | Commercial | WA - College | New | Space Heating | Natural Gas | Infiltration Control - Loading Dock Sealing | A | Purchases (Incremental) | Technical Potential | 0 | 0 | 0 | 0 | 0 | 0 | 0 | 0 | 0 | 0 | 0 | 0 | 0 | 0 | 0 | 0 | 0 | 0 | 0 | 0 | 0 | 0 | 0 | 0 | 0 | 0 | 0
F11_Commercial_WA - College_New_Space Heating_Natural Gas_Infiltration Control - Loading Dock Sealing_A_Technical Potential | F11 | Commercial | WA - College | New | Space Heating | Natural Gas | Infiltration Control - Loading Dock Sealing | A | Purchases (Cumulative) | Technical Potential | 0 | 0 | 0 | 0 | 0 | 0 | 0 | 0 | 0 | 0 | 0 | 0 | 0 | 0 | 0 | 0 | 0 | 0 | 0 | 0 | 0 | 0 | 0 | 0 | 0 | 0 | 0
F1_Commercial_WA - College_New_Space Heating_Natural Gas_Greenhouse Heat Curtain_A_Technical Potential | F1 | Commercial | WA - College | New | Space Heating | Natural Gas | Greenhouse Heat Curtain | A | Integrated Unit Energy Savings (kWh or therms) | Technical Potential | 0 | 0 | 0 | 0 | 0 | 0 | 0 | 0 | 0 | 0 | 0 | 0 | 0 | 0 | 0 | 0 | 0 | 0 | 0 | 0 | 0 | 0 | 0 | 0 | 0 | 0 | 0
F2_Commercial_WA - College_New_Space Heating_Natural Gas_Greenhouse Heat Curtain_A_Technical Potential | F2 | Commercial | WA - College | New | Space Heating | Natural Gas | Greenhouse Heat Curtain | A | Integrated Unit Summer Peak Savings (kW) | Technical Potential | 0 | 0 | 0 | 0 | 0 | 0 | 0 | 0 | 0 | 0 | 0 | 0 | 0 | 0 | 0 | 0 | 0 | 0 | 0 | 0 | 0 | 0 | 0 | 0 | 0 | 0 | 0
F3_Commercial_WA - College_New_Space Heating_Natural Gas_Greenhouse Heat Curtain_A_Technical Potential | F3 | Commercial | WA - College | New | Space Heating | Natural Gas | Greenhouse Heat Curtain | A | Integrated Unit Winter Peak Savings (kW) | Technical Potential | 0 | 0 | 0 | 0 | 0 | 0 | 0 | 0 | 0 | 0 | 0 | 0 | 0 | 0 | 0 | 0 | 0 | 0 | 0 | 0 | 0 | 0 | 0 | 0 | 0 | 0 | 0
F4_Commercial_WA - College_New_Space Heating_Natural Gas_Greenhouse Heat Curtain_A_Technical Potential | F4 | Commercial | WA - College | New | Space Heating | Natural Gas | Greenhouse Heat Curtain | A | Incremental Energy Savings (MWh or mTherms) | Technical Potential | 0 | 0 | 0 | 0 | 0 | 0 | 0 | 0 | 0 | 0 | 0 | 0 | 0 | 0 | 0 | 0 | 0 | 0 | 0 | 0 | 0 | 0 | 0 | 0 | 0 | 0 | 0
F5_Commercial_WA - College_New_Space Heating_Natural Gas_Greenhouse Heat Curtain_A_Technical Potential | F5 | Commercial | WA - College | New | Space Heating | Natural Gas | Greenhouse Heat Curtain | A | Incremental Summer Peak Savings (MW) | Technical Potential | 0 | 0 | 0 | 0 | 0 | 0 | 0 | 0 | 0 | 0 | 0 | 0 | 0 | 0 | 0 | 0 | 0 | 0 | 0 | 0 | 0 | 0 | 0 | 0 | 0 | 0 | 0
F6_Commercial_WA - College_New_Space Heating_Natural Gas_Greenhouse Heat Curtain_A_Technical Potential | F6 | Commercial | WA - College | New | Space Heating | Natural Gas | Greenhouse Heat Curtain | A | Incremental Winter Peak Savings (MW) | Technical Potential | 0 | 0 | 0 | 0 | 0 | 0 | 0 | 0 | 0 | 0 | 0 | 0 | 0 | 0 | 0 | 0 | 0 | 0 | 0 | 0 | 0 | 0 | 0 | 0 | 0 | 0 | 0
F7_Commercial_WA - College_New_Space Heating_Natural Gas_Greenhouse Heat Curtain_A_Technical Potential | F7 | Commercial | WA - College | New | Space Heating | Natural Gas | Greenhouse Heat Curtain | A | Cumulative Energy Savings (MWh or mTherms) | Technical Potential | 0 | 0 | 0 | 0 | 0 | 0 | 0 | 0 | 0 | 0 | 0 | 0 | 0 | 0 | 0 | 0 | 0 | 0 | 0 | 0 | 0 | 0 | 0 | 0 | 0 | 0 | 0
F8_Commercial_WA - College_New_Space Heating_Natural Gas_Greenhouse Heat Curtain_A_Technical Potential | F8 | Commercial | WA - College | New | Space Heating | Natural Gas | Greenhouse Heat Curtain | A | Cumulative Summer Peak Savings (MW) | Technical Potential | 0 | 0 | 0 | 0 | 0 | 0 | 0 | 0 | 0 | 0 | 0 | 0 | 0 | 0 | 0 | 0 | 0 | 0 | 0 | 0 | 0 | 0 | 0 | 0 | 0 | 0 | 0
F9_Commercial_WA - College_New_Space Heating_Natural Gas_Greenhouse Heat Curtain_A_Technical Potential | F9 | Commercial | WA - College | New | Space Heating | Natural Gas | Greenhouse Heat Curtain | A | Cumulative Winter Peak Savings (MW) | Technical Potential | 0 | 0 | 0 | 0 | 0 | 0 | 0 | 0 | 0 | 0 | 0 | 0 | 0 | 0 | 0 | 0 | 0 | 0 | 0 | 0 | 0 | 0 | 0 | 0 | 0 | 0 | 0
F10_Commercial_WA - College_New_Space Heating_Natural Gas_Greenhouse Heat Curtain_A_Technical Potential | F10 | Commercial | WA - College | New | Space Heating | Natural Gas | Greenhouse Heat Curtain | A | Purchases (Incremental) | Technical Potential | 0 | 0 | 0 | 0 | 0 | 0 | 0 | 0 | 0 | 0 | 0 | 0 | 0 | 0 | 0 | 0 | 0 | 0 | 0 | 0 | 0 | 0 | 0 | 0 | 0 | 0 | 0
F11_Commercial_WA - College_New_Space Heating_Natural Gas_Greenhouse Heat Curtain_A_Technical Potential | F11 | Commercial | WA - College | New | Space Heating | Natural Gas | Greenhouse Heat Curtain | A | Purchases (Cumulative) | Technical Potential | 0 | 0 | 0 | 0 | 0 | 0 | 0 | 0 | 0 | 0 | 0 | 0 | 0 | 0 | 0 | 0 | 0 | 0 | 0 | 0 | 0 | 0 | 0 | 0 | 0 | 0 | 0
F1_Commercial_WA - College_New_Space Heating_Natural Gas_Ventilation - Parking Garages, Demand Controlled_A_Technical Potential | F1 | Commercial | WA - College | New | Space Heating | Natural Gas | Ventilation - Parking Garages, Demand Controlled | A | Integrated Unit Energy Savings (kWh or therms) | Technical Potential | 0 | 0 | 0 | 0 | 0 | 0 | 0 | 0 | 0 | 0 | 0 | 0 | 0 | 0 | 0 | 0 | 0 | 0 | 0 | 0 | 0 | 0 | 0 | 0 | 0 | 0 | 0
F2_Commercial_WA - College_New_Space Heating_Natural Gas_Ventilation - Parking Garages, Demand Controlled_A_Technical Potential | F2 | Commercial | WA - College | New | Space Heating | Natural Gas | Ventilation - Parking Garages, Demand Controlled | A | Integrated Unit Summer Peak Savings (kW) | Technical Potential | 0 | 0 | 0 | 0 | 0 | 0 | 0 | 0 | 0 | 0 | 0 | 0 | 0 | 0 | 0 | 0 | 0 | 0 | 0 | 0 | 0 | 0 | 0 | 0 | 0 | 0 | 0
F3_Commercial_WA - College_New_Space Heating_Natural Gas_Ventilation - Parking Garages, Demand Controlled_A_Technical Potential | F3 | Commercial | WA - College | New | Space Heating | Natural Gas | Ventilation - Parking Garages, Demand Controlled | A | Integrated Unit Winter Peak Savings (kW) | Technical Potential | 0 | 0 | 0 | 0 | 0 | 0 | 0 | 0 | 0 | 0 | 0 | 0 | 0 | 0 | 0 | 0 | 0 | 0 | 0 | 0 | 0 | 0 | 0 | 0 | 0 | 0 | 0
F4_Commercial_WA - College_New_Space Heating_Natural Gas_Ventilation - Parking Garages, Demand Controlled_A_Technical Potential | F4 | Commercial | WA - College | New | Space Heating | Natural Gas | Ventilation - Parking Garages, Demand Controlled | A | Incremental Energy Savings (MWh or mTherms) | Technical Potential | 0 | 0 | 0 | 0 | 0 | 0 | 0 | 0 | 0 | 0 | 0 | 0 | 0 | 0 | 0 | 0 | 0 | 0 | 0 | 0 | 0 | 0 | 0 | 0 | 0 | 0 | 0
F5_Commercial_WA - College_New_Space Heating_Natural Gas_Ventilation - Parking Garages, Demand Controlled_A_Technical Potential | F5 | Commercial | WA - College | New | Space Heating | Natural Gas | Ventilation - Parking Garages, Demand Controlled | A | Incremental Summer Peak Savings (MW) | Technical Potential | 0 | 0 | 0 | 0 | 0 | 0 | 0 | 0 | 0 | 0 | 0 | 0 | 0 | 0 | 0 | 0 | 0 | 0 | 0 | 0 | 0 | 0 | 0 | 0 | 0 | 0 | 0
F6_Commercial_WA - College_New_Space Heating_Natural Gas_Ventilation - Parking Garages, Demand Controlled_A_Technical Potential | F6 | Commercial | WA - College | New | Space Heating | Natural Gas | Ventilation - Parking Garages, Demand Controlled | A | Incremental Winter Peak Savings (MW) | Technical Potential | 0 | 0 | 0 | 0 | 0 | 0 | 0 | 0 | 0 | 0 | 0 | 0 | 0 | 0 | 0 | 0 | 0 | 0 | 0 | 0 | 0 | 0 | 0 | 0 | 0 | 0 | 0
F7_Commercial_WA - College_New_Space Heating_Natural Gas_Ventilation - Parking Garages, Demand Controlled_A_Technical Potential | F7 | Commercial | WA - College | New | Space Heating | Natural Gas | Ventilation - Parking Garages, Demand Controlled | A | Cumulative Energy Savings (MWh or mTherms) | Technical Potential | 0 | 0 | 0 | 0 | 0 | 0 | 0 | 0 | 0 | 0 | 0 | 0 | 0 | 0 | 0 | 0 | 0 | 0 | 0 | 0 | 0 | 0 | 0 | 0 | 0 | 0 | 0
F8_Commercial_WA - College_New_Space Heating_Natural Gas_Ventilation - Parking Garages, Demand Controlled_A_Technical Potential | F8 | Commercial | WA - College | New | Space Heating | Natural Gas | Ventilation - Parking Garages, Demand Controlled | A | Cumulative Summer Peak Savings (MW) | Technical Potential | 0 | 0 | 0 | 0 | 0 | 0 | 0 | 0 | 0 | 0 | 0 | 0 | 0 | 0 | 0 | 0 | 0 | 0 | 0 | 0 | 0 | 0 | 0 | 0 | 0 | 0 | 0
F9_Commercial_WA - College_New_Space Heating_Natural Gas_Ventilation - Parking Garages, Demand Controlled_A_Technical Potential | F9 | Commercial | WA - College | New | Space Heating | Natural Gas | Ventilation - Parking Garages, Demand Controlled | A | Cumulative Winter Peak Savings (MW) | Technical Potential | 0 | 0 | 0 | 0 | 0 | 0 | 0 | 0 | 0 | 0 | 0 | 0 | 0 | 0 | 0 | 0 | 0 | 0 | 0 | 0 | 0 | 0 | 0 | 0 | 0 | 0 | 0
F10_Commercial_WA - College_New_Space Heating_Natural Gas_Ventilation - Parking Garages, Demand Controlled_A_Technical Potential | F10 | Commercial | WA - College | New | Space Heating | Natural Gas | Ventilation - Parking Garages, Demand Controlled | A | Purchases (Incremental) | Technical Potential | 0 | 0 | 0 | 0 | 0 | 0 | 0 | 0 | 0 | 0 | 0 | 0 | 0 | 0 | 0 | 0 | 0 | 0 | 0 | 0 | 0 | 0 | 0 | 0 | 0 | 0 | 0
F11_Commercial_WA - College_New_Space Heating_Natural Gas_Ventilation - Parking Garages, Demand Controlled_A_Technical Potential | F11 | Commercial | WA - College | New | Space Heating | Natural Gas | Ventilation - Parking Garages, Demand Controlled | A | Purchases (Cumulative) | Technical Potential | 0 | 0 | 0 | 0 | 0 | 0 | 0 | 0 | 0 | 0 | 0 | 0 | 0 | 0 | 0 | 0 | 0 | 0 | 0 | 0 | 0 | 0 | 0 | 0 | 0 | 0 | 0
F1_Commercial_WA - College_New_Miscellaneous_Natural Gas_Pool Heater - Night Covers_A_Technical Potential | F1 | Commercial | WA - College | New | Miscellaneous | Natural Gas | Pool Heater - Night Covers | A | Integrated Unit Energy Savings (kWh or therms) | Technical Potential | 0 | 0 | 0 | 0 | 0 | 0 | 0 | 0 | 0 | 0 | 0 | 0 | 0 | 0 | 0 | 0 | 0 | 0 | 0 | 0 | 0 | 0 | 0 | 0 | 0 | 0 | 0
F2_Commercial_WA - College_New_Miscellaneous_Natural Gas_Pool Heater - Night Covers_A_Technical Potential | F2 | Commercial | WA - College | New | Miscellaneous | Natural Gas | Pool Heater - Night Covers | A | Integrated Unit Summer Peak Savings (kW) | Technical Potential | 0 | 0 | 0 | 0 | 0 | 0 | 0 | 0 | 0 | 0 | 0 | 0 | 0 | 0 | 0 | 0 | 0 | 0 | 0 | 0 | 0 | 0 | 0 | 0 | 0 | 0 | 0
F3_Commercial_WA - College_New_Miscellaneous_Natural Gas_Pool Heater - Night Covers_A_Technical Potential | F3 | Commercial | WA - College | New | Miscellaneous | Natural Gas | Pool Heater - Night Covers | A | Integrated Unit Winter Peak Savings (kW) | Technical Potential | 0 | 0 | 0 | 0 | 0 | 0 | 0 | 0 | 0 | 0 | 0 | 0 | 0 | 0 | 0 | 0 | 0 | 0 | 0 | 0 | 0 | 0 | 0 | 0 | 0 | 0 | 0
F4_Commercial_WA - College_New_Miscellaneous_Natural Gas_Pool Heater - Night Covers_A_Technical Potential | F4 | Commercial | WA - College | New | Miscellaneous | Natural Gas | Pool Heater - Night Covers | A | Incremental Energy Savings (MWh or mTherms) | Technical Potential | 0 | 0 | 0 | 0 | 0 | 0 | 0 | 0 | 0 | 0 | 0 | 0 | 0 | 0 | 0 | 0 | 0 | 0 | 0 | 0 | 0 | 0 | 0 | 0 | 0 | 0 | 0
F5_Commercial_WA - College_New_Miscellaneous_Natural Gas_Pool Heater - Night Covers_A_Technical Potential | F5 | Commercial | WA - College | New | Miscellaneous | Natural Gas | Pool Heater - Night Covers | A | Incremental Summer Peak Savings (MW) | Technical Potential | 0 | 0 | 0 | 0 | 0 | 0 | 0 | 0 | 0 | 0 | 0 | 0 | 0 | 0 | 0 | 0 | 0 | 0 | 0 | 0 | 0 | 0 | 0 | 0 | 0 | 0 | 0
F6_Commercial_WA - College_New_Miscellaneous_Natural Gas_Pool Heater - Night Covers_A_Technical Potential | F6 | Commercial | WA - College | New | Miscellaneous | Natural Gas | Pool Heater - Night Covers | A | Incremental Winter Peak Savings (MW) | Technical Potential | 0 | 0 | 0 | 0 | 0 | 0 | 0 | 0 | 0 | 0 | 0 | 0 | 0 | 0 | 0 | 0 | 0 | 0 | 0 | 0 | 0 | 0 | 0 | 0 | 0 | 0 | 0
F7_Commercial_WA - College_New_Miscellaneous_Natural Gas_Pool Heater - Night Covers_A_Technical Potential | F7 | Commercial | WA - College | New | Miscellaneous | Natural Gas | Pool Heater - Night Covers | A | Cumulative Energy Savings (MWh or mTherms) | Technical Potential | 0 | 0 | 0 | 0 | 0 | 0 | 0 | 0 | 0 | 0 | 0 | 0 | 0 | 0 | 0 | 0 | 0 | 0 | 0 | 0 | 0 | 0 | 0 | 0 | 0 | 0 | 0
F8_Commercial_WA - College_New_Miscellaneous_Natural Gas_Pool Heater - Night Covers_A_Technical Potential | F8 | Commercial | WA - College | New | Miscellaneous | Natural Gas | Pool Heater - Night Covers | A | Cumulative Summer Peak Savings (MW) | Technical Potential | 0 | 0 | 0 | 0 | 0 | 0 | 0 | 0 | 0 | 0 | 0 | 0 | 0 | 0 | 0 | 0 | 0 | 0 | 0 | 0 | 0 | 0 | 0 | 0 | 0 | 0 | 0
F9_Commercial_WA - College_New_Miscellaneous_Natural Gas_Pool Heater - Night Covers_A_Technical Potential | F9 | Commercial | WA - College | New | Miscellaneous | Natural Gas | Pool Heater - Night Covers | A | Cumulative Winter Peak Savings (MW) | Technical Potential | 0 | 0 | 0 | 0 | 0 | 0 | 0 | 0 | 0 | 0 | 0 | 0 | 0 | 0 | 0 | 0 | 0 | 0 | 0 | 0 | 0 | 0 | 0 | 0 | 0 | 0 | 0
F10_Commercial_WA - College_New_Miscellaneous_Natural Gas_Pool Heater - Night Covers_A_Technical Potential | F10 | Commercial | WA - College | New | Miscellaneous | Natural Gas | Pool Heater - Night Covers | A | Purchases (Incremental) | Technical Potential | 0 | 0 | 0 | 0 | 0 | 0 | 0 | 0 | 0 | 0 | 0 | 0 | 0 | 0 | 0 | 0 | 0 | 0 | 0 | 0 | 0 | 0 | 0 | 0 | 0 | 0 | 0
F11_Commercial_WA - College_New_Miscellaneous_Natural Gas_Pool Heater - Night Covers_A_Technical Potential | F11 | Commercial | WA - College | New | Miscellaneous | Natural Gas | Pool Heater - Night Covers | A | Purchases (Cumulative) | Technical Potential | 0 | 0 | 0 | 0 | 0 | 0 | 0 | 0 | 0 | 0 | 0 | 0 | 0 | 0 | 0 | 0 | 0 | 0 | 0 | 0 | 0 | 0 | 0 | 0 | 0 | 0 | 0
F1_Commercial_WA - College_New_Space Heating_Natural Gas_Advanced New Construction Designs_A_Technical Potential | F1 | Commercial | WA - College | New | Space Heating | Natural Gas | Advanced New Construction Designs | A | Integrated Unit Energy Savings (kWh or therms) | Technical Potential | 0 | 0 | 0 | 0 | 0 | 0 | 0 | 0 | 0 | 0 | 0 | 0 | 0 | 0 | 0 | 0 | 0 | 0 | 0 | 0 | 0 | 0 | 0 | 0 | 0 | 0 | 0
F2_Commercial_WA - College_New_Space Heating_Natural Gas_Advanced New Construction Designs_A_Technical Potential | F2 | Commercial | WA - College | New | Space Heating | Natural Gas | Advanced New Construction Designs | A | Integrated Unit Summer Peak Savings (kW) | Technical Potential | 0 | 0 | 0 | 0 | 0 | 0 | 0 | 0 | 0 | 0 | 0 | 0 | 0 | 0 | 0 | 0 | 0 | 0 | 0 | 0 | 0 | 0 | 0 | 0 | 0 | 0 | 0
F3_Commercial_WA - College_New_Space Heating_Natural Gas_Advanced New Construction Designs_A_Technical Potential | F3 | Commercial | WA - College | New | Space Heating | Natural Gas | Advanced New Construction Designs | A | Integrated Unit Winter Peak Savings (kW) | Technical Potential | 0 | 0 | 0 | 0 | 0 | 0 | 0 | 0 | 0 | 0 | 0 | 0 | 0 | 0 | 0 | 0 | 0 | 0 | 0 | 0 | 0 | 0 | 0 | 0 | 0 | 0 | 0
F4_Commercial_WA - College_New_Space Heating_Natural Gas_Advanced New Construction Designs_A_Technical Potential | F4 | Commercial | WA - College | New | Space Heating | Natural Gas | Advanced New Construction Designs | A | Incremental Energy Savings (MWh or mTherms) | Technical Potential | 0 | 0 | 0 | 0 | 0 | 0 | 0 | 0 | 0 | 0 | 0 | 0 | 0 | 0 | 0 | 0 | 0 | 0 | 0 | 0 | 0 | 0 | 0 | 0 | 0 | 0 | 0
F5_Commercial_WA - College_New_Space Heating_Natural Gas_Advanced New Construction Designs_A_Technical Potential | F5 | Commercial | WA - College | New | Space Heating | Natural Gas | Advanced New Construction Designs | A | Incremental Summer Peak Savings (MW) | Technical Potential | 0 | 0 | 0 | 0 | 0 | 0 | 0 | 0 | 0 | 0 | 0 | 0 | 0 | 0 | 0 | 0 | 0 | 0 | 0 | 0 | 0 | 0 | 0 | 0 | 0 | 0 | 0
F6_Commercial_WA - College_New_Space Heating_Natural Gas_Advanced New Construction Designs_A_Technical Potential | F6 | Commercial | WA - College | New | Space Heating | Natural Gas | Advanced New Construction Designs | A | Incremental Winter Peak Savings (MW) | Technical Potential | 0 | 0 | 0 | 0 | 0 | 0 | 0 | 0 | 0 | 0 | 0 | 0 | 0 | 0 | 0 | 0 | 0 | 0 | 0 | 0 | 0 | 0 | 0 | 0 | 0 | 0 | 0
F7_Commercial_WA - College_New_Space Heating_Natural Gas_Advanced New Construction Designs_A_Technical Potential | F7 | Commercial | WA - College | New | Space Heating | Natural Gas | Advanced New Construction Designs | A | Cumulative Energy Savings (MWh or mTherms) | Technical Potential | 0 | 0 | 0 | 0 | 0 | 0 | 0 | 0 | 0 | 0 | 0 | 0 | 0 | 0 | 0 | 0 | 0 | 0 | 0 | 0 | 0 | 0 | 0 | 0 | 0 | 0 | 0
F8_Commercial_WA - College_New_Space Heating_Natural Gas_Advanced New Construction Designs_A_Technical Potential | F8 | Commercial | WA - College | New | Space Heating | Natural Gas | Advanced New Construction Designs | A | Cumulative Summer Peak Savings (MW) | Technical Potential | 0 | 0 | 0 | 0 | 0 | 0 | 0 | 0 | 0 | 0 | 0 | 0 | 0 | 0 | 0 | 0 | 0 | 0 | 0 | 0 | 0 | 0 | 0 | 0 | 0 | 0 | 0
F9_Commercial_WA - College_New_Space Heating_Natural Gas_Advanced New Construction Designs_A_Technical Potential | F9 | Commercial | WA - College | New | Space Heating | Natural Gas | Advanced New Construction Designs | A | Cumulative Winter Peak Savings (MW) | Technical Potential | 0 | 0 | 0 | 0 | 0 | 0 | 0 | 0 | 0 | 0 | 0 | 0 | 0 | 0 | 0 | 0 | 0 | 0 | 0 | 0 | 0 | 0 | 0 | 0 | 0 | 0 | 0
F10_Commercial_WA - College_New_Space Heating_Natural Gas_Advanced New Construction Designs_A_Technical Potential | F10 | Commercial | WA - College | New | Space Heating | Natural Gas | Advanced New Construction Designs | A | Purchases (Incremental) | Technical Potential | 0 | 0 | 0 | 0 | 0 | 0 | 0 | 0 | 0 | 0 | 0 | 0 | 0 | 0 | 0 | 0 | 0 | 0 | 0 | 0 | 0 | 0 | 0 | 0 | 0 | 0 | 0
F11_Commercial_WA - College_New_Space Heating_Natural Gas_Advanced New Construction Designs_A_Technical Potential | F11 | Commercial | WA - College | New | Space Heating | Natural Gas | Advanced New Construction Designs | A | Purchases (Cumulative) | Technical Potential | 0 | 0 | 0 | 0 | 0 | 0 | 0 | 0 | 0 | 0 | 0 | 0 | 0 | 0 | 0 | 0 | 0 | 0 | 0 | 0 | 0 | 0 | 0 | 0 | 0 | 0 | 0
F1_Commercial_WA - College_New_Water Heating_Natural Gas_Advanced New Construction Designs_A_Technical Potential | F1 | Commercial | WA - College | New | Water Heating | Natural Gas | Advanced New Construction Designs | A | Integrated Unit Energy Savings (kWh or therms) | Technical Potential | 0 | 0 | 0 | 0 | 0 | 0 | 0 | 0 | 0 | 0 | 0 | 0 | 0 | 0 | 0 | 0 | 0 | 0 | 0 | 0 | 0 | 0 | 0 | 0 | 0 | 0 | 0
F2_Commercial_WA - College_New_Water Heating_Natural Gas_Advanced New Construction Designs_A_Technical Potential | F2 | Commercial | WA - College | New | Water Heating | Natural Gas | Advanced New Construction Designs | A | Integrated Unit Summer Peak Savings (kW) | Technical Potential | 0 | 0 | 0 | 0 | 0 | 0 | 0 | 0 | 0 | 0 | 0 | 0 | 0 | 0 | 0 | 0 | 0 | 0 | 0 | 0 | 0 | 0 | 0 | 0 | 0 | 0 | 0
F3_Commercial_WA - College_New_Water Heating_Natural Gas_Advanced New Construction Designs_A_Technical Potential | F3 | Commercial | WA - College | New | Water Heating | Natural Gas | Advanced New Construction Designs | A | Integrated Unit Winter Peak Savings (kW) | Technical Potential | 0 | 0 | 0 | 0 | 0 | 0 | 0 | 0 | 0 | 0 | 0 | 0 | 0 | 0 | 0 | 0 | 0 | 0 | 0 | 0 | 0 | 0 | 0 | 0 | 0 | 0 | 0
F4_Commercial_WA - College_New_Water Heating_Natural Gas_Advanced New Construction Designs_A_Technical Potential | F4 | Commercial | WA - College | New | Water Heating | Natural Gas | Advanced New Construction Designs | A | Incremental Energy Savings (MWh or mTherms) | Technical Potential | 0 | 0 | 0 | 0 | 0 | 0 | 0 | 0 | 0 | 0 | 0 | 0 | 0 | 0 | 0 | 0 | 0 | 0 | 0 | 0 | 0 | 0 | 0 | 0 | 0 | 0 | 0
F5_Commercial_WA - College_New_Water Heating_Natural Gas_Advanced New Construction Designs_A_Technical Potential | F5 | Commercial | WA - College | New | Water Heating | Natural Gas | Advanced New Construction Designs | A | Incremental Summer Peak Savings (MW) | Technical Potential | 0 | 0 | 0 | 0 | 0 | 0 | 0 | 0 | 0 | 0 | 0 | 0 | 0 | 0 | 0 | 0 | 0 | 0 | 0 | 0 | 0 | 0 | 0 | 0 | 0 | 0 | 0
F6_Commercial_WA - College_New_Water Heating_Natural Gas_Advanced New Construction Designs_A_Technical Potential | F6 | Commercial | WA - College | New | Water Heating | Natural Gas | Advanced New Construction Designs | A | Incremental Winter Peak Savings (MW) | Technical Potential | 0 | 0 | 0 | 0 | 0 | 0 | 0 | 0 | 0 | 0 | 0 | 0 | 0 | 0 | 0 | 0 | 0 | 0 | 0 | 0 | 0 | 0 | 0 | 0 | 0 | 0 | 0
F7_Commercial_WA - College_New_Water Heating_Natural Gas_Advanced New Construction Designs_A_Technical Potential | F7 | Commercial | WA - College | New | Water Heating | Natural Gas | Advanced New Construction Designs | A | Cumulative Energy Savings (MWh or mTherms) | Technical Potential | 0 | 0 | 0 | 0 | 0 | 0 | 0 | 0 | 0 | 0 | 0 | 0 | 0 | 0 | 0 | 0 | 0 | 0 | 0 | 0 | 0 | 0 | 0 | 0 | 0 | 0 | 0
F8_Commercial_WA - College_New_Water Heating_Natural Gas_Advanced New Construction Designs_A_Technical Potential | F8 | Commercial | WA - College | New | Water Heating | Natural Gas | Advanced New Construction Designs | A | Cumulative Summer Peak Savings (MW) | Technical Potential | 0 | 0 | 0 | 0 | 0 | 0 | 0 | 0 | 0 | 0 | 0 | 0 | 0 | 0 | 0 | 0 | 0 | 0 | 0 | 0 | 0 | 0 | 0 | 0 | 0 | 0 | 0
F9_Commercial_WA - College_New_Water Heating_Natural Gas_Advanced New Construction Designs_A_Technical Potential | F9 | Commercial | WA - College | New | Water Heating | Natural Gas | Advanced New Construction Designs | A | Cumulative Winter Peak Savings (MW) | Technical Potential | 0 | 0 | 0 | 0 | 0 | 0 | 0 | 0 | 0 | 0 | 0 | 0 | 0 | 0 | 0 | 0 | 0 | 0 | 0 | 0 | 0 | 0 | 0 | 0 | 0 | 0 | 0
F10_Commercial_WA - College_New_Water Heating_Natural Gas_Advanced New Construction Designs_A_Technical Potential | F10 | Commercial | WA - College | New | Water Heating | Natural Gas | Advanced New Construction Designs | A | Purchases (Incremental) | Technical Potential | 0 | 0 | 0 | 0 | 0 | 0 | 0 | 0 | 0 | 0 | 0 | 0 | 0 | 0 | 0 | 0 | 0 | 0 | 0 | 0 | 0 | 0 | 0 | 0 | 0 | 0 | 0
F11_Commercial_WA - College_New_Water Heating_Natural Gas_Advanced New Construction Designs_A_Technical Potential | F11 | Commercial | WA - College | New | Water Heating | Natural Gas | Advanced New Construction Designs | A | Purchases (Cumulative) | Technical Potential | 0 | 0 | 0 | 0 | 0 | 0 | 0 | 0 | 0 | 0 | 0 | 0 | 0 | 0 | 0 | 0 | 0 | 0 | 0 | 0 | 0 | 0 | 0 | 0 | 0 | 0 | 0
F1_Commercial_WA - College_New_Space Heating_Natural Gas_Strategic Energy Management_A_Technical Potential | F1 | Commercial | WA - College | New | Space Heating | Natural Gas | Strategic Energy Management | A | Integrated Unit Energy Savings (kWh or therms) | Technical Potential | 0 | 0 | 0 | 0 | 0 | 0 | 0 | 0 | 0 | 0 | 0 | 0 | 0 | 0 | 0 | 0 | 0 | 0 | 0 | 0 | 0 | 0 | 0 | 0 | 0 | 0 | 0
F2_Commercial_WA - College_New_Space Heating_Natural Gas_Strategic Energy Management_A_Technical Potential | F2 | Commercial | WA - College | New | Space Heating | Natural Gas | Strategic Energy Management | A | Integrated Unit Summer Peak Savings (kW) | Technical Potential | 0 | 0 | 0 | 0 | 0 | 0 | 0 | 0 | 0 | 0 | 0 | 0 | 0 | 0 | 0 | 0 | 0 | 0 | 0 | 0 | 0 | 0 | 0 | 0 | 0 | 0 | 0
F3_Commercial_WA - College_New_Space Heating_Natural Gas_Strategic Energy Management_A_Technical Potential | F3 | Commercial | WA - College | New | Space Heating | Natural Gas | Strategic Energy Management | A | Integrated Unit Winter Peak Savings (kW) | Technical Potential | 0 | 0 | 0 | 0 | 0 | 0 | 0 | 0 | 0 | 0 | 0 | 0 | 0 | 0 | 0 | 0 | 0 | 0 | 0 | 0 | 0 | 0 | 0 | 0 | 0 | 0 | 0
F4_Commercial_WA - College_New_Space Heating_Natural Gas_Strategic Energy Management_A_Technical Potential | F4 | Commercial | WA - College | New | Space Heating | Natural Gas | Strategic Energy Management | A | Incremental Energy Savings (MWh or mTherms) | Technical Potential | 0 | 0 | 0 | 0 | 0 | 0 | 0 | 0 | 0 | 0 | 0 | 0 | 0 | 0 | 0 | 0 | 0 | 0 | 0 | 0 | 0 | 0 | 0 | 0 | 0 | 0 | 0
F5_Commercial_WA - College_New_Space Heating_Natural Gas_Strategic Energy Management_A_Technical Potential | F5 | Commercial | WA - College | New | Space Heating | Natural Gas | Strategic Energy Management | A | Incremental Summer Peak Savings (MW) | Technical Potential | 0 | 0 | 0 | 0 | 0 | 0 | 0 | 0 | 0 | 0 | 0 | 0 | 0 | 0 | 0 | 0 | 0 | 0 | 0 | 0 | 0 | 0 | 0 | 0 | 0 | 0 | 0
F6_Commercial_WA - College_New_Space Heating_Natural Gas_Strategic Energy Management_A_Technical Potential | F6 | Commercial | WA - College | New | Space Heating | Natural Gas | Strategic Energy Management | A | Incremental Winter Peak Savings (MW) | Technical Potential | 0 | 0 | 0 | 0 | 0 | 0 | 0 | 0 | 0 | 0 | 0 | 0 | 0 | 0 | 0 | 0 | 0 | 0 | 0 | 0 | 0 | 0 | 0 | 0 | 0 | 0 | 0
F7_Commercial_WA - College_New_Space Heating_Natural Gas_Strategic Energy Management_A_Technical Potential | F7 | Commercial | WA - College | New | Space Heating | Natural Gas | Strategic Energy Management | A | Cumulative Energy Savings (MWh or mTherms) | Technical Potential | 0 | 0 | 0 | 0 | 0 | 0 | 0 | 0 | 0 | 0 | 0 | 0 | 0 | 0 | 0 | 0 | 0 | 0 | 0 | 0 | 0 | 0 | 0 | 0 | 0 | 0 | 0
F8_Commercial_WA - College_New_Space Heating_Natural Gas_Strategic Energy Management_A_Technical Potential | F8 | Commercial | WA - College | New | Space Heating | Natural Gas | Strategic Energy Management | A | Cumulative Summer Peak Savings (MW) | Technical Potential | 0 | 0 | 0 | 0 | 0 | 0 | 0 | 0 | 0 | 0 | 0 | 0 | 0 | 0 | 0 | 0 | 0 | 0 | 0 | 0 | 0 | 0 | 0 | 0 | 0 | 0 | 0
F9_Commercial_WA - College_New_Space Heating_Natural Gas_Strategic Energy Management_A_Technical Potential | F9 | Commercial | WA - College | New | Space Heating | Natural Gas | Strategic Energy Management | A | Cumulative Winter Peak Savings (MW) | Technical Potential | 0 | 0 | 0 | 0 | 0 | 0 | 0 | 0 | 0 | 0 | 0 | 0 | 0 | 0 | 0 | 0 | 0 | 0 | 0 | 0 | 0 | 0 | 0 | 0 | 0 | 0 | 0
F10_Commercial_WA - College_New_Space Heating_Natural Gas_Strategic Energy Management_A_Technical Potential | F10 | Commercial | WA - College | New | Space Heating | Natural Gas | Strategic Energy Management | A | Purchases (Incremental) | Technical Potential | 0 | 0 | 0 | 0 | 0 | 0 | 0 | 0 | 0 | 0 | 0 | 0 | 0 | 0 | 0 | 0 | 0 | 0 | 0 | 0 | 0 | 0 | 0 | 0 | 0 | 0 | 0
F11_Commercial_WA - College_New_Space Heating_Natural Gas_Strategic Energy Management_A_Technical Potential | F11 | Commercial | WA - College | New | Space Heating | Natural Gas | Strategic Energy Management | A | Purchases (Cumulative) | Technical Potential | 0 | 0 | 0 | 0 | 0 | 0 | 0 | 0 | 0 | 0 | 0 | 0 | 0 | 0 | 0 | 0 | 0 | 0 | 0 | 0 | 0 | 0 | 0 | 0 | 0 | 0 | 0
F1_Commercial_WA - College_New_Water Heating_Natural Gas_Strategic Energy Management_A_Technical Potential | F1 | Commercial | WA - College | New | Water Heating | Natural Gas | Strategic Energy Management | A | Integrated Unit Energy Savings (kWh or therms) | Technical Potential | 0 | 0 | 0 | 0 | 0 | 0 | 0 | 0 | 0 | 0 | 0 | 0 | 0 | 0 | 0 | 0 | 0 | 0 | 0 | 0 | 0 | 0 | 0 | 0 | 0 | 0 | 0
F2_Commercial_WA - College_New_Water Heating_Natural Gas_Strategic Energy Management_A_Technical Potential | F2 | Commercial | WA - College | New | Water Heating | Natural Gas | Strategic Energy Management | A | Integrated Unit Summer Peak Savings (kW) | Technical Potential | 0 | 0 | 0 | 0 | 0 | 0 | 0 | 0 | 0 | 0 | 0 | 0 | 0 | 0 | 0 | 0 | 0 | 0 | 0 | 0 | 0 | 0 | 0 | 0 | 0 | 0 | 0
F3_Commercial_WA - College_New_Water Heating_Natural Gas_Strategic Energy Management_A_Technical Potential | F3 | Commercial | WA - College | New | Water Heating | Natural Gas | Strategic Energy Management | A | Integrated Unit Winter Peak Savings (kW) | Technical Potential | 0 | 0 | 0 | 0 | 0 | 0 | 0 | 0 | 0 | 0 | 0 | 0 | 0 | 0 | 0 | 0 | 0 | 0 | 0 | 0 | 0 | 0 | 0 | 0 | 0 | 0 | 0
F4_Commercial_WA - College_New_Water Heating_Natural Gas_Strategic Energy Management_A_Technical Potential | F4 | Commercial | WA - College | New | Water Heating | Natural Gas | Strategic Energy Management | A | Incremental Energy Savings (MWh or mTherms) | Technical Potential | 0 | 0 | 0 | 0 | 0 | 0 | 0 | 0 | 0 | 0 | 0 | 0 | 0 | 0 | 0 | 0 | 0 | 0 | 0 | 0 | 0 | 0 | 0 | 0 | 0 | 0 | 0
F5_Commercial_WA - College_New_Water Heating_Natural Gas_Strategic Energy Management_A_Technical Potential | F5 | Commercial | WA - College | New | Water Heating | Natural Gas | Strategic Energy Management | A | Incremental Summer Peak Savings (MW) | Technical Potential | 0 | 0 | 0 | 0 | 0 | 0 | 0 | 0 | 0 | 0 | 0 | 0 | 0 | 0 | 0 | 0 | 0 | 0 | 0 | 0 | 0 | 0 | 0 | 0 | 0 | 0 | 0
F6_Commercial_WA - College_New_Water Heating_Natural Gas_Strategic Energy Management_A_Technical Potential | F6 | Commercial | WA - College | New | Water Heating | Natural Gas | Strategic Energy Management | A | Incremental Winter Peak Savings (MW) | Technical Potential | 0 | 0 | 0 | 0 | 0 | 0 | 0 | 0 | 0 | 0 | 0 | 0 | 0 | 0 | 0 | 0 | 0 | 0 | 0 | 0 | 0 | 0 | 0 | 0 | 0 | 0 | 0
F7_Commercial_WA - College_New_Water Heating_Natural Gas_Strategic Energy Management_A_Technical Potential | F7 | Commercial | WA - College | New | Water Heating | Natural Gas | Strategic Energy Management | A | Cumulative Energy Savings (MWh or mTherms) | Technical Potential | 0 | 0 | 0 | 0 | 0 | 0 | 0 | 0 | 0 | 0 | 0 | 0 | 0 | 0 | 0 | 0 | 0 | 0 | 0 | 0 | 0 | 0 | 0 | 0 | 0 | 0 | 0
F8_Commercial_WA - College_New_Water Heating_Natural Gas_Strategic Energy Management_A_Technical Potential | F8 | Commercial | WA - College | New | Water Heating | Natural Gas | Strategic Energy Management | A | Cumulative Summer Peak Savings (MW) | Technical Potential | 0 | 0 | 0 | 0 | 0 | 0 | 0 | 0 | 0 | 0 | 0 | 0 | 0 | 0 | 0 | 0 | 0 | 0 | 0 | 0 | 0 | 0 | 0 | 0 | 0 | 0 | 0
F9_Commercial_WA - College_New_Water Heating_Natural Gas_Strategic Energy Management_A_Technical Potential | F9 | Commercial | WA - College | New | Water Heating | Natural Gas | Strategic Energy Management | A | Cumulative Winter Peak Savings (MW) | Technical Potential | 0 | 0 | 0 | 0 | 0 | 0 | 0 | 0 | 0 | 0 | 0 | 0 | 0 | 0 | 0 | 0 | 0 | 0 | 0 | 0 | 0 | 0 | 0 | 0 | 0 | 0 | 0
F10_Commercial_WA - College_New_Water Heating_Natural Gas_Strategic Energy Management_A_Technical Potential | F10 | Commercial | WA - College | New | Water Heating | Natural Gas | Strategic Energy Management | A | Purchases (Incremental) | Technical Potential | 0 | 0 | 0 | 0 | 0 | 0 | 0 | 0 | 0 | 0 | 0 | 0 | 0 | 0 | 0 | 0 | 0 | 0 | 0 | 0 | 0 | 0 | 0 | 0 | 0 | 0 | 0
F11_Commercial_WA - College_New_Water Heating_Natural Gas_Strategic Energy Management_A_Technical Potential | F11 | Commercial | WA - College | New | Water Heating | Natural Gas | Strategic Energy Management | A | Purchases (Cumulative) | Technical Potential | 0 | 0 | 0 | 0 | 0 | 0 | 0 | 0 | 0 | 0 | 0 | 0 | 0 | 0 | 0 | 0 | 0 | 0 | 0 | 0 | 0 | 0 | 0 | 0 | 0 | 0 | 0
F1_Commercial_WA - College_New_Space Heating_Natural Gas_Retrocommissioning_A_Technical Potential | F1 | Commercial | WA - College | New | Space Heating | Natural Gas | Retrocommissioning | A | Integrated Unit Energy Savings (kWh or therms) | Technical Potential | 0 | 0 | 0 | 0 | 0 | 0 | 0 | 0 | 0 | 0 | 0 | 0 | 0 | 0 | 0 | 0 | 0 | 0 | 0 | 0 | 0 | 0 | 0 | 0 | 0 | 0 | 0
F2_Commercial_WA - College_New_Space Heating_Natural Gas_Retrocommissioning_A_Technical Potential | F2 | Commercial | WA - College | New | Space Heating | Natural Gas | Retrocommissioning | A | Integrated Unit Summer Peak Savings (kW) | Technical Potential | 0 | 0 | 0 | 0 | 0 | 0 | 0 | 0 | 0 | 0 | 0 | 0 | 0 | 0 | 0 | 0 | 0 | 0 | 0 | 0 | 0 | 0 | 0 | 0 | 0 | 0 | 0
F3_Commercial_WA - College_New_Space Heating_Natural Gas_Retrocommissioning_A_Technical Potential | F3 | Commercial | WA - College | New | Space Heating | Natural Gas | Retrocommissioning | A | Integrated Unit Winter Peak Savings (kW) | Technical Potential | 0 | 0 | 0 | 0 | 0 | 0 | 0 | 0 | 0 | 0 | 0 | 0 | 0 | 0 | 0 | 0 | 0 | 0 | 0 | 0 | 0 | 0 | 0 | 0 | 0 | 0 | 0
F4_Commercial_WA - College_New_Space Heating_Natural Gas_Retrocommissioning_A_Technical Potential | F4 | Commercial | WA - College | New | Space Heating | Natural Gas | Retrocommissioning | A | Incremental Energy Savings (MWh or mTherms) | Technical Potential | 0 | 0 | 0 | 0 | 0 | 0 | 0 | 0 | 0 | 0 | 0 | 0 | 0 | 0 | 0 | 0 | 0 | 0 | 0 | 0 | 0 | 0 | 0 | 0 | 0 | 0 | 0
F5_Commercial_WA - College_New_Space Heating_Natural Gas_Retrocommissioning_A_Technical Potential | F5 | Commercial | WA - College | New | Space Heating | Natural Gas | Retrocommissioning | A | Incremental Summer Peak Savings (MW) | Technical Potential | 0 | 0 | 0 | 0 | 0 | 0 | 0 | 0 | 0 | 0 | 0 | 0 | 0 | 0 | 0 | 0 | 0 | 0 | 0 | 0 | 0 | 0 | 0 | 0 | 0 | 0 | 0
F6_Commercial_WA - College_New_Space Heating_Natural Gas_Retrocommissioning_A_Technical Potential | F6 | Commercial | WA - College | New | Space Heating | Natural Gas | Retrocommissioning | A | Incremental Winter Peak Savings (MW) | Technical Potential | 0 | 0 | 0 | 0 | 0 | 0 | 0 | 0 | 0 | 0 | 0 | 0 | 0 | 0 | 0 | 0 | 0 | 0 | 0 | 0 | 0 | 0 | 0 | 0 | 0 | 0 | 0
F7_Commercial_WA - College_New_Space Heating_Natural Gas_Retrocommissioning_A_Technical Potential | F7 | Commercial | WA - College | New | Space Heating | Natural Gas | Retrocommissioning | A | Cumulative Energy Savings (MWh or mTherms) | Technical Potential | 0 | 0 | 0 | 0 | 0 | 0 | 0 | 0 | 0 | 0 | 0 | 0 | 0 | 0 | 0 | 0 | 0 | 0 | 0 | 0 | 0 | 0 | 0 | 0 | 0 | 0 | 0
F8_Commercial_WA - College_New_Space Heating_Natural Gas_Retrocommissioning_A_Technical Potential | F8 | Commercial | WA - College | New | Space Heating | Natural Gas | Retrocommissioning | A | Cumulative Summer Peak Savings (MW) | Technical Potential | 0 | 0 | 0 | 0 | 0 | 0 | 0 | 0 | 0 | 0 | 0 | 0 | 0 | 0 | 0 | 0 | 0 | 0 | 0 | 0 | 0 | 0 | 0 | 0 | 0 | 0 | 0
F9_Commercial_WA - College_New_Space Heating_Natural Gas_Retrocommissioning_A_Technical Potential | F9 | Commercial | WA - College | New | Space Heating | Natural Gas | Retrocommissioning | A | Cumulative Winter Peak Savings (MW) | Technical Potential | 0 | 0 | 0 | 0 | 0 | 0 | 0 | 0 | 0 | 0 | 0 | 0 | 0 | 0 | 0 | 0 | 0 | 0 | 0 | 0 | 0 | 0 | 0 | 0 | 0 | 0 | 0
F10_Commercial_WA - College_New_Space Heating_Natural Gas_Retrocommissioning_A_Technical Potential | F10 | Commercial | WA - College | New | Space Heating | Natural Gas | Retrocommissioning | A | Purchases (Incremental) | Technical Potential | 0 | 0 | 0 | 0 | 0 | 0 | 0 | 0 | 0 | 0 | 0 | 0 | 0 | 0 | 0 | 0 | 0 | 0 | 0 | 0 | 0 | 0 | 0 | 0 | 0 | 0 | 0
F11_Commercial_WA - College_New_Space Heating_Natural Gas_Retrocommissioning_A_Technical Potential | F11 | Commercial | WA - College | New | Space Heating | Natural Gas | Retrocommissioning | A | Purchases (Cumulative) | Technical Potential | 0 | 0 | 0 | 0 | 0 | 0 | 0 | 0 | 0 | 0 | 0 | 0 | 0 | 0 | 0 | 0 | 0 | 0 | 0 | 0 | 0 | 0 | 0 | 0 | 0 | 0 | 0
F1_Commercial_WA - College_New_Water Heating_Natural Gas_Retrocommissioning_A_Technical Potential | F1 | Commercial | WA - College | New | Water Heating | Natural Gas | Retrocommissioning | A | Integrated Unit Energy Savings (kWh or therms) | Technical Potential | 0 | 0 | 0 | 0 | 0 | 0 | 0 | 0 | 0 | 0 | 0 | 0 | 0 | 0 | 0 | 0 | 0 | 0 | 0 | 0 | 0 | 0 | 0 | 0 | 0 | 0 | 0
F2_Commercial_WA - College_New_Water Heating_Natural Gas_Retrocommissioning_A_Technical Potential | F2 | Commercial | WA - College | New | Water Heating | Natural Gas | Retrocommissioning | A | Integrated Unit Summer Peak Savings (kW) | Technical Potential | 0 | 0 | 0 | 0 | 0 | 0 | 0 | 0 | 0 | 0 | 0 | 0 | 0 | 0 | 0 | 0 | 0 | 0 | 0 | 0 | 0 | 0 | 0 | 0 | 0 | 0 | 0
F3_Commercial_WA - College_New_Water Heating_Natural Gas_Retrocommissioning_A_Technical Potential | F3 | Commercial | WA - College | New | Water Heating | Natural Gas | Retrocommissioning | A | Integrated Unit Winter Peak Savings (kW) | Technical Potential | 0 | 0 | 0 | 0 | 0 | 0 | 0 | 0 | 0 | 0 | 0 | 0 | 0 | 0 | 0 | 0 | 0 | 0 | 0 | 0 | 0 | 0 | 0 | 0 | 0 | 0 | 0
F4_Commercial_WA - College_New_Water Heating_Natural Gas_Retrocommissioning_A_Technical Potential | F4 | Commercial | WA - College | New | Water Heating | Natural Gas | Retrocommissioning | A | Incremental Energy Savings (MWh or mTherms) | Technical Potential | 0 | 0 | 0 | 0 | 0 | 0 | 0 | 0 | 0 | 0 | 0 | 0 | 0 | 0 | 0 | 0 | 0 | 0 | 0 | 0 | 0 | 0 | 0 | 0 | 0 | 0 | 0
F5_Commercial_WA - College_New_Water Heating_Natural Gas_Retrocommissioning_A_Technical Potential | F5 | Commercial | WA - College | New | Water Heating | Natural Gas | Retrocommissioning | A | Incremental Summer Peak Savings (MW) | Technical Potential | 0 | 0 | 0 | 0 | 0 | 0 | 0 | 0 | 0 | 0 | 0 | 0 | 0 | 0 | 0 | 0 | 0 | 0 | 0 | 0 | 0 | 0 | 0 | 0 | 0 | 0 | 0
F6_Commercial_WA - College_New_Water Heating_Natural Gas_Retrocommissioning_A_Technical Potential | F6 | Commercial | WA - College | New | Water Heating | Natural Gas | Retrocommissioning | A | Incremental Winter Peak Savings (MW) | Technical Potential | 0 | 0 | 0 | 0 | 0 | 0 | 0 | 0 | 0 | 0 | 0 | 0 | 0 | 0 | 0 | 0 | 0 | 0 | 0 | 0 | 0 | 0 | 0 | 0 | 0 | 0 | 0
F7_Commercial_WA - College_New_Water Heating_Natural Gas_Retrocommissioning_A_Technical Potential | F7 | Commercial | WA - College | New | Water Heating | Natural Gas | Retrocommissioning | A | Cumulative Energy Savings (MWh or mTherms) | Technical Potential | 0 | 0 | 0 | 0 | 0 | 0 | 0 | 0 | 0 | 0 | 0 | 0 | 0 | 0 | 0 | 0 | 0 | 0 | 0 | 0 | 0 | 0 | 0 | 0 | 0 | 0 | 0
F8_Commercial_WA - College_New_Water Heating_Natural Gas_Retrocommissioning_A_Technical Potential | F8 | Commercial | WA - College | New | Water Heating | Natural Gas | Retrocommissioning | A | Cumulative Summer Peak Savings (MW) | Technical Potential | 0 | 0 | 0 | 0 | 0 | 0 | 0 | 0 | 0 | 0 | 0 | 0 | 0 | 0 | 0 | 0 | 0 | 0 | 0 | 0 | 0 | 0 | 0 | 0 | 0 | 0 | 0
F9_Commercial_WA - College_New_Water Heating_Natural Gas_Retrocommissioning_A_Technical Potential | F9 | Commercial | WA - College | New | Water Heating | Natural Gas | Retrocommissioning | A | Cumulative Winter Peak Savings (MW) | Technical Potential | 0 | 0 | 0 | 0 | 0 | 0 | 0 | 0 | 0 | 0 | 0 | 0 | 0 | 0 | 0 | 0 | 0 | 0 | 0 | 0 | 0 | 0 | 0 | 0 | 0 | 0 | 0
F10_Commercial_WA - College_New_Water Heating_Natural Gas_Retrocommissioning_A_Technical Potential | F10 | Commercial | WA - College | New | Water Heating | Natural Gas | Retrocommissioning | A | Purchases (Incremental) | Technical Potential | 0 | 0 | 0 | 0 | 0 | 0 | 0 | 0 | 0 | 0 | 0 | 0 | 0 | 0 | 0 | 0 | 0 | 0 | 0 | 0 | 0 | 0 | 0 | 0 | 0 | 0 | 0
F11_Commercial_WA - College_New_Water Heating_Natural Gas_Retrocommissioning_A_Technical Potential | F11 | Commercial | WA - College | New | Water Heating | Natural Gas | Retrocommissioning | A | Purchases (Cumulative) | Technical Potential | 0 | 0 | 0 | 0 | 0 | 0 | 0 | 0 | 0 | 0 | 0 | 0 | 0 | 0 | 0 | 0 | 0 | 0 | 0 | 0 | 0 | 0 | 0 | 0 | 0 | 0 | 0
F1_Commercial_WA - Miscellaneous_Existing_Space Heating_Natural Gas_Insulation - Ceiling_A_Technical Potential | F1 | Commercial | WA - Miscellaneous | Existing | Space Heating | Natural Gas | Insulation - Ceiling | A | Integrated Unit Energy Savings (kWh or therms) | Technical Potential | 0 | 0 | 0.098343 | 0.096712 | 0.094981 | 0.093199 | 0.091376 | 0.089501 | 0.087564 | 0.08556 | 0.083495 | 0.08138 | 0.079232 | 0.077115 | 0.075019 | 0.072965 | 0.070987 | 0.069114 | 0.067397 | 0.065842 | 0.064373 | 0.06301 | 0.061684 | 0.060511 | 0.059352 | 0.058209 | 0.057077
F2_Commercial_WA - Miscellaneous_Existing_Space Heating_Natural Gas_Insulation - Ceiling_A_Technical Potential | F2 | Commercial | WA - Miscellaneous | Existing | Space Heating | Natural Gas | Insulation - Ceiling | A | Integrated Unit Summer Peak Savings (kW) | Technical Potential | 0 | 0 | 0 | 0 | 0 | 0 | 0 | 0 | 0 | 0 | 0 | 0 | 0 | 0 | 0 | 0 | 0 | 0 | 0 | 0 | 0 | 0 | 0 | 0 | 0 | 0 | 0
F3_Commercial_WA - Miscellaneous_Existing_Space Heating_Natural Gas_Insulation - Ceiling_A_Technical Potential | F3 | Commercial | WA - Miscellaneous | Existing | Space Heating | Natural Gas | Insulation - Ceiling | A | Integrated Unit Winter Peak Savings (kW) | Technical Potential | 0 | 0 | 0 | 0 | 0 | 0 | 0 | 0 | 0 | 0 | 0 | 0 | 0 | 0 | 0 | 0 | 0 | 0 | 0 | 0 | 0 | 0 | 0 | 0 | 0 | 0 | 0
F4_Commercial_WA - Miscellaneous_Existing_Space Heating_Natural Gas_Insulation - Ceiling_A_Technical Potential | F4 | Commercial | WA - Miscellaneous | Existing | Space Heating | Natural Gas | Insulation - Ceiling | A | Incremental Energy Savings (MWh or mTherms) | Technical Potential | 0 | 0 | 0 | 0.34023 | 0.1798 | 0.59683 | 0.95183 | 1.4151 | 1.9829 | 2.6355 | 3.3342 | 4.0193 | 4.6146 | 5.0389 | 5.2148 | 5.0932 | 4.671 | 3.9985 | 3.174 | 2.3177 | 1.6602 | 0.88668 | 0.69442 | 0 | 0 | 0 | 0
F5_Commercial_WA - Miscellaneous_Existing_Space Heating_Natural Gas_Insulation - Ceiling_A_Technical Potential | F5 | Commercial | WA - Miscellaneous | Existing | Space Heating | Natural Gas | Insulation - Ceiling | A | Incremental Summer Peak Savings (MW) | Technical Potential | 0 | 0 | 0 | 0 | 0 | 0 | 0 | 0 | 0 | 0 | 0 | 0 | 0 | 0 | 0 | 0 | 0 | 0 | 0 | 0 | 0 | 0 | 0 | 0 | 0 | 0 | 0
F6_Commercial_WA - Miscellaneous_Existing_Space Heating_Natural Gas_Insulation - Ceiling_A_Technical Potential | F6 | Commercial | WA - Miscellaneous | Existing | Space Heating | Natural Gas | Insulation - Ceiling | A | Incremental Winter Peak Savings (MW) | Technical Potential | 0 | 0 | 0 | 0 | 0 | 0 | 0 | 0 | 0 | 0 | 0 | 0 | 0 | 0 | 0 | 0 | 0 | 0 | 0 | 0 | 0 | 0 | 0 | 0 | 0 | 0 | 0
F7_Commercial_WA - Miscellaneous_Existing_Space Heating_Natural Gas_Insulation - Ceiling_A_Technical Potential | F7 | Commercial | WA - Miscellaneous | Existing | Space Heating | Natural Gas | Insulation - Ceiling | A | Cumulative Energy Savings (MWh or mTherms) | Technical Potential | 0 | 0 | 0 | 0.34023 | 0.51394 | 1.1011 | 2.0314 | 3.4049 | 5.314 | 7.828 | 10.9732 | 14.7145 | 18.9408 | 23.4735 | 28.0505 | 32.3758 | 36.169 | 39.2129 | 41.413 | 42.7749 | 43.4814 | 43.4473 | 43.2273 | 42.4053 | 41.5933 | 40.7921 | 39.9985
F8_Commercial_WA - Miscellaneous_Existing_Space Heating_Natural Gas_Insulation - Ceiling_A_Technical Potential | F8 | Commercial | WA - Miscellaneous | Existing | Space Heating | Natural Gas | Insulation - Ceiling | A | Cumulative Summer Peak Savings (MW) | Technical Potential | 0 | 0 | 0 | 0 | 0 | 0 | 0 | 0 | 0 | 0 | 0 | 0 | 0 | 0 | 0 | 0 | 0 | 0 | 0 | 0 | 0 | 0 | 0 | 0 | 0 | 0 | 0
F9_Commercial_WA - Miscellaneous_Existing_Space Heating_Natural Gas_Insulation - Ceiling_A_Technical Potential | F9 | Commercial | WA - Miscellaneous | Existing | Space Heating | Natural Gas | Insulation - Ceiling | A | Cumulative Winter Peak Savings (MW) | Technical Potential | 0 | 0 | 0 | 0 | 0 | 0 | 0 | 0 | 0 | 0 | 0 | 0 | 0 | 0 | 0 | 0 | 0 | 0 | 0 | 0 | 0 | 0 | 0 | 0 | 0 | 0 | 0
F10_Commercial_WA - Miscellaneous_Existing_Space Heating_Natural Gas_Insulation - Ceiling_A_Technical Potential | F10 | Commercial | WA - Miscellaneous | Existing | Space Heating | Natural Gas | Insulation - Ceiling | A | Purchases (Incremental) | Technical Potential | 0 | 0 | 0 | 3517.9979 | 1893.0056 | 6403.8498 | 10416.7395 | 15811.1556 | 22644.9533 | 30803.3553 | 39932.2738 | 49389.3405 | 58241.7649 | 65343.4752 | 69513.1549 | 69803.3632 | 65801.4419 | 57854.1843 | 47094.4287 | 35200.7808 | 25790.3281 | 14071.9915 | 11257.5932 | 0 | 0 | 0 | 0
F11_Commercial_WA - Miscellaneous_Existing_Space Heating_Natural Gas_Insulation - Ceiling_A_Technical Potential | F11 | Commercial | WA - Miscellaneous | Existing | Space Heating | Natural Gas | Insulation - Ceiling | A | Purchases (Cumulative) | Technical Potential | 0 | 0 | 0 | 3517.9979 | 5411.0034 | 11814.8533 | 22231.5927 | 38042.7483 | 60687.7016 | 91491.0569 | 131423.3307 | 180812.6712 | 239054.4361 | 304397.9114 | 373911.0663 | 443714.4294 | 509515.8713 | 567370.0556 | 614464.4843 | 649665.2652 | 675455.5933 | 689527.5849 | 700785.1781 | 700785.1781 | 700785.1781 | 700785.1781 | 700785.1781
F1_Commercial_WA - Miscellaneous_Existing_Space Heating_Natural Gas_Insulation - Ducting_A_Technical Potential | F1 | Commercial | WA - Miscellaneous | Existing | Space Heating | Natural Gas | Insulation - Ducting | A | Integrated Unit Energy Savings (kWh or therms) | Technical Potential | 0 | 0 | 0 | 0 | 0 | 0 | 0 | 0 | 0 | 0 | 0 | 0 | 0 | 0 | 0 | 0 | 0 | 0 | 0 | 0 | 0 | 0 | 0 | 0 | 0 | 0 | 0
F2_Commercial_WA - Miscellaneous_Existing_Space Heating_Natural Gas_Insulation - Ducting_A_Technical Potential | F2 | Commercial | WA - Miscellaneous | Existing | Space Heating | Natural Gas | Insulation - Ducting | A | Integrated Unit Summer Peak Savings (kW) | Technical Potential | 0 | 0 | 0 | 0 | 0 | 0 | 0 | 0 | 0 | 0 | 0 | 0 | 0 | 0 | 0 | 0 | 0 | 0 | 0 | 0 | 0 | 0 | 0 | 0 | 0 | 0 | 0
F3_Commercial_WA - Miscellaneous_Existing_Space Heating_Natural Gas_Insulation - Ducting_A_Technical Potential | F3 | Commercial | WA - Miscellaneous | Existing | Space Heating | Natural Gas | Insulation - Ducting | A | Integrated Unit Winter Peak Savings (kW) | Technical Potential | 0 | 0 | 0 | 0 | 0 | 0 | 0 | 0 | 0 | 0 | 0 | 0 | 0 | 0 | 0 | 0 | 0 | 0 | 0 | 0 | 0 | 0 | 0 | 0 | 0 | 0 | 0
F4_Commercial_WA - Miscellaneous_Existing_Space Heating_Natural Gas_Insulation - Ducting_A_Technical Potential | F4 | Commercial | WA - Miscellaneous | Existing | Space Heating | Natural Gas | Insulation - Ducting | A | Incremental Energy Savings (MWh or mTherms) | Technical Potential | 0 | 0 | 0 | 0 | 0 | 0 | 0 | 0 | 0 | 0 | 0 | 0 | 0 | 0 | 0 | 0 | 0 | 0 | 0 | 0 | 0 | 0 | 0 | 0 | 0 | 0 | 0
F5_Commercial_WA - Miscellaneous_Existing_Space Heating_Natural Gas_Insulation - Ducting_A_Technical Potential | F5 | Commercial | WA - Miscellaneous | Existing | Space Heating | Natural Gas | Insulation - Ducting | A | Incremental Summer Peak Savings (MW) | Technical Potential | 0 | 0 | 0 | 0 | 0 | 0 | 0 | 0 | 0 | 0 | 0 | 0 | 0 | 0 | 0 | 0 | 0 | 0 | 0 | 0 | 0 | 0 | 0 | 0 | 0 | 0 | 0
F6_Commercial_WA - Miscellaneous_Existing_Space Heating_Natural Gas_Insulation - Ducting_A_Technical Potential | F6 | Commercial | WA - Miscellaneous | Existing | Space Heating | Natural Gas | Insulation - Ducting | A | Incremental Winter Peak Savings (MW) | Technical Potential | 0 | 0 | 0 | 0 | 0 | 0 | 0 | 0 | 0 | 0 | 0 | 0 | 0 | 0 | 0 | 0 | 0 | 0 | 0 | 0 | 0 | 0 | 0 | 0 | 0 | 0 | 0
F7_Commercial_WA - Miscellaneous_Existing_Space Heating_Natural Gas_Insulation - Ducting_A_Technical Potential | F7 | Commercial | WA - Miscellaneous | Existing | Space Heating | Natural Gas | Insulation - Ducting | A | Cumulative Energy Savings (MWh or mTherms) | Technical Potential | 0 | 0 | 0 | 0 | 0 | 0 | 0 | 0 | 0 | 0 | 0 | 0 | 0 | 0 | 0 | 0 | 0 | 0 | 0 | 0 | 0 | 0 | 0 | 0 | 0 | 0 | 0
F8_Commercial_WA - Miscellaneous_Existing_Space Heating_Natural Gas_Insulation - Ducting_A_Technical Potential | F8 | Commercial | WA - Miscellaneous | Existing | Space Heating | Natural Gas | Insulation - Ducting | A | Cumulative Summer Peak Savings (MW) | Technical Potential | 0 | 0 | 0 | 0 | 0 | 0 | 0 | 0 | 0 | 0 | 0 | 0 | 0 | 0 | 0 | 0 | 0 | 0 | 0 | 0 | 0 | 0 | 0 | 0 | 0 | 0 | 0
F9_Commercial_WA - Miscellaneous_Existing_Space Heating_Natural Gas_Insulation - Ducting_A_Technical Potential | F9 | Commercial | WA - Miscellaneous | Existing | Space Heating | Natural Gas | Insulation - Ducting | A | Cumulative Winter Peak Savings (MW) | Technical Potential | 0 | 0 | 0 | 0 | 0 | 0 | 0 | 0 | 0 | 0 | 0 | 0 | 0 | 0 | 0 | 0 | 0 | 0 | 0 | 0 | 0 | 0 | 0 | 0 | 0 | 0 | 0
F10_Commercial_WA - Miscellaneous_Existing_Space Heating_Natural Gas_Insulation - Ducting_A_Technical Potential | F10 | Commercial | WA - Miscellaneous | Existing | Space Heating | Natural Gas | Insulation - Ducting | A | Purchases (Incremental) | Technical Potential | 0 | 0 | 0 | 1748.4767 | 940.8409 | 3182.7712 | 5177.2136 | 7858.2871 | 11254.7463 | 15309.5458 | 19846.7008 | 24546.9483 | 28946.6832 | 32476.2974 | 34548.6658 | 34692.902 | 32703.9109 | 28754.0522 | 23406.3564 | 17495.106 | 12818.026 | 6993.9069 | 5595.1255 | 0 | 0 | 0 | 0
F11_Commercial_WA - Miscellaneous_Existing_Space Heating_Natural Gas_Insulation - Ducting_A_Technical Potential | F11 | Commercial | WA - Miscellaneous | Existing | Space Heating | Natural Gas | Insulation - Ducting | A | Purchases (Cumulative) | Technical Potential | 0 | 0 | 0 | 1748.4767 | 2689.3176 | 5872.0888 | 11049.3024 | 18907.5895 | 30162.3358 | 45471.8816 | 65318.5824 | 89865.5307 | 118812.2139 | 151288.5113 | 185837.1772 | 220530.0791 | 253233.9901 | 281988.0422 | 305394.3986 | 322889.5047 | 335707.5307 | 342701.4376 | 348296.5631 | 348296.5631 | 348296.5631 | 348296.5631 | 348296.5631
F1_Commercial_WA - Miscellaneous_Existing_Space Heating_Natural Gas_Insulation - Wall Cavity_A_Technical Potential | F1 | Commercial | WA - Miscellaneous | Existing | Space Heating | Natural Gas | Insulation - Wall Cavity | A | Integrated Unit Energy Savings (kWh or therms) | Technical Potential | 0 | 0 | 0.15736 | 0.15502 | 0.15267 | 0.15031 | 0.14793 | 0.14554 | 0.14314 | 0.14073 | 0.1383 | 0.13586 | 0.13342 | 0.13099 | 0.12856 | 0.12616 | 0.12379 | 0.12146 | 0.11919 | 0.11697 | 0.11477 | 0.1126 | 0.11047 | 0.10837 | 0.10629 | 0.10425 | 0.10222
F2_Commercial_WA - Miscellaneous_Existing_Space Heating_Natural Gas_Insulation - Wall Cavity_A_Technical Potential | F2 | Commercial | WA - Miscellaneous | Existing | Space Heating | Natural Gas | Insulation - Wall Cavity | A | Integrated Unit Summer Peak Savings (kW) | Technical Potential | 0 | 0 | 0 | 0 | 0 | 0 | 0 | 0 | 0 | 0 | 0 | 0 | 0 | 0 | 0 | 0 | 0 | 0 | 0 | 0 | 0 | 0 | 0 | 0 | 0 | 0 | 0
F3_Commercial_WA - Miscellaneous_Existing_Space Heating_Natural Gas_Insulation - Wall Cavity_A_Technical Potential | F3 | Commercial | WA - Miscellaneous | Existing | Space Heating | Natural Gas | Insulation - Wall Cavity | A | Integrated Unit Winter Peak Savings (kW) | Technical Potential | 0 | 0 | 0 | 0 | 0 | 0 | 0 | 0 | 0 | 0 | 0 | 0 | 0 | 0 | 0 | 0 | 0 | 0 | 0 | 0 | 0 | 0 | 0 | 0 | 0 | 0 | 0
F4_Commercial_WA - Miscellaneous_Existing_Space Heating_Natural Gas_Insulation - Wall Cavity_A_Technical Potential | F4 | Commercial | WA - Miscellaneous | Existing | Space Heating | Natural Gas | Insulation - Wall Cavity | A | Incremental Energy Savings (MWh or mTherms) | Technical Potential | 0 | 0 | 0 | 0.409 | 0.21675 | 0.72187 | 1.1556 | 1.7258 | 2.4309 | 3.2509 | 4.1417 | 5.0324 | 5.8278 | 6.4191 | 6.7021 | 6.6043 | 6.1087 | 5.27 | 4.2095 | 3.0878 | 2.2199 | 1.1883 | 0.93262 | 0 | 0 | 0 | 0
F5_Commercial_WA - Miscellaneous_Existing_Space Heating_Natural Gas_Insulation - Wall Cavity_A_Technical Potential | F5 | Commercial | WA - Miscellaneous | Existing | Space Heating | Natural Gas | Insulation - Wall Cavity | A | Incremental Summer Peak Savings (MW) | Technical Potential | 0 | 0 | 0 | 0 | 0 | 0 | 0 | 0 | 0 | 0 | 0 | 0 | 0 | 0 | 0 | 0 | 0 | 0 | 0 | 0 | 0 | 0 | 0 | 0 | 0 | 0 | 0
F6_Commercial_WA - Miscellaneous_Existing_Space Heating_Natural Gas_Insulation - Wall Cavity_A_Technical Potential | F6 | Commercial | WA - Miscellaneous | Existing | Space Heating | Natural Gas | Insulation - Wall Cavity | A | Incremental Winter Peak Savings (MW) | Technical Potential | 0 | 0 | 0 | 0 | 0 | 0 | 0 | 0 | 0 | 0 | 0 | 0 | 0 | 0 | 0 | 0 | 0 | 0 | 0 | 0 | 0 | 0 | 0 | 0 | 0 | 0 | 0
F7_Commercial_WA - Miscellaneous_Existing_Space Heating_Natural Gas_Insulation - Wall Cavity_A_Technical Potential | F7 | Commercial | WA - Miscellaneous | Existing | Space Heating | Natural Gas | Insulation - Wall Cavity | A | Cumulative Energy Savings (MWh or mTherms) | Technical Potential | 0 | 0 | 0 | 0.409 | 0.61955 | 1.3318 | 2.4664 | 4.1524 | 6.5148 | 9.6558 | 13.6311 | 18.4234 | 23.9201 | 29.9029 | 36.0506 | 41.981 | 47.3012 | 51.6823 | 54.9235 | 56.9885 | 58.1404 | 58.2285 | 58.0558 | 56.9528 | 55.8633 | 54.788 | 53.7229
F8_Commercial_WA - Miscellaneous_Existing_Space Heating_Natural Gas_Insulation - Wall Cavity_A_Technical Potential | F8 | Commercial | WA - Miscellaneous | Existing | Space Heating | Natural Gas | Insulation - Wall Cavity | A | Cumulative Summer Peak Savings (MW) | Technical Potential | 0 | 0 | 0 | 0 | 0 | 0 | 0 | 0 | 0 | 0 | 0 | 0 | 0 | 0 | 0 | 0 | 0 | 0 | 0 | 0 | 0 | 0 | 0 | 0 | 0 | 0 | 0
F9_Commercial_WA - Miscellaneous_Existing_Space Heating_Natural Gas_Insulation - Wall Cavity_A_Technical Potential | F9 | Commercial | WA - Miscellaneous | Existing | Space Heating | Natural Gas | Insulation - Wall Cavity | A | Cumulative Winter Peak Savings (MW) | Technical Potential | 0 | 0 | 0 | 0 | 0 | 0 | 0 | 0 | 0 | 0 | 0 | 0 | 0 | 0 | 0 | 0 | 0 | 0 | 0 | 0 | 0 | 0 | 0 | 0 | 0 | 0 | 0
F10_Commercial_WA - Miscellaneous_Existing_Space Heating_Natural Gas_Insulation - Wall Cavity_A_Technical Potential | F10 | Commercial | WA - Miscellaneous | Existing | Space Heating | Natural Gas | Insulation - Wall Cavity | A | Purchases (Incremental) | Technical Potential | 0 | 0 | 0 | 2638.338 | 1419.6679 | 4802.5954 | 7812.0797 | 11857.6459 | 16982.6826 | 23101.1122 | 29947.3849 | 37039.7538 | 43678.6686 | 49004.6275 | 52131.6972 | 52349.3402 | 49348.0816 | 43388.0008 | 35318.6746 | 26398.9809 | 19341.5704 | 10553.3521 | 8442.6817 | 0 | 0 | 0 | 0
F11_Commercial_WA - Miscellaneous_Existing_Space Heating_Natural Gas_Insulation - Wall Cavity_A_Technical Potential | F11 | Commercial | WA - Miscellaneous | Existing | Space Heating | Natural Gas | Insulation - Wall Cavity | A | Purchases (Cumulative) | Technical Potential | 0 | 0 | 0 | 2638.338 | 4058.0059 | 8860.6013 | 16672.6811 | 28530.3269 | 45513.0096 | 68614.1218 | 98561.5067 | 135601.2605 | 179279.929 | 228284.5566 | 280416.2538 | 332765.5939 | 382113.6756 | 425501.6763 | 460820.3509 | 487219.3318 | 506560.9022 | 517114.2543 | 525556.936 | 525556.936 | 525556.936 | 525556.936 | 525556.936
F1_Commercial_WA - Miscellaneous_Existing_Space Heating_Natural Gas_Green Roof - Vegetated Rooftop_A_Technical Potential | F1 | Commercial | WA - Miscellaneous | Existing | Space Heating | Natural Gas | Green Roof - Vegetated Rooftop | A | Integrated Unit Energy Savings (kWh or therms) | Technical Potential | 0 | 0 | 0.0056076 | 0.0055058 | 0.0053957 | 0.0052802 | 0.0051608 | 0.0050364 | 0.0049083 | 0.0047747 | 0.0046365 | 0.004495 | 0.0043525 | 0.0042121 | 0.0040745 | 0.0039416 | 0.0038155 | 0.0036985 | 0.0035937 | 0.0035012 | 0.003416 | 0.0033391 | 0.0032651 | 0.0032029 | 0.0031415 | 0.0030809 | 0.0030209
F2_Commercial_WA - Miscellaneous_Existing_Space Heating_Natural Gas_Green Roof - Vegetated Rooftop_A_Technical Potential | F2 | Commercial | WA - Miscellaneous | Existing | Space Heating | Natural Gas | Green Roof - Vegetated Rooftop | A | Integrated Unit Summer Peak Savings (kW) | Technical Potential | 0 | 0 | 0 | 0 | 0 | 0 | 0 | 0 | 0 | 0 | 0 | 0 | 0 | 0 | 0 | 0 | 0 | 0 | 0 | 0 | 0 | 0 | 0 | 0 | 0 | 0 | 0
F3_Commercial_WA - Miscellaneous_Existing_Space Heating_Natural Gas_Green Roof - Vegetated Rooftop_A_Technical Potential | F3 | Commercial | WA - Miscellaneous | Existing | Space Heating | Natural Gas | Green Roof - Vegetated Rooftop | A | Integrated Unit Winter Peak Savings (kW) | Technical Potential | 0 | 0 | 0 | 0 | 0 | 0 | 0 | 0 | 0 | 0 | 0 | 0 | 0 | 0 | 0 | 0 | 0 | 0 | 0 | 0 | 0 | 0 | 0 | 0 | 0 | 0 | 0
F4_Commercial_WA - Miscellaneous_Existing_Space Heating_Natural Gas_Green Roof - Vegetated Rooftop_A_Technical Potential | F4 | Commercial | WA - Miscellaneous | Existing | Space Heating | Natural Gas | Green Roof - Vegetated Rooftop | A | Incremental Energy Savings (MWh or mTherms) | Technical Potential | 0 | 0 | 0 | 0 | 0 | 0 | 0 | 0 | 0 | 0 | 0 | 0 | 0 | 0 | 0 | 0 | 0 | 0 | 0 | 0 | 0 | 0 | 0 | 0 | 0 | 0 | 0
F5_Commercial_WA - Miscellaneous_Existing_Space Heating_Natural Gas_Green Roof - Vegetated Rooftop_A_Technical Potential | F5 | Commercial | WA - Miscellaneous | Existing | Space Heating | Natural Gas | Green Roof - Vegetated Rooftop | A | Incremental Summer Peak Savings (MW) | Technical Potential | 0 | 0 | 0 | 0 | 0 | 0 | 0 | 0 | 0 | 0 | 0 | 0 | 0 | 0 | 0 | 0 | 0 | 0 | 0 | 0 | 0 | 0 | 0 | 0 | 0 | 0 | 0
F6_Commercial_WA - Miscellaneous_Existing_Space Heating_Natural Gas_Green Roof - Vegetated Rooftop_A_Technical Potential | F6 | Commercial | WA - Miscellaneous | Existing | Space Heating | Natural Gas | Green Roof - Vegetated Rooftop | A | Incremental Winter Peak Savings (MW) | Technical Potential | 0 | 0 | 0 | 0 | 0 | 0 | 0 | 0 | 0 | 0 | 0 | 0 | 0 | 0 | 0 | 0 | 0 | 0 | 0 | 0 | 0 | 0 | 0 | 0 | 0 | 0 | 0
F7_Commercial_WA - Miscellaneous_Existing_Space Heating_Natural Gas_Green Roof - Vegetated Rooftop_A_Technical Potential | F7 | Commercial | WA - Miscellaneous | Existing | Space Heating | Natural Gas | Green Roof - Vegetated Rooftop | A | Cumulative Energy Savings (MWh or mTherms) | Technical Potential | 0 | 0 | 0 | 0 | 0 | 0 | 0 | 0 | 0 | 0 | 0 | 0 | 0 | 0 | 0 | 0 | 0 | 0 | 0 | 0 | 0 | 0 | 0 | 0 | 0 | 0 | 0
F8_Commercial_WA - Miscellaneous_Existing_Space Heating_Natural Gas_Green Roof - Vegetated Rooftop_A_Technical Potential | F8 | Commercial | WA - Miscellaneous | Existing | Space Heating | Natural Gas | Green Roof - Vegetated Rooftop | A | Cumulative Summer Peak Savings (MW) | Technical Potential | 0 | 0 | 0 | 0 | 0 | 0 | 0 | 0 | 0 | 0 | 0 | 0 | 0 | 0 | 0 | 0 | 0 | 0 | 0 | 0 | 0 | 0 | 0 | 0 | 0 | 0 | 0
F9_Commercial_WA - Miscellaneous_Existing_Space Heating_Natural Gas_Green Roof - Vegetated Rooftop_A_Technical Potential | F9 | Commercial | WA - Miscellaneous | Existing | Space Heating | Natural Gas | Green Roof - Vegetated Rooftop | A | Cumulative Winter Peak Savings (MW) | Technical Potential | 0 | 0 | 0 | 0 | 0 | 0 | 0 | 0 | 0 | 0 | 0 | 0 | 0 | 0 | 0 | 0 | 0 | 0 | 0 | 0 | 0 | 0 | 0 | 0 | 0 | 0 | 0
F10_Commercial_WA - Miscellaneous_Existing_Space Heating_Natural Gas_Green Roof - Vegetated Rooftop_A_Technical Potential | F10 | Commercial | WA - Miscellaneous | Existing | Space Heating | Natural Gas | Green Roof - Vegetated Rooftop | A | Purchases (Incremental) | Technical Potential | 0 | 0 | 0 | 0 | 0 | 0 | 0 | 0 | 0 | 0 | 0 | 0 | 0 | 0 | 0 | 0 | 0 | 0 | 0 | 0 | 0 | 0 | 0 | 0 | 0 | 0 | 0
F11_Commercial_WA - Miscellaneous_Existing_Space Heating_Natural Gas_Green Roof - Vegetated Rooftop_A_Technical Potential | F11 | Commercial | WA - Miscellaneous | Existing | Space Heating | Natural Gas | Green Roof - Vegetated Rooftop | A | Purchases (Cumulative) | Technical Potential | 0 | 0 | 0 | 0 | 0 | 0 | 0 | 0 | 0 | 0 | 0 | 0 | 0 | 0 | 0 | 0 | 0 | 0 | 0 | 0 | 0 | 0 | 0 | 0 | 0 | 0 | 0
F1_Commercial_WA - Miscellaneous_Existing_Space Heating_Natural Gas_Ducting - Repair and Sealing_A_Technical Potential | F1 | Commercial | WA - Miscellaneous | Existing | Space Heating | Natural Gas | Ducting - Repair and Sealing | A | Integrated Unit Energy Savings (kWh or therms) | Technical Potential | 0 | 0 | 0.16022 | 0.15779 | 0.15534 | 0.15285 | 0.15031 | 0.14774 | 0.14511 | 0.14242 | 0.13967 | 0.13686 | 0.13401 | 0.13113 | 0.12825 | 0.12541 | 0.12264 | 0.11998 | 0.11746 | 0.11508 | 0.11279 | 0.11058 | 0.10842 | 0.10636 | 0.10432 | 0.10232 | 0.10033
F2_Commercial_WA - Miscellaneous_Existing_Space Heating_Natural Gas_Ducting - Repair and Sealing_A_Technical Potential | F2 | Commercial | WA - Miscellaneous | Existing | Space Heating | Natural Gas | Ducting - Repair and Sealing | A | Integrated Unit Summer Peak Savings (kW) | Technical Potential | 0 | 0 | 0 | 0 | 0 | 0 | 0 | 0 | 0 | 0 | 0 | 0 | 0 | 0 | 0 | 0 | 0 | 0 | 0 | 0 | 0 | 0 | 0 | 0 | 0 | 0 | 0
F3_Commercial_WA - Miscellaneous_Existing_Space Heating_Natural Gas_Ducting - Repair and Sealing_A_Technical Potential | F3 | Commercial | WA - Miscellaneous | Existing | Space Heating | Natural Gas | Ducting - Repair and Sealing | A | Integrated Unit Winter Peak Savings (kW) | Technical Potential | 0 | 0 | 0 | 0 | 0 | 0 | 0 | 0 | 0 | 0 | 0 | 0 | 0 | 0 | 0 | 0 | 0 | 0 | 0 | 0 | 0 | 0 | 0 | 0 | 0 | 0 | 0
F4_Commercial_WA - Miscellaneous_Existing_Space Heating_Natural Gas_Ducting - Repair and Sealing_A_Technical Potential | F4 | Commercial | WA - Miscellaneous | Existing | Space Heating | Natural Gas | Ducting - Repair and Sealing | A | Incremental Energy Savings (MWh or mTherms) | Technical Potential | 0 | 0 | 0 | 0.45014 | 0.23846 | 0.79372 | 1.2697 | 1.8942 | 2.6646 | 3.5575 | 4.5227 | 5.4813 | 6.3289 | 6.9482 | 7.2293 | 7.0987 | 6.5442 | 5.6289 | 4.4856 | 3.2849 | 2.3588 | 0.94636 | 0.82333 | 0 | 0 | 0 | 0
F5_Commercial_WA - Miscellaneous_Existing_Space Heating_Natural Gas_Ducting - Repair and Sealing_A_Technical Potential | F5 | Commercial | WA - Miscellaneous | Existing | Space Heating | Natural Gas | Ducting - Repair and Sealing | A | Incremental Summer Peak Savings (MW) | Technical Potential | 0 | 0 | 0 | 0 | 0 | 0 | 0 | 0 | 0 | 0 | 0 | 0 | 0 | 0 | 0 | 0 | 0 | 0 | 0 | 0 | 0 | 0 | 0 | 0 | 0 | 0 | 0
F6_Commercial_WA - Miscellaneous_Existing_Space Heating_Natural Gas_Ducting - Repair and Sealing_A_Technical Potential | F6 | Commercial | WA - Miscellaneous | Existing | Space Heating | Natural Gas | Ducting - Repair and Sealing | A | Incremental Winter Peak Savings (MW) | Technical Potential | 0 | 0 | 0 | 0 | 0 | 0 | 0 | 0 | 0 | 0 | 0 | 0 | 0 | 0 | 0 | 0 | 0 | 0 | 0 | 0 | 0 | 0 | 0 | 0 | 0 | 0 | 0
F7_Commercial_WA - Miscellaneous_Existing_Space Heating_Natural Gas_Ducting - Repair and Sealing_A_Technical Potential | F7 | Commercial | WA - Miscellaneous | Existing | Space Heating | Natural Gas | Ducting - Repair and Sealing | A | Cumulative Energy Savings (MWh or mTherms) | Technical Potential | 0 | 0 | 0 | 0.45014 | 0.68161 | 1.4644 | 2.7098 | 4.5576 | 7.1411 | 10.5663 | 14.8849 | 20.067 | 25.9772 | 32.3678 | 38.8861 | 45.1241 | 50.673 | 55.2017 | 58.5261 | 60.6262 | 61.7766 | 61.5135 | 61.1368 | 59.9748 | 58.8271 | 57.6944 | 56.5725
F8_Commercial_WA - Miscellaneous_Existing_Space Heating_Natural Gas_Ducting - Repair and Sealing_A_Technical Potential | F8 | Commercial | WA - Miscellaneous | Existing | Space Heating | Natural Gas | Ducting - Repair and Sealing | A | Cumulative Summer Peak Savings (MW) | Technical Potential | 0 | 0 | 0 | 0 | 0 | 0 | 0 | 0 | 0 | 0 | 0 | 0 | 0 | 0 | 0 | 0 | 0 | 0 | 0 | 0 | 0 | 0 | 0 | 0 | 0 | 0 | 0
F9_Commercial_WA - Miscellaneous_Existing_Space Heating_Natural Gas_Ducting - Repair and Sealing_A_Technical Potential | F9 | Commercial | WA - Miscellaneous | Existing | Space Heating | Natural Gas | Ducting - Repair and Sealing | A | Cumulative Winter Peak Savings (MW) | Technical Potential | 0 | 0 | 0 | 0 | 0 | 0 | 0 | 0 | 0 | 0 | 0 | 0 | 0 | 0 | 0 | 0 | 0 | 0 | 0 | 0 | 0 | 0 | 0 | 0 | 0 | 0 | 0
F10_Commercial_WA - Miscellaneous_Existing_Space Heating_Natural Gas_Ducting - Repair and Sealing_A_Technical Potential | F10 | Commercial | WA - Miscellaneous | Existing | Space Heating | Natural Gas | Ducting - Repair and Sealing | A | Purchases (Incremental) | Technical Potential | 0 | 0 | 0 | 2852.7778 | 1535.0561 | 5192.9425 | 8447.0327 | 12821.4159 | 18363.0072 | 24978.7326 | 32381.4591 | 40050.2841 | 47228.7989 | 52987.6431 | 56368.8759 | 56604.2085 | 53359.0126 | 46914.5061 | 38189.3184 | 28544.6467 | 20913.6214 | 8558.3334 | 7593.8329 | 0 | 0 | 0 | 0
F11_Commercial_WA - Miscellaneous_Existing_Space Heating_Natural Gas_Ducting - Repair and Sealing_A_Technical Potential | F11 | Commercial | WA - Miscellaneous | Existing | Space Heating | Natural Gas | Ducting - Repair and Sealing | A | Purchases (Cumulative) | Technical Potential | 0 | 0 | 0 | 2852.7778 | 4387.8339 | 9580.7764 | 18027.8092 | 30849.225 | 49212.2322 | 74190.9648 | 106572.4239 | 146622.708 | 193851.5069 | 246839.15 | 303208.0259 | 359812.2344 | 413171.2469 | 460085.7531 | 498275.0715 | 526819.7181 | 547733.3396 | 556291.673 | 563885.5058 | 563885.5058 | 563885.5058 | 563885.5058 | 563885.5058
F1_Commercial_WA - Miscellaneous_Existing_Space Heating_Natural Gas_Windows - High Efficiency Glazing_A_Technical Potential | F1 | Commercial | WA - Miscellaneous | Existing | Space Heating | Natural Gas | Windows - High Efficiency Glazing | A | Integrated Unit Energy Savings (kWh or therms) | Technical Potential | 0 | 0 | 3.2046 | 3.1466 | 3.0838 | 3.0183 | 2.9507 | 2.8807 | 2.8089 | 2.7344 | 2.6577 | 2.5796 | 2.5012 | 2.4242 | 2.3489 | 2.2759 | 2.2065 | 2.1418 | 2.0834 | 2.0315 | 1.9832 | 1.9393 | 1.8968 | 1.8606 | 1.825 | 1.7898 | 1.7549
F2_Commercial_WA - Miscellaneous_Existing_Space Heating_Natural Gas_Windows - High Efficiency Glazing_A_Technical Potential | F2 | Commercial | WA - Miscellaneous | Existing | Space Heating | Natural Gas | Windows - High Efficiency Glazing | A | Integrated Unit Summer Peak Savings (kW) | Technical Potential | 0 | 0 | 0 | 0 | 0 | 0 | 0 | 0 | 0 | 0 | 0 | 0 | 0 | 0 | 0 | 0 | 0 | 0 | 0 | 0 | 0 | 0 | 0 | 0 | 0 | 0 | 0
F3_Commercial_WA - Miscellaneous_Existing_Space Heating_Natural Gas_Windows - High Efficiency Glazing_A_Technical Potential | F3 | Commercial | WA - Miscellaneous | Existing | Space Heating | Natural Gas | Windows - High Efficiency Glazing | A | Integrated Unit Winter Peak Savings (kW) | Technical Potential | 0 | 0 | 0 | 0 | 0 | 0 | 0 | 0 | 0 | 0 | 0 | 0 | 0 | 0 | 0 | 0 | 0 | 0 | 0 | 0 | 0 | 0 | 0 | 0 | 0 | 0 | 0
F4_Commercial_WA - Miscellaneous_Existing_Space Heating_Natural Gas_Windows - High Efficiency Glazing_A_Technical Potential | F4 | Commercial | WA - Miscellaneous | Existing | Space Heating | Natural Gas | Windows - High Efficiency Glazing | A | Incremental Energy Savings (MWh or mTherms) | Technical Potential | 0 | 0 | 0 | 0.20901 | 0.11022 | 0.36494 | 0.58034 | 0.85995 | 1.2009 | 1.5903 | 2.0038 | 2.4055 | 2.7504 | 2.9908 | 3.0828 | 2.9995 | 2.7413 | 2.3395 | 1.8525 | 1.3502 | 0.96571 | 0.51524 | 0.40316 | 0 | 0 | 0 | 0
F5_Commercial_WA - Miscellaneous_Existing_Space Heating_Natural Gas_Windows - High Efficiency Glazing_A_Technical Potential | F5 | Commercial | WA - Miscellaneous | Existing | Space Heating | Natural Gas | Windows - High Efficiency Glazing | A | Incremental Summer Peak Savings (MW) | Technical Potential | 0 | 0 | 0 | 0 | 0 | 0 | 0 | 0 | 0 | 0 | 0 | 0 | 0 | 0 | 0 | 0 | 0 | 0 | 0 | 0 | 0 | 0 | 0 | 0 | 0 | 0 | 0
F6_Commercial_WA - Miscellaneous_Existing_Space Heating_Natural Gas_Windows - High Efficiency Glazing_A_Technical Potential | F6 | Commercial | WA - Miscellaneous | Existing | Space Heating | Natural Gas | Windows - High Efficiency Glazing | A | Incremental Winter Peak Savings (MW) | Technical Potential | 0 | 0 | 0 | 0 | 0 | 0 | 0 | 0 | 0 | 0 | 0 | 0 | 0 | 0 | 0 | 0 | 0 | 0 | 0 | 0 | 0 | 0 | 0 | 0 | 0 | 0 | 0
F7_Commercial_WA - Miscellaneous_Existing_Space Heating_Natural Gas_Windows - High Efficiency Glazing_A_Technical Potential | F7 | Commercial | WA - Miscellaneous | Existing | Space Heating | Natural Gas | Windows - High Efficiency Glazing | A | Cumulative Energy Savings (MWh or mTherms) | Technical Potential | 0 | 0 | 0 | 0.20901 | 0.31505 | 0.67329 | 1.2386 | 2.0691 | 3.2184 | 4.7234 | 6.5947 | 8.8063 | 11.2891 | 13.9326 | 16.5821 | 19.0669 | 21.2269 | 22.9437 | 24.1708 | 24.9187 | 25.2922 | 25.2469 | 25.0966 | 24.6187 | 24.1467 | 23.6809 | 23.2197
F8_Commercial_WA - Miscellaneous_Existing_Space Heating_Natural Gas_Windows - High Efficiency Glazing_A_Technical Potential | F8 | Commercial | WA - Miscellaneous | Existing | Space Heating | Natural Gas | Windows - High Efficiency Glazing | A | Cumulative Summer Peak Savings (MW) | Technical Potential | 0 | 0 | 0 | 0 | 0 | 0 | 0 | 0 | 0 | 0 | 0 | 0 | 0 | 0 | 0 | 0 | 0 | 0 | 0 | 0 | 0 | 0 | 0 | 0 | 0 | 0 | 0
F9_Commercial_WA - Miscellaneous_Existing_Space Heating_Natural Gas_Windows - High Efficiency Glazing_A_Technical Potential | F9 | Commercial | WA - Miscellaneous | Existing | Space Heating | Natural Gas | Windows - High Efficiency Glazing | A | Cumulative Winter Peak Savings (MW) | Technical Potential | 0 | 0 | 0 | 0 | 0 | 0 | 0 | 0 | 0 | 0 | 0 | 0 | 0 | 0 | 0 | 0 | 0 | 0 | 0 | 0 | 0 | 0 | 0 | 0 | 0 | 0 | 0
F10_Commercial_WA - Miscellaneous_Existing_Space Heating_Natural Gas_Windows - High Efficiency Glazing_A_Technical Potential | F10 | Commercial | WA - Miscellaneous | Existing | Space Heating | Natural Gas | Windows - High Efficiency Glazing | A | Purchases (Incremental) | Technical Potential | 0 | 0 | 0 | 66.4221 | 35.7412 | 120.9088 | 196.6748 | 298.5249 | 427.5514 | 581.5874 | 753.9473 | 932.5028 | 1099.6424 | 1233.7273 | 1312.4535 | 1317.9329 | 1242.374 | 1092.3246 | 889.1734 | 664.6136 | 486.9382 | 265.6883 | 212.5507 | 0 | 0 | 0 | 0
F11_Commercial_WA - Miscellaneous_Existing_Space Heating_Natural Gas_Windows - High Efficiency Glazing_A_Technical Potential | F11 | Commercial | WA - Miscellaneous | Existing | Space Heating | Natural Gas | Windows - High Efficiency Glazing | A | Purchases (Cumulative) | Technical Potential | 0 | 0 | 0 | 66.4221 | 102.1633 | 223.0721 | 419.7469 | 718.2718 | 1145.8232 | 1727.4106 | 2481.3579 | 3413.8607 | 4513.5031 | 5747.2304 | 7059.6839 | 8377.6168 | 9619.9908 | 10712.3154 | 11601.4888 | 12266.1024 | 12753.0406 | 13018.7289 | 13231.2796 | 13231.2796 | 13231.2796 | 13231.2796 | 13231.2796
F1_Commercial_WA - Miscellaneous_Existing_Space Heating_Natural Gas_Windows - Secondary Glazing Systems_A_Technical Potential | F1 | Commercial | WA - Miscellaneous | Existing | Space Heating | Natural Gas | Windows - Secondary Glazing Systems | A | Integrated Unit Energy Savings (kWh or therms) | Technical Potential | 0 | 0 | 8.633 | 8.4759 | 8.3059 | 8.1278 | 7.944 | 7.7525 | 7.5552 | 7.3496 | 7.1368 | 6.9191 | 6.6997 | 6.4837 | 6.2718 | 6.0672 | 5.8731 | 5.693 | 5.5317 | 5.3894 | 5.2581 | 5.1399 | 5.0259 | 4.9301 | 4.8356 | 4.7424 | 4.65
F2_Commercial_WA - Miscellaneous_Existing_Space Heating_Natural Gas_Windows - Secondary Glazing Systems_A_Technical Potential | F2 | Commercial | WA - Miscellaneous | Existing | Space Heating | Natural Gas | Windows - Secondary Glazing Systems | A | Integrated Unit Summer Peak Savings (kW) | Technical Potential | 0 | 0 | 0 | 0 | 0 | 0 | 0 | 0 | 0 | 0 | 0 | 0 | 0 | 0 | 0 | 0 | 0 | 0 | 0 | 0 | 0 | 0 | 0 | 0 | 0 | 0 | 0
F3_Commercial_WA - Miscellaneous_Existing_Space Heating_Natural Gas_Windows - Secondary Glazing Systems_A_Technical Potential | F3 | Commercial | WA - Miscellaneous | Existing | Space Heating | Natural Gas | Windows - Secondary Glazing Systems | A | Integrated Unit Winter Peak Savings (kW) | Technical Potential | 0 | 0 | 0 | 0 | 0 | 0 | 0 | 0 | 0 | 0 | 0 | 0 | 0 | 0 | 0 | 0 | 0 | 0 | 0 | 0 | 0 | 0 | 0 | 0 | 0 | 0 | 0
F4_Commercial_WA - Miscellaneous_Existing_Space Heating_Natural Gas_Windows - Secondary Glazing Systems_A_Technical Potential | F4 | Commercial | WA - Miscellaneous | Existing | Space Heating | Natural Gas | Windows - Secondary Glazing Systems | A | Incremental Energy Savings (MWh or mTherms) | Technical Potential | 0 | 0 | 0 | 0.56298 | 0.29686 | 0.98272 | 1.5624 | 2.3143 | 3.2302 | 4.2744 | 5.3808 | 6.4521 | 7.3673 | 7.9991 | 8.2315 | 7.9962 | 7.2966 | 6.2187 | 4.9187 | 3.5819 | 2.5604 | 1.3656 | 1.0682 | 0 | 0 | 0 | 0
F5_Commercial_WA - Miscellaneous_Existing_Space Heating_Natural Gas_Windows - Secondary Glazing Systems_A_Technical Potential | F5 | Commercial | WA - Miscellaneous | Existing | Space Heating | Natural Gas | Windows - Secondary Glazing Systems | A | Incremental Summer Peak Savings (MW) | Technical Potential | 0 | 0 | 0 | 0 | 0 | 0 | 0 | 0 | 0 | 0 | 0 | 0 | 0 | 0 | 0 | 0 | 0 | 0 | 0 | 0 | 0 | 0 | 0 | 0 | 0 | 0 | 0
F6_Commercial_WA - Miscellaneous_Existing_Space Heating_Natural Gas_Windows - Secondary Glazing Systems_A_Technical Potential | F6 | Commercial | WA - Miscellaneous | Existing | Space Heating | Natural Gas | Windows - Secondary Glazing Systems | A | Incremental Winter Peak Savings (MW) | Technical Potential | 0 | 0 | 0 | 0 | 0 | 0 | 0 | 0 | 0 | 0 | 0 | 0 | 0 | 0 | 0 | 0 | 0 | 0 | 0 | 0 | 0 | 0 | 0 | 0 | 0 | 0 | 0
F7_Commercial_WA - Miscellaneous_Existing_Space Heating_Natural Gas_Windows - Secondary Glazing Systems_A_Technical Potential | F7 | Commercial | WA - Miscellaneous | Existing | Space Heating | Natural Gas | Windows - Secondary Glazing Systems | A | Cumulative Energy Savings (MWh or mTherms) | Technical Potential | 0 | 0 | 0 | 0.56298 | 0.84855 | 1.8131 | 3.3345 | 5.5684 | 8.6569 | 12.6958 | 17.709 | 23.6208 | 30.2391 | 37.2631 | 44.2772 | 50.8286 | 56.4992 | 60.9857 | 64.1761 | 66.1069 | 67.0571 | 66.9147 | 66.4985 | 65.2321 | 63.9815 | 62.7475 | 61.5254
F8_Commercial_WA - Miscellaneous_Existing_Space Heating_Natural Gas_Windows - Secondary Glazing Systems_A_Technical Potential | F8 | Commercial | WA - Miscellaneous | Existing | Space Heating | Natural Gas | Windows - Secondary Glazing Systems | A | Cumulative Summer Peak Savings (MW) | Technical Potential | 0 | 0 | 0 | 0 | 0 | 0 | 0 | 0 | 0 | 0 | 0 | 0 | 0 | 0 | 0 | 0 | 0 | 0 | 0 | 0 | 0 | 0 | 0 | 0 | 0 | 0 | 0
F9_Commercial_WA - Miscellaneous_Existing_Space Heating_Natural Gas_Windows - Secondary Glazing Systems_A_Technical Potential | F9 | Commercial | WA - Miscellaneous | Existing | Space Heating | Natural Gas | Windows - Secondary Glazing Systems | A | Cumulative Winter Peak Savings (MW) | Technical Potential | 0 | 0 | 0 | 0 | 0 | 0 | 0 | 0 | 0 | 0 | 0 | 0 | 0 | 0 | 0 | 0 | 0 | 0 | 0 | 0 | 0 | 0 | 0 | 0 | 0 | 0 | 0
F10_Commercial_WA - Miscellaneous_Existing_Space Heating_Natural Gas_Windows - Secondary Glazing Systems_A_Technical Potential | F10 | Commercial | WA - Miscellaneous | Existing | Space Heating | Natural Gas | Windows - Secondary Glazing Systems | A | Purchases (Incremental) | Technical Potential | 0 | 0 | 0 | 66.4221 | 35.7412 | 120.9088 | 196.6748 | 298.5249 | 427.5514 | 581.5874 | 753.9473 | 932.5028 | 1099.6424 | 1233.7273 | 1312.4535 | 1317.9329 | 1242.374 | 1092.3246 | 889.1734 | 664.6136 | 486.9382 | 265.6883 | 212.5507 | 0 | 0 | 0 | 0
F11_Commercial_WA - Miscellaneous_Existing_Space Heating_Natural Gas_Windows - Secondary Glazing Systems_A_Technical Potential | F11 | Commercial | WA - Miscellaneous | Existing | Space Heating | Natural Gas | Windows - Secondary Glazing Systems | A | Purchases (Cumulative) | Technical Potential | 0 | 0 | 0 | 66.4221 | 102.1633 | 223.0721 | 419.7469 | 718.2718 | 1145.8232 | 1727.4106 | 2481.3579 | 3413.8607 | 4513.5031 | 5747.2304 | 7059.6839 | 8377.6168 | 9619.9908 | 10712.3154 | 11601.4888 | 12266.1024 | 12753.0406 | 13018.7289 | 13231.2796 | 13231.2796 | 13231.2796 | 13231.2796 | 13231.2796
F1_Commercial_WA - Miscellaneous_Existing_Space Heating_Natural Gas_HVAC - Energy Recovery Ventilator_A_Technical Potential | F1 | Commercial | WA - Miscellaneous | Existing | Space Heating | Natural Gas | HVAC - Energy Recovery Ventilator | A | Integrated Unit Energy Savings (kWh or therms) | Technical Potential | 0 | 0 | 0.12016 | 0.11832 | 0.11648 | 0.11457 | 0.11261 | 0.1106 | 0.10851 | 0.10633 | 0.10407 | 0.10173 | 0.099314 | 0.096863 | 0.094403 | 0.091986 | 0.089656 | 0.087451 | 0.085405 | 0.083525 | 0.081753 | 0.080109 | 0.078509 | 0.077017 | 0.075544 | 0.07409 | 0.07265
F2_Commercial_WA - Miscellaneous_Existing_Space Heating_Natural Gas_HVAC - Energy Recovery Ventilator_A_Technical Potential | F2 | Commercial | WA - Miscellaneous | Existing | Space Heating | Natural Gas | HVAC - Energy Recovery Ventilator | A | Integrated Unit Summer Peak Savings (kW) | Technical Potential | 0 | 0 | 0 | 0 | 0 | 0 | 0 | 0 | 0 | 0 | 0 | 0 | 0 | 0 | 0 | 0 | 0 | 0 | 0 | 0 | 0 | 0 | 0 | 0 | 0 | 0 | 0
F3_Commercial_WA - Miscellaneous_Existing_Space Heating_Natural Gas_HVAC - Energy Recovery Ventilator_A_Technical Potential | F3 | Commercial | WA - Miscellaneous | Existing | Space Heating | Natural Gas | HVAC - Energy Recovery Ventilator | A | Integrated Unit Winter Peak Savings (kW) | Technical Potential | 0 | 0 | 0 | 0 | 0 | 0 | 0 | 0 | 0 | 0 | 0 | 0 | 0 | 0 | 0 | 0 | 0 | 0 | 0 | 0 | 0 | 0 | 0 | 0 | 0 | 0 | 0
F4_Commercial_WA - Miscellaneous_Existing_Space Heating_Natural Gas_HVAC - Energy Recovery Ventilator_A_Technical Potential | F4 | Commercial | WA - Miscellaneous | Existing | Space Heating | Natural Gas | HVAC - Energy Recovery Ventilator | A | Incremental Energy Savings (MWh or mTherms) | Technical Potential | 0 | 0 | 0 | 1.3145 | 2.6561 | 2.6126 | 2.568 | 2.522 | 2.4744 | 2.4248 | 2.3732 | 2.3198 | 2.2647 | 2.2088 | 2.1527 | 2.0976 | 2.0445 | 1.9942 | 1.9475 | 1.9047 | 1.8643 | 1.8268 | 1.7903 | 0 | 0 | 0 | 0
F5_Commercial_WA - Miscellaneous_Existing_Space Heating_Natural Gas_HVAC - Energy Recovery Ventilator_A_Technical Potential | F5 | Commercial | WA - Miscellaneous | Existing | Space Heating | Natural Gas | HVAC - Energy Recovery Ventilator | A | Incremental Summer Peak Savings (MW) | Technical Potential | 0 | 0 | 0 | 0 | 0 | 0 | 0 | 0 | 0 | 0 | 0 | 0 | 0 | 0 | 0 | 0 | 0 | 0 | 0 | 0 | 0 | 0 | 0 | 0 | 0 | 0 | 0
F6_Commercial_WA - Miscellaneous_Existing_Space Heating_Natural Gas_HVAC - Energy Recovery Ventilator_A_Technical Potential | F6 | Commercial | WA - Miscellaneous | Existing | Space Heating | Natural Gas | HVAC - Energy Recovery Ventilator | A | Incremental Winter Peak Savings (MW) | Technical Potential | 0 | 0 | 0 | 0 | 0 | 0 | 0 | 0 | 0 | 0 | 0 | 0 | 0 | 0 | 0 | 0 | 0 | 0 | 0 | 0 | 0 | 0 | 0 | 0 | 0 | 0 | 0
F7_Commercial_WA - Miscellaneous_Existing_Space Heating_Natural Gas_HVAC - Energy Recovery Ventilator_A_Technical Potential | F7 | Commercial | WA - Miscellaneous | Existing | Space Heating | Natural Gas | HVAC - Energy Recovery Ventilator | A | Cumulative Energy Savings (MWh or mTherms) | Technical Potential | 0 | 0 | 0 | 1.3145 | 3.9501 | 6.498 | 8.9552 | 11.3169 | 13.5773 | 15.7301 | 17.7689 | 19.6883 | 21.4859 | 23.1643 | 24.7287 | 26.1934 | 27.5744 | 28.8903 | 30.162 | 31.4029 | 32.6006 | 33.7719 | 34.8877 | 34.2249 | 33.5701 | 32.924 | 32.284
F8_Commercial_WA - Miscellaneous_Existing_Space Heating_Natural Gas_HVAC - Energy Recovery Ventilator_A_Technical Potential | F8 | Commercial | WA - Miscellaneous | Existing | Space Heating | Natural Gas | HVAC - Energy Recovery Ventilator | A | Cumulative Summer Peak Savings (MW) | Technical Potential | 0 | 0 | 0 | 0 | 0 | 0 | 0 | 0 | 0 | 0 | 0 | 0 | 0 | 0 | 0 | 0 | 0 | 0 | 0 | 0 | 0 | 0 | 0 | 0 | 0 | 0 | 0
F9_Commercial_WA - Miscellaneous_Existing_Space Heating_Natural Gas_HVAC - Energy Recovery Ventilator_A_Technical Potential | F9 | Commercial | WA - Miscellaneous | Existing | Space Heating | Natural Gas | HVAC - Energy Recovery Ventilator | A | Cumulative Winter Peak Savings (MW) | Technical Potential | 0 | 0 | 0 | 0 | 0 | 0 | 0 | 0 | 0 | 0 | 0 | 0 | 0 | 0 | 0 | 0 | 0 | 0 | 0 | 0 | 0 | 0 | 0 | 0 | 0 | 0 | 0
F10_Commercial_WA - Miscellaneous_Existing_Space Heating_Natural Gas_HVAC - Energy Recovery Ventilator_A_Technical Potential | F10 | Commercial | WA - Miscellaneous | Existing | Space Heating | Natural Gas | HVAC - Energy Recovery Ventilator | A | Purchases (Incremental) | Technical Potential | 0 | 0 | 0 | 11109.467 | 22803.6428 | 22803.6428 | 22803.6428 | 22803.6428 | 22803.6428 | 22803.6428 | 22803.6428 | 22803.6428 | 22803.6428 | 22803.6428 | 22803.6428 | 22803.6428 | 22803.6428 | 22803.6428 | 22803.6428 | 22803.6428 | 22803.6428 | 22803.6428 | 22803.6428 | 0 | 0 | 0 | 0
F11_Commercial_WA - Miscellaneous_Existing_Space Heating_Natural Gas_HVAC - Energy Recovery Ventilator_A_Technical Potential | F11 | Commercial | WA - Miscellaneous | Existing | Space Heating | Natural Gas | HVAC - Energy Recovery Ventilator | A | Purchases (Cumulative) | Technical Potential | 0 | 0 | 0 | 11109.467 | 33913.1098 | 56716.7526 | 79520.3953 | 102324.0381 | 125127.6809 | 147931.3237 | 170734.9665 | 193538.6092 | 216342.252 | 239145.8948 | 261949.5376 | 284753.1804 | 307556.8231 | 330360.4659 | 353164.1087 | 375967.7515 | 398771.3943 | 421575.037 | 444378.6798 | 444378.6798 | 444378.6798 | 444378.6798 | 444378.6798
F1_Commercial_WA - Miscellaneous_Existing_Space Heating_Natural Gas_Building Shell - Air Sealing (Infiltration Control)_A_Technical Potential | F1 | Commercial | WA - Miscellaneous | Existing | Space Heating | Natural Gas | Building Shell - Air Sealing (Infiltration Control) | A | Integrated Unit Energy Savings (kWh or therms) | Technical Potential | 0 | 0 | 108.8078 | 107.2083 | 105.6069 | 104.0011 | 102.3923 | 100.782 | 99.1716 | 97.5624 | 95.9558 | 94.3534 | 92.7565 | 91.1661 | 89.5834 | 88.0093 | 86.4448 | 84.8907 | 83.3477 | 81.8179 | 80.3012 | 78.798 | 77.3183 | 75.8499 | 74.3993 | 72.9676 | 71.5496
F2_Commercial_WA - Miscellaneous_Existing_Space Heating_Natural Gas_Building Shell - Air Sealing (Infiltration Control)_A_Technical Potential | F2 | Commercial | WA - Miscellaneous | Existing | Space Heating | Natural Gas | Building Shell - Air Sealing (Infiltration Control) | A | Integrated Unit Summer Peak Savings (kW) | Technical Potential | 0 | 0 | 0 | 0 | 0 | 0 | 0 | 0 | 0 | 0 | 0 | 0 | 0 | 0 | 0 | 0 | 0 | 0 | 0 | 0 | 0 | 0 | 0 | 0 | 0 | 0 | 0
F3_Commercial_WA - Miscellaneous_Existing_Space Heating_Natural Gas_Building Shell - Air Sealing (Infiltration Control)_A_Technical Potential | F3 | Commercial | WA - Miscellaneous | Existing | Space Heating | Natural Gas | Building Shell - Air Sealing (Infiltration Control) | A | Integrated Unit Winter Peak Savings (kW) | Technical Potential | 0 | 0 | 0 | 0 | 0 | 0 | 0 | 0 | 0 | 0 | 0 | 0 | 0 | 0 | 0 | 0 | 0 | 0 | 0 | 0 | 0 | 0 | 0 | 0 | 0 | 0 | 0
F4_Commercial_WA - Miscellaneous_Existing_Space Heating_Natural Gas_Building Shell - Air Sealing (Infiltration Control)_A_Technical Potential | F4 | Commercial | WA - Miscellaneous | Existing | Space Heating | Natural Gas | Building Shell - Air Sealing (Infiltration Control) | A | Incremental Energy Savings (MWh or mTherms) | Technical Potential | 0 | 0 | 0 | 0.13282 | 0.070403 | 0.23455 | 0.37562 | 0.56117 | 0.79087 | 1.0583 | 1.3494 | 1.6411 | 1.9025 | 1.985 | 2.1333 | 1.965 | 1.6861 | 1.2569 | 0.71765 | 0.12671 | 0 | 0 | 0 | 0 | 0 | 0 | 0
F5_Commercial_WA - Miscellaneous_Existing_Space Heating_Natural Gas_Building Shell - Air Sealing (Infiltration Control)_A_Technical Potential | F5 | Commercial | WA - Miscellaneous | Existing | Space Heating | Natural Gas | Building Shell - Air Sealing (Infiltration Control) | A | Incremental Summer Peak Savings (MW) | Technical Potential | 0 | 0 | 0 | 0 | 0 | 0 | 0 | 0 | 0 | 0 | 0 | 0 | 0 | 0 | 0 | 0 | 0 | 0 | 0 | 0 | 0 | 0 | 0 | 0 | 0 | 0 | 0
F6_Commercial_WA - Miscellaneous_Existing_Space Heating_Natural Gas_Building Shell - Air Sealing (Infiltration Control)_A_Technical Potential | F6 | Commercial | WA - Miscellaneous | Existing | Space Heating | Natural Gas | Building Shell - Air Sealing (Infiltration Control) | A | Incremental Winter Peak Savings (MW) | Technical Potential | 0 | 0 | 0 | 0 | 0 | 0 | 0 | 0 | 0 | 0 | 0 | 0 | 0 | 0 | 0 | 0 | 0 | 0 | 0 | 0 | 0 | 0 | 0 | 0 | 0 | 0 | 0
F7_Commercial_WA - Miscellaneous_Existing_Space Heating_Natural Gas_Building Shell - Air Sealing (Infiltration Control)_A_Technical Potential | F7 | Commercial | WA - Miscellaneous | Existing | Space Heating | Natural Gas | Building Shell - Air Sealing (Infiltration Control) | A | Cumulative Energy Savings (MWh or mTherms) | Technical Potential | 0 | 0 | 0 | 0.13282 | 0.20124 | 0.43273 | 0.80165 | 1.3502 | 2.1195 | 3.1435 | 4.4411 | 6.0081 | 7.8089 | 9.66 | 11.6256 | 13.3863 | 14.8344 | 15.8246 | 16.2546 | 16.083 | 15.7849 | 15.4894 | 15.1985 | 14.9099 | 14.6247 | 14.3433 | 14.0645
F8_Commercial_WA - Miscellaneous_Existing_Space Heating_Natural Gas_Building Shell - Air Sealing (Infiltration Control)_A_Technical Potential | F8 | Commercial | WA - Miscellaneous | Existing | Space Heating | Natural Gas | Building Shell - Air Sealing (Infiltration Control) | A | Cumulative Summer Peak Savings (MW) | Technical Potential | 0 | 0 | 0 | 0 | 0 | 0 | 0 | 0 | 0 | 0 | 0 | 0 | 0 | 0 | 0 | 0 | 0 | 0 | 0 | 0 | 0 | 0 | 0 | 0 | 0 | 0 | 0
F9_Commercial_WA - Miscellaneous_Existing_Space Heating_Natural Gas_Building Shell - Air Sealing (Infiltration Control)_A_Technical Potential | F9 | Commercial | WA - Miscellaneous | Existing | Space Heating | Natural Gas | Building Shell - Air Sealing (Infiltration Control) | A | Cumulative Winter Peak Savings (MW) | Technical Potential | 0 | 0 | 0 | 0 | 0 | 0 | 0 | 0 | 0 | 0 | 0 | 0 | 0 | 0 | 0 | 0 | 0 | 0 | 0 | 0 | 0 | 0 | 0 | 0 | 0 | 0 | 0
F10_Commercial_WA - Miscellaneous_Existing_Space Heating_Natural Gas_Building Shell - Air Sealing (Infiltration Control)_A_Technical Potential | F10 | Commercial | WA - Miscellaneous | Existing | Space Heating | Natural Gas | Building Shell - Air Sealing (Infiltration Control) | A | Purchases (Incremental) | Technical Potential | 0 | 0 | 0 | 1.2389 | 0.66665 | 2.2552 | 3.6684 | 5.5682 | 7.9748 | 10.8479 | 14.0628 | 17.3933 | 20.5108 | 21.7729 | 23.8136 | 22.3272 | 19.5047 | 14.8062 | 8.6103 | 1.5486 | 0 | 0 | 0 | 0 | 0 | 0 | 0
F11_Commercial_WA - Miscellaneous_Existing_Space Heating_Natural Gas_Building Shell - Air Sealing (Infiltration Control)_A_Technical Potential | F11 | Commercial | WA - Miscellaneous | Existing | Space Heating | Natural Gas | Building Shell - Air Sealing (Infiltration Control) | A | Purchases (Cumulative) | Technical Potential | 0 | 0 | 0 | 1.2389 | 1.9056 | 4.1608 | 7.8292 | 13.3974 | 21.3722 | 32.2201 | 46.283 | 63.6763 | 84.1871 | 105.96 | 129.7736 | 152.1009 | 171.6055 | 186.4117 | 195.022 | 196.5706 | 196.5706 | 196.5706 | 196.5706 | 196.5706 | 196.5706 | 196.5706 | 196.5706
F1_Commercial_WA - Miscellaneous_Existing_Space Heating_Natural Gas_Ventilation - Demand Controlled_A_Technical Potential | F1 | Commercial | WA - Miscellaneous | Existing | Space Heating | Natural Gas | Ventilation - Demand Controlled | A | Integrated Unit Energy Savings (kWh or therms) | Technical Potential | 0 | 0 | 0.029571 | 0.029093 | 0.028587 | 0.028069 | 0.02754 | 0.026998 | 0.02644 | 0.025863 | 0.025268 | 0.024653 | 0.024025 | 0.023389 | 0.022753 | 0.02213 | 0.02153 | 0.020961 | 0.02044 | 0.019968 | 0.019523 | 0.019109 | 0.018707 | 0.018351 | 0.018 | 0.017653 | 0.017309
F2_Commercial_WA - Miscellaneous_Existing_Space Heating_Natural Gas_Ventilation - Demand Controlled_A_Technical Potential | F2 | Commercial | WA - Miscellaneous | Existing | Space Heating | Natural Gas | Ventilation - Demand Controlled | A | Integrated Unit Summer Peak Savings (kW) | Technical Potential | 0 | 0 | 0 | 0 | 0 | 0 | 0 | 0 | 0 | 0 | 0 | 0 | 0 | 0 | 0 | 0 | 0 | 0 | 0 | 0 | 0 | 0 | 0 | 0 | 0 | 0 | 0
F3_Commercial_WA - Miscellaneous_Existing_Space Heating_Natural Gas_Ventilation - Demand Controlled_A_Technical Potential | F3 | Commercial | WA - Miscellaneous | Existing | Space Heating | Natural Gas | Ventilation - Demand Controlled | A | Integrated Unit Winter Peak Savings (kW) | Technical Potential | 0 | 0 | 0 | 0 | 0 | 0 | 0 | 0 | 0 | 0 | 0 | 0 | 0 | 0 | 0 | 0 | 0 | 0 | 0 | 0 | 0 | 0 | 0 | 0 | 0 | 0 | 0
F4_Commercial_WA - Miscellaneous_Existing_Space Heating_Natural Gas_Ventilation - Demand Controlled_A_Technical Potential | F4 | Commercial | WA - Miscellaneous | Existing | Space Heating | Natural Gas | Ventilation - Demand Controlled | A | Incremental Energy Savings (MWh or mTherms) | Technical Potential | 0 | 0 | 0 | 1.1052 | 1.3334 | 1.6021 | 1.8247 | 2.0404 | 2.3362 | 2.5069 | 2.502 | 2.3005 | 1.9271 | 0.56328 | 0 | 0 | 0 | 0 | 0 | 0 | 0 | 0 | 0 | 0 | 0 | 0 | 0
F5_Commercial_WA - Miscellaneous_Existing_Space Heating_Natural Gas_Ventilation - Demand Controlled_A_Technical Potential | F5 | Commercial | WA - Miscellaneous | Existing | Space Heating | Natural Gas | Ventilation - Demand Controlled | A | Incremental Summer Peak Savings (MW) | Technical Potential | 0 | 0 | 0 | 0 | 0 | 0 | 0 | 0 | 0 | 0 | 0 | 0 | 0 | 0 | 0 | 0 | 0 | 0 | 0 | 0 | 0 | 0 | 0 | 0 | 0 | 0 | 0
F6_Commercial_WA - Miscellaneous_Existing_Space Heating_Natural Gas_Ventilation - Demand Controlled_A_Technical Potential | F6 | Commercial | WA - Miscellaneous | Existing | Space Heating | Natural Gas | Ventilation - Demand Controlled | A | Incremental Winter Peak Savings (MW) | Technical Potential | 0 | 0 | 0 | 0 | 0 | 0 | 0 | 0 | 0 | 0 | 0 | 0 | 0 | 0 | 0 | 0 | 0 | 0 | 0 | 0 | 0 | 0 | 0 | 0 | 0 | 0 | 0
F7_Commercial_WA - Miscellaneous_Existing_Space Heating_Natural Gas_Ventilation - Demand Controlled_A_Technical Potential | F7 | Commercial | WA - Miscellaneous | Existing | Space Heating | Natural Gas | Ventilation - Demand Controlled | A | Cumulative Energy Savings (MWh or mTherms) | Technical Potential | 0 | 0 | 0 | 1.1052 | 2.4193 | 3.9776 | 5.7274 | 7.6551 | 9.833 | 12.1255 | 14.3481 | 16.2999 | 17.8112 | 17.9031 | 17.4165 | 16.9395 | 16.48 | 16.0449 | 15.6462 | 15.285 | 14.944 | 14.6274 | 14.3195 | 14.047 | 13.778 | 13.5125 | 13.2495
F8_Commercial_WA - Miscellaneous_Existing_Space Heating_Natural Gas_Ventilation - Demand Controlled_A_Technical Potential | F8 | Commercial | WA - Miscellaneous | Existing | Space Heating | Natural Gas | Ventilation - Demand Controlled | A | Cumulative Summer Peak Savings (MW) | Technical Potential | 0 | 0 | 0 | 0 | 0 | 0 | 0 | 0 | 0 | 0 | 0 | 0 | 0 | 0 | 0 | 0 | 0 | 0 | 0 | 0 | 0 | 0 | 0 | 0 | 0 | 0 | 0
F9_Commercial_WA - Miscellaneous_Existing_Space Heating_Natural Gas_Ventilation - Demand Controlled_A_Technical Potential | F9 | Commercial | WA - Miscellaneous | Existing | Space Heating | Natural Gas | Ventilation - Demand Controlled | A | Cumulative Winter Peak Savings (MW) | Technical Potential | 0 | 0 | 0 | 0 | 0 | 0 | 0 | 0 | 0 | 0 | 0 | 0 | 0 | 0 | 0 | 0 | 0 | 0 | 0 | 0 | 0 | 0 | 0 | 0 | 0 | 0 | 0
F10_Commercial_WA - Miscellaneous_Existing_Space Heating_Natural Gas_Ventilation - Demand Controlled_A_Technical Potential | F10 | Commercial | WA - Miscellaneous | Existing | Space Heating | Natural Gas | Ventilation - Demand Controlled | A | Purchases (Incremental) | Technical Potential | 0 | 0 | 0 | 37987.9574 | 46643.1533 | 57077.5699 | 66258.0653 | 75575.7139 | 88357.094 | 96929.1042 | 99019.9267 | 93314.3975 | 80211.6286 | 24083.1874 | 0 | 0 | 0 | 0 | 0 | 0 | 0 | 0 | 0 | 0 | 0 | 0 | 0
F11_Commercial_WA - Miscellaneous_Existing_Space Heating_Natural Gas_Ventilation - Demand Controlled_A_Technical Potential | F11 | Commercial | WA - Miscellaneous | Existing | Space Heating | Natural Gas | Ventilation - Demand Controlled | A | Purchases (Cumulative) | Technical Potential | 0 | 0 | 0 | 37987.9574 | 84631.1107 | 141708.6806 | 207966.7459 | 283542.4598 | 371899.5538 | 468828.658 | 567848.5847 | 661162.9822 | 741374.6108 | 765457.7982 | 765457.7982 | 765457.7982 | 765457.7982 | 765457.7982 | 765457.7982 | 765457.7982 | 765457.7982 | 765457.7982 | 765457.7982 | 765457.7982 | 765457.7982 | 765457.7982 | 765457.7982
F1_Commercial_WA - Miscellaneous_Existing_Space Heating_Natural Gas_HVAC - Dedicated Outdoor Air System (DOAS)_A_Technical Potential | F1 | Commercial | WA - Miscellaneous | Existing | Space Heating | Natural Gas | HVAC - Dedicated Outdoor Air System (DOAS) | A | Integrated Unit Energy Savings (kWh or therms) | Technical Potential | 0 | 0 | -0.025594 | -0.025216 | -0.024836 | -0.024455 | -0.024074 | -0.023692 | -0.023311 | -0.02293 | -0.022549 | -0.02217 | -0.021792 | -0.021415 | -0.021041 | -0.020668 | -0.020298 | -0.019931 | -0.019566 | -0.019204 | -0.018846 | -0.018491 | -0.018141 | -0.017797 | -0.017456 | -0.01712 | -0.016787
F2_Commercial_WA - Miscellaneous_Existing_Space Heating_Natural Gas_HVAC - Dedicated Outdoor Air System (DOAS)_A_Technical Potential | F2 | Commercial | WA - Miscellaneous | Existing | Space Heating | Natural Gas | HVAC - Dedicated Outdoor Air System (DOAS) | A | Integrated Unit Summer Peak Savings (kW) | Technical Potential | 0 | 0 | 0 | 0 | 0 | 0 | 0 | 0 | 0 | 0 | 0 | 0 | 0 | 0 | 0 | 0 | 0 | 0 | 0 | 0 | 0 | 0 | 0 | 0 | 0 | 0 | 0
F3_Commercial_WA - Miscellaneous_Existing_Space Heating_Natural Gas_HVAC - Dedicated Outdoor Air System (DOAS)_A_Technical Potential | F3 | Commercial | WA - Miscellaneous | Existing | Space Heating | Natural Gas | HVAC - Dedicated Outdoor Air System (DOAS) | A | Integrated Unit Winter Peak Savings (kW) | Technical Potential | 0 | 0 | 0 | 0 | 0 | 0 | 0 | 0 | 0 | 0 | 0 | 0 | 0 | 0 | 0 | 0 | 0 | 0 | 0 | 0 | 0 | 0 | 0 | 0 | 0 | 0 | 0
F4_Commercial_WA - Miscellaneous_Existing_Space Heating_Natural Gas_HVAC - Dedicated Outdoor Air System (DOAS)_A_Technical Potential | F4 | Commercial | WA - Miscellaneous | Existing | Space Heating | Natural Gas | HVAC - Dedicated Outdoor Air System (DOAS) | A | Incremental Energy Savings (MWh or mTherms) | Technical Potential | 0 | 0 | 0 | -0.14915 | -0.30154 | -0.29692 | -0.29229 | -0.28765 | -0.28302 | -0.27839 | -0.27377 | -0.26917 | -0.26458 | -0.26001 | -0.25546 | -0.25094 | -0.24645 | -0.24198 | -0.23756 | -0.23317 | -0.22881 | -0.2245 | -0.22026 | 0 | 0 | 0 | 0
F5_Commercial_WA - Miscellaneous_Existing_Space Heating_Natural Gas_HVAC - Dedicated Outdoor Air System (DOAS)_A_Technical Potential | F5 | Commercial | WA - Miscellaneous | Existing | Space Heating | Natural Gas | HVAC - Dedicated Outdoor Air System (DOAS) | A | Incremental Summer Peak Savings (MW) | Technical Potential | 0 | 0 | 0 | 0 | 0 | 0 | 0 | 0 | 0 | 0 | 0 | 0 | 0 | 0 | 0 | 0 | 0 | 0 | 0 | 0 | 0 | 0 | 0 | 0 | 0 | 0 | 0
F6_Commercial_WA - Miscellaneous_Existing_Space Heating_Natural Gas_HVAC - Dedicated Outdoor Air System (DOAS)_A_Technical Potential | F6 | Commercial | WA - Miscellaneous | Existing | Space Heating | Natural Gas | HVAC - Dedicated Outdoor Air System (DOAS) | A | Incremental Winter Peak Savings (MW) | Technical Potential | 0 | 0 | 0 | 0 | 0 | 0 | 0 | 0 | 0 | 0 | 0 | 0 | 0 | 0 | 0 | 0 | 0 | 0 | 0 | 0 | 0 | 0 | 0 | 0 | 0 | 0 | 0
F7_Commercial_WA - Miscellaneous_Existing_Space Heating_Natural Gas_HVAC - Dedicated Outdoor Air System (DOAS)_A_Technical Potential | F7 | Commercial | WA - Miscellaneous | Existing | Space Heating | Natural Gas | HVAC - Dedicated Outdoor Air System (DOAS) | A | Cumulative Energy Savings (MWh or mTherms) | Technical Potential | 0 | 0 | 0 | -0.14915 | -0.44845 | -0.73849 | -1.0193 | -1.2908 | -1.553 | -1.806 | -2.0498 | -2.2845 | -2.5101 | -2.7267 | -2.9345 | -3.1335 | -3.3239 | -3.5057 | -3.6791 | -3.8442 | -4.0013 | -4.1504 | -4.2922 | -4.2107 | -4.1301 | -4.0506 | -3.9719
F8_Commercial_WA - Miscellaneous_Existing_Space Heating_Natural Gas_HVAC - Dedicated Outdoor Air System (DOAS)_A_Technical Potential | F8 | Commercial | WA - Miscellaneous | Existing | Space Heating | Natural Gas | HVAC - Dedicated Outdoor Air System (DOAS) | A | Cumulative Summer Peak Savings (MW) | Technical Potential | 0 | 0 | 0 | 0 | 0 | 0 | 0 | 0 | 0 | 0 | 0 | 0 | 0 | 0 | 0 | 0 | 0 | 0 | 0 | 0 | 0 | 0 | 0 | 0 | 0 | 0 | 0
F9_Commercial_WA - Miscellaneous_Existing_Space Heating_Natural Gas_HVAC - Dedicated Outdoor Air System (DOAS)_A_Technical Potential | F9 | Commercial | WA - Miscellaneous | Existing | Space Heating | Natural Gas | HVAC - Dedicated Outdoor Air System (DOAS) | A | Cumulative Winter Peak Savings (MW) | Technical Potential | 0 | 0 | 0 | 0 | 0 | 0 | 0 | 0 | 0 | 0 | 0 | 0 | 0 | 0 | 0 | 0 | 0 | 0 | 0 | 0 | 0 | 0 | 0 | 0 | 0 | 0 | 0
F10_Commercial_WA - Miscellaneous_Existing_Space Heating_Natural Gas_HVAC - Dedicated Outdoor Air System (DOAS)_A_Technical Potential | F10 | Commercial | WA - Miscellaneous | Existing | Space Heating | Natural Gas | HVAC - Dedicated Outdoor Air System (DOAS) | A | Purchases (Incremental) | Technical Potential | 0 | 0 | 0 | 5914.9566 | 12141.2268 | 12141.2268 | 12141.2268 | 12141.2268 | 12141.2268 | 12141.2268 | 12141.2268 | 12141.2268 | 12141.2268 | 12141.2268 | 12141.2268 | 12141.2268 | 12141.2268 | 12141.2268 | 12141.2268 | 12141.2268 | 12141.2268 | 12141.2268 | 12141.2268 | 0 | 0 | 0 | 0
F11_Commercial_WA - Miscellaneous_Existing_Space Heating_Natural Gas_HVAC - Dedicated Outdoor Air System (DOAS)_A_Technical Potential | F11 | Commercial | WA - Miscellaneous | Existing | Space Heating | Natural Gas | HVAC - Dedicated Outdoor Air System (DOAS) | A | Purchases (Cumulative) | Technical Potential | 0 | 0 | 0 | 5914.9566 | 18056.1834 | 30197.4102 | 42338.637 | 54479.8637 | 66621.0905 | 78762.3173 | 90903.5441 | 103044.7709 | 115185.9976 | 127327.2244 | 139468.4512 | 151609.678 | 163750.9047 | 175892.1315 | 188033.3583 | 200174.5851 | 212315.8119 | 224457.0386 | 236598.2654 | 236598.2654 | 236598.2654 | 236598.2654 | 236598.2654
F1_Commercial_WA - Miscellaneous_Existing_Space Heating_Natural Gas_Destratification Fans (HVLS)_A_Technical Potential | F1 | Commercial | WA - Miscellaneous | Existing | Space Heating | Natural Gas | Destratification Fans (HVLS) | A | Integrated Unit Energy Savings (kWh or therms) | Technical Potential | 0 | 0 | 599.5502 | 589.4736 | 578.8282 | 567.7547 | 556.3385 | 544.4972 | 532.1291 | 519.2081 | 505.7596 | 491.8686 | 477.6812 | 463.6245 | 449.7128 | 436.1335 | 423.1556 | 411.0097 | 400.0243 | 390.2245 | 381.1161 | 372.8301 | 364.8136 | 357.8739 | 351.0195 | 344.2556 | 337.5566
F2_Commercial_WA - Miscellaneous_Existing_Space Heating_Natural Gas_Destratification Fans (HVLS)_A_Technical Potential | F2 | Commercial | WA - Miscellaneous | Existing | Space Heating | Natural Gas | Destratification Fans (HVLS) | A | Integrated Unit Summer Peak Savings (kW) | Technical Potential | 0 | 0 | 0 | 0 | 0 | 0 | 0 | 0 | 0 | 0 | 0 | 0 | 0 | 0 | 0 | 0 | 0 | 0 | 0 | 0 | 0 | 0 | 0 | 0 | 0 | 0 | 0
F3_Commercial_WA - Miscellaneous_Existing_Space Heating_Natural Gas_Destratification Fans (HVLS)_A_Technical Potential | F3 | Commercial | WA - Miscellaneous | Existing | Space Heating | Natural Gas | Destratification Fans (HVLS) | A | Integrated Unit Winter Peak Savings (kW) | Technical Potential | 0 | 0 | 0 | 0 | 0 | 0 | 0 | 0 | 0 | 0 | 0 | 0 | 0 | 0 | 0 | 0 | 0 | 0 | 0 | 0 | 0 | 0 | 0 | 0 | 0 | 0 | 0
F4_Commercial_WA - Miscellaneous_Existing_Space Heating_Natural Gas_Destratification Fans (HVLS)_A_Technical Potential | F4 | Commercial | WA - Miscellaneous | Existing | Space Heating | Natural Gas | Destratification Fans (HVLS) | A | Incremental Energy Savings (MWh or mTherms) | Technical Potential | 0 | 0 | 0 | 0.28227 | 0.56894 | 0.55805 | 0.54683 | 0.53519 | 0.52304 | 0.51034 | 0.49712 | 0.48347 | 0.46952 | 0.4557 | 0.44203 | 0.42868 | 0.41593 | 0.40399 | 0.20164 | 0 | 7.1931e-16 | 0 | 0 | 0 | 0 | 0 | 0
F5_Commercial_WA - Miscellaneous_Existing_Space Heating_Natural Gas_Destratification Fans (HVLS)_A_Technical Potential | F5 | Commercial | WA - Miscellaneous | Existing | Space Heating | Natural Gas | Destratification Fans (HVLS) | A | Incremental Summer Peak Savings (MW) | Technical Potential | 0 | 0 | 0 | 0 | 0 | 0 | 0 | 0 | 0 | 0 | 0 | 0 | 0 | 0 | 0 | 0 | 0 | 0 | 0 | 0 | 0 | 0 | 0 | 0 | 0 | 0 | 0
F6_Commercial_WA - Miscellaneous_Existing_Space Heating_Natural Gas_Destratification Fans (HVLS)_A_Technical Potential | F6 | Commercial | WA - Miscellaneous | Existing | Space Heating | Natural Gas | Destratification Fans (HVLS) | A | Incremental Winter Peak Savings (MW) | Technical Potential | 0 | 0 | 0 | 0 | 0 | 0 | 0 | 0 | 0 | 0 | 0 | 0 | 0 | 0 | 0 | 0 | 0 | 0 | 0 | 0 | 0 | 0 | 0 | 0 | 0 | 0 | 0
F7_Commercial_WA - Miscellaneous_Existing_Space Heating_Natural Gas_Destratification Fans (HVLS)_A_Technical Potential | F7 | Commercial | WA - Miscellaneous | Existing | Space Heating | Natural Gas | Destratification Fans (HVLS) | A | Cumulative Energy Savings (MWh or mTherms) | Technical Potential | 0 | 0 | 0 | 0.28227 | 0.84611 | 1.388 | 1.9069 | 2.4015 | 2.87 | 3.3107 | 3.722 | 4.1033 | 4.4544 | 4.779 | 5.0777 | 5.353 | 5.6097 | 5.8526 | 5.8979 | 5.7534 | 5.6191 | 5.4969 | 5.3787 | 5.2764 | 5.1753 | 5.0756 | 4.9768
F8_Commercial_WA - Miscellaneous_Existing_Space Heating_Natural Gas_Destratification Fans (HVLS)_A_Technical Potential | F8 | Commercial | WA - Miscellaneous | Existing | Space Heating | Natural Gas | Destratification Fans (HVLS) | A | Cumulative Summer Peak Savings (MW) | Technical Potential | 0 | 0 | 0 | 0 | 0 | 0 | 0 | 0 | 0 | 0 | 0 | 0 | 0 | 0 | 0 | 0 | 0 | 0 | 0 | 0 | 0 | 0 | 0 | 0 | 0 | 0 | 0
F9_Commercial_WA - Miscellaneous_Existing_Space Heating_Natural Gas_Destratification Fans (HVLS)_A_Technical Potential | F9 | Commercial | WA - Miscellaneous | Existing | Space Heating | Natural Gas | Destratification Fans (HVLS) | A | Cumulative Winter Peak Savings (MW) | Technical Potential | 0 | 0 | 0 | 0 | 0 | 0 | 0 | 0 | 0 | 0 | 0 | 0 | 0 | 0 | 0 | 0 | 0 | 0 | 0 | 0 | 0 | 0 | 0 | 0 | 0 | 0 | 0
F10_Commercial_WA - Miscellaneous_Existing_Space Heating_Natural Gas_Destratification Fans (HVLS)_A_Technical Potential | F10 | Commercial | WA - Miscellaneous | Existing | Space Heating | Natural Gas | Destratification Fans (HVLS) | A | Purchases (Incremental) | Technical Potential | 0 | 0 | 0 | 0.47886 | 0.98292 | 0.98292 | 0.98292 | 0.98292 | 0.98292 | 0.98292 | 0.98292 | 0.98292 | 0.98292 | 0.98292 | 0.98292 | 0.98292 | 0.98292 | 0.98292 | 0.50406 | 0 | 1.8874e-15 | 0 | 0 | 0 | 0 | 0 | 0
F11_Commercial_WA - Miscellaneous_Existing_Space Heating_Natural Gas_Destratification Fans (HVLS)_A_Technical Potential | F11 | Commercial | WA - Miscellaneous | Existing | Space Heating | Natural Gas | Destratification Fans (HVLS) | A | Purchases (Cumulative) | Technical Potential | 0 | 0 | 0 | 0.47886 | 1.4618 | 2.4447 | 3.4276 | 4.4105 | 5.3934 | 6.3764 | 7.3593 | 8.3422 | 9.3251 | 10.308 | 11.2909 | 12.2738 | 13.2568 | 14.2397 | 14.7437 | 14.7437 | 14.7437 | 14.7437 | 14.7437 | 14.7437 | 14.7437 | 14.7437 | 14.7437
F1_Commercial_WA - Miscellaneous_Existing_Space Heating_Natural Gas_Gas Boiler - Maintenance_A_Technical Potential | F1 | Commercial | WA - Miscellaneous | Existing | Space Heating | Natural Gas | Gas Boiler - Maintenance | A | Integrated Unit Energy Savings (kWh or therms) | Technical Potential | 0 | 0 | 0.13421 | 0.13172 | 0.12906 | 0.12629 | 0.12346 | 0.12053 | 0.11753 | 0.11443 | 0.11123 | 0.10797 | 0.10469 | 0.10148 | 0.098333 | 0.095303 | 0.09244 | 0.089798 | 0.08745 | 0.085384 | 0.083476 | 0.081756 | 0.080086 | 0.078693 | 0.077304 | 0.075923 | 0.074545
F2_Commercial_WA - Miscellaneous_Existing_Space Heating_Natural Gas_Gas Boiler - Maintenance_A_Technical Potential | F2 | Commercial | WA - Miscellaneous | Existing | Space Heating | Natural Gas | Gas Boiler - Maintenance | A | Integrated Unit Summer Peak Savings (kW) | Technical Potential | 0 | 0 | 0 | 0 | 0 | 0 | 0 | 0 | 0 | 0 | 0 | 0 | 0 | 0 | 0 | 0 | 0 | 0 | 0 | 0 | 0 | 0 | 0 | 0 | 0 | 0 | 0
F3_Commercial_WA - Miscellaneous_Existing_Space Heating_Natural Gas_Gas Boiler - Maintenance_A_Technical Potential | F3 | Commercial | WA - Miscellaneous | Existing | Space Heating | Natural Gas | Gas Boiler - Maintenance | A | Integrated Unit Winter Peak Savings (kW) | Technical Potential | 0 | 0 | 0 | 0 | 0 | 0 | 0 | 0 | 0 | 0 | 0 | 0 | 0 | 0 | 0 | 0 | 0 | 0 | 0 | 0 | 0 | 0 | 0 | 0 | 0 | 0 | 0
F4_Commercial_WA - Miscellaneous_Existing_Space Heating_Natural Gas_Gas Boiler - Maintenance_A_Technical Potential | F4 | Commercial | WA - Miscellaneous | Existing | Space Heating | Natural Gas | Gas Boiler - Maintenance | A | Incremental Energy Savings (MWh or mTherms) | Technical Potential | 0 | 0 | 0 | 0.12023 | 0.1178 | 0.11528 | 0 | 1.3703e-17 | 0 | 0 | 0 | 0 | 0 | 0 | 0 | 0 | 0 | 0 | 0 | 0 | 0 | 0 | 0 | 0 | 0 | 0 | 0
F5_Commercial_WA - Miscellaneous_Existing_Space Heating_Natural Gas_Gas Boiler - Maintenance_A_Technical Potential | F5 | Commercial | WA - Miscellaneous | Existing | Space Heating | Natural Gas | Gas Boiler - Maintenance | A | Incremental Summer Peak Savings (MW) | Technical Potential | 0 | 0 | 0 | 0 | 0 | 0 | 0 | 0 | 0 | 0 | 0 | 0 | 0 | 0 | 0 | 0 | 0 | 0 | 0 | 0 | 0 | 0 | 0 | 0 | 0 | 0 | 0
F6_Commercial_WA - Miscellaneous_Existing_Space Heating_Natural Gas_Gas Boiler - Maintenance_A_Technical Potential | F6 | Commercial | WA - Miscellaneous | Existing | Space Heating | Natural Gas | Gas Boiler - Maintenance | A | Incremental Winter Peak Savings (MW) | Technical Potential | 0 | 0 | 0 | 0 | 0 | 0 | 0 | 0 | 0 | 0 | 0 | 0 | 0 | 0 | 0 | 0 | 0 | 0 | 0 | 0 | 0 | 0 | 0 | 0 | 0 | 0 | 0
F7_Commercial_WA - Miscellaneous_Existing_Space Heating_Natural Gas_Gas Boiler - Maintenance_A_Technical Potential | F7 | Commercial | WA - Miscellaneous | Existing | Space Heating | Natural Gas | Gas Boiler - Maintenance | A | Cumulative Energy Savings (MWh or mTherms) | Technical Potential | 0 | 0 | 0 | 0.12023 | 0.2356 | 0.34583 | 0.33807 | 0.33005 | 0.32185 | 0.31335 | 0.30459 | 0.29566 | 0.28669 | 0.27788 | 0.26927 | 0.26097 | 0.25313 | 0.2459 | 0.23947 | 0.23381 | 0.22859 | 0.22388 | 0.21931 | 0.21549 | 0.21169 | 0.20791 | 0.20413
F8_Commercial_WA - Miscellaneous_Existing_Space Heating_Natural Gas_Gas Boiler - Maintenance_A_Technical Potential | F8 | Commercial | WA - Miscellaneous | Existing | Space Heating | Natural Gas | Gas Boiler - Maintenance | A | Cumulative Summer Peak Savings (MW) | Technical Potential | 0 | 0 | 0 | 0 | 0 | 0 | 0 | 0 | 0 | 0 | 0 | 0 | 0 | 0 | 0 | 0 | 0 | 0 | 0 | 0 | 0 | 0 | 0 | 0 | 0 | 0 | 0
F9_Commercial_WA - Miscellaneous_Existing_Space Heating_Natural Gas_Gas Boiler - Maintenance_A_Technical Potential | F9 | Commercial | WA - Miscellaneous | Existing | Space Heating | Natural Gas | Gas Boiler - Maintenance | A | Cumulative Winter Peak Savings (MW) | Technical Potential | 0 | 0 | 0 | 0 | 0 | 0 | 0 | 0 | 0 | 0 | 0 | 0 | 0 | 0 | 0 | 0 | 0 | 0 | 0 | 0 | 0 | 0 | 0 | 0 | 0 | 0 | 0
F10_Commercial_WA - Miscellaneous_Existing_Space Heating_Natural Gas_Gas Boiler - Maintenance_A_Technical Potential | F10 | Commercial | WA - Miscellaneous | Existing | Space Heating | Natural Gas | Gas Boiler - Maintenance | A | Purchases (Incremental) | Technical Potential | 0 | 0 | 0 | 912.7891 | 912.7891 | 912.7891 | 0 | 1.1369e-13 | 0 | 0 | 0 | 0 | 0 | 0 | 0 | 0 | 0 | 0 | 0 | 0 | 0 | 0 | 0 | 0 | 0 | 0 | 0
F11_Commercial_WA - Miscellaneous_Existing_Space Heating_Natural Gas_Gas Boiler - Maintenance_A_Technical Potential | F11 | Commercial | WA - Miscellaneous | Existing | Space Heating | Natural Gas | Gas Boiler - Maintenance | A | Purchases (Cumulative) | Technical Potential | 0 | 0 | 0 | 912.7891 | 1825.5782 | 2738.3673 | 2738.3673 | 2738.3673 | 2738.3673 | 2738.3673 | 2738.3673 | 2738.3673 | 2738.3673 | 2738.3673 | 2738.3673 | 2738.3673 | 2738.3673 | 2738.3673 | 2738.3673 | 2738.3673 | 2738.3673 | 2738.3673 | 2738.3673 | 2738.3673 | 2738.3673 | 2738.3673 | 2738.3673
F1_Commercial_WA - Miscellaneous_Existing_Space Heating_Natural Gas_Gas Furnace - Maintenance_A_Technical Potential | F1 | Commercial | WA - Miscellaneous | Existing | Space Heating | Natural Gas | Gas Furnace - Maintenance | A | Integrated Unit Energy Savings (kWh or therms) | Technical Potential | 0 | 0 | 0.053762 | 0.052808 | 0.051763 | 0.050665 | 0.049524 | 0.048334 | 0.047106 | 0.045828 | 0.044507 | 0.043159 | 0.041802 | 0.040467 | 0.039156 | 0.037886 | 0.036673 | 0.035538 | 0.034509 | 0.033592 | 0.032741 | 0.031967 | 0.031222 | 0.030587 | 0.029963 | 0.029351 | 0.028749
F2_Commercial_WA - Miscellaneous_Existing_Space Heating_Natural Gas_Gas Furnace - Maintenance_A_Technical Potential | F2 | Commercial | WA - Miscellaneous | Existing | Space Heating | Natural Gas | Gas Furnace - Maintenance | A | Integrated Unit Summer Peak Savings (kW) | Technical Potential | 0 | 0 | 0 | 0 | 0 | 0 | 0 | 0 | 0 | 0 | 0 | 0 | 0 | 0 | 0 | 0 | 0 | 0 | 0 | 0 | 0 | 0 | 0 | 0 | 0 | 0 | 0
F3_Commercial_WA - Miscellaneous_Existing_Space Heating_Natural Gas_Gas Furnace - Maintenance_A_Technical Potential | F3 | Commercial | WA - Miscellaneous | Existing | Space Heating | Natural Gas | Gas Furnace - Maintenance | A | Integrated Unit Winter Peak Savings (kW) | Technical Potential | 0 | 0 | 0 | 0 | 0 | 0 | 0 | 0 | 0 | 0 | 0 | 0 | 0 | 0 | 0 | 0 | 0 | 0 | 0 | 0 | 0 | 0 | 0 | 0 | 0 | 0 | 0
F4_Commercial_WA - Miscellaneous_Existing_Space Heating_Natural Gas_Gas Furnace - Maintenance_A_Technical Potential | F4 | Commercial | WA - Miscellaneous | Existing | Space Heating | Natural Gas | Gas Furnace - Maintenance | A | Incremental Energy Savings (MWh or mTherms) | Technical Potential | 0 | 0 | 0 | 0.10209 | 0.10007 | 0.097951 | 0 | 0 | 0 | 0 | 0 | 0 | 0 | 0 | 0 | 0 | 0 | 0 | 0 | 0 | 0 | 0 | 0 | 0 | 0 | 0 | 0
F5_Commercial_WA - Miscellaneous_Existing_Space Heating_Natural Gas_Gas Furnace - Maintenance_A_Technical Potential | F5 | Commercial | WA - Miscellaneous | Existing | Space Heating | Natural Gas | Gas Furnace - Maintenance | A | Incremental Summer Peak Savings (MW) | Technical Potential | 0 | 0 | 0 | 0 | 0 | 0 | 0 | 0 | 0 | 0 | 0 | 0 | 0 | 0 | 0 | 0 | 0 | 0 | 0 | 0 | 0 | 0 | 0 | 0 | 0 | 0 | 0
F6_Commercial_WA - Miscellaneous_Existing_Space Heating_Natural Gas_Gas Furnace - Maintenance_A_Technical Potential | F6 | Commercial | WA - Miscellaneous | Existing | Space Heating | Natural Gas | Gas Furnace - Maintenance | A | Incremental Winter Peak Savings (MW) | Technical Potential | 0 | 0 | 0 | 0 | 0 | 0 | 0 | 0 | 0 | 0 | 0 | 0 | 0 | 0 | 0 | 0 | 0 | 0 | 0 | 0 | 0 | 0 | 0 | 0 | 0 | 0 | 0
F7_Commercial_WA - Miscellaneous_Existing_Space Heating_Natural Gas_Gas Furnace - Maintenance_A_Technical Potential | F7 | Commercial | WA - Miscellaneous | Existing | Space Heating | Natural Gas | Gas Furnace - Maintenance | A | Cumulative Energy Savings (MWh or mTherms) | Technical Potential | 0 | 0 | 0 | 0.10209 | 0.20015 | 0.29385 | 0.28723 | 0.28033 | 0.27321 | 0.2658 | 0.25814 | 0.25031 | 0.24244 | 0.2347 | 0.2271 | 0.21973 | 0.2127 | 0.20612 | 0.20015 | 0.19483 | 0.18989 | 0.1854 | 0.18108 | 0.1774 | 0.17378 | 0.17023 | 0.16674
F8_Commercial_WA - Miscellaneous_Existing_Space Heating_Natural Gas_Gas Furnace - Maintenance_A_Technical Potential | F8 | Commercial | WA - Miscellaneous | Existing | Space Heating | Natural Gas | Gas Furnace - Maintenance | A | Cumulative Summer Peak Savings (MW) | Technical Potential | 0 | 0 | 0 | 0 | 0 | 0 | 0 | 0 | 0 | 0 | 0 | 0 | 0 | 0 | 0 | 0 | 0 | 0 | 0 | 0 | 0 | 0 | 0 | 0 | 0 | 0 | 0
F9_Commercial_WA - Miscellaneous_Existing_Space Heating_Natural Gas_Gas Furnace - Maintenance_A_Technical Potential | F9 | Commercial | WA - Miscellaneous | Existing | Space Heating | Natural Gas | Gas Furnace - Maintenance | A | Cumulative Winter Peak Savings (MW) | Technical Potential | 0 | 0 | 0 | 0 | 0 | 0 | 0 | 0 | 0 | 0 | 0 | 0 | 0 | 0 | 0 | 0 | 0 | 0 | 0 | 0 | 0 | 0 | 0 | 0 | 0 | 0 | 0
F10_Commercial_WA - Miscellaneous_Existing_Space Heating_Natural Gas_Gas Furnace - Maintenance_A_Technical Potential | F10 | Commercial | WA - Miscellaneous | Existing | Space Heating | Natural Gas | Gas Furnace - Maintenance | A | Purchases (Incremental) | Technical Potential | 0 | 0 | 0 | 1933.2854 | 1933.2854 | 1933.2854 | 0 | 0 | 0 | 0 | 0 | 0 | 0 | 0 | 0 | 0 | 0 | 0 | 0 | 0 | 0 | 0 | 0 | 0 | 0 | 0 | 0
F11_Commercial_WA - Miscellaneous_Existing_Space Heating_Natural Gas_Gas Furnace - Maintenance_A_Technical Potential | F11 | Commercial | WA - Miscellaneous | Existing | Space Heating | Natural Gas | Gas Furnace - Maintenance | A | Purchases (Cumulative) | Technical Potential | 0 | 0 | 0 | 1933.2854 | 3866.5709 | 5799.8563 | 5799.8563 | 5799.8563 | 5799.8563 | 5799.8563 | 5799.8563 | 5799.8563 | 5799.8563 | 5799.8563 | 5799.8563 | 5799.8563 | 5799.8563 | 5799.8563 | 5799.8563 | 5799.8563 | 5799.8563 | 5799.8563 | 5799.8563 | 5799.8563 | 5799.8563 | 5799.8563 | 5799.8563
F1_Commercial_WA - Miscellaneous_Existing_Space Heating_Natural Gas_Gas Boiler - Hot Water Reset_A_Technical Potential | F1 | Commercial | WA - Miscellaneous | Existing | Space Heating | Natural Gas | Gas Boiler - Hot Water Reset | A | Integrated Unit Energy Savings (kWh or therms) | Technical Potential | 0 | 0 | 238.5928 | 234.9787 | 231.4119 | 227.8663 | 224.3473 | 220.8538 | 217.3841 | 213.9368 | 210.508 | 207.096 | 203.7023 | 200.3422 | 197.0081 | 193.7282 | 190.5113 | 187.37 | 184.3131 | 181.3075 | 178.3144 | 175.3137 | 172.3306 | 169.3408 | 166.3612 | 163.3969 | 160.4378
F2_Commercial_WA - Miscellaneous_Existing_Space Heating_Natural Gas_Gas Boiler - Hot Water Reset_A_Technical Potential | F2 | Commercial | WA - Miscellaneous | Existing | Space Heating | Natural Gas | Gas Boiler - Hot Water Reset | A | Integrated Unit Summer Peak Savings (kW) | Technical Potential | 0 | 0 | 0 | 0 | 0 | 0 | 0 | 0 | 0 | 0 | 0 | 0 | 0 | 0 | 0 | 0 | 0 | 0 | 0 | 0 | 0 | 0 | 0 | 0 | 0 | 0 | 0
F3_Commercial_WA - Miscellaneous_Existing_Space Heating_Natural Gas_Gas Boiler - Hot Water Reset_A_Technical Potential | F3 | Commercial | WA - Miscellaneous | Existing | Space Heating | Natural Gas | Gas Boiler - Hot Water Reset | A | Integrated Unit Winter Peak Savings (kW) | Technical Potential | 0 | 0 | 0 | 0 | 0 | 0 | 0 | 0 | 0 | 0 | 0 | 0 | 0 | 0 | 0 | 0 | 0 | 0 | 0 | 0 | 0 | 0 | 0 | 0 | 0 | 0 | 0
F4_Commercial_WA - Miscellaneous_Existing_Space Heating_Natural Gas_Gas Boiler - Hot Water Reset_A_Technical Potential | F4 | Commercial | WA - Miscellaneous | Existing | Space Heating | Natural Gas | Gas Boiler - Hot Water Reset | A | Incremental Energy Savings (MWh or mTherms) | Technical Potential | 0 | 0 | 0 | 0.24513 | 0.49552 | 0.48793 | 0.48039 | 0.47291 | 0.46548 | 0.4581 | 0.45076 | 0.44345 | 0.43619 | 0.42899 | 0.42185 | 0.41483 | 0.40794 | 0.40121 | 0.39467 | 0.38823 | 0.38182 | 0.3754 | 0.36901 | 0 | 0 | 0 | 0
F5_Commercial_WA - Miscellaneous_Existing_Space Heating_Natural Gas_Gas Boiler - Hot Water Reset_A_Technical Potential | F5 | Commercial | WA - Miscellaneous | Existing | Space Heating | Natural Gas | Gas Boiler - Hot Water Reset | A | Incremental Summer Peak Savings (MW) | Technical Potential | 0 | 0 | 0 | 0 | 0 | 0 | 0 | 0 | 0 | 0 | 0 | 0 | 0 | 0 | 0 | 0 | 0 | 0 | 0 | 0 | 0 | 0 | 0 | 0 | 0 | 0 | 0
F6_Commercial_WA - Miscellaneous_Existing_Space Heating_Natural Gas_Gas Boiler - Hot Water Reset_A_Technical Potential | F6 | Commercial | WA - Miscellaneous | Existing | Space Heating | Natural Gas | Gas Boiler - Hot Water Reset | A | Incremental Winter Peak Savings (MW) | Technical Potential | 0 | 0 | 0 | 0 | 0 | 0 | 0 | 0 | 0 | 0 | 0 | 0 | 0 | 0 | 0 | 0 | 0 | 0 | 0 | 0 | 0 | 0 | 0 | 0 | 0 | 0 | 0
F7_Commercial_WA - Miscellaneous_Existing_Space Heating_Natural Gas_Gas Boiler - Hot Water Reset_A_Technical Potential | F7 | Commercial | WA - Miscellaneous | Existing | Space Heating | Natural Gas | Gas Boiler - Hot Water Reset | A | Cumulative Energy Savings (MWh or mTherms) | Technical Potential | 0 | 0 | 0 | 0.24513 | 0.73693 | 1.2136 | 1.6752 | 2.122 | 2.5542 | 2.9718 | 3.3749 | 3.7637 | 4.1382 | 4.4989 | 4.8459 | 5.18 | 5.502 | 5.8124 | 6.1123 | 6.4008 | 6.677 | 6.94 | 7.191 | 7.0662 | 6.9419 | 6.8182 | 6.6947
F8_Commercial_WA - Miscellaneous_Existing_Space Heating_Natural Gas_Gas Boiler - Hot Water Reset_A_Technical Potential | F8 | Commercial | WA - Miscellaneous | Existing | Space Heating | Natural Gas | Gas Boiler - Hot Water Reset | A | Cumulative Summer Peak Savings (MW) | Technical Potential | 0 | 0 | 0 | 0 | 0 | 0 | 0 | 0 | 0 | 0 | 0 | 0 | 0 | 0 | 0 | 0 | 0 | 0 | 0 | 0 | 0 | 0 | 0 | 0 | 0 | 0 | 0
F9_Commercial_WA - Miscellaneous_Existing_Space Heating_Natural Gas_Gas Boiler - Hot Water Reset_A_Technical Potential | F9 | Commercial | WA - Miscellaneous | Existing | Space Heating | Natural Gas | Gas Boiler - Hot Water Reset | A | Cumulative Winter Peak Savings (MW) | Technical Potential | 0 | 0 | 0 | 0 | 0 | 0 | 0 | 0 | 0 | 0 | 0 | 0 | 0 | 0 | 0 | 0 | 0 | 0 | 0 | 0 | 0 | 0 | 0 | 0 | 0 | 0 | 0
F10_Commercial_WA - Miscellaneous_Existing_Space Heating_Natural Gas_Gas Boiler - Hot Water Reset_A_Technical Potential | F10 | Commercial | WA - Miscellaneous | Existing | Space Heating | Natural Gas | Gas Boiler - Hot Water Reset | A | Purchases (Incremental) | Technical Potential | 0 | 0 | 0 | 1.0432 | 2.1413 | 2.1413 | 2.1413 | 2.1413 | 2.1413 | 2.1413 | 2.1413 | 2.1413 | 2.1413 | 2.1413 | 2.1413 | 2.1413 | 2.1413 | 2.1413 | 2.1413 | 2.1413 | 2.1413 | 2.1413 | 2.1413 | 0 | 0 | 0 | 0
F11_Commercial_WA - Miscellaneous_Existing_Space Heating_Natural Gas_Gas Boiler - Hot Water Reset_A_Technical Potential | F11 | Commercial | WA - Miscellaneous | Existing | Space Heating | Natural Gas | Gas Boiler - Hot Water Reset | A | Purchases (Cumulative) | Technical Potential | 0 | 0 | 0 | 1.0432 | 3.1845 | 5.3258 | 7.4671 | 9.6083 | 11.7496 | 13.8909 | 16.0322 | 18.1735 | 20.3148 | 22.4561 | 24.5974 | 26.7386 | 28.8799 | 31.0212 | 33.1625 | 35.3038 | 37.4451 | 39.5864 | 41.7277 | 41.7277 | 41.7277 | 41.7277 | 41.7277
F1_Commercial_WA - Miscellaneous_Existing_Space Heating_Natural Gas_Gas Boiler - Steam Trap Replacement_A_Technical Potential | F1 | Commercial | WA - Miscellaneous | Existing | Space Heating | Natural Gas | Gas Boiler - Steam Trap Replacement | A | Integrated Unit Energy Savings (kWh or therms) | Technical Potential | 0 | 0 | 62.1852 | 61.0753 | 59.901 | 58.6891 | 57.4498 | 56.1745 | 54.8758 | 53.5331 | 52.1524 | 50.7447 | 49.3272 | 47.9312 | 46.5584 | 45.2269 | 43.9594 | 42.7791 | 41.7247 | 40.7899 | 39.92 | 39.1272 | 38.3546 | 37.6878 | 37.0235 | 36.3627 | 35.7032
F2_Commercial_WA - Miscellaneous_Existing_Space Heating_Natural Gas_Gas Boiler - Steam Trap Replacement_A_Technical Potential | F2 | Commercial | WA - Miscellaneous | Existing | Space Heating | Natural Gas | Gas Boiler - Steam Trap Replacement | A | Integrated Unit Summer Peak Savings (kW) | Technical Potential | 0 | 0 | 0 | 0 | 0 | 0 | 0 | 0 | 0 | 0 | 0 | 0 | 0 | 0 | 0 | 0 | 0 | 0 | 0 | 0 | 0 | 0 | 0 | 0 | 0 | 0 | 0
F3_Commercial_WA - Miscellaneous_Existing_Space Heating_Natural Gas_Gas Boiler - Steam Trap Replacement_A_Technical Potential | F3 | Commercial | WA - Miscellaneous | Existing | Space Heating | Natural Gas | Gas Boiler - Steam Trap Replacement | A | Integrated Unit Winter Peak Savings (kW) | Technical Potential | 0 | 0 | 0 | 0 | 0 | 0 | 0 | 0 | 0 | 0 | 0 | 0 | 0 | 0 | 0 | 0 | 0 | 0 | 0 | 0 | 0 | 0 | 0 | 0 | 0 | 0 | 0
F4_Commercial_WA - Miscellaneous_Existing_Space Heating_Natural Gas_Gas Boiler - Steam Trap Replacement_A_Technical Potential | F4 | Commercial | WA - Miscellaneous | Existing | Space Heating | Natural Gas | Gas Boiler - Steam Trap Replacement | A | Incremental Energy Savings (MWh or mTherms) | Technical Potential | 0 | 0 | 0 | 0.014315 | 0.028818 | 0.028235 | 0.027639 | 0.027025 | 0.0264 | 0.013207 | 0 | 2.8169e-18 | 2.7382e-18 | 0 | 0 | 1.0042e-17 | 4.6364e-17 | 0 | 3.9375e-17 | 0 | 3.7672e-17 | 0 | 0 | 0 | 0 | 0 | 0
F5_Commercial_WA - Miscellaneous_Existing_Space Heating_Natural Gas_Gas Boiler - Steam Trap Replacement_A_Technical Potential | F5 | Commercial | WA - Miscellaneous | Existing | Space Heating | Natural Gas | Gas Boiler - Steam Trap Replacement | A | Incremental Summer Peak Savings (MW) | Technical Potential | 0 | 0 | 0 | 0 | 0 | 0 | 0 | 0 | 0 | 0 | 0 | 0 | 0 | 0 | 0 | 0 | 0 | 0 | 0 | 0 | 0 | 0 | 0 | 0 | 0 | 0 | 0
F6_Commercial_WA - Miscellaneous_Existing_Space Heating_Natural Gas_Gas Boiler - Steam Trap Replacement_A_Technical Potential | F6 | Commercial | WA - Miscellaneous | Existing | Space Heating | Natural Gas | Gas Boiler - Steam Trap Replacement | A | Incremental Winter Peak Savings (MW) | Technical Potential | 0 | 0 | 0 | 0 | 0 | 0 | 0 | 0 | 0 | 0 | 0 | 0 | 0 | 0 | 0 | 0 | 0 | 0 | 0 | 0 | 0 | 0 | 0 | 0 | 0 | 0 | 0
F7_Commercial_WA - Miscellaneous_Existing_Space Heating_Natural Gas_Gas Boiler - Steam Trap Replacement_A_Technical Potential | F7 | Commercial | WA - Miscellaneous | Existing | Space Heating | Natural Gas | Gas Boiler - Steam Trap Replacement | A | Cumulative Energy Savings (MWh or mTherms) | Technical Potential | 0 | 0 | 0 | 0.014315 | 0.042857 | 0.070225 | 0.09638 | 0.12127 | 0.14486 | 0.15453 | 0.15054 | 0.14648 | 0.14239 | 0.13836 | 0.13439 | 0.13055 | 0.12689 | 0.12348 | 0.12044 | 0.11774 | 0.11523 | 0.11294 | 0.11071 | 0.10879 | 0.10687 | 0.10496 | 0.10306
F8_Commercial_WA - Miscellaneous_Existing_Space Heating_Natural Gas_Gas Boiler - Steam Trap Replacement_A_Technical Potential | F8 | Commercial | WA - Miscellaneous | Existing | Space Heating | Natural Gas | Gas Boiler - Steam Trap Replacement | A | Cumulative Summer Peak Savings (MW) | Technical Potential | 0 | 0 | 0 | 0 | 0 | 0 | 0 | 0 | 0 | 0 | 0 | 0 | 0 | 0 | 0 | 0 | 0 | 0 | 0 | 0 | 0 | 0 | 0 | 0 | 0 | 0 | 0
F9_Commercial_WA - Miscellaneous_Existing_Space Heating_Natural Gas_Gas Boiler - Steam Trap Replacement_A_Technical Potential | F9 | Commercial | WA - Miscellaneous | Existing | Space Heating | Natural Gas | Gas Boiler - Steam Trap Replacement | A | Cumulative Winter Peak Savings (MW) | Technical Potential | 0 | 0 | 0 | 0 | 0 | 0 | 0 | 0 | 0 | 0 | 0 | 0 | 0 | 0 | 0 | 0 | 0 | 0 | 0 | 0 | 0 | 0 | 0 | 0 | 0 | 0 | 0
F10_Commercial_WA - Miscellaneous_Existing_Space Heating_Natural Gas_Gas Boiler - Steam Trap Replacement_A_Technical Potential | F10 | Commercial | WA - Miscellaneous | Existing | Space Heating | Natural Gas | Gas Boiler - Steam Trap Replacement | A | Purchases (Incremental) | Technical Potential | 0 | 0 | 0 | 0.23438 | 0.48109 | 0.48109 | 0.48109 | 0.48109 | 0.48109 | 0.24671 | 0 | 5.5511e-17 | 5.5511e-17 | 0 | 0 | 2.2204e-16 | 1.0547e-15 | 0 | 9.4369e-16 | 0 | 9.4369e-16 | 0 | 0 | 0 | 0 | 0 | 0
F11_Commercial_WA - Miscellaneous_Existing_Space Heating_Natural Gas_Gas Boiler - Steam Trap Replacement_A_Technical Potential | F11 | Commercial | WA - Miscellaneous | Existing | Space Heating | Natural Gas | Gas Boiler - Steam Trap Replacement | A | Purchases (Cumulative) | Technical Potential | 0 | 0 | 0 | 0.23438 | 0.71547 | 1.1966 | 1.6776 | 2.1587 | 2.6398 | 2.8865 | 2.8865 | 2.8865 | 2.8865 | 2.8865 | 2.8865 | 2.8865 | 2.8865 | 2.8865 | 2.8865 | 2.8865 | 2.8865 | 2.8865 | 2.8865 | 2.8865 | 2.8865 | 2.8865 | 2.8865
F1_Commercial_WA - Miscellaneous_Existing_Space Heating_Natural Gas_Gas Boiler - High Turndown Burner_A_Technical Potential | F1 | Commercial | WA - Miscellaneous | Existing | Space Heating | Natural Gas | Gas Boiler - High Turndown Burner | A | Integrated Unit Energy Savings (kWh or therms) | Technical Potential | 0 | 0 | 0.22368 | 0.21985 | 0.21586 | 0.21175 | 0.20756 | 0.20326 | 0.19881 | 0.1942 | 0.18942 | 0.1845 | 0.17949 | 0.17453 | 0.16963 | 0.16485 | 0.1603 | 0.15605 | 0.15225 | 0.14885 | 0.14568 | 0.1428 | 0.13998 | 0.13755 | 0.13513 | 0.13272 | 0.13031
F2_Commercial_WA - Miscellaneous_Existing_Space Heating_Natural Gas_Gas Boiler - High Turndown Burner_A_Technical Potential | F2 | Commercial | WA - Miscellaneous | Existing | Space Heating | Natural Gas | Gas Boiler - High Turndown Burner | A | Integrated Unit Summer Peak Savings (kW) | Technical Potential | 0 | 0 | 0 | 0 | 0 | 0 | 0 | 0 | 0 | 0 | 0 | 0 | 0 | 0 | 0 | 0 | 0 | 0 | 0 | 0 | 0 | 0 | 0 | 0 | 0 | 0 | 0
F3_Commercial_WA - Miscellaneous_Existing_Space Heating_Natural Gas_Gas Boiler - High Turndown Burner_A_Technical Potential | F3 | Commercial | WA - Miscellaneous | Existing | Space Heating | Natural Gas | Gas Boiler - High Turndown Burner | A | Integrated Unit Winter Peak Savings (kW) | Technical Potential | 0 | 0 | 0 | 0 | 0 | 0 | 0 | 0 | 0 | 0 | 0 | 0 | 0 | 0 | 0 | 0 | 0 | 0 | 0 | 0 | 0 | 0 | 0 | 0 | 0 | 0 | 0
F4_Commercial_WA - Miscellaneous_Existing_Space Heating_Natural Gas_Gas Boiler - High Turndown Burner_A_Technical Potential | F4 | Commercial | WA - Miscellaneous | Existing | Space Heating | Natural Gas | Gas Boiler - High Turndown Burner | A | Incremental Energy Savings (MWh or mTherms) | Technical Potential | 0 | 0 | 0 | 0.19724 | 0.23778 | 0.28543 | 0.32479 | 0.36279 | 0.41486 | 0.44454 | 0.44296 | 0.4066 | 0.34 | 0.25584 | 0.17065 | 0.099243 | 0.045073 | 0 | 0 | 0 | 0 | 0 | 0 | 0 | 0 | 0 | 0
F5_Commercial_WA - Miscellaneous_Existing_Space Heating_Natural Gas_Gas Boiler - High Turndown Burner_A_Technical Potential | F5 | Commercial | WA - Miscellaneous | Existing | Space Heating | Natural Gas | Gas Boiler - High Turndown Burner | A | Incremental Summer Peak Savings (MW) | Technical Potential | 0 | 0 | 0 | 0 | 0 | 0 | 0 | 0 | 0 | 0 | 0 | 0 | 0 | 0 | 0 | 0 | 0 | 0 | 0 | 0 | 0 | 0 | 0 | 0 | 0 | 0 | 0
F6_Commercial_WA - Miscellaneous_Existing_Space Heating_Natural Gas_Gas Boiler - High Turndown Burner_A_Technical Potential | F6 | Commercial | WA - Miscellaneous | Existing | Space Heating | Natural Gas | Gas Boiler - High Turndown Burner | A | Incremental Winter Peak Savings (MW) | Technical Potential | 0 | 0 | 0 | 0 | 0 | 0 | 0 | 0 | 0 | 0 | 0 | 0 | 0 | 0 | 0 | 0 | 0 | 0 | 0 | 0 | 0 | 0 | 0 | 0 | 0 | 0 | 0
F7_Commercial_WA - Miscellaneous_Existing_Space Heating_Natural Gas_Gas Boiler - High Turndown Burner_A_Technical Potential | F7 | Commercial | WA - Miscellaneous | Existing | Space Heating | Natural Gas | Gas Boiler - High Turndown Burner | A | Cumulative Energy Savings (MWh or mTherms) | Technical Potential | 0 | 0 | 0 | 0.19724 | 0.43143 | 0.70865 | 1.0194 | 1.3611 | 1.7462 | 2.1502 | 2.5402 | 2.8809 | 3.1426 | 3.3116 | 3.3893 | 3.3931 | 3.3445 | 3.2559 | 3.1764 | 3.1056 | 3.0395 | 2.9793 | 2.9206 | 2.8698 | 2.8192 | 2.769 | 2.7188
F8_Commercial_WA - Miscellaneous_Existing_Space Heating_Natural Gas_Gas Boiler - High Turndown Burner_A_Technical Potential | F8 | Commercial | WA - Miscellaneous | Existing | Space Heating | Natural Gas | Gas Boiler - High Turndown Burner | A | Cumulative Summer Peak Savings (MW) | Technical Potential | 0 | 0 | 0 | 0 | 0 | 0 | 0 | 0 | 0 | 0 | 0 | 0 | 0 | 0 | 0 | 0 | 0 | 0 | 0 | 0 | 0 | 0 | 0 | 0 | 0 | 0 | 0
F9_Commercial_WA - Miscellaneous_Existing_Space Heating_Natural Gas_Gas Boiler - High Turndown Burner_A_Technical Potential | F9 | Commercial | WA - Miscellaneous | Existing | Space Heating | Natural Gas | Gas Boiler - High Turndown Burner | A | Cumulative Winter Peak Savings (MW) | Technical Potential | 0 | 0 | 0 | 0 | 0 | 0 | 0 | 0 | 0 | 0 | 0 | 0 | 0 | 0 | 0 | 0 | 0 | 0 | 0 | 0 | 0 | 0 | 0 | 0 | 0 | 0 | 0
F10_Commercial_WA - Miscellaneous_Existing_Space Heating_Natural Gas_Gas Boiler - High Turndown Burner_A_Technical Potential | F10 | Commercial | WA - Miscellaneous | Existing | Space Heating | Natural Gas | Gas Boiler - High Turndown Burner | A | Purchases (Incremental) | Technical Potential | 0 | 0 | 0 | 897.1446 | 1101.5505 | 1347.9755 | 1564.7871 | 1784.8379 | 2086.69 | 2289.1313 | 2338.5093 | 2203.7644 | 1894.3222 | 1465.9065 | 1006.0196 | 602.0098 | 281.1795 | 0 | 0 | 0 | 0 | 0 | 0 | 0 | 0 | 0 | 0
F11_Commercial_WA - Miscellaneous_Existing_Space Heating_Natural Gas_Gas Boiler - High Turndown Burner_A_Technical Potential | F11 | Commercial | WA - Miscellaneous | Existing | Space Heating | Natural Gas | Gas Boiler - High Turndown Burner | A | Purchases (Cumulative) | Technical Potential | 0 | 0 | 0 | 897.1446 | 1998.6951 | 3346.6706 | 4911.4577 | 6696.2955 | 8782.9855 | 11072.1168 | 13410.6262 | 15614.3906 | 17508.7128 | 18974.6193 | 19980.6388 | 20582.6486 | 20863.8281 | 20863.8281 | 20863.8281 | 20863.8281 | 20863.8281 | 20863.8281 | 20863.8281 | 20863.8281 | 20863.8281 | 20863.8281 | 20863.8281
F1_Commercial_WA - Miscellaneous_Existing_Space Heating_Natural Gas_Gas Boiler - Burner Control Optimization_A_Technical Potential | F1 | Commercial | WA - Miscellaneous | Existing | Space Heating | Natural Gas | Gas Boiler - Burner Control Optimization | A | Integrated Unit Energy Savings (kWh or therms) | Technical Potential | 0 | 0 | 0.064867 | 0.063752 | 0.062587 | 0.06139 | 0.060167 | 0.058912 | 0.057612 | 0.056264 | 0.054868 | 0.053433 | 0.051972 | 0.05053 | 0.049107 | 0.047722 | 0.046403 | 0.045174 | 0.044071 | 0.043087 | 0.042171 | 0.041335 | 0.04052 | 0.039816 | 0.039114 | 0.038416 | 0.03772
F2_Commercial_WA - Miscellaneous_Existing_Space Heating_Natural Gas_Gas Boiler - Burner Control Optimization_A_Technical Potential | F2 | Commercial | WA - Miscellaneous | Existing | Space Heating | Natural Gas | Gas Boiler - Burner Control Optimization | A | Integrated Unit Summer Peak Savings (kW) | Technical Potential | 0 | 0 | 0 | 0 | 0 | 0 | 0 | 0 | 0 | 0 | 0 | 0 | 0 | 0 | 0 | 0 | 0 | 0 | 0 | 0 | 0 | 0 | 0 | 0 | 0 | 0 | 0
F3_Commercial_WA - Miscellaneous_Existing_Space Heating_Natural Gas_Gas Boiler - Burner Control Optimization_A_Technical Potential | F3 | Commercial | WA - Miscellaneous | Existing | Space Heating | Natural Gas | Gas Boiler - Burner Control Optimization | A | Integrated Unit Winter Peak Savings (kW) | Technical Potential | 0 | 0 | 0 | 0 | 0 | 0 | 0 | 0 | 0 | 0 | 0 | 0 | 0 | 0 | 0 | 0 | 0 | 0 | 0 | 0 | 0 | 0 | 0 | 0 | 0 | 0 | 0
F4_Commercial_WA - Miscellaneous_Existing_Space Heating_Natural Gas_Gas Boiler - Burner Control Optimization_A_Technical Potential | F4 | Commercial | WA - Miscellaneous | Existing | Space Heating | Natural Gas | Gas Boiler - Burner Control Optimization | A | Incremental Energy Savings (MWh or mTherms) | Technical Potential | 0 | 0 | 0 | 0.021282 | 0.011242 | 0.037304 | 0.059472 | 0.088386 | 0.12379 | 0.16445 | 0.2079 | 0.25042 | 0.28723 | 0.31331 | 0.32391 | 0.31609 | 0.28973 | 0.24799 | 0.19694 | 0.14392 | 0.1032 | 0.041396 | 0.036006 | 0 | 0 | 0 | 0
F5_Commercial_WA - Miscellaneous_Existing_Space Heating_Natural Gas_Gas Boiler - Burner Control Optimization_A_Technical Potential | F5 | Commercial | WA - Miscellaneous | Existing | Space Heating | Natural Gas | Gas Boiler - Burner Control Optimization | A | Incremental Summer Peak Savings (MW) | Technical Potential | 0 | 0 | 0 | 0 | 0 | 0 | 0 | 0 | 0 | 0 | 0 | 0 | 0 | 0 | 0 | 0 | 0 | 0 | 0 | 0 | 0 | 0 | 0 | 0 | 0 | 0 | 0
F6_Commercial_WA - Miscellaneous_Existing_Space Heating_Natural Gas_Gas Boiler - Burner Control Optimization_A_Technical Potential | F6 | Commercial | WA - Miscellaneous | Existing | Space Heating | Natural Gas | Gas Boiler - Burner Control Optimization | A | Incremental Winter Peak Savings (MW) | Technical Potential | 0 | 0 | 0 | 0 | 0 | 0 | 0 | 0 | 0 | 0 | 0 | 0 | 0 | 0 | 0 | 0 | 0 | 0 | 0 | 0 | 0 | 0 | 0 | 0 | 0 | 0 | 0
F7_Commercial_WA - Miscellaneous_Existing_Space Heating_Natural Gas_Gas Boiler - Burner Control Optimization_A_Technical Potential | F7 | Commercial | WA - Miscellaneous | Existing | Space Heating | Natural Gas | Gas Boiler - Burner Control Optimization | A | Cumulative Energy Savings (MWh or mTherms) | Technical Potential | 0 | 0 | 0 | 0.021282 | 0.032135 | 0.068824 | 0.12693 | 0.21266 | 0.33177 | 0.48846 | 0.68425 | 0.91676 | 1.1789 | 1.4595 | 1.7423 | 2.0093 | 2.2435 | 2.432 | 2.5696 | 2.6562 | 2.7029 | 2.6907 | 2.6737 | 2.6272 | 2.5809 | 2.5349 | 2.4889
F8_Commercial_WA - Miscellaneous_Existing_Space Heating_Natural Gas_Gas Boiler - Burner Control Optimization_A_Technical Potential | F8 | Commercial | WA - Miscellaneous | Existing | Space Heating | Natural Gas | Gas Boiler - Burner Control Optimization | A | Cumulative Summer Peak Savings (MW) | Technical Potential | 0 | 0 | 0 | 0 | 0 | 0 | 0 | 0 | 0 | 0 | 0 | 0 | 0 | 0 | 0 | 0 | 0 | 0 | 0 | 0 | 0 | 0 | 0 | 0 | 0 | 0 | 0
F9_Commercial_WA - Miscellaneous_Existing_Space Heating_Natural Gas_Gas Boiler - Burner Control Optimization_A_Technical Potential | F9 | Commercial | WA - Miscellaneous | Existing | Space Heating | Natural Gas | Gas Boiler - Burner Control Optimization | A | Cumulative Winter Peak Savings (MW) | Technical Potential | 0 | 0 | 0 | 0 | 0 | 0 | 0 | 0 | 0 | 0 | 0 | 0 | 0 | 0 | 0 | 0 | 0 | 0 | 0 | 0 | 0 | 0 | 0 | 0 | 0 | 0 | 0
F10_Commercial_WA - Miscellaneous_Existing_Space Heating_Natural Gas_Gas Boiler - Burner Control Optimization_A_Technical Potential | F10 | Commercial | WA - Miscellaneous | Existing | Space Heating | Natural Gas | Gas Boiler - Burner Control Optimization | A | Purchases (Incremental) | Technical Potential | 0 | 0 | 0 | 333.8212 | 179.6265 | 607.6585 | 988.4398 | 1500.3135 | 2148.7695 | 2922.9166 | 3789.1557 | 4686.5325 | 5526.5351 | 6200.4132 | 6596.0723 | 6623.61 | 6243.8695 | 5489.7577 | 4468.7693 | 3340.1864 | 2447.2327 | 1001.4637 | 888.6015 | 0 | 0 | 0 | 0
F11_Commercial_WA - Miscellaneous_Existing_Space Heating_Natural Gas_Gas Boiler - Burner Control Optimization_A_Technical Potential | F11 | Commercial | WA - Miscellaneous | Existing | Space Heating | Natural Gas | Gas Boiler - Burner Control Optimization | A | Purchases (Cumulative) | Technical Potential | 0 | 0 | 0 | 333.8212 | 513.4477 | 1121.1062 | 2109.5459 | 3609.8594 | 5758.6289 | 8681.5456 | 12470.7012 | 17157.2337 | 22683.7688 | 28884.182 | 35480.2543 | 42103.8643 | 48347.7338 | 53837.4915 | 58306.2608 | 61646.4472 | 64093.68 | 65095.1437 | 65983.7453 | 65983.7453 | 65983.7453 | 65983.7453 | 65983.7453
F1_Commercial_WA - Miscellaneous_Existing_Space Heating_Natural Gas_Gas Boiler - Stack Economizer_A_Technical Potential | F1 | Commercial | WA - Miscellaneous | Existing | Space Heating | Natural Gas | Gas Boiler - Stack Economizer | A | Integrated Unit Energy Savings (kWh or therms) | Technical Potential | 0 | 0 | 0.21473 | 0.21085 | 0.20674 | 0.20249 | 0.19814 | 0.19365 | 0.18907 | 0.18434 | 0.17949 | 0.17455 | 0.16959 | 0.16473 | 0.15998 | 0.15538 | 0.15101 | 0.14696 | 0.14334 | 0.14013 | 0.13714 | 0.13441 | 0.13176 | 0.12947 | 0.12719 | 0.12492 | 0.12265
F2_Commercial_WA - Miscellaneous_Existing_Space Heating_Natural Gas_Gas Boiler - Stack Economizer_A_Technical Potential | F2 | Commercial | WA - Miscellaneous | Existing | Space Heating | Natural Gas | Gas Boiler - Stack Economizer | A | Integrated Unit Summer Peak Savings (kW) | Technical Potential | 0 | 0 | 0 | 0 | 0 | 0 | 0 | 0 | 0 | 0 | 0 | 0 | 0 | 0 | 0 | 0 | 0 | 0 | 0 | 0 | 0 | 0 | 0 | 0 | 0 | 0 | 0
F3_Commercial_WA - Miscellaneous_Existing_Space Heating_Natural Gas_Gas Boiler - Stack Economizer_A_Technical Potential | F3 | Commercial | WA - Miscellaneous | Existing | Space Heating | Natural Gas | Gas Boiler - Stack Economizer | A | Integrated Unit Winter Peak Savings (kW) | Technical Potential | 0 | 0 | 0 | 0 | 0 | 0 | 0 | 0 | 0 | 0 | 0 | 0 | 0 | 0 | 0 | 0 | 0 | 0 | 0 | 0 | 0 | 0 | 0 | 0 | 0 | 0 | 0
F4_Commercial_WA - Miscellaneous_Existing_Space Heating_Natural Gas_Gas Boiler - Stack Economizer_A_Technical Potential | F4 | Commercial | WA - Miscellaneous | Existing | Space Heating | Natural Gas | Gas Boiler - Stack Economizer | A | Incremental Energy Savings (MWh or mTherms) | Technical Potential | 0 | 0 | 0 | 0.30267 | 0.36438 | 0.43672 | 0.49606 | 0.55302 | 0.63126 | 0.67518 | 0.67157 | 0.61546 | 0.51402 | 0.38638 | 0.2575 | 0.14966 | 0.067939 | 0 | 0 | 0 | 0 | 0 | 0 | 0 | 0 | 0 | 0
F5_Commercial_WA - Miscellaneous_Existing_Space Heating_Natural Gas_Gas Boiler - Stack Economizer_A_Technical Potential | F5 | Commercial | WA - Miscellaneous | Existing | Space Heating | Natural Gas | Gas Boiler - Stack Economizer | A | Incremental Summer Peak Savings (MW) | Technical Potential | 0 | 0 | 0 | 0 | 0 | 0 | 0 | 0 | 0 | 0 | 0 | 0 | 0 | 0 | 0 | 0 | 0 | 0 | 0 | 0 | 0 | 0 | 0 | 0 | 0 | 0 | 0
F6_Commercial_WA - Miscellaneous_Existing_Space Heating_Natural Gas_Gas Boiler - Stack Economizer_A_Technical Potential | F6 | Commercial | WA - Miscellaneous | Existing | Space Heating | Natural Gas | Gas Boiler - Stack Economizer | A | Incremental Winter Peak Savings (MW) | Technical Potential | 0 | 0 | 0 | 0 | 0 | 0 | 0 | 0 | 0 | 0 | 0 | 0 | 0 | 0 | 0 | 0 | 0 | 0 | 0 | 0 | 0 | 0 | 0 | 0 | 0 | 0 | 0
F7_Commercial_WA - Miscellaneous_Existing_Space Heating_Natural Gas_Gas Boiler - Stack Economizer_A_Technical Potential | F7 | Commercial | WA - Miscellaneous | Existing | Space Heating | Natural Gas | Gas Boiler - Stack Economizer | A | Cumulative Energy Savings (MWh or mTherms) | Technical Potential | 0 | 0 | 0 | 0.30267 | 0.66114 | 1.0843 | 1.557 | 2.0748 | 2.657 | 3.2657 | 3.8512 | 4.3607 | 4.751 | 5.0012 | 5.1143 | 5.117 | 5.0411 | 4.9058 | 4.7849 | 4.6777 | 4.5779 | 4.487 | 4.3984 | 4.3219 | 4.2457 | 4.17 | 4.0943
F8_Commercial_WA - Miscellaneous_Existing_Space Heating_Natural Gas_Gas Boiler - Stack Economizer_A_Technical Potential | F8 | Commercial | WA - Miscellaneous | Existing | Space Heating | Natural Gas | Gas Boiler - Stack Economizer | A | Cumulative Summer Peak Savings (MW) | Technical Potential | 0 | 0 | 0 | 0 | 0 | 0 | 0 | 0 | 0 | 0 | 0 | 0 | 0 | 0 | 0 | 0 | 0 | 0 | 0 | 0 | 0 | 0 | 0 | 0 | 0 | 0 | 0
F9_Commercial_WA - Miscellaneous_Existing_Space Heating_Natural Gas_Gas Boiler - Stack Economizer_A_Technical Potential | F9 | Commercial | WA - Miscellaneous | Existing | Space Heating | Natural Gas | Gas Boiler - Stack Economizer | A | Cumulative Winter Peak Savings (MW) | Technical Potential | 0 | 0 | 0 | 0 | 0 | 0 | 0 | 0 | 0 | 0 | 0 | 0 | 0 | 0 | 0 | 0 | 0 | 0 | 0 | 0 | 0 | 0 | 0 | 0 | 0 | 0 | 0
F10_Commercial_WA - Miscellaneous_Existing_Space Heating_Natural Gas_Gas Boiler - Stack Economizer_A_Technical Potential | F10 | Commercial | WA - Miscellaneous | Existing | Space Heating | Natural Gas | Gas Boiler - Stack Economizer | A | Purchases (Incremental) | Technical Potential | 0 | 0 | 0 | 1435.4314 | 1762.4808 | 2156.7607 | 2503.6594 | 2855.7406 | 3338.704 | 3662.6101 | 3741.615 | 3526.0231 | 3030.9155 | 2345.4504 | 1609.6313 | 963.2157 | 449.8872 | 0 | 0 | 0 | 0 | 0 | 0 | 0 | 0 | 0 | 0
F11_Commercial_WA - Miscellaneous_Existing_Space Heating_Natural Gas_Gas Boiler - Stack Economizer_A_Technical Potential | F11 | Commercial | WA - Miscellaneous | Existing | Space Heating | Natural Gas | Gas Boiler - Stack Economizer | A | Purchases (Cumulative) | Technical Potential | 0 | 0 | 0 | 1435.4314 | 3197.9122 | 5354.6729 | 7858.3323 | 10714.0728 | 14052.7768 | 17715.3869 | 21457.0019 | 24983.025 | 28013.9404 | 30359.3908 | 31969.0221 | 32932.2378 | 33382.125 | 33382.125 | 33382.125 | 33382.125 | 33382.125 | 33382.125 | 33382.125 | 33382.125 | 33382.125 | 33382.125 | 33382.125
F1_Commercial_WA - Miscellaneous_Existing_Space Heating_Natural Gas_Gas Boiler - Thermostatic Radiator Valves_A_Technical Potential | F1 | Commercial | WA - Miscellaneous | Existing | Space Heating | Natural Gas | Gas Boiler - Thermostatic Radiator Valves | A | Integrated Unit Energy Savings (kWh or therms) | Technical Potential | 0 | 0 | 13.098 | 12.8839 | 12.6631 | 12.439 | 12.2127 | 11.9827 | 11.7476 | 11.5064 | 11.2583 | 11.0034 | 10.743 | 10.4802 | 10.218 | 9.9617 | 9.7157 | 9.4841 | 9.2719 | 9.0775 | 8.8936 | 8.7221 | 8.554 | 8.4055 | 8.2575 | 8.1103 | 7.9633
F2_Commercial_WA - Miscellaneous_Existing_Space Heating_Natural Gas_Gas Boiler - Thermostatic Radiator Valves_A_Technical Potential | F2 | Commercial | WA - Miscellaneous | Existing | Space Heating | Natural Gas | Gas Boiler - Thermostatic Radiator Valves | A | Integrated Unit Summer Peak Savings (kW) | Technical Potential | 0 | 0 | 0 | 0 | 0 | 0 | 0 | 0 | 0 | 0 | 0 | 0 | 0 | 0 | 0 | 0 | 0 | 0 | 0 | 0 | 0 | 0 | 0 | 0 | 0 | 0 | 0
F3_Commercial_WA - Miscellaneous_Existing_Space Heating_Natural Gas_Gas Boiler - Thermostatic Radiator Valves_A_Technical Potential | F3 | Commercial | WA - Miscellaneous | Existing | Space Heating | Natural Gas | Gas Boiler - Thermostatic Radiator Valves | A | Integrated Unit Winter Peak Savings (kW) | Technical Potential | 0 | 0 | 0 | 0 | 0 | 0 | 0 | 0 | 0 | 0 | 0 | 0 | 0 | 0 | 0 | 0 | 0 | 0 | 0 | 0 | 0 | 0 | 0 | 0 | 0 | 0 | 0
F4_Commercial_WA - Miscellaneous_Existing_Space Heating_Natural Gas_Gas Boiler - Thermostatic Radiator Valves_A_Technical Potential | F4 | Commercial | WA - Miscellaneous | Existing | Space Heating | Natural Gas | Gas Boiler - Thermostatic Radiator Valves | A | Incremental Energy Savings (MWh or mTherms) | Technical Potential | 0 | 0 | 0 | 0.57382 | 1.1577 | 1.1372 | 1.1165 | 1.0955 | 1.074 | 1.0519 | 1.0292 | 1.0059 | 0.98212 | 0.9581 | 0.93412 | 0.91069 | 0.88821 | 0.86704 | 0.43468 | 1.29e-16 | 1.643e-15 | 0 | 0 | 0 | 0 | 0 | 0
F5_Commercial_WA - Miscellaneous_Existing_Space Heating_Natural Gas_Gas Boiler - Thermostatic Radiator Valves_A_Technical Potential | F5 | Commercial | WA - Miscellaneous | Existing | Space Heating | Natural Gas | Gas Boiler - Thermostatic Radiator Valves | A | Incremental Summer Peak Savings (MW) | Technical Potential | 0 | 0 | 0 | 0 | 0 | 0 | 0 | 0 | 0 | 0 | 0 | 0 | 0 | 0 | 0 | 0 | 0 | 0 | 0 | 0 | 0 | 0 | 0 | 0 | 0 | 0 | 0
F6_Commercial_WA - Miscellaneous_Existing_Space Heating_Natural Gas_Gas Boiler - Thermostatic Radiator Valves_A_Technical Potential | F6 | Commercial | WA - Miscellaneous | Existing | Space Heating | Natural Gas | Gas Boiler - Thermostatic Radiator Valves | A | Incremental Winter Peak Savings (MW) | Technical Potential | 0 | 0 | 0 | 0 | 0 | 0 | 0 | 0 | 0 | 0 | 0 | 0 | 0 | 0 | 0 | 0 | 0 | 0 | 0 | 0 | 0 | 0 | 0 | 0 | 0 | 0 | 0
F7_Commercial_WA - Miscellaneous_Existing_Space Heating_Natural Gas_Gas Boiler - Thermostatic Radiator Valves_A_Technical Potential | F7 | Commercial | WA - Miscellaneous | Existing | Space Heating | Natural Gas | Gas Boiler - Thermostatic Radiator Valves | A | Cumulative Energy Savings (MWh or mTherms) | Technical Potential | 0 | 0 | 0 | 0.57382 | 1.7217 | 2.8284 | 3.8934 | 4.9155 | 5.893 | 6.824 | 7.706 | 8.5375 | 9.3176 | 10.0478 | 10.7304 | 11.372 | 11.9795 | 12.5609 | 12.7145 | 12.448 | 12.1957 | 11.9607 | 11.7301 | 11.5264 | 11.3235 | 11.1216 | 10.9201
F8_Commercial_WA - Miscellaneous_Existing_Space Heating_Natural Gas_Gas Boiler - Thermostatic Radiator Valves_A_Technical Potential | F8 | Commercial | WA - Miscellaneous | Existing | Space Heating | Natural Gas | Gas Boiler - Thermostatic Radiator Valves | A | Cumulative Summer Peak Savings (MW) | Technical Potential | 0 | 0 | 0 | 0 | 0 | 0 | 0 | 0 | 0 | 0 | 0 | 0 | 0 | 0 | 0 | 0 | 0 | 0 | 0 | 0 | 0 | 0 | 0 | 0 | 0 | 0 | 0
F9_Commercial_WA - Miscellaneous_Existing_Space Heating_Natural Gas_Gas Boiler - Thermostatic Radiator Valves_A_Technical Potential | F9 | Commercial | WA - Miscellaneous | Existing | Space Heating | Natural Gas | Gas Boiler - Thermostatic Radiator Valves | A | Cumulative Winter Peak Savings (MW) | Technical Potential | 0 | 0 | 0 | 0 | 0 | 0 | 0 | 0 | 0 | 0 | 0 | 0 | 0 | 0 | 0 | 0 | 0 | 0 | 0 | 0 | 0 | 0 | 0 | 0 | 0 | 0 | 0
F10_Commercial_WA - Miscellaneous_Existing_Space Heating_Natural Gas_Gas Boiler - Thermostatic Radiator Valves_A_Technical Potential | F10 | Commercial | WA - Miscellaneous | Existing | Space Heating | Natural Gas | Gas Boiler - Thermostatic Radiator Valves | A | Purchases (Incremental) | Technical Potential | 0 | 0 | 0 | 44.5378 | 91.4198 | 91.4198 | 91.4198 | 91.4198 | 91.4198 | 91.4198 | 91.4198 | 91.4198 | 91.4198 | 91.4198 | 91.4198 | 91.4198 | 91.4198 | 91.4198 | 46.8819 | 1.4211e-14 | 1.8474e-13 | 0 | 0 | 0 | 0 | 0 | 0
F11_Commercial_WA - Miscellaneous_Existing_Space Heating_Natural Gas_Gas Boiler - Thermostatic Radiator Valves_A_Technical Potential | F11 | Commercial | WA - Miscellaneous | Existing | Space Heating | Natural Gas | Gas Boiler - Thermostatic Radiator Valves | A | Purchases (Cumulative) | Technical Potential | 0 | 0 | 0 | 44.5378 | 135.9576 | 227.3774 | 318.7972 | 410.217 | 501.6368 | 593.0566 | 684.4764 | 775.8962 | 867.316 | 958.7358 | 1050.1556 | 1141.5754 | 1232.9952 | 1324.415 | 1371.2969 | 1371.2969 | 1371.2969 | 1371.2969 | 1371.2969 | 1371.2969 | 1371.2969 | 1371.2969 | 1371.2969
F1_Commercial_WA - Miscellaneous_Existing_Space Heating_Natural Gas_HVAC - Shut Off Damper_A_Technical Potential | F1 | Commercial | WA - Miscellaneous | Existing | Space Heating | Natural Gas | HVAC - Shut Off Damper | A | Integrated Unit Energy Savings (kWh or therms) | Technical Potential | 0 | 0 | 27.1973 | 26.7223 | 26.2137 | 25.6835 | 25.1362 | 24.5681 | 23.9851 | 23.3785 | 22.7518 | 22.1103 | 21.4622 | 20.8218 | 20.1902 | 19.5758 | 18.9887 | 18.4392 | 17.944 | 17.5042 | 17.0954 | 16.7235 | 16.3637 | 16.0522 | 15.7446 | 15.4411 | 15.1405
F2_Commercial_WA - Miscellaneous_Existing_Space Heating_Natural Gas_HVAC - Shut Off Damper_A_Technical Potential | F2 | Commercial | WA - Miscellaneous | Existing | Space Heating | Natural Gas | HVAC - Shut Off Damper | A | Integrated Unit Summer Peak Savings (kW) | Technical Potential | 0 | 0 | 0 | 0 | 0 | 0 | 0 | 0 | 0 | 0 | 0 | 0 | 0 | 0 | 0 | 0 | 0 | 0 | 0 | 0 | 0 | 0 | 0 | 0 | 0 | 0 | 0
F3_Commercial_WA - Miscellaneous_Existing_Space Heating_Natural Gas_HVAC - Shut Off Damper_A_Technical Potential | F3 | Commercial | WA - Miscellaneous | Existing | Space Heating | Natural Gas | HVAC - Shut Off Damper | A | Integrated Unit Winter Peak Savings (kW) | Technical Potential | 0 | 0 | 0 | 0 | 0 | 0 | 0 | 0 | 0 | 0 | 0 | 0 | 0 | 0 | 0 | 0 | 0 | 0 | 0 | 0 | 0 | 0 | 0 | 0 | 0 | 0 | 0
F4_Commercial_WA - Miscellaneous_Existing_Space Heating_Natural Gas_HVAC - Shut Off Damper_A_Technical Potential | F4 | Commercial | WA - Miscellaneous | Existing | Space Heating | Natural Gas | HVAC - Shut Off Damper | A | Incremental Energy Savings (MWh or mTherms) | Technical Potential | 0 | 0 | 0 | 0.56063 | 0.67526 | 0.80961 | 0.9198 | 1.0254 | 1.1704 | 1.2515 | 1.2442 | 1.1395 | 0.95075 | 0.71377 | 0.47499 | 0.27559 | 0.12486 | 0 | 0 | 0 | 0 | 0 | 0 | 0 | 0 | 0 | 0
F5_Commercial_WA - Miscellaneous_Existing_Space Heating_Natural Gas_HVAC - Shut Off Damper_A_Technical Potential | F5 | Commercial | WA - Miscellaneous | Existing | Space Heating | Natural Gas | HVAC - Shut Off Damper | A | Incremental Summer Peak Savings (MW) | Technical Potential | 0 | 0 | 0 | 0 | 0 | 0 | 0 | 0 | 0 | 0 | 0 | 0 | 0 | 0 | 0 | 0 | 0 | 0 | 0 | 0 | 0 | 0 | 0 | 0 | 0 | 0 | 0
F6_Commercial_WA - Miscellaneous_Existing_Space Heating_Natural Gas_HVAC - Shut Off Damper_A_Technical Potential | F6 | Commercial | WA - Miscellaneous | Existing | Space Heating | Natural Gas | HVAC - Shut Off Damper | A | Incremental Winter Peak Savings (MW) | Technical Potential | 0 | 0 | 0 | 0 | 0 | 0 | 0 | 0 | 0 | 0 | 0 | 0 | 0 | 0 | 0 | 0 | 0 | 0 | 0 | 0 | 0 | 0 | 0 | 0 | 0 | 0 | 0
F7_Commercial_WA - Miscellaneous_Existing_Space Heating_Natural Gas_HVAC - Shut Off Damper_A_Technical Potential | F7 | Commercial | WA - Miscellaneous | Existing | Space Heating | Natural Gas | HVAC - Shut Off Damper | A | Cumulative Energy Savings (MWh or mTherms) | Technical Potential | 0 | 0 | 0 | 0.56063 | 1.2252 | 2.01 | 2.887 | 3.8472 | 4.9263 | 6.0532 | 7.1351 | 8.0734 | 8.7875 | 9.2391 | 9.4338 | 9.4223 | 9.2646 | 8.9965 | 8.7549 | 8.5403 | 8.3408 | 8.1594 | 7.9839 | 7.8319 | 7.6818 | 7.5337 | 7.387
F8_Commercial_WA - Miscellaneous_Existing_Space Heating_Natural Gas_HVAC - Shut Off Damper_A_Technical Potential | F8 | Commercial | WA - Miscellaneous | Existing | Space Heating | Natural Gas | HVAC - Shut Off Damper | A | Cumulative Summer Peak Savings (MW) | Technical Potential | 0 | 0 | 0 | 0 | 0 | 0 | 0 | 0 | 0 | 0 | 0 | 0 | 0 | 0 | 0 | 0 | 0 | 0 | 0 | 0 | 0 | 0 | 0 | 0 | 0 | 0 | 0
F9_Commercial_WA - Miscellaneous_Existing_Space Heating_Natural Gas_HVAC - Shut Off Damper_A_Technical Potential | F9 | Commercial | WA - Miscellaneous | Existing | Space Heating | Natural Gas | HVAC - Shut Off Damper | A | Cumulative Winter Peak Savings (MW) | Technical Potential | 0 | 0 | 0 | 0 | 0 | 0 | 0 | 0 | 0 | 0 | 0 | 0 | 0 | 0 | 0 | 0 | 0 | 0 | 0 | 0 | 0 | 0 | 0 | 0 | 0 | 0 | 0
F10_Commercial_WA - Miscellaneous_Existing_Space Heating_Natural Gas_HVAC - Shut Off Damper_A_Technical Potential | F10 | Commercial | WA - Miscellaneous | Existing | Space Heating | Natural Gas | HVAC - Shut Off Damper | A | Purchases (Incremental) | Technical Potential | 0 | 0 | 0 | 20.9797 | 25.7597 | 31.5224 | 36.5925 | 41.7384 | 48.7972 | 53.5313 | 54.686 | 51.535 | 44.2987 | 34.2802 | 23.5258 | 14.078 | 6.5754 | 0 | 0 | 0 | 0 | 0 | 0 | 0 | 0 | 0 | 0
F11_Commercial_WA - Miscellaneous_Existing_Space Heating_Natural Gas_HVAC - Shut Off Damper_A_Technical Potential | F11 | Commercial | WA - Miscellaneous | Existing | Space Heating | Natural Gas | HVAC - Shut Off Damper | A | Purchases (Cumulative) | Technical Potential | 0 | 0 | 0 | 20.9797 | 46.7395 | 78.2618 | 114.8544 | 156.5928 | 205.39 | 258.9213 | 313.6073 | 365.1423 | 409.441 | 443.7212 | 467.2469 | 481.3249 | 487.9003 | 487.9003 | 487.9003 | 487.9003 | 487.9003 | 487.9003 | 487.9003 | 487.9003 | 487.9003 | 487.9003 | 487.9003
F1_Commercial_WA - Miscellaneous_Existing_Space Heating_Natural Gas_Gas Furnace - Tube Inserts_A_Technical Potential | F1 | Commercial | WA - Miscellaneous | Existing | Space Heating | Natural Gas | Gas Furnace - Tube Inserts | A | Integrated Unit Energy Savings (kWh or therms) | Technical Potential | 0 | 0 | 0 | 0 | 0 | 0 | 0 | 0 | 0 | 0 | 0 | 0 | 0 | 0 | 0 | 0 | 0 | 0 | 0 | 0 | 0 | 0 | 0 | 0 | 0 | 0 | 0
F2_Commercial_WA - Miscellaneous_Existing_Space Heating_Natural Gas_Gas Furnace - Tube Inserts_A_Technical Potential | F2 | Commercial | WA - Miscellaneous | Existing | Space Heating | Natural Gas | Gas Furnace - Tube Inserts | A | Integrated Unit Summer Peak Savings (kW) | Technical Potential | 0 | 0 | 0 | 0 | 0 | 0 | 0 | 0 | 0 | 0 | 0 | 0 | 0 | 0 | 0 | 0 | 0 | 0 | 0 | 0 | 0 | 0 | 0 | 0 | 0 | 0 | 0
F3_Commercial_WA - Miscellaneous_Existing_Space Heating_Natural Gas_Gas Furnace - Tube Inserts_A_Technical Potential | F3 | Commercial | WA - Miscellaneous | Existing | Space Heating | Natural Gas | Gas Furnace - Tube Inserts | A | Integrated Unit Winter Peak Savings (kW) | Technical Potential | 0 | 0 | 0 | 0 | 0 | 0 | 0 | 0 | 0 | 0 | 0 | 0 | 0 | 0 | 0 | 0 | 0 | 0 | 0 | 0 | 0 | 0 | 0 | 0 | 0 | 0 | 0
F4_Commercial_WA - Miscellaneous_Existing_Space Heating_Natural Gas_Gas Furnace - Tube Inserts_A_Technical Potential | F4 | Commercial | WA - Miscellaneous | Existing | Space Heating | Natural Gas | Gas Furnace - Tube Inserts | A | Incremental Energy Savings (MWh or mTherms) | Technical Potential | 0 | 0 | 0 | 0 | 0 | 0 | 0 | 0 | 0 | 0 | 0 | 0 | 0 | 0 | 0 | 0 | 0 | 0 | 0 | 0 | 0 | 0 | 0 | 0 | 0 | 0 | 0
F5_Commercial_WA - Miscellaneous_Existing_Space Heating_Natural Gas_Gas Furnace - Tube Inserts_A_Technical Potential | F5 | Commercial | WA - Miscellaneous | Existing | Space Heating | Natural Gas | Gas Furnace - Tube Inserts | A | Incremental Summer Peak Savings (MW) | Technical Potential | 0 | 0 | 0 | 0 | 0 | 0 | 0 | 0 | 0 | 0 | 0 | 0 | 0 | 0 | 0 | 0 | 0 | 0 | 0 | 0 | 0 | 0 | 0 | 0 | 0 | 0 | 0
F6_Commercial_WA - Miscellaneous_Existing_Space Heating_Natural Gas_Gas Furnace - Tube Inserts_A_Technical Potential | F6 | Commercial | WA - Miscellaneous | Existing | Space Heating | Natural Gas | Gas Furnace - Tube Inserts | A | Incremental Winter Peak Savings (MW) | Technical Potential | 0 | 0 | 0 | 0 | 0 | 0 | 0 | 0 | 0 | 0 | 0 | 0 | 0 | 0 | 0 | 0 | 0 | 0 | 0 | 0 | 0 | 0 | 0 | 0 | 0 | 0 | 0
F7_Commercial_WA - Miscellaneous_Existing_Space Heating_Natural Gas_Gas Furnace - Tube Inserts_A_Technical Potential | F7 | Commercial | WA - Miscellaneous | Existing | Space Heating | Natural Gas | Gas Furnace - Tube Inserts | A | Cumulative Energy Savings (MWh or mTherms) | Technical Potential | 0 | 0 | 0 | 0 | 0 | 0 | 0 | 0 | 0 | 0 | 0 | 0 | 0 | 0 | 0 | 0 | 0 | 0 | 0 | 0 | 0 | 0 | 0 | 0 | 0 | 0 | 0
F8_Commercial_WA - Miscellaneous_Existing_Space Heating_Natural Gas_Gas Furnace - Tube Inserts_A_Technical Potential | F8 | Commercial | WA - Miscellaneous | Existing | Space Heating | Natural Gas | Gas Furnace - Tube Inserts | A | Cumulative Summer Peak Savings (MW) | Technical Potential | 0 | 0 | 0 | 0 | 0 | 0 | 0 | 0 | 0 | 0 | 0 | 0 | 0 | 0 | 0 | 0 | 0 | 0 | 0 | 0 | 0 | 0 | 0 | 0 | 0 | 0 | 0
F9_Commercial_WA - Miscellaneous_Existing_Space Heating_Natural Gas_Gas Furnace - Tube Inserts_A_Technical Potential | F9 | Commercial | WA - Miscellaneous | Existing | Space Heating | Natural Gas | Gas Furnace - Tube Inserts | A | Cumulative Winter Peak Savings (MW) | Technical Potential | 0 | 0 | 0 | 0 | 0 | 0 | 0 | 0 | 0 | 0 | 0 | 0 | 0 | 0 | 0 | 0 | 0 | 0 | 0 | 0 | 0 | 0 | 0 | 0 | 0 | 0 | 0
F10_Commercial_WA - Miscellaneous_Existing_Space Heating_Natural Gas_Gas Furnace - Tube Inserts_A_Technical Potential | F10 | Commercial | WA - Miscellaneous | Existing | Space Heating | Natural Gas | Gas Furnace - Tube Inserts | A | Purchases (Incremental) | Technical Potential | 0 | 0 | 0 | 4050.7083 | 2179.6526 | 7373.5484 | 11994.0871 | 18205.349 | 22023.2415 | 33288.0796 | 38605.4426 | 44874.0004 | 48855.6352 | 49164.1163 | 44571.4045 | 34394.2985 | 18897.2926 | 0 | 0 | 0 | 0 | 0 | 0 | 0 | 0 | 0 | 0
F11_Commercial_WA - Miscellaneous_Existing_Space Heating_Natural Gas_Gas Furnace - Tube Inserts_A_Technical Potential | F11 | Commercial | WA - Miscellaneous | Existing | Space Heating | Natural Gas | Gas Furnace - Tube Inserts | A | Purchases (Cumulative) | Technical Potential | 0 | 0 | 0 | 4050.7083 | 6230.3609 | 13603.9093 | 25597.9964 | 43803.3454 | 65826.5869 | 99114.6665 | 137720.1091 | 182594.1094 | 231449.7447 | 280613.861 | 325185.2655 | 359579.5641 | 378476.8566 | 378476.8566 | 378476.8566 | 378476.8566 | 378476.8566 | 378476.8566 | 378476.8566 | 378476.8566 | 378476.8566 | 378476.8566 | 378476.8566
F1_Commercial_WA - Miscellaneous_Existing_Space Heating_Natural Gas_Gas Boiler - Insulate Steam Lines/Condensate Tank_A_Technical Potential | F1 | Commercial | WA - Miscellaneous | Existing | Space Heating | Natural Gas | Gas Boiler - Insulate Steam Lines/Condensate Tank | A | Integrated Unit Energy Savings (kWh or therms) | Technical Potential | 0 | 0 | 4.9814 | 4.9006 | 4.818 | 4.734 | 4.6492 | 4.5629 | 4.4746 | 4.3839 | 4.2906 | 4.1946 | 4.0965 | 3.9974 | 3.8985 | 3.8018 | 3.709 | 3.6216 | 3.5411 | 3.4669 | 3.3967 | 3.3313 | 3.2671 | 3.2104 | 3.1539 | 3.0977 | 3.0415
F2_Commercial_WA - Miscellaneous_Existing_Space Heating_Natural Gas_Gas Boiler - Insulate Steam Lines/Condensate Tank_A_Technical Potential | F2 | Commercial | WA - Miscellaneous | Existing | Space Heating | Natural Gas | Gas Boiler - Insulate Steam Lines/Condensate Tank | A | Integrated Unit Summer Peak Savings (kW) | Technical Potential | 0 | 0 | 0 | 0 | 0 | 0 | 0 | 0 | 0 | 0 | 0 | 0 | 0 | 0 | 0 | 0 | 0 | 0 | 0 | 0 | 0 | 0 | 0 | 0 | 0 | 0 | 0
F3_Commercial_WA - Miscellaneous_Existing_Space Heating_Natural Gas_Gas Boiler - Insulate Steam Lines/Condensate Tank_A_Technical Potential | F3 | Commercial | WA - Miscellaneous | Existing | Space Heating | Natural Gas | Gas Boiler - Insulate Steam Lines/Condensate Tank | A | Integrated Unit Winter Peak Savings (kW) | Technical Potential | 0 | 0 | 0 | 0 | 0 | 0 | 0 | 0 | 0 | 0 | 0 | 0 | 0 | 0 | 0 | 0 | 0 | 0 | 0 | 0 | 0 | 0 | 0 | 0 | 0 | 0 | 0
F4_Commercial_WA - Miscellaneous_Existing_Space Heating_Natural Gas_Gas Boiler - Insulate Steam Lines/Condensate Tank_A_Technical Potential | F4 | Commercial | WA - Miscellaneous | Existing | Space Heating | Natural Gas | Gas Boiler - Insulate Steam Lines/Condensate Tank | A | Incremental Energy Savings (MWh or mTherms) | Technical Potential | 0 | 0 | 0 | 0.34371 | 0.69361 | 0.68153 | 0.66931 | 0.65688 | 0.64418 | 0.63113 | 0.61769 | 0.60387 | 0.58975 | 0.57549 | 0.56124 | 0.54732 | 0.53396 | 0.52139 | 0.26143 | 9.8536e-17 | 9.654e-16 | 0 | 0 | 0 | 0 | 0 | 0
F5_Commercial_WA - Miscellaneous_Existing_Space Heating_Natural Gas_Gas Boiler - Insulate Steam Lines/Condensate Tank_A_Technical Potential | F5 | Commercial | WA - Miscellaneous | Existing | Space Heating | Natural Gas | Gas Boiler - Insulate Steam Lines/Condensate Tank | A | Incremental Summer Peak Savings (MW) | Technical Potential | 0 | 0 | 0 | 0 | 0 | 0 | 0 | 0 | 0 | 0 | 0 | 0 | 0 | 0 | 0 | 0 | 0 | 0 | 0 | 0 | 0 | 0 | 0 | 0 | 0 | 0 | 0
F6_Commercial_WA - Miscellaneous_Existing_Space Heating_Natural Gas_Gas Boiler - Insulate Steam Lines/Condensate Tank_A_Technical Potential | F6 | Commercial | WA - Miscellaneous | Existing | Space Heating | Natural Gas | Gas Boiler - Insulate Steam Lines/Condensate Tank | A | Incremental Winter Peak Savings (MW) | Technical Potential | 0 | 0 | 0 | 0 | 0 | 0 | 0 | 0 | 0 | 0 | 0 | 0 | 0 | 0 | 0 | 0 | 0 | 0 | 0 | 0 | 0 | 0 | 0 | 0 | 0 | 0 | 0
F7_Commercial_WA - Miscellaneous_Existing_Space Heating_Natural Gas_Gas Boiler - Insulate Steam Lines/Condensate Tank_A_Technical Potential | F7 | Commercial | WA - Miscellaneous | Existing | Space Heating | Natural Gas | Gas Boiler - Insulate Steam Lines/Condensate Tank | A | Cumulative Energy Savings (MWh or mTherms) | Technical Potential | 0 | 0 | 0 | 0.34371 | 1.0315 | 1.6951 | 2.334 | 2.9476 | 3.5347 | 4.0942 | 4.6248 | 5.1252 | 5.5951 | 6.0352 | 6.4471 | 6.8345 | 7.2017 | 7.5534 | 7.6469 | 7.4867 | 7.335 | 7.1937 | 7.0551 | 6.9327 | 6.8106 | 6.6893 | 6.5681
F8_Commercial_WA - Miscellaneous_Existing_Space Heating_Natural Gas_Gas Boiler - Insulate Steam Lines/Condensate Tank_A_Technical Potential | F8 | Commercial | WA - Miscellaneous | Existing | Space Heating | Natural Gas | Gas Boiler - Insulate Steam Lines/Condensate Tank | A | Cumulative Summer Peak Savings (MW) | Technical Potential | 0 | 0 | 0 | 0 | 0 | 0 | 0 | 0 | 0 | 0 | 0 | 0 | 0 | 0 | 0 | 0 | 0 | 0 | 0 | 0 | 0 | 0 | 0 | 0 | 0 | 0 | 0
F9_Commercial_WA - Miscellaneous_Existing_Space Heating_Natural Gas_Gas Boiler - Insulate Steam Lines/Condensate Tank_A_Technical Potential | F9 | Commercial | WA - Miscellaneous | Existing | Space Heating | Natural Gas | Gas Boiler - Insulate Steam Lines/Condensate Tank | A | Cumulative Winter Peak Savings (MW) | Technical Potential | 0 | 0 | 0 | 0 | 0 | 0 | 0 | 0 | 0 | 0 | 0 | 0 | 0 | 0 | 0 | 0 | 0 | 0 | 0 | 0 | 0 | 0 | 0 | 0 | 0 | 0 | 0
F10_Commercial_WA - Miscellaneous_Existing_Space Heating_Natural Gas_Gas Boiler - Insulate Steam Lines/Condensate Tank_A_Technical Potential | F10 | Commercial | WA - Miscellaneous | Existing | Space Heating | Natural Gas | Gas Boiler - Insulate Steam Lines/Condensate Tank | A | Purchases (Incremental) | Technical Potential | 0 | 0 | 0 | 70.1361 | 143.9636 | 143.9636 | 143.9636 | 143.9636 | 143.9636 | 143.9636 | 143.9636 | 143.9636 | 143.9636 | 143.9636 | 143.9636 | 143.9636 | 143.9636 | 143.9636 | 73.8275 | 2.8422e-14 | 2.8422e-13 | 0 | 0 | 0 | 0 | 0 | 0
F11_Commercial_WA - Miscellaneous_Existing_Space Heating_Natural Gas_Gas Boiler - Insulate Steam Lines/Condensate Tank_A_Technical Potential | F11 | Commercial | WA - Miscellaneous | Existing | Space Heating | Natural Gas | Gas Boiler - Insulate Steam Lines/Condensate Tank | A | Purchases (Cumulative) | Technical Potential | 0 | 0 | 0 | 70.1361 | 214.0997 | 358.0632 | 502.0268 | 645.9904 | 789.9539 | 933.9175 | 1077.881 | 1221.8446 | 1365.8082 | 1509.7717 | 1653.7353 | 1797.6989 | 1941.6624 | 2085.626 | 2159.4535 | 2159.4535 | 2159.4535 | 2159.4535 | 2159.4535 | 2159.4535 | 2159.4535 | 2159.4535 | 2159.4535
F1_Commercial_WA - Miscellaneous_Existing_Space Heating_Natural Gas_Gas Boiler - Insulate Hot Water Lines_A_Technical Potential | F1 | Commercial | WA - Miscellaneous | Existing | Space Heating | Natural Gas | Gas Boiler - Insulate Hot Water Lines | A | Integrated Unit Energy Savings (kWh or therms) | Technical Potential | 0 | 0 | 3.3348 | 3.2756 | 3.2132 | 3.1487 | 3.0828 | 3.0149 | 2.9458 | 2.8742 | 2.8006 | 2.7255 | 2.6499 | 2.5754 | 2.5019 | 2.4303 | 2.3622 | 2.2988 | 2.2422 | 2.192 | 2.1452 | 2.1026 | 2.0611 | 2.0253 | 1.9896 | 1.9541 | 1.9187
F2_Commercial_WA - Miscellaneous_Existing_Space Heating_Natural Gas_Gas Boiler - Insulate Hot Water Lines_A_Technical Potential | F2 | Commercial | WA - Miscellaneous | Existing | Space Heating | Natural Gas | Gas Boiler - Insulate Hot Water Lines | A | Integrated Unit Summer Peak Savings (kW) | Technical Potential | 0 | 0 | 0 | 0 | 0 | 0 | 0 | 0 | 0 | 0 | 0 | 0 | 0 | 0 | 0 | 0 | 0 | 0 | 0 | 0 | 0 | 0 | 0 | 0 | 0 | 0 | 0
F3_Commercial_WA - Miscellaneous_Existing_Space Heating_Natural Gas_Gas Boiler - Insulate Hot Water Lines_A_Technical Potential | F3 | Commercial | WA - Miscellaneous | Existing | Space Heating | Natural Gas | Gas Boiler - Insulate Hot Water Lines | A | Integrated Unit Winter Peak Savings (kW) | Technical Potential | 0 | 0 | 0 | 0 | 0 | 0 | 0 | 0 | 0 | 0 | 0 | 0 | 0 | 0 | 0 | 0 | 0 | 0 | 0 | 0 | 0 | 0 | 0 | 0 | 0 | 0 | 0
F4_Commercial_WA - Miscellaneous_Existing_Space Heating_Natural Gas_Gas Boiler - Insulate Hot Water Lines_A_Technical Potential | F4 | Commercial | WA - Miscellaneous | Existing | Space Heating | Natural Gas | Gas Boiler - Insulate Hot Water Lines | A | Incremental Energy Savings (MWh or mTherms) | Technical Potential | 0 | 0 | 0 | 0.22973 | 0.46258 | 0.4533 | 0.44381 | 0.43404 | 0.42409 | 0.41379 | 0.40319 | 0.39238 | 0.38149 | 0.37076 | 0.18471 | 6.9075e-17 | 6.7139e-16 | 0 | 6.3727e-16 | 0 | 6.7068e-16 | 5.976e-17 | 0 | 0 | 0 | 0 | 0
F5_Commercial_WA - Miscellaneous_Existing_Space Heating_Natural Gas_Gas Boiler - Insulate Hot Water Lines_A_Technical Potential | F5 | Commercial | WA - Miscellaneous | Existing | Space Heating | Natural Gas | Gas Boiler - Insulate Hot Water Lines | A | Incremental Summer Peak Savings (MW) | Technical Potential | 0 | 0 | 0 | 0 | 0 | 0 | 0 | 0 | 0 | 0 | 0 | 0 | 0 | 0 | 0 | 0 | 0 | 0 | 0 | 0 | 0 | 0 | 0 | 0 | 0 | 0 | 0
F6_Commercial_WA - Miscellaneous_Existing_Space Heating_Natural Gas_Gas Boiler - Insulate Hot Water Lines_A_Technical Potential | F6 | Commercial | WA - Miscellaneous | Existing | Space Heating | Natural Gas | Gas Boiler - Insulate Hot Water Lines | A | Incremental Winter Peak Savings (MW) | Technical Potential | 0 | 0 | 0 | 0 | 0 | 0 | 0 | 0 | 0 | 0 | 0 | 0 | 0 | 0 | 0 | 0 | 0 | 0 | 0 | 0 | 0 | 0 | 0 | 0 | 0 | 0 | 0
F7_Commercial_WA - Miscellaneous_Existing_Space Heating_Natural Gas_Gas Boiler - Insulate Hot Water Lines_A_Technical Potential | F7 | Commercial | WA - Miscellaneous | Existing | Space Heating | Natural Gas | Gas Boiler - Insulate Hot Water Lines | A | Cumulative Energy Savings (MWh or mTherms) | Technical Potential | 0 | 0 | 0 | 0.22973 | 0.68794 | 1.1274 | 1.5477 | 1.9476 | 2.327 | 2.6843 | 3.0187 | 3.3302 | 3.6193 | 3.8883 | 3.962 | 3.8487 | 3.7408 | 3.6404 | 3.5507 | 3.4712 | 3.3972 | 3.3297 | 3.264 | 3.2072 | 3.1507 | 3.0945 | 3.0384
F8_Commercial_WA - Miscellaneous_Existing_Space Heating_Natural Gas_Gas Boiler - Insulate Hot Water Lines_A_Technical Potential | F8 | Commercial | WA - Miscellaneous | Existing | Space Heating | Natural Gas | Gas Boiler - Insulate Hot Water Lines | A | Cumulative Summer Peak Savings (MW) | Technical Potential | 0 | 0 | 0 | 0 | 0 | 0 | 0 | 0 | 0 | 0 | 0 | 0 | 0 | 0 | 0 | 0 | 0 | 0 | 0 | 0 | 0 | 0 | 0 | 0 | 0 | 0 | 0
F9_Commercial_WA - Miscellaneous_Existing_Space Heating_Natural Gas_Gas Boiler - Insulate Hot Water Lines_A_Technical Potential | F9 | Commercial | WA - Miscellaneous | Existing | Space Heating | Natural Gas | Gas Boiler - Insulate Hot Water Lines | A | Cumulative Winter Peak Savings (MW) | Technical Potential | 0 | 0 | 0 | 0 | 0 | 0 | 0 | 0 | 0 | 0 | 0 | 0 | 0 | 0 | 0 | 0 | 0 | 0 | 0 | 0 | 0 | 0 | 0 | 0 | 0 | 0 | 0
F10_Commercial_WA - Miscellaneous_Existing_Space Heating_Natural Gas_Gas Boiler - Insulate Hot Water Lines_A_Technical Potential | F10 | Commercial | WA - Miscellaneous | Existing | Space Heating | Natural Gas | Gas Boiler - Insulate Hot Water Lines | A | Purchases (Incremental) | Technical Potential | 0 | 0 | 0 | 70.1361 | 143.9636 | 143.9636 | 143.9636 | 143.9636 | 143.9636 | 143.9636 | 143.9636 | 143.9636 | 143.9636 | 143.9636 | 73.8275 | 2.8422e-14 | 2.8422e-13 | 0 | 2.8422e-13 | 0 | 3.1264e-13 | 2.8422e-14 | 0 | 0 | 0 | 0 | 0
F11_Commercial_WA - Miscellaneous_Existing_Space Heating_Natural Gas_Gas Boiler - Insulate Hot Water Lines_A_Technical Potential | F11 | Commercial | WA - Miscellaneous | Existing | Space Heating | Natural Gas | Gas Boiler - Insulate Hot Water Lines | A | Purchases (Cumulative) | Technical Potential | 0 | 0 | 0 | 70.1361 | 214.0997 | 358.0632 | 502.0268 | 645.9904 | 789.9539 | 933.9175 | 1077.881 | 1221.8446 | 1365.8082 | 1509.7717 | 1583.5992 | 1583.5992 | 1583.5992 | 1583.5992 | 1583.5992 | 1583.5992 | 1583.5992 | 1583.5992 | 1583.5992 | 1583.5992 | 1583.5992 | 1583.5992 | 1583.5992
F1_Commercial_WA - Miscellaneous_Existing_Space Heating_Natural Gas_Condensing RTU_A_Technical Potential | F1 | Commercial | WA - Miscellaneous | Existing | Space Heating | Natural Gas | Condensing RTU | A | Integrated Unit Energy Savings (kWh or therms) | Technical Potential | 0 | 0 | 0.018536 | 0.018208 | 0.017849 | 0.017473 | 0.017081 | 0.016672 | 0.01625 | 0.015809 | 0.015353 | 0.014888 | 0.01442 | 0.013959 | 0.013507 | 0.013069 | 0.012651 | 0.012259 | 0.011904 | 0.011588 | 0.011294 | 0.011027 | 0.01077 | 0.010551 | 0.010336 | 0.010125 | 0.009917
F2_Commercial_WA - Miscellaneous_Existing_Space Heating_Natural Gas_Condensing RTU_A_Technical Potential | F2 | Commercial | WA - Miscellaneous | Existing | Space Heating | Natural Gas | Condensing RTU | A | Integrated Unit Summer Peak Savings (kW) | Technical Potential | 0 | 0 | 0 | 0 | 0 | 0 | 0 | 0 | 0 | 0 | 0 | 0 | 0 | 0 | 0 | 0 | 0 | 0 | 0 | 0 | 0 | 0 | 0 | 0 | 0 | 0 | 0
F3_Commercial_WA - Miscellaneous_Existing_Space Heating_Natural Gas_Condensing RTU_A_Technical Potential | F3 | Commercial | WA - Miscellaneous | Existing | Space Heating | Natural Gas | Condensing RTU | A | Integrated Unit Winter Peak Savings (kW) | Technical Potential | 0 | 0 | 0 | 0 | 0 | 0 | 0 | 0 | 0 | 0 | 0 | 0 | 0 | 0 | 0 | 0 | 0 | 0 | 0 | 0 | 0 | 0 | 0 | 0 | 0 | 0 | 0
F4_Commercial_WA - Miscellaneous_Existing_Space Heating_Natural Gas_Condensing RTU_A_Technical Potential | F4 | Commercial | WA - Miscellaneous | Existing | Space Heating | Natural Gas | Condensing RTU | A | Incremental Energy Savings (MWh or mTherms) | Technical Potential | 0 | 0 | 0 | 0.13658 | 0.27484 | 0.26904 | 0.26301 | 0.25671 | 0.12831 | 0 | 0 | 0 | 0 | 0 | 0 | 0 | 4.1421e-16 | 0 | 0 | 0 | 0 | 0 | 0 | 0 | 0 | 0 | 0
F5_Commercial_WA - Miscellaneous_Existing_Space Heating_Natural Gas_Condensing RTU_A_Technical Potential | F5 | Commercial | WA - Miscellaneous | Existing | Space Heating | Natural Gas | Condensing RTU | A | Incremental Summer Peak Savings (MW) | Technical Potential | 0 | 0 | 0 | 0 | 0 | 0 | 0 | 0 | 0 | 0 | 0 | 0 | 0 | 0 | 0 | 0 | 0 | 0 | 0 | 0 | 0 | 0 | 0 | 0 | 0 | 0 | 0
F6_Commercial_WA - Miscellaneous_Existing_Space Heating_Natural Gas_Condensing RTU_A_Technical Potential | F6 | Commercial | WA - Miscellaneous | Existing | Space Heating | Natural Gas | Condensing RTU | A | Incremental Winter Peak Savings (MW) | Technical Potential | 0 | 0 | 0 | 0 | 0 | 0 | 0 | 0 | 0 | 0 | 0 | 0 | 0 | 0 | 0 | 0 | 0 | 0 | 0 | 0 | 0 | 0 | 0 | 0 | 0 | 0 | 0
F7_Commercial_WA - Miscellaneous_Existing_Space Heating_Natural Gas_Condensing RTU_A_Technical Potential | F7 | Commercial | WA - Miscellaneous | Existing | Space Heating | Natural Gas | Condensing RTU | A | Cumulative Energy Savings (MWh or mTherms) | Technical Potential | 0 | 0 | 0 | 0.13658 | 0.40873 | 0.66914 | 0.91715 | 1.1519 | 1.251 | 1.2171 | 1.182 | 1.1462 | 1.1102 | 1.0747 | 1.0399 | 1.0061 | 0.97395 | 0.94381 | 0.91647 | 0.89213 | 0.86952 | 0.84896 | 0.82917 | 0.8123 | 0.79574 | 0.77949 | 0.76348
F8_Commercial_WA - Miscellaneous_Existing_Space Heating_Natural Gas_Condensing RTU_A_Technical Potential | F8 | Commercial | WA - Miscellaneous | Existing | Space Heating | Natural Gas | Condensing RTU | A | Cumulative Summer Peak Savings (MW) | Technical Potential | 0 | 0 | 0 | 0 | 0 | 0 | 0 | 0 | 0 | 0 | 0 | 0 | 0 | 0 | 0 | 0 | 0 | 0 | 0 | 0 | 0 | 0 | 0 | 0 | 0 | 0 | 0
F9_Commercial_WA - Miscellaneous_Existing_Space Heating_Natural Gas_Condensing RTU_A_Technical Potential | F9 | Commercial | WA - Miscellaneous | Existing | Space Heating | Natural Gas | Condensing RTU | A | Cumulative Winter Peak Savings (MW) | Technical Potential | 0 | 0 | 0 | 0 | 0 | 0 | 0 | 0 | 0 | 0 | 0 | 0 | 0 | 0 | 0 | 0 | 0 | 0 | 0 | 0 | 0 | 0 | 0 | 0 | 0 | 0 | 0
F10_Commercial_WA - Miscellaneous_Existing_Space Heating_Natural Gas_Condensing RTU_A_Technical Potential | F10 | Commercial | WA - Miscellaneous | Existing | Space Heating | Natural Gas | Condensing RTU | A | Purchases (Incremental) | Technical Potential | 0 | 0 | 0 | 7501.3117 | 15397.4292 | 15397.4292 | 15397.4292 | 15397.4292 | 7896.1175 | 0 | 0 | 0 | 0 | 0 | 0 | 0 | 3.2742e-11 | 0 | 0 | 0 | 0 | 0 | 0 | 0 | 0 | 0 | 0
F11_Commercial_WA - Miscellaneous_Existing_Space Heating_Natural Gas_Condensing RTU_A_Technical Potential | F11 | Commercial | WA - Miscellaneous | Existing | Space Heating | Natural Gas | Condensing RTU | A | Purchases (Cumulative) | Technical Potential | 0 | 0 | 0 | 7501.3117 | 22898.7409 | 38296.1701 | 53693.5993 | 69091.0285 | 76987.146 | 76987.146 | 76987.146 | 76987.146 | 76987.146 | 76987.146 | 76987.146 | 76987.146 | 76987.146 | 76987.146 | 76987.146 | 76987.146 | 76987.146 | 76987.146 | 76987.146 | 76987.146 | 76987.146 | 76987.146 | 76987.146
F1_Commercial_WA - Miscellaneous_Existing_Space Heating_Natural Gas_Hydronic Heating Radiator Replacement_A_Technical Potential | F1 | Commercial | WA - Miscellaneous | Existing | Space Heating | Natural Gas | Hydronic Heating Radiator Replacement | A | Integrated Unit Energy Savings (kWh or therms) | Technical Potential | 0 | 0 | 28.2749 | 27.7608 | 27.2154 | 26.651 | 26.0725 | 25.4763 | 24.8675 | 24.2379 | 23.5919 | 22.9359 | 22.2792 | 21.6366 | 21.0088 | 20.4032 | 19.8292 | 19.2967 | 18.8209 | 18.3992 | 18.0066 | 17.6489 | 17.3003 | 16.9995 | 16.6998 | 16.4017 | 16.1041
F2_Commercial_WA - Miscellaneous_Existing_Space Heating_Natural Gas_Hydronic Heating Radiator Replacement_A_Technical Potential | F2 | Commercial | WA - Miscellaneous | Existing | Space Heating | Natural Gas | Hydronic Heating Radiator Replacement | A | Integrated Unit Summer Peak Savings (kW) | Technical Potential | 0 | 0 | 0 | 0 | 0 | 0 | 0 | 0 | 0 | 0 | 0 | 0 | 0 | 0 | 0 | 0 | 0 | 0 | 0 | 0 | 0 | 0 | 0 | 0 | 0 | 0 | 0
F3_Commercial_WA - Miscellaneous_Existing_Space Heating_Natural Gas_Hydronic Heating Radiator Replacement_A_Technical Potential | F3 | Commercial | WA - Miscellaneous | Existing | Space Heating | Natural Gas | Hydronic Heating Radiator Replacement | A | Integrated Unit Winter Peak Savings (kW) | Technical Potential | 0 | 0 | 0 | 0 | 0 | 0 | 0 | 0 | 0 | 0 | 0 | 0 | 0 | 0 | 0 | 0 | 0 | 0 | 0 | 0 | 0 | 0 | 0 | 0 | 0 | 0 | 0
F4_Commercial_WA - Miscellaneous_Existing_Space Heating_Natural Gas_Hydronic Heating Radiator Replacement_A_Technical Potential | F4 | Commercial | WA - Miscellaneous | Existing | Space Heating | Natural Gas | Hydronic Heating Radiator Replacement | A | Incremental Energy Savings (MWh or mTherms) | Technical Potential | 0 | 0 | 0 | 0.49456 | 0.99521 | 0.97457 | 0.95342 | 0.93162 | 0.90935 | 0.88633 | 0.86271 | 0.83872 | 0.8147 | 0.79121 | 0.76825 | 0.7461 | 0.72511 | 0.70564 | 0.68824 | 0.67282 | 0.65847 | 0.64539 | 0.63264 | 0 | 0 | 0 | 0
F5_Commercial_WA - Miscellaneous_Existing_Space Heating_Natural Gas_Hydronic Heating Radiator Replacement_A_Technical Potential | F5 | Commercial | WA - Miscellaneous | Existing | Space Heating | Natural Gas | Hydronic Heating Radiator Replacement | A | Incremental Summer Peak Savings (MW) | Technical Potential | 0 | 0 | 0 | 0 | 0 | 0 | 0 | 0 | 0 | 0 | 0 | 0 | 0 | 0 | 0 | 0 | 0 | 0 | 0 | 0 | 0 | 0 | 0 | 0 | 0 | 0 | 0
F6_Commercial_WA - Miscellaneous_Existing_Space Heating_Natural Gas_Hydronic Heating Radiator Replacement_A_Technical Potential | F6 | Commercial | WA - Miscellaneous | Existing | Space Heating | Natural Gas | Hydronic Heating Radiator Replacement | A | Incremental Winter Peak Savings (MW) | Technical Potential | 0 | 0 | 0 | 0 | 0 | 0 | 0 | 0 | 0 | 0 | 0 | 0 | 0 | 0 | 0 | 0 | 0 | 0 | 0 | 0 | 0 | 0 | 0 | 0 | 0 | 0 | 0
F7_Commercial_WA - Miscellaneous_Existing_Space Heating_Natural Gas_Hydronic Heating Radiator Replacement_A_Technical Potential | F7 | Commercial | WA - Miscellaneous | Existing | Space Heating | Natural Gas | Hydronic Heating Radiator Replacement | A | Cumulative Energy Savings (MWh or mTherms) | Technical Potential | 0 | 0 | 0 | 0.49456 | 1.4801 | 2.4239 | 3.3247 | 4.1803 | 4.9898 | 5.7498 | 6.4592 | 7.1184 | 7.7292 | 8.2975 | 8.825 | 9.3167 | 9.7797 | 10.2227 | 10.6589 | 11.0929 | 11.5147 | 11.9314 | 12.3283 | 12.1139 | 11.9004 | 11.6879 | 11.4759
F8_Commercial_WA - Miscellaneous_Existing_Space Heating_Natural Gas_Hydronic Heating Radiator Replacement_A_Technical Potential | F8 | Commercial | WA - Miscellaneous | Existing | Space Heating | Natural Gas | Hydronic Heating Radiator Replacement | A | Cumulative Summer Peak Savings (MW) | Technical Potential | 0 | 0 | 0 | 0 | 0 | 0 | 0 | 0 | 0 | 0 | 0 | 0 | 0 | 0 | 0 | 0 | 0 | 0 | 0 | 0 | 0 | 0 | 0 | 0 | 0 | 0 | 0
F9_Commercial_WA - Miscellaneous_Existing_Space Heating_Natural Gas_Hydronic Heating Radiator Replacement_A_Technical Potential | F9 | Commercial | WA - Miscellaneous | Existing | Space Heating | Natural Gas | Hydronic Heating Radiator Replacement | A | Cumulative Winter Peak Savings (MW) | Technical Potential | 0 | 0 | 0 | 0 | 0 | 0 | 0 | 0 | 0 | 0 | 0 | 0 | 0 | 0 | 0 | 0 | 0 | 0 | 0 | 0 | 0 | 0 | 0 | 0 | 0 | 0 | 0
F10_Commercial_WA - Miscellaneous_Existing_Space Heating_Natural Gas_Hydronic Heating Radiator Replacement_A_Technical Potential | F10 | Commercial | WA - Miscellaneous | Existing | Space Heating | Natural Gas | Hydronic Heating Radiator Replacement | A | Purchases (Incremental) | Technical Potential | 0 | 0 | 0 | 17.8151 | 36.5679 | 36.5679 | 36.5679 | 36.5679 | 36.5679 | 36.5679 | 36.5679 | 36.5679 | 36.5679 | 36.5679 | 36.5679 | 36.5679 | 36.5679 | 36.5679 | 36.5679 | 36.5679 | 36.5679 | 36.5679 | 36.5679 | 0 | 0 | 0 | 0
F11_Commercial_WA - Miscellaneous_Existing_Space Heating_Natural Gas_Hydronic Heating Radiator Replacement_A_Technical Potential | F11 | Commercial | WA - Miscellaneous | Existing | Space Heating | Natural Gas | Hydronic Heating Radiator Replacement | A | Purchases (Cumulative) | Technical Potential | 0 | 0 | 0 | 17.8151 | 54.3831 | 90.951 | 127.5189 | 164.0868 | 200.6547 | 237.2226 | 273.7906 | 310.3585 | 346.9264 | 383.4943 | 420.0622 | 456.6302 | 493.1981 | 529.766 | 566.3339 | 602.9018 | 639.4697 | 676.0377 | 712.6056 | 712.6056 | 712.6056 | 712.6056 | 712.6056
F1_Commercial_WA - Miscellaneous_Existing_Space Heating_Natural Gas_Thermostat - Connected_A_Technical Potential | F1 | Commercial | WA - Miscellaneous | Existing | Space Heating | Natural Gas | Thermostat - Connected | A | Integrated Unit Energy Savings (kWh or therms) | Technical Potential | 0 | 0 | 26.7044 | 26.2527 | 25.7727 | 25.274 | 24.7601 | 24.2277 | 23.672 | 23.0919 | 22.4887 | 21.8661 | 21.2306 | 20.6011 | 19.9784 | 19.3708 | 18.7901 | 18.2466 | 17.7569 | 17.3219 | 16.9175 | 16.5497 | 16.1939 | 15.8858 | 15.5816 | 15.2813 | 14.984
F2_Commercial_WA - Miscellaneous_Existing_Space Heating_Natural Gas_Thermostat - Connected_A_Technical Potential | F2 | Commercial | WA - Miscellaneous | Existing | Space Heating | Natural Gas | Thermostat - Connected | A | Integrated Unit Summer Peak Savings (kW) | Technical Potential | 0 | 0 | 0 | 0 | 0 | 0 | 0 | 0 | 0 | 0 | 0 | 0 | 0 | 0 | 0 | 0 | 0 | 0 | 0 | 0 | 0 | 0 | 0 | 0 | 0 | 0 | 0
F3_Commercial_WA - Miscellaneous_Existing_Space Heating_Natural Gas_Thermostat - Connected_A_Technical Potential | F3 | Commercial | WA - Miscellaneous | Existing | Space Heating | Natural Gas | Thermostat - Connected | A | Integrated Unit Winter Peak Savings (kW) | Technical Potential | 0 | 0 | 0 | 0 | 0 | 0 | 0 | 0 | 0 | 0 | 0 | 0 | 0 | 0 | 0 | 0 | 0 | 0 | 0 | 0 | 0 | 0 | 0 | 0 | 0 | 0 | 0
F4_Commercial_WA - Miscellaneous_Existing_Space Heating_Natural Gas_Thermostat - Connected_A_Technical Potential | F4 | Commercial | WA - Miscellaneous | Existing | Space Heating | Natural Gas | Thermostat - Connected | A | Incremental Energy Savings (MWh or mTherms) | Technical Potential | 0 | 0 | 0 | 1.1705 | 1.4109 | 1.6931 | 1.9255 | 2.149 | 1.3994 | 1.3629 | 1.1071 | 0.69437 | 0.11552 | 0 | 0 | 0 | 0 | 0 | 0 | 0 | 0 | 0 | 0 | 0 | 0 | 0 | 0
F5_Commercial_WA - Miscellaneous_Existing_Space Heating_Natural Gas_Thermostat - Connected_A_Technical Potential | F5 | Commercial | WA - Miscellaneous | Existing | Space Heating | Natural Gas | Thermostat - Connected | A | Incremental Summer Peak Savings (MW) | Technical Potential | 0 | 0 | 0 | 0 | 0 | 0 | 0 | 0 | 0 | 0 | 0 | 0 | 0 | 0 | 0 | 0 | 0 | 0 | 0 | 0 | 0 | 0 | 0 | 0 | 0 | 0 | 0
F6_Commercial_WA - Miscellaneous_Existing_Space Heating_Natural Gas_Thermostat - Connected_A_Technical Potential | F6 | Commercial | WA - Miscellaneous | Existing | Space Heating | Natural Gas | Thermostat - Connected | A | Incremental Winter Peak Savings (MW) | Technical Potential | 0 | 0 | 0 | 0 | 0 | 0 | 0 | 0 | 0 | 0 | 0 | 0 | 0 | 0 | 0 | 0 | 0 | 0 | 0 | 0 | 0 | 0 | 0 | 0 | 0 | 0 | 0
F7_Commercial_WA - Miscellaneous_Existing_Space Heating_Natural Gas_Thermostat - Connected_A_Technical Potential | F7 | Commercial | WA - Miscellaneous | Existing | Space Heating | Natural Gas | Thermostat - Connected | A | Cumulative Energy Savings (MWh or mTherms) | Technical Potential | 0 | 0 | 0 | 1.1705 | 2.56 | 4.2036 | 6.0437 | 8.0627 | 9.2772 | 10.4128 | 11.2478 | 11.6308 | 11.4083 | 11.0701 | 10.7355 | 10.4089 | 10.0969 | 9.8049 | 9.5417 | 9.3079 | 9.0907 | 8.893 | 8.7018 | 8.5363 | 8.3728 | 8.2114 | 8.0517
F8_Commercial_WA - Miscellaneous_Existing_Space Heating_Natural Gas_Thermostat - Connected_A_Technical Potential | F8 | Commercial | WA - Miscellaneous | Existing | Space Heating | Natural Gas | Thermostat - Connected | A | Cumulative Summer Peak Savings (MW) | Technical Potential | 0 | 0 | 0 | 0 | 0 | 0 | 0 | 0 | 0 | 0 | 0 | 0 | 0 | 0 | 0 | 0 | 0 | 0 | 0 | 0 | 0 | 0 | 0 | 0 | 0 | 0 | 0
F9_Commercial_WA - Miscellaneous_Existing_Space Heating_Natural Gas_Thermostat - Connected_A_Technical Potential | F9 | Commercial | WA - Miscellaneous | Existing | Space Heating | Natural Gas | Thermostat - Connected | A | Cumulative Winter Peak Savings (MW) | Technical Potential | 0 | 0 | 0 | 0 | 0 | 0 | 0 | 0 | 0 | 0 | 0 | 0 | 0 | 0 | 0 | 0 | 0 | 0 | 0 | 0 | 0 | 0 | 0 | 0 | 0 | 0 | 0
F10_Commercial_WA - Miscellaneous_Existing_Space Heating_Natural Gas_Thermostat - Connected_A_Technical Potential | F10 | Commercial | WA - Miscellaneous | Existing | Space Heating | Natural Gas | Thermostat - Connected | A | Purchases (Incremental) | Technical Potential | 0 | 0 | 0 | 44.586 | 54.7445 | 66.9912 | 77.7663 | 88.7023 | 59.1176 | 59.02 | 49.2272 | 31.7557 | 5.4411 | 0 | 0 | 0 | 0 | 0 | 0 | 0 | 0 | 0 | 0 | 0 | 0 | 0 | 0
F11_Commercial_WA - Miscellaneous_Existing_Space Heating_Natural Gas_Thermostat - Connected_A_Technical Potential | F11 | Commercial | WA - Miscellaneous | Existing | Space Heating | Natural Gas | Thermostat - Connected | A | Purchases (Cumulative) | Technical Potential | 0 | 0 | 0 | 44.586 | 99.3305 | 166.3217 | 244.088 | 332.7903 | 391.9079 | 450.9279 | 500.1551 | 531.9108 | 537.3519 | 537.3519 | 537.3519 | 537.3519 | 537.3519 | 537.3519 | 537.3519 | 537.3519 | 537.3519 | 537.3519 | 537.3519 | 537.3519 | 537.3519 | 537.3519 | 537.3519
F1_Commercial_WA - Miscellaneous_Existing_Water Heating_Natural Gas_Water Heater - Thermostatic Shower Restriction Valve_A_Technical Potential | F1 | Commercial | WA - Miscellaneous | Existing | Water Heating | Natural Gas | Water Heater - Thermostatic Shower Restriction Valve | A | Integrated Unit Energy Savings (kWh or therms) | Technical Potential | 0 | 0 | 411.7137 | 400.0765 | 389.2438 | 379.6582 | 370.8189 | 362.6906 | 355.1319 | 348.4948 | 342.1223 | 336.0739 | 334.2598 | 332.8275 | 331.7367 | 329.7023 | 328.1395 | 326.9604 | 326.0172 | 325.2107 | 324.742 | 324.4751 | 324.3461 | 324.2429 | 323.9253 | 323.8592 | 323.8064
F2_Commercial_WA - Miscellaneous_Existing_Water Heating_Natural Gas_Water Heater - Thermostatic Shower Restriction Valve_A_Technical Potential | F2 | Commercial | WA - Miscellaneous | Existing | Water Heating | Natural Gas | Water Heater - Thermostatic Shower Restriction Valve | A | Integrated Unit Summer Peak Savings (kW) | Technical Potential | 0 | 0 | 0 | 0 | 0 | 0 | 0 | 0 | 0 | 0 | 0 | 0 | 0 | 0 | 0 | 0 | 0 | 0 | 0 | 0 | 0 | 0 | 0 | 0 | 0 | 0 | 0
F3_Commercial_WA - Miscellaneous_Existing_Water Heating_Natural Gas_Water Heater - Thermostatic Shower Restriction Valve_A_Technical Potential | F3 | Commercial | WA - Miscellaneous | Existing | Water Heating | Natural Gas | Water Heater - Thermostatic Shower Restriction Valve | A | Integrated Unit Winter Peak Savings (kW) | Technical Potential | 0 | 0 | 0 | 0 | 0 | 0 | 0 | 0 | 0 | 0 | 0 | 0 | 0 | 0 | 0 | 0 | 0 | 0 | 0 | 0 | 0 | 0 | 0 | 0 | 0 | 0 | 0
F4_Commercial_WA - Miscellaneous_Existing_Water Heating_Natural Gas_Water Heater - Thermostatic Shower Restriction Valve_A_Technical Potential | F4 | Commercial | WA - Miscellaneous | Existing | Water Heating | Natural Gas | Water Heater - Thermostatic Shower Restriction Valve | A | Incremental Energy Savings (MWh or mTherms) | Technical Potential | 0 | 0 | 0 | 0 | 0 | 0 | 0 | 0 | 0 | 0 | 0 | 0 | 0 | 0 | 0 | 0 | 0 | 0 | 0 | 0 | 0 | 0 | 0 | 0 | 0 | 0 | 0
F5_Commercial_WA - Miscellaneous_Existing_Water Heating_Natural Gas_Water Heater - Thermostatic Shower Restriction Valve_A_Technical Potential | F5 | Commercial | WA - Miscellaneous | Existing | Water Heating | Natural Gas | Water Heater - Thermostatic Shower Restriction Valve | A | Incremental Summer Peak Savings (MW) | Technical Potential | 0 | 0 | 0 | 0 | 0 | 0 | 0 | 0 | 0 | 0 | 0 | 0 | 0 | 0 | 0 | 0 | 0 | 0 | 0 | 0 | 0 | 0 | 0 | 0 | 0 | 0 | 0
F6_Commercial_WA - Miscellaneous_Existing_Water Heating_Natural Gas_Water Heater - Thermostatic Shower Restriction Valve_A_Technical Potential | F6 | Commercial | WA - Miscellaneous | Existing | Water Heating | Natural Gas | Water Heater - Thermostatic Shower Restriction Valve | A | Incremental Winter Peak Savings (MW) | Technical Potential | 0 | 0 | 0 | 0 | 0 | 0 | 0 | 0 | 0 | 0 | 0 | 0 | 0 | 0 | 0 | 0 | 0 | 0 | 0 | 0 | 0 | 0 | 0 | 0 | 0 | 0 | 0
F7_Commercial_WA - Miscellaneous_Existing_Water Heating_Natural Gas_Water Heater - Thermostatic Shower Restriction Valve_A_Technical Potential | F7 | Commercial | WA - Miscellaneous | Existing | Water Heating | Natural Gas | Water Heater - Thermostatic Shower Restriction Valve | A | Cumulative Energy Savings (MWh or mTherms) | Technical Potential | 0 | 0 | 0 | 0 | 0 | 0 | 0 | 0 | 0 | 0 | 0 | 0 | 0 | 0 | 0 | 0 | 0 | 0 | 0 | 0 | 0 | 0 | 0 | 0 | 0 | 0 | 0
F8_Commercial_WA - Miscellaneous_Existing_Water Heating_Natural Gas_Water Heater - Thermostatic Shower Restriction Valve_A_Technical Potential | F8 | Commercial | WA - Miscellaneous | Existing | Water Heating | Natural Gas | Water Heater - Thermostatic Shower Restriction Valve | A | Cumulative Summer Peak Savings (MW) | Technical Potential | 0 | 0 | 0 | 0 | 0 | 0 | 0 | 0 | 0 | 0 | 0 | 0 | 0 | 0 | 0 | 0 | 0 | 0 | 0 | 0 | 0 | 0 | 0 | 0 | 0 | 0 | 0
F9_Commercial_WA - Miscellaneous_Existing_Water Heating_Natural Gas_Water Heater - Thermostatic Shower Restriction Valve_A_Technical Potential | F9 | Commercial | WA - Miscellaneous | Existing | Water Heating | Natural Gas | Water Heater - Thermostatic Shower Restriction Valve | A | Cumulative Winter Peak Savings (MW) | Technical Potential | 0 | 0 | 0 | 0 | 0 | 0 | 0 | 0 | 0 | 0 | 0 | 0 | 0 | 0 | 0 | 0 | 0 | 0 | 0 | 0 | 0 | 0 | 0 | 0 | 0 | 0 | 0
F10_Commercial_WA - Miscellaneous_Existing_Water Heating_Natural Gas_Water Heater - Thermostatic Shower Restriction Valve_A_Technical Potential | F10 | Commercial | WA - Miscellaneous | Existing | Water Heating | Natural Gas | Water Heater - Thermostatic Shower Restriction Valve | A | Purchases (Incremental) | Technical Potential | 0 | 0 | 0 | 0 | 0 | 0 | 0 | 0 | 0 | 0 | 0 | 0 | 0 | 0 | 0 | 0 | 0 | 0 | 0 | 0 | 0 | 0 | 0 | 0 | 0 | 0 | 0
F11_Commercial_WA - Miscellaneous_Existing_Water Heating_Natural Gas_Water Heater - Thermostatic Shower Restriction Valve_A_Technical Potential | F11 | Commercial | WA - Miscellaneous | Existing | Water Heating | Natural Gas | Water Heater - Thermostatic Shower Restriction Valve | A | Purchases (Cumulative) | Technical Potential | 0 | 0 | 0 | 0 | 0 | 0 | 0 | 0 | 0 | 0 | 0 | 0 | 0 | 0 | 0 | 0 | 0 | 0 | 0 | 0 | 0 | 0 | 0 | 0 | 0 | 0 | 0
F1_Commercial_WA - Miscellaneous_Existing_Water Heating_Natural Gas_Water Heater - Pre-Rinse Spray Valve_A_Technical Potential | F1 | Commercial | WA - Miscellaneous | Existing | Water Heating | Natural Gas | Water Heater - Pre-Rinse Spray Valve | A | Integrated Unit Energy Savings (kWh or therms) | Technical Potential | 0 | 0 | 31.1216 | 30.0489 | 29.0078 | 28.0251 | 27.0716 | 26.1456 | 25.2235 | 24.3496 | 23.4976 | 22.705 | 22.2607 | 21.9183 | 21.7928 | 21.6285 | 21.5127 | 21.4354 | 21.3735 | 21.3207 | 21.2899 | 21.2724 | 21.264 | 21.2572 | 21.2364 | 21.2321 | 21.2286
F2_Commercial_WA - Miscellaneous_Existing_Water Heating_Natural Gas_Water Heater - Pre-Rinse Spray Valve_A_Technical Potential | F2 | Commercial | WA - Miscellaneous | Existing | Water Heating | Natural Gas | Water Heater - Pre-Rinse Spray Valve | A | Integrated Unit Summer Peak Savings (kW) | Technical Potential | 0 | 0 | 0 | 0 | 0 | 0 | 0 | 0 | 0 | 0 | 0 | 0 | 0 | 0 | 0 | 0 | 0 | 0 | 0 | 0 | 0 | 0 | 0 | 0 | 0 | 0 | 0
F3_Commercial_WA - Miscellaneous_Existing_Water Heating_Natural Gas_Water Heater - Pre-Rinse Spray Valve_A_Technical Potential | F3 | Commercial | WA - Miscellaneous | Existing | Water Heating | Natural Gas | Water Heater - Pre-Rinse Spray Valve | A | Integrated Unit Winter Peak Savings (kW) | Technical Potential | 0 | 0 | 0 | 0 | 0 | 0 | 0 | 0 | 0 | 0 | 0 | 0 | 0 | 0 | 0 | 0 | 0 | 0 | 0 | 0 | 0 | 0 | 0 | 0 | 0 | 0 | 0
F4_Commercial_WA - Miscellaneous_Existing_Water Heating_Natural Gas_Water Heater - Pre-Rinse Spray Valve_A_Technical Potential | F4 | Commercial | WA - Miscellaneous | Existing | Water Heating | Natural Gas | Water Heater - Pre-Rinse Spray Valve | A | Incremental Energy Savings (MWh or mTherms) | Technical Potential | 0 | 0 | 0 | 0.029524 | 0.034995 | 0.041373 | 0.046393 | 0.025418 | 0.027214 | 0.025098 | 0.019911 | 0.010417 | 0 | 0 | 0 | 0 | 0 | 0 | 0 | 0 | 0 | 0 | 0 | 0 | 0 | 0 | 0
F5_Commercial_WA - Miscellaneous_Existing_Water Heating_Natural Gas_Water Heater - Pre-Rinse Spray Valve_A_Technical Potential | F5 | Commercial | WA - Miscellaneous | Existing | Water Heating | Natural Gas | Water Heater - Pre-Rinse Spray Valve | A | Incremental Summer Peak Savings (MW) | Technical Potential | 0 | 0 | 0 | 0 | 0 | 0 | 0 | 0 | 0 | 0 | 0 | 0 | 0 | 0 | 0 | 0 | 0 | 0 | 0 | 0 | 0 | 0 | 0 | 0 | 0 | 0 | 0
F6_Commercial_WA - Miscellaneous_Existing_Water Heating_Natural Gas_Water Heater - Pre-Rinse Spray Valve_A_Technical Potential | F6 | Commercial | WA - Miscellaneous | Existing | Water Heating | Natural Gas | Water Heater - Pre-Rinse Spray Valve | A | Incremental Winter Peak Savings (MW) | Technical Potential | 0 | 0 | 0 | 0 | 0 | 0 | 0 | 0 | 0 | 0 | 0 | 0 | 0 | 0 | 0 | 0 | 0 | 0 | 0 | 0 | 0 | 0 | 0 | 0 | 0 | 0 | 0
F7_Commercial_WA - Miscellaneous_Existing_Water Heating_Natural Gas_Water Heater - Pre-Rinse Spray Valve_A_Technical Potential | F7 | Commercial | WA - Miscellaneous | Existing | Water Heating | Natural Gas | Water Heater - Pre-Rinse Spray Valve | A | Cumulative Energy Savings (MWh or mTherms) | Technical Potential | 0 | 0 | 0 | 0.029524 | 0.063496 | 0.10272 | 0.14562 | 0.16605 | 0.18741 | 0.20602 | 0.21872 | 0.22176 | 0.21742 | 0.21408 | 0.21285 | 0.21124 | 0.21011 | 0.20936 | 0.20875 | 0.20824 | 0.20794 | 0.20777 | 0.20768 | 0.20762 | 0.20741 | 0.20737 | 0.20734
F8_Commercial_WA - Miscellaneous_Existing_Water Heating_Natural Gas_Water Heater - Pre-Rinse Spray Valve_A_Technical Potential | F8 | Commercial | WA - Miscellaneous | Existing | Water Heating | Natural Gas | Water Heater - Pre-Rinse Spray Valve | A | Cumulative Summer Peak Savings (MW) | Technical Potential | 0 | 0 | 0 | 0 | 0 | 0 | 0 | 0 | 0 | 0 | 0 | 0 | 0 | 0 | 0 | 0 | 0 | 0 | 0 | 0 | 0 | 0 | 0 | 0 | 0 | 0 | 0
F9_Commercial_WA - Miscellaneous_Existing_Water Heating_Natural Gas_Water Heater - Pre-Rinse Spray Valve_A_Technical Potential | F9 | Commercial | WA - Miscellaneous | Existing | Water Heating | Natural Gas | Water Heater - Pre-Rinse Spray Valve | A | Cumulative Winter Peak Savings (MW) | Technical Potential | 0 | 0 | 0 | 0 | 0 | 0 | 0 | 0 | 0 | 0 | 0 | 0 | 0 | 0 | 0 | 0 | 0 | 0 | 0 | 0 | 0 | 0 | 0 | 0 | 0 | 0 | 0
F10_Commercial_WA - Miscellaneous_Existing_Water Heating_Natural Gas_Water Heater - Pre-Rinse Spray Valve_A_Technical Potential | F10 | Commercial | WA - Miscellaneous | Existing | Water Heating | Natural Gas | Water Heater - Pre-Rinse Spray Valve | A | Purchases (Incremental) | Technical Potential | 0 | 0 | 0 | 0.98254 | 1.2064 | 1.4763 | 1.7137 | 0.97219 | 1.0789 | 1.0307 | 0.84737 | 0.4588 | 0 | 0 | 0 | 0 | 0 | 0 | 0 | 0 | 0 | 0 | 0 | 0 | 0 | 0 | 0
F11_Commercial_WA - Miscellaneous_Existing_Water Heating_Natural Gas_Water Heater - Pre-Rinse Spray Valve_A_Technical Potential | F11 | Commercial | WA - Miscellaneous | Existing | Water Heating | Natural Gas | Water Heater - Pre-Rinse Spray Valve | A | Purchases (Cumulative) | Technical Potential | 0 | 0 | 0 | 0.98254 | 2.1889 | 3.6652 | 5.3789 | 6.3511 | 7.43 | 8.4608 | 9.3082 | 9.767 | 9.767 | 9.767 | 9.767 | 9.767 | 9.767 | 9.767 | 9.767 | 9.767 | 9.767 | 9.767 | 9.767 | 9.767 | 9.767 | 9.767 | 9.767
F1_Commercial_WA - Miscellaneous_Existing_Water Heating_Natural Gas_Water Heater - Temperature Setback_A_Technical Potential | F1 | Commercial | WA - Miscellaneous | Existing | Water Heating | Natural Gas | Water Heater - Temperature Setback | A | Integrated Unit Energy Savings (kWh or therms) | Technical Potential | 0 | 0 | 192.399 | 187.2391 | 182.503 | 178.1422 | 174.1288 | 170.4359 | 167.0292 | 163.9076 | 160.9104 | 158.0657 | 157.2125 | 156.5388 | 156.0258 | 155.0689 | 154.3339 | 153.7793 | 153.3357 | 152.9564 | 152.736 | 152.6104 | 152.5497 | 152.5012 | 152.3518 | 152.3207 | 152.2959
F2_Commercial_WA - Miscellaneous_Existing_Water Heating_Natural Gas_Water Heater - Temperature Setback_A_Technical Potential | F2 | Commercial | WA - Miscellaneous | Existing | Water Heating | Natural Gas | Water Heater - Temperature Setback | A | Integrated Unit Summer Peak Savings (kW) | Technical Potential | 0 | 0 | 0 | 0 | 0 | 0 | 0 | 0 | 0 | 0 | 0 | 0 | 0 | 0 | 0 | 0 | 0 | 0 | 0 | 0 | 0 | 0 | 0 | 0 | 0 | 0 | 0
F3_Commercial_WA - Miscellaneous_Existing_Water Heating_Natural Gas_Water Heater - Temperature Setback_A_Technical Potential | F3 | Commercial | WA - Miscellaneous | Existing | Water Heating | Natural Gas | Water Heater - Temperature Setback | A | Integrated Unit Winter Peak Savings (kW) | Technical Potential | 0 | 0 | 0 | 0 | 0 | 0 | 0 | 0 | 0 | 0 | 0 | 0 | 0 | 0 | 0 | 0 | 0 | 0 | 0 | 0 | 0 | 0 | 0 | 0 | 0 | 0 | 0
F4_Commercial_WA - Miscellaneous_Existing_Water Heating_Natural Gas_Water Heater - Temperature Setback_A_Technical Potential | F4 | Commercial | WA - Miscellaneous | Existing | Water Heating | Natural Gas | Water Heater - Temperature Setback | A | Incremental Energy Savings (MWh or mTherms) | Technical Potential | 0 | 0 | 0 | 3.2263 | 3.8612 | 1.5425 | 1.5493 | 1.4301 | 1.6743 | 0 | 0 | 0 | 0 | 0 | 0 | 0 | 0 | 0 | 0 | 0 | 0 | 0 | 0 | 0 | 0 | 0 | 0
F5_Commercial_WA - Miscellaneous_Existing_Water Heating_Natural Gas_Water Heater - Temperature Setback_A_Technical Potential | F5 | Commercial | WA - Miscellaneous | Existing | Water Heating | Natural Gas | Water Heater - Temperature Setback | A | Incremental Summer Peak Savings (MW) | Technical Potential | 0 | 0 | 0 | 0 | 0 | 0 | 0 | 0 | 0 | 0 | 0 | 0 | 0 | 0 | 0 | 0 | 0 | 0 | 0 | 0 | 0 | 0 | 0 | 0 | 0 | 0 | 0
F6_Commercial_WA - Miscellaneous_Existing_Water Heating_Natural Gas_Water Heater - Temperature Setback_A_Technical Potential | F6 | Commercial | WA - Miscellaneous | Existing | Water Heating | Natural Gas | Water Heater - Temperature Setback | A | Incremental Winter Peak Savings (MW) | Technical Potential | 0 | 0 | 0 | 0 | 0 | 0 | 0 | 0 | 0 | 0 | 0 | 0 | 0 | 0 | 0 | 0 | 0 | 0 | 0 | 0 | 0 | 0 | 0 | 0 | 0 | 0 | 0
F7_Commercial_WA - Miscellaneous_Existing_Water Heating_Natural Gas_Water Heater - Temperature Setback_A_Technical Potential | F7 | Commercial | WA - Miscellaneous | Existing | Water Heating | Natural Gas | Water Heater - Temperature Setback | A | Cumulative Energy Savings (MWh or mTherms) | Technical Potential | 0 | 0 | 0 | 3.2263 | 7.0059 | 8.3811 | 9.7415 | 10.965 | 12.4201 | 12.188 | 11.9651 | 11.7536 | 11.6901 | 11.64 | 11.6019 | 11.5307 | 11.4761 | 11.4348 | 11.4019 | 11.3736 | 11.3573 | 11.3479 | 11.3434 | 11.3398 | 11.3287 | 11.3264 | 11.3245
F8_Commercial_WA - Miscellaneous_Existing_Water Heating_Natural Gas_Water Heater - Temperature Setback_A_Technical Potential | F8 | Commercial | WA - Miscellaneous | Existing | Water Heating | Natural Gas | Water Heater - Temperature Setback | A | Cumulative Summer Peak Savings (MW) | Technical Potential | 0 | 0 | 0 | 0 | 0 | 0 | 0 | 0 | 0 | 0 | 0 | 0 | 0 | 0 | 0 | 0 | 0 | 0 | 0 | 0 | 0 | 0 | 0 | 0 | 0 | 0 | 0
F9_Commercial_WA - Miscellaneous_Existing_Water Heating_Natural Gas_Water Heater - Temperature Setback_A_Technical Potential | F9 | Commercial | WA - Miscellaneous | Existing | Water Heating | Natural Gas | Water Heater - Temperature Setback | A | Cumulative Winter Peak Savings (MW) | Technical Potential | 0 | 0 | 0 | 0 | 0 | 0 | 0 | 0 | 0 | 0 | 0 | 0 | 0 | 0 | 0 | 0 | 0 | 0 | 0 | 0 | 0 | 0 | 0 | 0 | 0 | 0 | 0
F10_Commercial_WA - Miscellaneous_Existing_Water Heating_Natural Gas_Water Heater - Temperature Setback_A_Technical Potential | F10 | Commercial | WA - Miscellaneous | Existing | Water Heating | Natural Gas | Water Heater - Temperature Setback | A | Purchases (Incremental) | Technical Potential | 0 | 0 | 0 | 17.2311 | 21.157 | 8.6589 | 8.8972 | 8.3906 | 10.024 | 0 | 0 | 0 | 0 | 0 | 0 | 0 | 0 | 0 | 0 | 0 | 0 | 0 | 0 | 0 | 0 | 0 | 0
F11_Commercial_WA - Miscellaneous_Existing_Water Heating_Natural Gas_Water Heater - Temperature Setback_A_Technical Potential | F11 | Commercial | WA - Miscellaneous | Existing | Water Heating | Natural Gas | Water Heater - Temperature Setback | A | Purchases (Cumulative) | Technical Potential | 0 | 0 | 0 | 17.2311 | 38.3881 | 47.047 | 55.9442 | 64.3348 | 74.3588 | 74.3588 | 74.3588 | 74.3588 | 74.3588 | 74.3588 | 74.3588 | 74.3588 | 74.3588 | 74.3588 | 74.3588 | 74.3588 | 74.3588 | 74.3588 | 74.3588 | 74.3588 | 74.3588 | 74.3588 | 74.3588
F1_Commercial_WA - Miscellaneous_Existing_Water Heating_Natural Gas_Water Heater - Faucet Aerators_A_Technical Potential | F1 | Commercial | WA - Miscellaneous | Existing | Water Heating | Natural Gas | Water Heater - Faucet Aerators | A | Integrated Unit Energy Savings (kWh or therms) | Technical Potential | 0 | 0 | 45.1866 | 43.7019 | 42.2706 | 40.9338 | 39.6452 | 38.4019 | 37.1731 | 36.0171 | 34.8959 | 33.8507 | 33.3018 | 32.877 | 32.7484 | 32.5476 | 32.3933 | 32.2769 | 32.1838 | 32.1042 | 32.0579 | 32.0316 | 32.0188 | 32.0086 | 31.9773 | 31.9708 | 31.9655
F2_Commercial_WA - Miscellaneous_Existing_Water Heating_Natural Gas_Water Heater - Faucet Aerators_A_Technical Potential | F2 | Commercial | WA - Miscellaneous | Existing | Water Heating | Natural Gas | Water Heater - Faucet Aerators | A | Integrated Unit Summer Peak Savings (kW) | Technical Potential | 0 | 0 | 0 | 0 | 0 | 0 | 0 | 0 | 0 | 0 | 0 | 0 | 0 | 0 | 0 | 0 | 0 | 0 | 0 | 0 | 0 | 0 | 0 | 0 | 0 | 0 | 0
F3_Commercial_WA - Miscellaneous_Existing_Water Heating_Natural Gas_Water Heater - Faucet Aerators_A_Technical Potential | F3 | Commercial | WA - Miscellaneous | Existing | Water Heating | Natural Gas | Water Heater - Faucet Aerators | A | Integrated Unit Winter Peak Savings (kW) | Technical Potential | 0 | 0 | 0 | 0 | 0 | 0 | 0 | 0 | 0 | 0 | 0 | 0 | 0 | 0 | 0 | 0 | 0 | 0 | 0 | 0 | 0 | 0 | 0 | 0 | 0 | 0 | 0
F4_Commercial_WA - Miscellaneous_Existing_Water Heating_Natural Gas_Water Heater - Faucet Aerators_A_Technical Potential | F4 | Commercial | WA - Miscellaneous | Existing | Water Heating | Natural Gas | Water Heater - Faucet Aerators | A | Incremental Energy Savings (MWh or mTherms) | Technical Potential | 0 | 0 | 0 | 0 | 0 | 0 | 0 | 0 | 0 | 0 | 0 | 0 | 0 | 0 | 0 | 0 | 0 | 0 | 0 | 0 | 0 | 0 | 0 | 0 | 0 | 0 | 0
F5_Commercial_WA - Miscellaneous_Existing_Water Heating_Natural Gas_Water Heater - Faucet Aerators_A_Technical Potential | F5 | Commercial | WA - Miscellaneous | Existing | Water Heating | Natural Gas | Water Heater - Faucet Aerators | A | Incremental Summer Peak Savings (MW) | Technical Potential | 0 | 0 | 0 | 0 | 0 | 0 | 0 | 0 | 0 | 0 | 0 | 0 | 0 | 0 | 0 | 0 | 0 | 0 | 0 | 0 | 0 | 0 | 0 | 0 | 0 | 0 | 0
F6_Commercial_WA - Miscellaneous_Existing_Water Heating_Natural Gas_Water Heater - Faucet Aerators_A_Technical Potential | F6 | Commercial | WA - Miscellaneous | Existing | Water Heating | Natural Gas | Water Heater - Faucet Aerators | A | Incremental Winter Peak Savings (MW) | Technical Potential | 0 | 0 | 0 | 0 | 0 | 0 | 0 | 0 | 0 | 0 | 0 | 0 | 0 | 0 | 0 | 0 | 0 | 0 | 0 | 0 | 0 | 0 | 0 | 0 | 0 | 0 | 0
F7_Commercial_WA - Miscellaneous_Existing_Water Heating_Natural Gas_Water Heater - Faucet Aerators_A_Technical Potential | F7 | Commercial | WA - Miscellaneous | Existing | Water Heating | Natural Gas | Water Heater - Faucet Aerators | A | Cumulative Energy Savings (MWh or mTherms) | Technical Potential | 0 | 0 | 0 | 0 | 0 | 0 | 0 | 0 | 0 | 0 | 0 | 0 | 0 | 0 | 0 | 0 | 0 | 0 | 0 | 0 | 0 | 0 | 0 | 0 | 0 | 0 | 0
F8_Commercial_WA - Miscellaneous_Existing_Water Heating_Natural Gas_Water Heater - Faucet Aerators_A_Technical Potential | F8 | Commercial | WA - Miscellaneous | Existing | Water Heating | Natural Gas | Water Heater - Faucet Aerators | A | Cumulative Summer Peak Savings (MW) | Technical Potential | 0 | 0 | 0 | 0 | 0 | 0 | 0 | 0 | 0 | 0 | 0 | 0 | 0 | 0 | 0 | 0 | 0 | 0 | 0 | 0 | 0 | 0 | 0 | 0 | 0 | 0 | 0
F9_Commercial_WA - Miscellaneous_Existing_Water Heating_Natural Gas_Water Heater - Faucet Aerators_A_Technical Potential | F9 | Commercial | WA - Miscellaneous | Existing | Water Heating | Natural Gas | Water Heater - Faucet Aerators | A | Cumulative Winter Peak Savings (MW) | Technical Potential | 0 | 0 | 0 | 0 | 0 | 0 | 0 | 0 | 0 | 0 | 0 | 0 | 0 | 0 | 0 | 0 | 0 | 0 | 0 | 0 | 0 | 0 | 0 | 0 | 0 | 0 | 0
F10_Commercial_WA - Miscellaneous_Existing_Water Heating_Natural Gas_Water Heater - Faucet Aerators_A_Technical Potential | F10 | Commercial | WA - Miscellaneous | Existing | Water Heating | Natural Gas | Water Heater - Faucet Aerators | A | Purchases (Incremental) | Technical Potential | 0 | 0 | 0 | 0 | 0 | 0 | 0 | 0 | 0 | 0 | 0 | 0 | 0 | 0 | 0 | 0 | 0 | 0 | 0 | 0 | 0 | 0 | 0 | 0 | 0 | 0 | 0
F11_Commercial_WA - Miscellaneous_Existing_Water Heating_Natural Gas_Water Heater - Faucet Aerators_A_Technical Potential | F11 | Commercial | WA - Miscellaneous | Existing | Water Heating | Natural Gas | Water Heater - Faucet Aerators | A | Purchases (Cumulative) | Technical Potential | 0 | 0 | 0 | 0 | 0 | 0 | 0 | 0 | 0 | 0 | 0 | 0 | 0 | 0 | 0 | 0 | 0 | 0 | 0 | 0 | 0 | 0 | 0 | 0 | 0 | 0 | 0
F1_Commercial_WA - Miscellaneous_Existing_Water Heating_Natural Gas_Water Heater - Low-Flow Showerheads_A_Technical Potential | F1 | Commercial | WA - Miscellaneous | Existing | Water Heating | Natural Gas | Water Heater - Low-Flow Showerheads | A | Integrated Unit Energy Savings (kWh or therms) | Technical Potential | 0 | 0 | 1243.9775 | 1210.6158 | 1179.9938 | 1151.7984 | 1125.8496 | 1101.9729 | 1079.9463 | 1059.763 | 1040.3845 | 1021.9915 | 1016.475 | 1012.1194 | 1008.8022 | 1002.6156 | 997.8631 | 994.2777 | 991.4093 | 988.9567 | 987.5315 | 986.7199 | 986.3275 | 986.0136 | 985.0478 | 984.8469 | 984.6862
F2_Commercial_WA - Miscellaneous_Existing_Water Heating_Natural Gas_Water Heater - Low-Flow Showerheads_A_Technical Potential | F2 | Commercial | WA - Miscellaneous | Existing | Water Heating | Natural Gas | Water Heater - Low-Flow Showerheads | A | Integrated Unit Summer Peak Savings (kW) | Technical Potential | 0 | 0 | 0 | 0 | 0 | 0 | 0 | 0 | 0 | 0 | 0 | 0 | 0 | 0 | 0 | 0 | 0 | 0 | 0 | 0 | 0 | 0 | 0 | 0 | 0 | 0 | 0
F3_Commercial_WA - Miscellaneous_Existing_Water Heating_Natural Gas_Water Heater - Low-Flow Showerheads_A_Technical Potential | F3 | Commercial | WA - Miscellaneous | Existing | Water Heating | Natural Gas | Water Heater - Low-Flow Showerheads | A | Integrated Unit Winter Peak Savings (kW) | Technical Potential | 0 | 0 | 0 | 0 | 0 | 0 | 0 | 0 | 0 | 0 | 0 | 0 | 0 | 0 | 0 | 0 | 0 | 0 | 0 | 0 | 0 | 0 | 0 | 0 | 0 | 0 | 0
F4_Commercial_WA - Miscellaneous_Existing_Water Heating_Natural Gas_Water Heater - Low-Flow Showerheads_A_Technical Potential | F4 | Commercial | WA - Miscellaneous | Existing | Water Heating | Natural Gas | Water Heater - Low-Flow Showerheads | A | Incremental Energy Savings (MWh or mTherms) | Technical Potential | 0 | 0 | 0 | 0 | 0 | 0 | 0 | 0 | 0 | 0 | 0 | 0 | 0 | 0 | 0 | 0 | 0 | 0 | 0 | 0 | 0 | 0 | 0 | 0 | 0 | 0 | 0
F5_Commercial_WA - Miscellaneous_Existing_Water Heating_Natural Gas_Water Heater - Low-Flow Showerheads_A_Technical Potential | F5 | Commercial | WA - Miscellaneous | Existing | Water Heating | Natural Gas | Water Heater - Low-Flow Showerheads | A | Incremental Summer Peak Savings (MW) | Technical Potential | 0 | 0 | 0 | 0 | 0 | 0 | 0 | 0 | 0 | 0 | 0 | 0 | 0 | 0 | 0 | 0 | 0 | 0 | 0 | 0 | 0 | 0 | 0 | 0 | 0 | 0 | 0
F6_Commercial_WA - Miscellaneous_Existing_Water Heating_Natural Gas_Water Heater - Low-Flow Showerheads_A_Technical Potential | F6 | Commercial | WA - Miscellaneous | Existing | Water Heating | Natural Gas | Water Heater - Low-Flow Showerheads | A | Incremental Winter Peak Savings (MW) | Technical Potential | 0 | 0 | 0 | 0 | 0 | 0 | 0 | 0 | 0 | 0 | 0 | 0 | 0 | 0 | 0 | 0 | 0 | 0 | 0 | 0 | 0 | 0 | 0 | 0 | 0 | 0 | 0
F7_Commercial_WA - Miscellaneous_Existing_Water Heating_Natural Gas_Water Heater - Low-Flow Showerheads_A_Technical Potential | F7 | Commercial | WA - Miscellaneous | Existing | Water Heating | Natural Gas | Water Heater - Low-Flow Showerheads | A | Cumulative Energy Savings (MWh or mTherms) | Technical Potential | 0 | 0 | 0 | 0 | 0 | 0 | 0 | 0 | 0 | 0 | 0 | 0 | 0 | 0 | 0 | 0 | 0 | 0 | 0 | 0 | 0 | 0 | 0 | 0 | 0 | 0 | 0
F8_Commercial_WA - Miscellaneous_Existing_Water Heating_Natural Gas_Water Heater - Low-Flow Showerheads_A_Technical Potential | F8 | Commercial | WA - Miscellaneous | Existing | Water Heating | Natural Gas | Water Heater - Low-Flow Showerheads | A | Cumulative Summer Peak Savings (MW) | Technical Potential | 0 | 0 | 0 | 0 | 0 | 0 | 0 | 0 | 0 | 0 | 0 | 0 | 0 | 0 | 0 | 0 | 0 | 0 | 0 | 0 | 0 | 0 | 0 | 0 | 0 | 0 | 0
F9_Commercial_WA - Miscellaneous_Existing_Water Heating_Natural Gas_Water Heater - Low-Flow Showerheads_A_Technical Potential | F9 | Commercial | WA - Miscellaneous | Existing | Water Heating | Natural Gas | Water Heater - Low-Flow Showerheads | A | Cumulative Winter Peak Savings (MW) | Technical Potential | 0 | 0 | 0 | 0 | 0 | 0 | 0 | 0 | 0 | 0 | 0 | 0 | 0 | 0 | 0 | 0 | 0 | 0 | 0 | 0 | 0 | 0 | 0 | 0 | 0 | 0 | 0
F10_Commercial_WA - Miscellaneous_Existing_Water Heating_Natural Gas_Water Heater - Low-Flow Showerheads_A_Technical Potential | F10 | Commercial | WA - Miscellaneous | Existing | Water Heating | Natural Gas | Water Heater - Low-Flow Showerheads | A | Purchases (Incremental) | Technical Potential | 0 | 0 | 0 | 0 | 0 | 0 | 0 | 0 | 0 | 0 | 0 | 0 | 0 | 0 | 0 | 0 | 0 | 0 | 0 | 0 | 0 | 0 | 0 | 0 | 0 | 0 | 0
F11_Commercial_WA - Miscellaneous_Existing_Water Heating_Natural Gas_Water Heater - Low-Flow Showerheads_A_Technical Potential | F11 | Commercial | WA - Miscellaneous | Existing | Water Heating | Natural Gas | Water Heater - Low-Flow Showerheads | A | Purchases (Cumulative) | Technical Potential | 0 | 0 | 0 | 0 | 0 | 0 | 0 | 0 | 0 | 0 | 0 | 0 | 0 | 0 | 0 | 0 | 0 | 0 | 0 | 0 | 0 | 0 | 0 | 0 | 0 | 0 | 0
F1_Commercial_WA - Miscellaneous_Existing_Water Heating_Natural Gas_Water Heater - Tank Blanket/Insulation_A_Technical Potential | F1 | Commercial | WA - Miscellaneous | Existing | Water Heating | Natural Gas | Water Heater - Tank Blanket/Insulation | A | Integrated Unit Energy Savings (kWh or therms) | Technical Potential | 0 | 0 | 371.713 | 362.0501 | 353.2589 | 345.257 | 337.9783 | 331.3701 | 325.39 | 320.0043 | 314.8534 | 309.9385 | 308.8246 | 307.9335 | 307.2206 | 305.513 | 304.147 | 303.0542 | 302.1799 | 301.4323 | 300.998 | 300.7506 | 300.631 | 300.5353 | 300.2409 | 300.1797 | 300.1307
F2_Commercial_WA - Miscellaneous_Existing_Water Heating_Natural Gas_Water Heater - Tank Blanket/Insulation_A_Technical Potential | F2 | Commercial | WA - Miscellaneous | Existing | Water Heating | Natural Gas | Water Heater - Tank Blanket/Insulation | A | Integrated Unit Summer Peak Savings (kW) | Technical Potential | 0 | 0 | 0 | 0 | 0 | 0 | 0 | 0 | 0 | 0 | 0 | 0 | 0 | 0 | 0 | 0 | 0 | 0 | 0 | 0 | 0 | 0 | 0 | 0 | 0 | 0 | 0
F3_Commercial_WA - Miscellaneous_Existing_Water Heating_Natural Gas_Water Heater - Tank Blanket/Insulation_A_Technical Potential | F3 | Commercial | WA - Miscellaneous | Existing | Water Heating | Natural Gas | Water Heater - Tank Blanket/Insulation | A | Integrated Unit Winter Peak Savings (kW) | Technical Potential | 0 | 0 | 0 | 0 | 0 | 0 | 0 | 0 | 0 | 0 | 0 | 0 | 0 | 0 | 0 | 0 | 0 | 0 | 0 | 0 | 0 | 0 | 0 | 0 | 0 | 0 | 0
F4_Commercial_WA - Miscellaneous_Existing_Water Heating_Natural Gas_Water Heater - Tank Blanket/Insulation_A_Technical Potential | F4 | Commercial | WA - Miscellaneous | Existing | Water Heating | Natural Gas | Water Heater - Tank Blanket/Insulation | A | Incremental Energy Savings (MWh or mTherms) | Technical Potential | 0 | 0 | 0 | 1.8349 | 2.1982 | 2.629 | 2.9875 | 3.341 | 3.8356 | 4.1381 | 4.1593 | 3.8584 | 3.3047 | 2.55 | 1.7459 | 1.039 | 0.4831 | 0 | 0 | 0 | 0 | 0 | 0 | 0 | 0 | 0 | 0
F5_Commercial_WA - Miscellaneous_Existing_Water Heating_Natural Gas_Water Heater - Tank Blanket/Insulation_A_Technical Potential | F5 | Commercial | WA - Miscellaneous | Existing | Water Heating | Natural Gas | Water Heater - Tank Blanket/Insulation | A | Incremental Summer Peak Savings (MW) | Technical Potential | 0 | 0 | 0 | 0 | 0 | 0 | 0 | 0 | 0 | 0 | 0 | 0 | 0 | 0 | 0 | 0 | 0 | 0 | 0 | 0 | 0 | 0 | 0 | 0 | 0 | 0 | 0
F6_Commercial_WA - Miscellaneous_Existing_Water Heating_Natural Gas_Water Heater - Tank Blanket/Insulation_A_Technical Potential | F6 | Commercial | WA - Miscellaneous | Existing | Water Heating | Natural Gas | Water Heater - Tank Blanket/Insulation | A | Incremental Winter Peak Savings (MW) | Technical Potential | 0 | 0 | 0 | 0 | 0 | 0 | 0 | 0 | 0 | 0 | 0 | 0 | 0 | 0 | 0 | 0 | 0 | 0 | 0 | 0 | 0 | 0 | 0 | 0 | 0 | 0 | 0
F7_Commercial_WA - Miscellaneous_Existing_Water Heating_Natural Gas_Water Heater - Tank Blanket/Insulation_A_Technical Potential | F7 | Commercial | WA - Miscellaneous | Existing | Water Heating | Natural Gas | Water Heater - Tank Blanket/Insulation | A | Cumulative Energy Savings (MWh or mTherms) | Technical Potential | 0 | 0 | 0 | 1.8349 | 3.9885 | 6.5272 | 9.3771 | 12.5348 | 16.1442 | 20.0151 | 23.8522 | 27.3383 | 30.5448 | 33.0066 | 34.6761 | 35.5224 | 35.8466 | 35.7178 | 35.6148 | 35.5267 | 35.4755 | 35.4463 | 35.4322 | 35.421 | 35.3863 | 35.3791 | 35.3733
F8_Commercial_WA - Miscellaneous_Existing_Water Heating_Natural Gas_Water Heater - Tank Blanket/Insulation_A_Technical Potential | F8 | Commercial | WA - Miscellaneous | Existing | Water Heating | Natural Gas | Water Heater - Tank Blanket/Insulation | A | Cumulative Summer Peak Savings (MW) | Technical Potential | 0 | 0 | 0 | 0 | 0 | 0 | 0 | 0 | 0 | 0 | 0 | 0 | 0 | 0 | 0 | 0 | 0 | 0 | 0 | 0 | 0 | 0 | 0 | 0 | 0 | 0 | 0
F9_Commercial_WA - Miscellaneous_Existing_Water Heating_Natural Gas_Water Heater - Tank Blanket/Insulation_A_Technical Potential | F9 | Commercial | WA - Miscellaneous | Existing | Water Heating | Natural Gas | Water Heater - Tank Blanket/Insulation | A | Cumulative Winter Peak Savings (MW) | Technical Potential | 0 | 0 | 0 | 0 | 0 | 0 | 0 | 0 | 0 | 0 | 0 | 0 | 0 | 0 | 0 | 0 | 0 | 0 | 0 | 0 | 0 | 0 | 0 | 0 | 0 | 0 | 0
F10_Commercial_WA - Miscellaneous_Existing_Water Heating_Natural Gas_Water Heater - Tank Blanket/Insulation_A_Technical Potential | F10 | Commercial | WA - Miscellaneous | Existing | Water Heating | Natural Gas | Water Heater - Tank Blanket/Insulation | A | Purchases (Incremental) | Technical Potential | 0 | 0 | 0 | 5.068 | 6.2226 | 7.6147 | 8.8395 | 10.0825 | 11.7877 | 12.9313 | 13.2102 | 12.449 | 10.701 | 8.2809 | 5.683 | 3.4007 | 1.5884 | 0 | 0 | 0 | 0 | 0 | 0 | 0 | 0 | 0 | 0
F11_Commercial_WA - Miscellaneous_Existing_Water Heating_Natural Gas_Water Heater - Tank Blanket/Insulation_A_Technical Potential | F11 | Commercial | WA - Miscellaneous | Existing | Water Heating | Natural Gas | Water Heater - Tank Blanket/Insulation | A | Purchases (Cumulative) | Technical Potential | 0 | 0 | 0 | 5.068 | 11.2906 | 18.9053 | 27.7448 | 37.8273 | 49.615 | 62.5463 | 75.7565 | 88.2056 | 98.9066 | 107.1875 | 112.8705 | 116.2712 | 117.8596 | 117.8596 | 117.8596 | 117.8596 | 117.8596 | 117.8596 | 117.8596 | 117.8596 | 117.8596 | 117.8596 | 117.8596
F1_Commercial_WA - Miscellaneous_Existing_Water Heating_Natural Gas_Water Heater - Drainwater Heat Recovery_A_Technical Potential | F1 | Commercial | WA - Miscellaneous | Existing | Water Heating | Natural Gas | Water Heater - Drainwater Heat Recovery | A | Integrated Unit Energy Savings (kWh or therms) | Technical Potential | 0 | 0 | 231.5381 | 223.4914 | 215.6694 | 208.2702 | 201.0798 | 194.0898 | 187.1185 | 180.5027 | 174.0557 | 168.0665 | 164.6788 | 162.071 | 161.0919 | 159.8704 | 159.0114 | 158.4401 | 157.983 | 157.5922 | 157.3651 | 157.2357 | 157.1732 | 157.1232 | 156.9693 | 156.9373 | 156.9117
F2_Commercial_WA - Miscellaneous_Existing_Water Heating_Natural Gas_Water Heater - Drainwater Heat Recovery_A_Technical Potential | F2 | Commercial | WA - Miscellaneous | Existing | Water Heating | Natural Gas | Water Heater - Drainwater Heat Recovery | A | Integrated Unit Summer Peak Savings (kW) | Technical Potential | 0 | 0 | 0 | 0 | 0 | 0 | 0 | 0 | 0 | 0 | 0 | 0 | 0 | 0 | 0 | 0 | 0 | 0 | 0 | 0 | 0 | 0 | 0 | 0 | 0 | 0 | 0
F3_Commercial_WA - Miscellaneous_Existing_Water Heating_Natural Gas_Water Heater - Drainwater Heat Recovery_A_Technical Potential | F3 | Commercial | WA - Miscellaneous | Existing | Water Heating | Natural Gas | Water Heater - Drainwater Heat Recovery | A | Integrated Unit Winter Peak Savings (kW) | Technical Potential | 0 | 0 | 0 | 0 | 0 | 0 | 0 | 0 | 0 | 0 | 0 | 0 | 0 | 0 | 0 | 0 | 0 | 0 | 0 | 0 | 0 | 0 | 0 | 0 | 0 | 0 | 0
F4_Commercial_WA - Miscellaneous_Existing_Water Heating_Natural Gas_Water Heater - Drainwater Heat Recovery_A_Technical Potential | F4 | Commercial | WA - Miscellaneous | Existing | Water Heating | Natural Gas | Water Heater - Drainwater Heat Recovery | A | Incremental Energy Savings (MWh or mTherms) | Technical Potential | 0 | 0 | 0 | 0 | 0 | 0 | 0 | 0 | 0 | 0 | 0 | 0 | 0 | 0 | 0 | 0 | 0 | 0 | 0 | 0 | 0 | 0 | 0 | 0 | 0 | 0 | 0
F5_Commercial_WA - Miscellaneous_Existing_Water Heating_Natural Gas_Water Heater - Drainwater Heat Recovery_A_Technical Potential | F5 | Commercial | WA - Miscellaneous | Existing | Water Heating | Natural Gas | Water Heater - Drainwater Heat Recovery | A | Incremental Summer Peak Savings (MW) | Technical Potential | 0 | 0 | 0 | 0 | 0 | 0 | 0 | 0 | 0 | 0 | 0 | 0 | 0 | 0 | 0 | 0 | 0 | 0 | 0 | 0 | 0 | 0 | 0 | 0 | 0 | 0 | 0
F6_Commercial_WA - Miscellaneous_Existing_Water Heating_Natural Gas_Water Heater - Drainwater Heat Recovery_A_Technical Potential | F6 | Commercial | WA - Miscellaneous | Existing | Water Heating | Natural Gas | Water Heater - Drainwater Heat Recovery | A | Incremental Winter Peak Savings (MW) | Technical Potential | 0 | 0 | 0 | 0 | 0 | 0 | 0 | 0 | 0 | 0 | 0 | 0 | 0 | 0 | 0 | 0 | 0 | 0 | 0 | 0 | 0 | 0 | 0 | 0 | 0 | 0 | 0
F7_Commercial_WA - Miscellaneous_Existing_Water Heating_Natural Gas_Water Heater - Drainwater Heat Recovery_A_Technical Potential | F7 | Commercial | WA - Miscellaneous | Existing | Water Heating | Natural Gas | Water Heater - Drainwater Heat Recovery | A | Cumulative Energy Savings (MWh or mTherms) | Technical Potential | 0 | 0 | 0 | 0 | 0 | 0 | 0 | 0 | 0 | 0 | 0 | 0 | 0 | 0 | 0 | 0 | 0 | 0 | 0 | 0 | 0 | 0 | 0 | 0 | 0 | 0 | 0
F8_Commercial_WA - Miscellaneous_Existing_Water Heating_Natural Gas_Water Heater - Drainwater Heat Recovery_A_Technical Potential | F8 | Commercial | WA - Miscellaneous | Existing | Water Heating | Natural Gas | Water Heater - Drainwater Heat Recovery | A | Cumulative Summer Peak Savings (MW) | Technical Potential | 0 | 0 | 0 | 0 | 0 | 0 | 0 | 0 | 0 | 0 | 0 | 0 | 0 | 0 | 0 | 0 | 0 | 0 | 0 | 0 | 0 | 0 | 0 | 0 | 0 | 0 | 0
F9_Commercial_WA - Miscellaneous_Existing_Water Heating_Natural Gas_Water Heater - Drainwater Heat Recovery_A_Technical Potential | F9 | Commercial | WA - Miscellaneous | Existing | Water Heating | Natural Gas | Water Heater - Drainwater Heat Recovery | A | Cumulative Winter Peak Savings (MW) | Technical Potential | 0 | 0 | 0 | 0 | 0 | 0 | 0 | 0 | 0 | 0 | 0 | 0 | 0 | 0 | 0 | 0 | 0 | 0 | 0 | 0 | 0 | 0 | 0 | 0 | 0 | 0 | 0
F10_Commercial_WA - Miscellaneous_Existing_Water Heating_Natural Gas_Water Heater - Drainwater Heat Recovery_A_Technical Potential | F10 | Commercial | WA - Miscellaneous | Existing | Water Heating | Natural Gas | Water Heater - Drainwater Heat Recovery | A | Purchases (Incremental) | Technical Potential | 0 | 0 | 0 | 0 | 0 | 0 | 0 | 0 | 0 | 0 | 0 | 0 | 0 | 0 | 0 | 0 | 0 | 0 | 0 | 0 | 0 | 0 | 0 | 0 | 0 | 0 | 0
F11_Commercial_WA - Miscellaneous_Existing_Water Heating_Natural Gas_Water Heater - Drainwater Heat Recovery_A_Technical Potential | F11 | Commercial | WA - Miscellaneous | Existing | Water Heating | Natural Gas | Water Heater - Drainwater Heat Recovery | A | Purchases (Cumulative) | Technical Potential | 0 | 0 | 0 | 0 | 0 | 0 | 0 | 0 | 0 | 0 | 0 | 0 | 0 | 0 | 0 | 0 | 0 | 0 | 0 | 0 | 0 | 0 | 0 | 0 | 0 | 0 | 0
F1_Commercial_WA - Miscellaneous_Existing_Water Heating_Natural Gas_Water Heater - Circulation Pump Controls_A_Technical Potential | F1 | Commercial | WA - Miscellaneous | Existing | Water Heating | Natural Gas | Water Heater - Circulation Pump Controls | A | Integrated Unit Energy Savings (kWh or therms) | Technical Potential | 0 | 0 | 12157.2473 | 11813.6182 | 11493.7469 | 11210.6989 | 10949.6881 | 10709.6728 | 10486.4769 | 10290.4935 | 10102.324 | 9923.7249 | 9870.1582 | 9827.8647 | 9795.6547 | 9735.5816 | 9689.4338 | 9654.6185 | 9626.7663 | 9602.9511 | 9589.1124 | 9581.231 | 9577.4207 | 9574.3724 | 9564.9951 | 9563.0442 | 9561.4835
F2_Commercial_WA - Miscellaneous_Existing_Water Heating_Natural Gas_Water Heater - Circulation Pump Controls_A_Technical Potential | F2 | Commercial | WA - Miscellaneous | Existing | Water Heating | Natural Gas | Water Heater - Circulation Pump Controls | A | Integrated Unit Summer Peak Savings (kW) | Technical Potential | 0 | 0 | 0 | 0 | 0 | 0 | 0 | 0 | 0 | 0 | 0 | 0 | 0 | 0 | 0 | 0 | 0 | 0 | 0 | 0 | 0 | 0 | 0 | 0 | 0 | 0 | 0
F3_Commercial_WA - Miscellaneous_Existing_Water Heating_Natural Gas_Water Heater - Circulation Pump Controls_A_Technical Potential | F3 | Commercial | WA - Miscellaneous | Existing | Water Heating | Natural Gas | Water Heater - Circulation Pump Controls | A | Integrated Unit Winter Peak Savings (kW) | Technical Potential | 0 | 0 | 0 | 0 | 0 | 0 | 0 | 0 | 0 | 0 | 0 | 0 | 0 | 0 | 0 | 0 | 0 | 0 | 0 | 0 | 0 | 0 | 0 | 0 | 0 | 0 | 0
F4_Commercial_WA - Miscellaneous_Existing_Water Heating_Natural Gas_Water Heater - Circulation Pump Controls_A_Technical Potential | F4 | Commercial | WA - Miscellaneous | Existing | Water Heating | Natural Gas | Water Heater - Circulation Pump Controls | A | Incremental Energy Savings (MWh or mTherms) | Technical Potential | 0 | 0 | 0 | 10.2418 | 12.2348 | 14.6031 | 16.5572 | 18.4716 | 21.1454 | 22.7634 | 22.8291 | 21.1334 | 18.0679 | 13.9218 | 1.0306 | 0 | 0 | 0 | 0 | 0 | 0 | 0 | 0 | 0 | 0 | 0 | 0
F5_Commercial_WA - Miscellaneous_Existing_Water Heating_Natural Gas_Water Heater - Circulation Pump Controls_A_Technical Potential | F5 | Commercial | WA - Miscellaneous | Existing | Water Heating | Natural Gas | Water Heater - Circulation Pump Controls | A | Incremental Summer Peak Savings (MW) | Technical Potential | 0 | 0 | 0 | 0 | 0 | 0 | 0 | 0 | 0 | 0 | 0 | 0 | 0 | 0 | 0 | 0 | 0 | 0 | 0 | 0 | 0 | 0 | 0 | 0 | 0 | 0 | 0
F6_Commercial_WA - Miscellaneous_Existing_Water Heating_Natural Gas_Water Heater - Circulation Pump Controls_A_Technical Potential | F6 | Commercial | WA - Miscellaneous | Existing | Water Heating | Natural Gas | Water Heater - Circulation Pump Controls | A | Incremental Winter Peak Savings (MW) | Technical Potential | 0 | 0 | 0 | 0 | 0 | 0 | 0 | 0 | 0 | 0 | 0 | 0 | 0 | 0 | 0 | 0 | 0 | 0 | 0 | 0 | 0 | 0 | 0 | 0 | 0 | 0 | 0
F7_Commercial_WA - Miscellaneous_Existing_Water Heating_Natural Gas_Water Heater - Circulation Pump Controls_A_Technical Potential | F7 | Commercial | WA - Miscellaneous | Existing | Water Heating | Natural Gas | Water Heater - Circulation Pump Controls | A | Cumulative Energy Savings (MWh or mTherms) | Technical Potential | 0 | 0 | 0 | 10.2418 | 22.1992 | 36.2556 | 51.9687 | 69.3011 | 89.0023 | 110.1022 | 130.9181 | 149.737 | 166.9966 | 180.2028 | 180.6428 | 179.535 | 178.684 | 178.0419 | 177.5283 | 177.0891 | 176.8339 | 176.6886 | 176.6183 | 176.5621 | 176.3892 | 176.3532 | 176.3244
F8_Commercial_WA - Miscellaneous_Existing_Water Heating_Natural Gas_Water Heater - Circulation Pump Controls_A_Technical Potential | F8 | Commercial | WA - Miscellaneous | Existing | Water Heating | Natural Gas | Water Heater - Circulation Pump Controls | A | Cumulative Summer Peak Savings (MW) | Technical Potential | 0 | 0 | 0 | 0 | 0 | 0 | 0 | 0 | 0 | 0 | 0 | 0 | 0 | 0 | 0 | 0 | 0 | 0 | 0 | 0 | 0 | 0 | 0 | 0 | 0 | 0 | 0
F9_Commercial_WA - Miscellaneous_Existing_Water Heating_Natural Gas_Water Heater - Circulation Pump Controls_A_Technical Potential | F9 | Commercial | WA - Miscellaneous | Existing | Water Heating | Natural Gas | Water Heater - Circulation Pump Controls | A | Cumulative Winter Peak Savings (MW) | Technical Potential | 0 | 0 | 0 | 0 | 0 | 0 | 0 | 0 | 0 | 0 | 0 | 0 | 0 | 0 | 0 | 0 | 0 | 0 | 0 | 0 | 0 | 0 | 0 | 0 | 0 | 0 | 0
F10_Commercial_WA - Miscellaneous_Existing_Water Heating_Natural Gas_Water Heater - Circulation Pump Controls_A_Technical Potential | F10 | Commercial | WA - Miscellaneous | Existing | Water Heating | Natural Gas | Water Heater - Circulation Pump Controls | A | Purchases (Incremental) | Technical Potential | 0 | 0 | 0 | 0.86695 | 1.0645 | 1.3026 | 1.5121 | 1.7248 | 2.0164 | 2.2121 | 2.2598 | 2.1296 | 1.8306 | 1.4166 | 0.10521 | 0 | 0 | 0 | 0 | 0 | 0 | 0 | 0 | 0 | 0 | 0 | 0
F11_Commercial_WA - Miscellaneous_Existing_Water Heating_Natural Gas_Water Heater - Circulation Pump Controls_A_Technical Potential | F11 | Commercial | WA - Miscellaneous | Existing | Water Heating | Natural Gas | Water Heater - Circulation Pump Controls | A | Purchases (Cumulative) | Technical Potential | 0 | 0 | 0 | 0.86695 | 1.9314 | 3.234 | 4.7461 | 6.4709 | 8.4873 | 10.6994 | 12.9592 | 15.0888 | 16.9193 | 18.3359 | 18.4411 | 18.4411 | 18.4411 | 18.4411 | 18.4411 | 18.4411 | 18.4411 | 18.4411 | 18.4411 | 18.4411 | 18.4411 | 18.4411 | 18.4411
F1_Commercial_WA - Miscellaneous_Existing_Water Heating_Natural Gas_Water Heater - Pipe Insulation_A_Technical Potential | F1 | Commercial | WA - Miscellaneous | Existing | Water Heating | Natural Gas | Water Heater - Pipe Insulation | A | Integrated Unit Energy Savings (kWh or therms) | Technical Potential | 0 | 0 | 9.2939 | 8.9714 | 8.6581 | 8.3618 | 8.074 | 7.7943 | 7.5154 | 7.2508 | 6.9929 | 6.7533 | 6.618 | 6.5139 | 6.475 | 6.4261 | 6.3917 | 6.3688 | 6.3504 | 6.3347 | 6.3256 | 6.3204 | 6.3178 | 6.3158 | 6.3096 | 6.3084 | 6.3073
F2_Commercial_WA - Miscellaneous_Existing_Water Heating_Natural Gas_Water Heater - Pipe Insulation_A_Technical Potential | F2 | Commercial | WA - Miscellaneous | Existing | Water Heating | Natural Gas | Water Heater - Pipe Insulation | A | Integrated Unit Summer Peak Savings (kW) | Technical Potential | 0 | 0 | 0 | 0 | 0 | 0 | 0 | 0 | 0 | 0 | 0 | 0 | 0 | 0 | 0 | 0 | 0 | 0 | 0 | 0 | 0 | 0 | 0 | 0 | 0 | 0 | 0
F3_Commercial_WA - Miscellaneous_Existing_Water Heating_Natural Gas_Water Heater - Pipe Insulation_A_Technical Potential | F3 | Commercial | WA - Miscellaneous | Existing | Water Heating | Natural Gas | Water Heater - Pipe Insulation | A | Integrated Unit Winter Peak Savings (kW) | Technical Potential | 0 | 0 | 0 | 0 | 0 | 0 | 0 | 0 | 0 | 0 | 0 | 0 | 0 | 0 | 0 | 0 | 0 | 0 | 0 | 0 | 0 | 0 | 0 | 0 | 0 | 0 | 0
F4_Commercial_WA - Miscellaneous_Existing_Water Heating_Natural Gas_Water Heater - Pipe Insulation_A_Technical Potential | F4 | Commercial | WA - Miscellaneous | Existing | Water Heating | Natural Gas | Water Heater - Pipe Insulation | A | Incremental Energy Savings (MWh or mTherms) | Technical Potential | 0 | 0 | 0 | 0.13098 | 0.1552 | 0.18342 | 0.2056 | 0.22638 | 0.2552 | 0.2701 | 0.26612 | 0.24219 | 0.20401 | 0.15539 | 0.106 | 0.062955 | 0.029247 | 0 | 0 | 0 | 0 | 0 | 0 | 0 | 0 | 0 | 0
F5_Commercial_WA - Miscellaneous_Existing_Water Heating_Natural Gas_Water Heater - Pipe Insulation_A_Technical Potential | F5 | Commercial | WA - Miscellaneous | Existing | Water Heating | Natural Gas | Water Heater - Pipe Insulation | A | Incremental Summer Peak Savings (MW) | Technical Potential | 0 | 0 | 0 | 0 | 0 | 0 | 0 | 0 | 0 | 0 | 0 | 0 | 0 | 0 | 0 | 0 | 0 | 0 | 0 | 0 | 0 | 0 | 0 | 0 | 0 | 0 | 0
F6_Commercial_WA - Miscellaneous_Existing_Water Heating_Natural Gas_Water Heater - Pipe Insulation_A_Technical Potential | F6 | Commercial | WA - Miscellaneous | Existing | Water Heating | Natural Gas | Water Heater - Pipe Insulation | A | Incremental Winter Peak Savings (MW) | Technical Potential | 0 | 0 | 0 | 0 | 0 | 0 | 0 | 0 | 0 | 0 | 0 | 0 | 0 | 0 | 0 | 0 | 0 | 0 | 0 | 0 | 0 | 0 | 0 | 0 | 0 | 0 | 0
F7_Commercial_WA - Miscellaneous_Existing_Water Heating_Natural Gas_Water Heater - Pipe Insulation_A_Technical Potential | F7 | Commercial | WA - Miscellaneous | Existing | Water Heating | Natural Gas | Water Heater - Pipe Insulation | A | Cumulative Energy Savings (MWh or mTherms) | Technical Potential | 0 | 0 | 0 | 0.13098 | 0.28161 | 0.45539 | 0.64532 | 0.84934 | 1.0742 | 1.3064 | 1.5261 | 1.716 | 1.8856 | 2.0113 | 2.1053 | 2.1524 | 2.1701 | 2.1623 | 2.1561 | 2.1508 | 2.1477 | 2.1459 | 2.145 | 2.1444 | 2.1423 | 2.1418 | 2.1415
F8_Commercial_WA - Miscellaneous_Existing_Water Heating_Natural Gas_Water Heater - Pipe Insulation_A_Technical Potential | F8 | Commercial | WA - Miscellaneous | Existing | Water Heating | Natural Gas | Water Heater - Pipe Insulation | A | Cumulative Summer Peak Savings (MW) | Technical Potential | 0 | 0 | 0 | 0 | 0 | 0 | 0 | 0 | 0 | 0 | 0 | 0 | 0 | 0 | 0 | 0 | 0 | 0 | 0 | 0 | 0 | 0 | 0 | 0 | 0 | 0 | 0
F9_Commercial_WA - Miscellaneous_Existing_Water Heating_Natural Gas_Water Heater - Pipe Insulation_A_Technical Potential | F9 | Commercial | WA - Miscellaneous | Existing | Water Heating | Natural Gas | Water Heater - Pipe Insulation | A | Cumulative Winter Peak Savings (MW) | Technical Potential | 0 | 0 | 0 | 0 | 0 | 0 | 0 | 0 | 0 | 0 | 0 | 0 | 0 | 0 | 0 | 0 | 0 | 0 | 0 | 0 | 0 | 0 | 0 | 0 | 0 | 0 | 0
F10_Commercial_WA - Miscellaneous_Existing_Water Heating_Natural Gas_Water Heater - Pipe Insulation_A_Technical Potential | F10 | Commercial | WA - Miscellaneous | Existing | Water Heating | Natural Gas | Water Heater - Pipe Insulation | A | Purchases (Incremental) | Technical Potential | 0 | 0 | 0 | 14.5994 | 17.9258 | 21.9359 | 25.4641 | 29.0451 | 33.9572 | 37.2515 | 38.0551 | 35.8623 | 30.8267 | 23.855 | 16.3712 | 9.7966 | 4.5757 | 0 | 0 | 0 | 0 | 0 | 0 | 0 | 0 | 0 | 0
F11_Commercial_WA - Miscellaneous_Existing_Water Heating_Natural Gas_Water Heater - Pipe Insulation_A_Technical Potential | F11 | Commercial | WA - Miscellaneous | Existing | Water Heating | Natural Gas | Water Heater - Pipe Insulation | A | Purchases (Cumulative) | Technical Potential | 0 | 0 | 0 | 14.5994 | 32.5252 | 54.4611 | 79.9252 | 108.9703 | 142.9274 | 180.179 | 218.234 | 254.0964 | 284.9231 | 308.7781 | 325.1493 | 334.9459 | 339.5216 | 339.5216 | 339.5216 | 339.5216 | 339.5216 | 339.5216 | 339.5216 | 339.5216 | 339.5216 | 339.5216 | 339.5216
F1_Commercial_WA - Miscellaneous_Existing_Water Heating_Natural Gas_Water Heater - Motion Control Faucet_A_Technical Potential | F1 | Commercial | WA - Miscellaneous | Existing | Water Heating | Natural Gas | Water Heater - Motion Control Faucet | A | Integrated Unit Energy Savings (kWh or therms) | Technical Potential | 0 | 0 | 0 | 0 | 0 | 0 | 0 | 0 | 0 | 0 | 0 | 0 | 0 | 0 | 0 | 0 | 0 | 0 | 0 | 0 | 0 | 0 | 0 | 0 | 0 | 0 | 0
F2_Commercial_WA - Miscellaneous_Existing_Water Heating_Natural Gas_Water Heater - Motion Control Faucet_A_Technical Potential | F2 | Commercial | WA - Miscellaneous | Existing | Water Heating | Natural Gas | Water Heater - Motion Control Faucet | A | Integrated Unit Summer Peak Savings (kW) | Technical Potential | 0 | 0 | 0 | 0 | 0 | 0 | 0 | 0 | 0 | 0 | 0 | 0 | 0 | 0 | 0 | 0 | 0 | 0 | 0 | 0 | 0 | 0 | 0 | 0 | 0 | 0 | 0
F3_Commercial_WA - Miscellaneous_Existing_Water Heating_Natural Gas_Water Heater - Motion Control Faucet_A_Technical Potential | F3 | Commercial | WA - Miscellaneous | Existing | Water Heating | Natural Gas | Water Heater - Motion Control Faucet | A | Integrated Unit Winter Peak Savings (kW) | Technical Potential | 0 | 0 | 0 | 0 | 0 | 0 | 0 | 0 | 0 | 0 | 0 | 0 | 0 | 0 | 0 | 0 | 0 | 0 | 0 | 0 | 0 | 0 | 0 | 0 | 0 | 0 | 0
F4_Commercial_WA - Miscellaneous_Existing_Water Heating_Natural Gas_Water Heater - Motion Control Faucet_A_Technical Potential | F4 | Commercial | WA - Miscellaneous | Existing | Water Heating | Natural Gas | Water Heater - Motion Control Faucet | A | Incremental Energy Savings (MWh or mTherms) | Technical Potential | 0 | 0 | 0 | 0 | 0 | 0 | 0 | 0 | 0 | 0 | 0 | 0 | 0 | 0 | 0 | 0 | 0 | 0 | 0 | 0 | 0 | 0 | 0 | 0 | 0 | 0 | 0
F5_Commercial_WA - Miscellaneous_Existing_Water Heating_Natural Gas_Water Heater - Motion Control Faucet_A_Technical Potential | F5 | Commercial | WA - Miscellaneous | Existing | Water Heating | Natural Gas | Water Heater - Motion Control Faucet | A | Incremental Summer Peak Savings (MW) | Technical Potential | 0 | 0 | 0 | 0 | 0 | 0 | 0 | 0 | 0 | 0 | 0 | 0 | 0 | 0 | 0 | 0 | 0 | 0 | 0 | 0 | 0 | 0 | 0 | 0 | 0 | 0 | 0
F6_Commercial_WA - Miscellaneous_Existing_Water Heating_Natural Gas_Water Heater - Motion Control Faucet_A_Technical Potential | F6 | Commercial | WA - Miscellaneous | Existing | Water Heating | Natural Gas | Water Heater - Motion Control Faucet | A | Incremental Winter Peak Savings (MW) | Technical Potential | 0 | 0 | 0 | 0 | 0 | 0 | 0 | 0 | 0 | 0 | 0 | 0 | 0 | 0 | 0 | 0 | 0 | 0 | 0 | 0 | 0 | 0 | 0 | 0 | 0 | 0 | 0
F7_Commercial_WA - Miscellaneous_Existing_Water Heating_Natural Gas_Water Heater - Motion Control Faucet_A_Technical Potential | F7 | Commercial | WA - Miscellaneous | Existing | Water Heating | Natural Gas | Water Heater - Motion Control Faucet | A | Cumulative Energy Savings (MWh or mTherms) | Technical Potential | 0 | 0 | 0 | 0 | 0 | 0 | 0 | 0 | 0 | 0 | 0 | 0 | 0 | 0 | 0 | 0 | 0 | 0 | 0 | 0 | 0 | 0 | 0 | 0 | 0 | 0 | 0
F8_Commercial_WA - Miscellaneous_Existing_Water Heating_Natural Gas_Water Heater - Motion Control Faucet_A_Technical Potential | F8 | Commercial | WA - Miscellaneous | Existing | Water Heating | Natural Gas | Water Heater - Motion Control Faucet | A | Cumulative Summer Peak Savings (MW) | Technical Potential | 0 | 0 | 0 | 0 | 0 | 0 | 0 | 0 | 0 | 0 | 0 | 0 | 0 | 0 | 0 | 0 | 0 | 0 | 0 | 0 | 0 | 0 | 0 | 0 | 0 | 0 | 0
F9_Commercial_WA - Miscellaneous_Existing_Water Heating_Natural Gas_Water Heater - Motion Control Faucet_A_Technical Potential | F9 | Commercial | WA - Miscellaneous | Existing | Water Heating | Natural Gas | Water Heater - Motion Control Faucet | A | Cumulative Winter Peak Savings (MW) | Technical Potential | 0 | 0 | 0 | 0 | 0 | 0 | 0 | 0 | 0 | 0 | 0 | 0 | 0 | 0 | 0 | 0 | 0 | 0 | 0 | 0 | 0 | 0 | 0 | 0 | 0 | 0 | 0
F10_Commercial_WA - Miscellaneous_Existing_Water Heating_Natural Gas_Water Heater - Motion Control Faucet_A_Technical Potential | F10 | Commercial | WA - Miscellaneous | Existing | Water Heating | Natural Gas | Water Heater - Motion Control Faucet | A | Purchases (Incremental) | Technical Potential | 0 | 0 | 0 | 63668.4744 | 78174.7326 | 95662.9954 | 111049.6646 | 126666.2051 | 84419.545 | 84280.1244 | 70296.1163 | 45346.8812 | 7769.8734 | 0 | 0 | 0 | 0 | 0 | 0 | 0 | 0 | 0 | 0 | 0 | 0 | 0 | 0
F11_Commercial_WA - Miscellaneous_Existing_Water Heating_Natural Gas_Water Heater - Motion Control Faucet_A_Technical Potential | F11 | Commercial | WA - Miscellaneous | Existing | Water Heating | Natural Gas | Water Heater - Motion Control Faucet | A | Purchases (Cumulative) | Technical Potential | 0 | 0 | 0 | 63668.4744 | 141843.207 | 237506.2024 | 348555.867 | 475222.0721 | 559641.617 | 643921.7414 | 714217.8577 | 759564.7389 | 767334.6123 | 767334.6123 | 767334.6123 | 767334.6123 | 767334.6123 | 767334.6123 | 767334.6123 | 767334.6123 | 767334.6123 | 767334.6123 | 767334.6123 | 767334.6123 | 767334.6123 | 767334.6123 | 767334.6123
F1_Commercial_WA - Miscellaneous_Existing_Water Heating_Natural Gas_Water Heater - Solar System_A_Technical Potential | F1 | Commercial | WA - Miscellaneous | Existing | Water Heating | Natural Gas | Water Heater - Solar System | A | Integrated Unit Energy Savings (kWh or therms) | Technical Potential | 0 | 0 | 74.3408 | 71.8981 | 69.5435 | 67.3441 | 65.2241 | 63.1786 | 61.157 | 59.2551 | 57.4105 | 55.691 | 54.7881 | 54.0892 | 53.8775 | 53.5471 | 53.2933 | 53.1018 | 52.9486 | 52.8176 | 52.7415 | 52.6982 | 52.6772 | 52.6605 | 52.6089 | 52.5981 | 52.5896
F2_Commercial_WA - Miscellaneous_Existing_Water Heating_Natural Gas_Water Heater - Solar System_A_Technical Potential | F2 | Commercial | WA - Miscellaneous | Existing | Water Heating | Natural Gas | Water Heater - Solar System | A | Integrated Unit Summer Peak Savings (kW) | Technical Potential | 0 | 0 | 0 | 0 | 0 | 0 | 0 | 0 | 0 | 0 | 0 | 0 | 0 | 0 | 0 | 0 | 0 | 0 | 0 | 0 | 0 | 0 | 0 | 0 | 0 | 0 | 0
F3_Commercial_WA - Miscellaneous_Existing_Water Heating_Natural Gas_Water Heater - Solar System_A_Technical Potential | F3 | Commercial | WA - Miscellaneous | Existing | Water Heating | Natural Gas | Water Heater - Solar System | A | Integrated Unit Winter Peak Savings (kW) | Technical Potential | 0 | 0 | 0 | 0 | 0 | 0 | 0 | 0 | 0 | 0 | 0 | 0 | 0 | 0 | 0 | 0 | 0 | 0 | 0 | 0 | 0 | 0 | 0 | 0 | 0 | 0 | 0
F4_Commercial_WA - Miscellaneous_Existing_Water Heating_Natural Gas_Water Heater - Solar System_A_Technical Potential | F4 | Commercial | WA - Miscellaneous | Existing | Water Heating | Natural Gas | Water Heater - Solar System | A | Incremental Energy Savings (MWh or mTherms) | Technical Potential | 0 | 0 | 0 | 3.5872 | 4.0866 | 4.678 | 5.1114 | 5.5165 | 6.1245 | 6.409 | 6.7392 | 6.3632 | 5.4592 | 4.1825 | 2.8459 | 2.2008 | 0.95113 | 0 | 0 | 0 | 0 | 0 | 0 | 0 | 0 | 0 | 0
F5_Commercial_WA - Miscellaneous_Existing_Water Heating_Natural Gas_Water Heater - Solar System_A_Technical Potential | F5 | Commercial | WA - Miscellaneous | Existing | Water Heating | Natural Gas | Water Heater - Solar System | A | Incremental Summer Peak Savings (MW) | Technical Potential | 0 | 0 | 0 | 0 | 0 | 0 | 0 | 0 | 0 | 0 | 0 | 0 | 0 | 0 | 0 | 0 | 0 | 0 | 0 | 0 | 0 | 0 | 0 | 0 | 0 | 0 | 0
F6_Commercial_WA - Miscellaneous_Existing_Water Heating_Natural Gas_Water Heater - Solar System_A_Technical Potential | F6 | Commercial | WA - Miscellaneous | Existing | Water Heating | Natural Gas | Water Heater - Solar System | A | Incremental Winter Peak Savings (MW) | Technical Potential | 0 | 0 | 0 | 0 | 0 | 0 | 0 | 0 | 0 | 0 | 0 | 0 | 0 | 0 | 0 | 0 | 0 | 0 | 0 | 0 | 0 | 0 | 0 | 0 | 0 | 0 | 0
F7_Commercial_WA - Miscellaneous_Existing_Water Heating_Natural Gas_Water Heater - Solar System_A_Technical Potential | F7 | Commercial | WA - Miscellaneous | Existing | Water Heating | Natural Gas | Water Heater - Solar System | A | Cumulative Energy Savings (MWh or mTherms) | Technical Potential | 0 | 0 | 0 | 3.5872 | 7.5563 | 11.9953 | 16.7292 | 21.721 | 27.1505 | 32.7152 | 38.436 | 43.648 | 48.3995 | 51.9646 | 54.6072 | 56.4731 | 57.1565 | 56.9511 | 56.7868 | 56.6464 | 56.5647 | 56.5182 | 56.4958 | 56.4778 | 56.4225 | 56.4109 | 56.4017
F8_Commercial_WA - Miscellaneous_Existing_Water Heating_Natural Gas_Water Heater - Solar System_A_Technical Potential | F8 | Commercial | WA - Miscellaneous | Existing | Water Heating | Natural Gas | Water Heater - Solar System | A | Cumulative Summer Peak Savings (MW) | Technical Potential | 0 | 0 | 0 | 0 | 0 | 0 | 0 | 0 | 0 | 0 | 0 | 0 | 0 | 0 | 0 | 0 | 0 | 0 | 0 | 0 | 0 | 0 | 0 | 0 | 0 | 0 | 0
F9_Commercial_WA - Miscellaneous_Existing_Water Heating_Natural Gas_Water Heater - Solar System_A_Technical Potential | F9 | Commercial | WA - Miscellaneous | Existing | Water Heating | Natural Gas | Water Heater - Solar System | A | Cumulative Winter Peak Savings (MW) | Technical Potential | 0 | 0 | 0 | 0 | 0 | 0 | 0 | 0 | 0 | 0 | 0 | 0 | 0 | 0 | 0 | 0 | 0 | 0 | 0 | 0 | 0 | 0 | 0 | 0 | 0 | 0 | 0
F10_Commercial_WA - Miscellaneous_Existing_Water Heating_Natural Gas_Water Heater - Solar System_A_Technical Potential | F10 | Commercial | WA - Miscellaneous | Existing | Water Heating | Natural Gas | Water Heater - Solar System | A | Purchases (Incremental) | Technical Potential | 0 | 0 | 0 | 49.8929 | 58.7632 | 69.4643 | 78.3667 | 87.3155 | 100.1447 | 108.1598 | 117.3866 | 114.2588 | 99.6419 | 77.3257 | 52.8221 | 41.0999 | 17.8472 | 0 | 0 | 0 | 0 | 0 | 0 | 0 | 0 | 0 | 0
F11_Commercial_WA - Miscellaneous_Existing_Water Heating_Natural Gas_Water Heater - Solar System_A_Technical Potential | F11 | Commercial | WA - Miscellaneous | Existing | Water Heating | Natural Gas | Water Heater - Solar System | A | Purchases (Cumulative) | Technical Potential | 0 | 0 | 0 | 49.8929 | 108.6561 | 178.1204 | 256.4871 | 343.8026 | 443.9473 | 552.1071 | 669.4937 | 783.7525 | 883.3944 | 960.7201 | 1013.5422 | 1054.642 | 1072.4892 | 1072.4892 | 1072.4892 | 1072.4892 | 1072.4892 | 1072.4892 | 1072.4892 | 1072.4892 | 1072.4892 | 1072.4892 | 1072.4892
F1_Commercial_WA - Miscellaneous_Existing_Water Heating_Natural Gas_Commercial Laundry - Ozone Treatment_A_Technical Potential | F1 | Commercial | WA - Miscellaneous | Existing | Water Heating | Natural Gas | Commercial Laundry - Ozone Treatment | A | Integrated Unit Energy Savings (kWh or therms) | Technical Potential | 0 | 0 | 3393.9422 | 3275.9845 | 3161.3195 | 3052.8508 | 2947.4425 | 2844.9706 | 2742.7715 | 2645.7836 | 2551.2752 | 2463.4795 | 2413.8203 | 2375.5969 | 2361.245 | 2343.3406 | 2330.7501 | 2322.3755 | 2315.6757 | 2309.9471 | 2306.6183 | 2304.7224 | 2303.8059 | 2303.0726 | 2300.817 | 2300.3477 | 2299.9723
F2_Commercial_WA - Miscellaneous_Existing_Water Heating_Natural Gas_Commercial Laundry - Ozone Treatment_A_Technical Potential | F2 | Commercial | WA - Miscellaneous | Existing | Water Heating | Natural Gas | Commercial Laundry - Ozone Treatment | A | Integrated Unit Summer Peak Savings (kW) | Technical Potential | 0 | 0 | 0 | 0 | 0 | 0 | 0 | 0 | 0 | 0 | 0 | 0 | 0 | 0 | 0 | 0 | 0 | 0 | 0 | 0 | 0 | 0 | 0 | 0 | 0 | 0 | 0
F3_Commercial_WA - Miscellaneous_Existing_Water Heating_Natural Gas_Commercial Laundry - Ozone Treatment_A_Technical Potential | F3 | Commercial | WA - Miscellaneous | Existing | Water Heating | Natural Gas | Commercial Laundry - Ozone Treatment | A | Integrated Unit Winter Peak Savings (kW) | Technical Potential | 0 | 0 | 0 | 0 | 0 | 0 | 0 | 0 | 0 | 0 | 0 | 0 | 0 | 0 | 0 | 0 | 0 | 0 | 0 | 0 | 0 | 0 | 0 | 0 | 0 | 0 | 0
F4_Commercial_WA - Miscellaneous_Existing_Water Heating_Natural Gas_Commercial Laundry - Ozone Treatment_A_Technical Potential | F4 | Commercial | WA - Miscellaneous | Existing | Water Heating | Natural Gas | Commercial Laundry - Ozone Treatment | A | Incremental Energy Savings (MWh or mTherms) | Technical Potential | 0 | 0 | 0 | 0.75736 | 0.89737 | 1.0604 | 1.1885 | 1.3085 | 1.4748 | 1.5607 | 1.5374 | 1.399 | 1.1783 | 0.34818 | 0 | 0 | 0 | 0 | 0 | 0 | 0 | 0 | 0 | 0 | 0 | 0 | 0
F5_Commercial_WA - Miscellaneous_Existing_Water Heating_Natural Gas_Commercial Laundry - Ozone Treatment_A_Technical Potential | F5 | Commercial | WA - Miscellaneous | Existing | Water Heating | Natural Gas | Commercial Laundry - Ozone Treatment | A | Incremental Summer Peak Savings (MW) | Technical Potential | 0 | 0 | 0 | 0 | 0 | 0 | 0 | 0 | 0 | 0 | 0 | 0 | 0 | 0 | 0 | 0 | 0 | 0 | 0 | 0 | 0 | 0 | 0 | 0 | 0 | 0 | 0
F6_Commercial_WA - Miscellaneous_Existing_Water Heating_Natural Gas_Commercial Laundry - Ozone Treatment_A_Technical Potential | F6 | Commercial | WA - Miscellaneous | Existing | Water Heating | Natural Gas | Commercial Laundry - Ozone Treatment | A | Incremental Winter Peak Savings (MW) | Technical Potential | 0 | 0 | 0 | 0 | 0 | 0 | 0 | 0 | 0 | 0 | 0 | 0 | 0 | 0 | 0 | 0 | 0 | 0 | 0 | 0 | 0 | 0 | 0 | 0 | 0 | 0 | 0
F7_Commercial_WA - Miscellaneous_Existing_Water Heating_Natural Gas_Commercial Laundry - Ozone Treatment_A_Technical Potential | F7 | Commercial | WA - Miscellaneous | Existing | Water Heating | Natural Gas | Commercial Laundry - Ozone Treatment | A | Cumulative Energy Savings (MWh or mTherms) | Technical Potential | 0 | 0 | 0 | 0.75736 | 1.6282 | 2.6328 | 3.7304 | 4.9092 | 6.2077 | 7.5489 | 8.8167 | 9.9122 | 10.8907 | 11.0665 | 10.9996 | 10.9162 | 10.8575 | 10.8185 | 10.7873 | 10.7606 | 10.7451 | 10.7363 | 10.732 | 10.7286 | 10.7181 | 10.7159 | 10.7142
F8_Commercial_WA - Miscellaneous_Existing_Water Heating_Natural Gas_Commercial Laundry - Ozone Treatment_A_Technical Potential | F8 | Commercial | WA - Miscellaneous | Existing | Water Heating | Natural Gas | Commercial Laundry - Ozone Treatment | A | Cumulative Summer Peak Savings (MW) | Technical Potential | 0 | 0 | 0 | 0 | 0 | 0 | 0 | 0 | 0 | 0 | 0 | 0 | 0 | 0 | 0 | 0 | 0 | 0 | 0 | 0 | 0 | 0 | 0 | 0 | 0 | 0 | 0
F9_Commercial_WA - Miscellaneous_Existing_Water Heating_Natural Gas_Commercial Laundry - Ozone Treatment_A_Technical Potential | F9 | Commercial | WA - Miscellaneous | Existing | Water Heating | Natural Gas | Commercial Laundry - Ozone Treatment | A | Cumulative Winter Peak Savings (MW) | Technical Potential | 0 | 0 | 0 | 0 | 0 | 0 | 0 | 0 | 0 | 0 | 0 | 0 | 0 | 0 | 0 | 0 | 0 | 0 | 0 | 0 | 0 | 0 | 0 | 0 | 0 | 0 | 0
F10_Commercial_WA - Miscellaneous_Existing_Water Heating_Natural Gas_Commercial Laundry - Ozone Treatment_A_Technical Potential | F10 | Commercial | WA - Miscellaneous | Existing | Water Heating | Natural Gas | Commercial Laundry - Ozone Treatment | A | Purchases (Incremental) | Technical Potential | 0 | 0 | 0 | 0.23119 | 0.28386 | 0.34736 | 0.40323 | 0.45994 | 0.53772 | 0.58989 | 0.60261 | 0.56789 | 0.48815 | 0.14656 | 0 | 0 | 0 | 0 | 0 | 0 | 0 | 0 | 0 | 0 | 0 | 0 | 0
F11_Commercial_WA - Miscellaneous_Existing_Water Heating_Natural Gas_Commercial Laundry - Ozone Treatment_A_Technical Potential | F11 | Commercial | WA - Miscellaneous | Existing | Water Heating | Natural Gas | Commercial Laundry - Ozone Treatment | A | Purchases (Cumulative) | Technical Potential | 0 | 0 | 0 | 0.23119 | 0.51504 | 0.8624 | 1.2656 | 1.7256 | 2.2633 | 2.8532 | 3.4558 | 4.0237 | 4.5118 | 4.6584 | 4.6584 | 4.6584 | 4.6584 | 4.6584 | 4.6584 | 4.6584 | 4.6584 | 4.6584 | 4.6584 | 4.6584 | 4.6584 | 4.6584 | 4.6584
F1_Commercial_WA - Miscellaneous_Existing_Water Heating_Natural Gas_Commercial Laundry - ENERGY STAR Washer_A_Technical Potential | F1 | Commercial | WA - Miscellaneous | Existing | Water Heating | Natural Gas | Commercial Laundry - ENERGY STAR Washer | A | Integrated Unit Energy Savings (kWh or therms) | Technical Potential | 0 | 0 | 65.7402 | 63.4556 | 61.2347 | 59.1338 | 57.0923 | 55.1076 | 53.1283 | 51.2499 | 49.4194 | 47.7188 | 46.757 | 46.0166 | 45.7386 | 45.3917 | 45.1479 | 44.9856 | 44.8559 | 44.7449 | 44.6804 | 44.6437 | 44.6259 | 44.6117 | 44.568 | 44.5589 | 44.5517
F2_Commercial_WA - Miscellaneous_Existing_Water Heating_Natural Gas_Commercial Laundry - ENERGY STAR Washer_A_Technical Potential | F2 | Commercial | WA - Miscellaneous | Existing | Water Heating | Natural Gas | Commercial Laundry - ENERGY STAR Washer | A | Integrated Unit Summer Peak Savings (kW) | Technical Potential | 0 | 0 | 0 | 0 | 0 | 0 | 0 | 0 | 0 | 0 | 0 | 0 | 0 | 0 | 0 | 0 | 0 | 0 | 0 | 0 | 0 | 0 | 0 | 0 | 0 | 0 | 0
F3_Commercial_WA - Miscellaneous_Existing_Water Heating_Natural Gas_Commercial Laundry - ENERGY STAR Washer_A_Technical Potential | F3 | Commercial | WA - Miscellaneous | Existing | Water Heating | Natural Gas | Commercial Laundry - ENERGY STAR Washer | A | Integrated Unit Winter Peak Savings (kW) | Technical Potential | 0 | 0 | 0 | 0 | 0 | 0 | 0 | 0 | 0 | 0 | 0 | 0 | 0 | 0 | 0 | 0 | 0 | 0 | 0 | 0 | 0 | 0 | 0 | 0 | 0 | 0 | 0
F4_Commercial_WA - Miscellaneous_Existing_Water Heating_Natural Gas_Commercial Laundry - ENERGY STAR Washer_A_Technical Potential | F4 | Commercial | WA - Miscellaneous | Existing | Water Heating | Natural Gas | Commercial Laundry - ENERGY STAR Washer | A | Incremental Energy Savings (MWh or mTherms) | Technical Potential | 0 | 0 | 0 | 0.0045733 | 0.0054187 | 0.0064034 | 0.0071767 | 0.0079014 | 0.0089059 | 0.0094245 | 0.0057222 | 0.0042252 | 0.0020522 | 0 | 0 | 0 | 0 | 0 | 0 | 0 | 0 | 0 | 0 | 0 | 0 | 0 | 0
F5_Commercial_WA - Miscellaneous_Existing_Water Heating_Natural Gas_Commercial Laundry - ENERGY STAR Washer_A_Technical Potential | F5 | Commercial | WA - Miscellaneous | Existing | Water Heating | Natural Gas | Commercial Laundry - ENERGY STAR Washer | A | Incremental Summer Peak Savings (MW) | Technical Potential | 0 | 0 | 0 | 0 | 0 | 0 | 0 | 0 | 0 | 0 | 0 | 0 | 0 | 0 | 0 | 0 | 0 | 0 | 0 | 0 | 0 | 0 | 0 | 0 | 0 | 0 | 0
F6_Commercial_WA - Miscellaneous_Existing_Water Heating_Natural Gas_Commercial Laundry - ENERGY STAR Washer_A_Technical Potential | F6 | Commercial | WA - Miscellaneous | Existing | Water Heating | Natural Gas | Commercial Laundry - ENERGY STAR Washer | A | Incremental Winter Peak Savings (MW) | Technical Potential | 0 | 0 | 0 | 0 | 0 | 0 | 0 | 0 | 0 | 0 | 0 | 0 | 0 | 0 | 0 | 0 | 0 | 0 | 0 | 0 | 0 | 0 | 0 | 0 | 0 | 0 | 0
F7_Commercial_WA - Miscellaneous_Existing_Water Heating_Natural Gas_Commercial Laundry - ENERGY STAR Washer_A_Technical Potential | F7 | Commercial | WA - Miscellaneous | Existing | Water Heating | Natural Gas | Commercial Laundry - ENERGY STAR Washer | A | Cumulative Energy Savings (MWh or mTherms) | Technical Potential | 0 | 0 | 0 | 0.0045733 | 0.0098319 | 0.015898 | 0.022526 | 0.029644 | 0.037485 | 0.045585 | 0.049679 | 0.052195 | 0.053195 | 0.052352 | 0.052036 | 0.051641 | 0.051364 | 0.051179 | 0.051032 | 0.050905 | 0.050832 | 0.05079 | 0.05077 | 0.050754 | 0.050704 | 0.050694 | 0.050686
F8_Commercial_WA - Miscellaneous_Existing_Water Heating_Natural Gas_Commercial Laundry - ENERGY STAR Washer_A_Technical Potential | F8 | Commercial | WA - Miscellaneous | Existing | Water Heating | Natural Gas | Commercial Laundry - ENERGY STAR Washer | A | Cumulative Summer Peak Savings (MW) | Technical Potential | 0 | 0 | 0 | 0 | 0 | 0 | 0 | 0 | 0 | 0 | 0 | 0 | 0 | 0 | 0 | 0 | 0 | 0 | 0 | 0 | 0 | 0 | 0 | 0 | 0 | 0 | 0
F9_Commercial_WA - Miscellaneous_Existing_Water Heating_Natural Gas_Commercial Laundry - ENERGY STAR Washer_A_Technical Potential | F9 | Commercial | WA - Miscellaneous | Existing | Water Heating | Natural Gas | Commercial Laundry - ENERGY STAR Washer | A | Cumulative Winter Peak Savings (MW) | Technical Potential | 0 | 0 | 0 | 0 | 0 | 0 | 0 | 0 | 0 | 0 | 0 | 0 | 0 | 0 | 0 | 0 | 0 | 0 | 0 | 0 | 0 | 0 | 0 | 0 | 0 | 0 | 0
F10_Commercial_WA - Miscellaneous_Existing_Water Heating_Natural Gas_Commercial Laundry - ENERGY STAR Washer_A_Technical Potential | F10 | Commercial | WA - Miscellaneous | Existing | Water Heating | Natural Gas | Commercial Laundry - ENERGY STAR Washer | A | Purchases (Incremental) | Technical Potential | 0 | 0 | 0 | 0.072071 | 0.088491 | 0.10829 | 0.1257 | 0.14338 | 0.16763 | 0.18389 | 0.11579 | 0.088544 | 0.04389 | 0 | 0 | 0 | 0 | 0 | 0 | 0 | 0 | 0 | 0 | 0 | 0 | 0 | 0
F11_Commercial_WA - Miscellaneous_Existing_Water Heating_Natural Gas_Commercial Laundry - ENERGY STAR Washer_A_Technical Potential | F11 | Commercial | WA - Miscellaneous | Existing | Water Heating | Natural Gas | Commercial Laundry - ENERGY STAR Washer | A | Purchases (Cumulative) | Technical Potential | 0 | 0 | 0 | 0.072071 | 0.16056 | 0.26885 | 0.39455 | 0.53793 | 0.70557 | 0.88946 | 1.0052 | 1.0938 | 1.1377 | 1.1377 | 1.1377 | 1.1377 | 1.1377 | 1.1377 | 1.1377 | 1.1377 | 1.1377 | 1.1377 | 1.1377 | 1.1377 | 1.1377 | 1.1377 | 1.1377
F1_Commercial_WA - Miscellaneous_Existing_Water Heating_Natural Gas_Water Heater - Efficient Dishwasher_A_Technical Potential | F1 | Commercial | WA - Miscellaneous | Existing | Water Heating | Natural Gas | Water Heater - Efficient Dishwasher | A | Integrated Unit Energy Savings (kWh or therms) | Technical Potential | 0 | 0 | 190.352 | 183.7886 | 177.4178 | 171.4038 | 165.5679 | 159.9025 | 154.2607 | 148.9143 | 143.7017 | 138.8537 | 136.1364 | 134.0428 | 133.2755 | 132.2703 | 131.5621 | 131.0894 | 130.7113 | 130.3879 | 130.2 | 130.093 | 130.0412 | 129.9999 | 129.8725 | 129.846 | 129.8248
F2_Commercial_WA - Miscellaneous_Existing_Water Heating_Natural Gas_Water Heater - Efficient Dishwasher_A_Technical Potential | F2 | Commercial | WA - Miscellaneous | Existing | Water Heating | Natural Gas | Water Heater - Efficient Dishwasher | A | Integrated Unit Summer Peak Savings (kW) | Technical Potential | 0 | 0 | 0 | 0 | 0 | 0 | 0 | 0 | 0 | 0 | 0 | 0 | 0 | 0 | 0 | 0 | 0 | 0 | 0 | 0 | 0 | 0 | 0 | 0 | 0 | 0 | 0
F3_Commercial_WA - Miscellaneous_Existing_Water Heating_Natural Gas_Water Heater - Efficient Dishwasher_A_Technical Potential | F3 | Commercial | WA - Miscellaneous | Existing | Water Heating | Natural Gas | Water Heater - Efficient Dishwasher | A | Integrated Unit Winter Peak Savings (kW) | Technical Potential | 0 | 0 | 0 | 0 | 0 | 0 | 0 | 0 | 0 | 0 | 0 | 0 | 0 | 0 | 0 | 0 | 0 | 0 | 0 | 0 | 0 | 0 | 0 | 0 | 0 | 0 | 0
F4_Commercial_WA - Miscellaneous_Existing_Water Heating_Natural Gas_Water Heater - Efficient Dishwasher_A_Technical Potential | F4 | Commercial | WA - Miscellaneous | Existing | Water Heating | Natural Gas | Water Heater - Efficient Dishwasher | A | Incremental Energy Savings (MWh or mTherms) | Technical Potential | 0 | 0 | 0 | 0.478 | 0.56657 | 0.66981 | 0.75107 | 0.82738 | 0.93318 | 0.98823 | 0.97421 | 0.8871 | 0.74762 | 0.56964 | 0.38869 | 0 | 0 | 0 | 0 | 0 | 0 | 0 | 0 | 0 | 0 | 0 | 0
F5_Commercial_WA - Miscellaneous_Existing_Water Heating_Natural Gas_Water Heater - Efficient Dishwasher_A_Technical Potential | F5 | Commercial | WA - Miscellaneous | Existing | Water Heating | Natural Gas | Water Heater - Efficient Dishwasher | A | Incremental Summer Peak Savings (MW) | Technical Potential | 0 | 0 | 0 | 0 | 0 | 0 | 0 | 0 | 0 | 0 | 0 | 0 | 0 | 0 | 0 | 0 | 0 | 0 | 0 | 0 | 0 | 0 | 0 | 0 | 0 | 0 | 0
F6_Commercial_WA - Miscellaneous_Existing_Water Heating_Natural Gas_Water Heater - Efficient Dishwasher_A_Technical Potential | F6 | Commercial | WA - Miscellaneous | Existing | Water Heating | Natural Gas | Water Heater - Efficient Dishwasher | A | Incremental Winter Peak Savings (MW) | Technical Potential | 0 | 0 | 0 | 0 | 0 | 0 | 0 | 0 | 0 | 0 | 0 | 0 | 0 | 0 | 0 | 0 | 0 | 0 | 0 | 0 | 0 | 0 | 0 | 0 | 0 | 0 | 0
F7_Commercial_WA - Miscellaneous_Existing_Water Heating_Natural Gas_Water Heater - Efficient Dishwasher_A_Technical Potential | F7 | Commercial | WA - Miscellaneous | Existing | Water Heating | Natural Gas | Water Heater - Efficient Dishwasher | A | Cumulative Energy Savings (MWh or mTherms) | Technical Potential | 0 | 0 | 0 | 0.478 | 1.028 | 1.663 | 2.3574 | 3.1041 | 3.9278 | 4.7799 | 5.5868 | 6.2854 | 6.91 | 7.3734 | 7.7199 | 7.6616 | 7.6206 | 7.5932 | 7.5713 | 7.5526 | 7.5417 | 7.5355 | 7.5325 | 7.5301 | 7.5228 | 7.5212 | 7.52
F8_Commercial_WA - Miscellaneous_Existing_Water Heating_Natural Gas_Water Heater - Efficient Dishwasher_A_Technical Potential | F8 | Commercial | WA - Miscellaneous | Existing | Water Heating | Natural Gas | Water Heater - Efficient Dishwasher | A | Cumulative Summer Peak Savings (MW) | Technical Potential | 0 | 0 | 0 | 0 | 0 | 0 | 0 | 0 | 0 | 0 | 0 | 0 | 0 | 0 | 0 | 0 | 0 | 0 | 0 | 0 | 0 | 0 | 0 | 0 | 0 | 0 | 0
F9_Commercial_WA - Miscellaneous_Existing_Water Heating_Natural Gas_Water Heater - Efficient Dishwasher_A_Technical Potential | F9 | Commercial | WA - Miscellaneous | Existing | Water Heating | Natural Gas | Water Heater - Efficient Dishwasher | A | Cumulative Winter Peak Savings (MW) | Technical Potential | 0 | 0 | 0 | 0 | 0 | 0 | 0 | 0 | 0 | 0 | 0 | 0 | 0 | 0 | 0 | 0 | 0 | 0 | 0 | 0 | 0 | 0 | 0 | 0 | 0 | 0 | 0
F10_Commercial_WA - Miscellaneous_Existing_Water Heating_Natural Gas_Water Heater - Efficient Dishwasher_A_Technical Potential | F10 | Commercial | WA - Miscellaneous | Existing | Water Heating | Natural Gas | Water Heater - Efficient Dishwasher | A | Purchases (Incremental) | Technical Potential | 0 | 0 | 0 | 2.6008 | 3.1934 | 3.9078 | 4.5363 | 5.1743 | 6.0493 | 6.6362 | 6.7794 | 6.3887 | 5.4917 | 4.2497 | 2.9165 | 0 | 0 | 0 | 0 | 0 | 0 | 0 | 0 | 0 | 0 | 0 | 0
F11_Commercial_WA - Miscellaneous_Existing_Water Heating_Natural Gas_Water Heater - Efficient Dishwasher_A_Technical Potential | F11 | Commercial | WA - Miscellaneous | Existing | Water Heating | Natural Gas | Water Heater - Efficient Dishwasher | A | Purchases (Cumulative) | Technical Potential | 0 | 0 | 0 | 2.6008 | 5.7942 | 9.7021 | 14.2384 | 19.4127 | 25.462 | 32.0982 | 38.8776 | 45.2664 | 50.758 | 55.0077 | 57.9242 | 57.9242 | 57.9242 | 57.9242 | 57.9242 | 57.9242 | 57.9242 | 57.9242 | 57.9242 | 57.9242 | 57.9242 | 57.9242 | 57.9242
F1_Commercial_WA - Miscellaneous_Existing_Water Heating_Natural Gas_Commercial Laundry - Alternative Dry-Cleaning Methods_A_Technical Potential | F1 | Commercial | WA - Miscellaneous | Existing | Water Heating | Natural Gas | Commercial Laundry - Alternative Dry-Cleaning Methods | A | Integrated Unit Energy Savings (kWh or therms) | Technical Potential | 0 | 0 | 0 | 0 | 0 | 0 | 0 | 0 | 0 | 0 | 0 | 0 | 0 | 0 | 0 | 0 | 0 | 0 | 0 | 0 | 0 | 0 | 0 | 0 | 0 | 0 | 0
F2_Commercial_WA - Miscellaneous_Existing_Water Heating_Natural Gas_Commercial Laundry - Alternative Dry-Cleaning Methods_A_Technical Potential | F2 | Commercial | WA - Miscellaneous | Existing | Water Heating | Natural Gas | Commercial Laundry - Alternative Dry-Cleaning Methods | A | Integrated Unit Summer Peak Savings (kW) | Technical Potential | 0 | 0 | 0 | 0 | 0 | 0 | 0 | 0 | 0 | 0 | 0 | 0 | 0 | 0 | 0 | 0 | 0 | 0 | 0 | 0 | 0 | 0 | 0 | 0 | 0 | 0 | 0
F3_Commercial_WA - Miscellaneous_Existing_Water Heating_Natural Gas_Commercial Laundry - Alternative Dry-Cleaning Methods_A_Technical Potential | F3 | Commercial | WA - Miscellaneous | Existing | Water Heating | Natural Gas | Commercial Laundry - Alternative Dry-Cleaning Methods | A | Integrated Unit Winter Peak Savings (kW) | Technical Potential | 0 | 0 | 0 | 0 | 0 | 0 | 0 | 0 | 0 | 0 | 0 | 0 | 0 | 0 | 0 | 0 | 0 | 0 | 0 | 0 | 0 | 0 | 0 | 0 | 0 | 0 | 0
F4_Commercial_WA - Miscellaneous_Existing_Water Heating_Natural Gas_Commercial Laundry - Alternative Dry-Cleaning Methods_A_Technical Potential | F4 | Commercial | WA - Miscellaneous | Existing | Water Heating | Natural Gas | Commercial Laundry - Alternative Dry-Cleaning Methods | A | Incremental Energy Savings (MWh or mTherms) | Technical Potential | 0 | 0 | 0 | 0 | 0 | 0 | 0 | 0 | 0 | 0 | 0 | 0 | 0 | 0 | 0 | 0 | 0 | 0 | 0 | 0 | 0 | 0 | 0 | 0 | 0 | 0 | 0
F5_Commercial_WA - Miscellaneous_Existing_Water Heating_Natural Gas_Commercial Laundry - Alternative Dry-Cleaning Methods_A_Technical Potential | F5 | Commercial | WA - Miscellaneous | Existing | Water Heating | Natural Gas | Commercial Laundry - Alternative Dry-Cleaning Methods | A | Incremental Summer Peak Savings (MW) | Technical Potential | 0 | 0 | 0 | 0 | 0 | 0 | 0 | 0 | 0 | 0 | 0 | 0 | 0 | 0 | 0 | 0 | 0 | 0 | 0 | 0 | 0 | 0 | 0 | 0 | 0 | 0 | 0
F6_Commercial_WA - Miscellaneous_Existing_Water Heating_Natural Gas_Commercial Laundry - Alternative Dry-Cleaning Methods_A_Technical Potential | F6 | Commercial | WA - Miscellaneous | Existing | Water Heating | Natural Gas | Commercial Laundry - Alternative Dry-Cleaning Methods | A | Incremental Winter Peak Savings (MW) | Technical Potential | 0 | 0 | 0 | 0 | 0 | 0 | 0 | 0 | 0 | 0 | 0 | 0 | 0 | 0 | 0 | 0 | 0 | 0 | 0 | 0 | 0 | 0 | 0 | 0 | 0 | 0 | 0
F7_Commercial_WA - Miscellaneous_Existing_Water Heating_Natural Gas_Commercial Laundry - Alternative Dry-Cleaning Methods_A_Technical Potential | F7 | Commercial | WA - Miscellaneous | Existing | Water Heating | Natural Gas | Commercial Laundry - Alternative Dry-Cleaning Methods | A | Cumulative Energy Savings (MWh or mTherms) | Technical Potential | 0 | 0 | 0 | 0 | 0 | 0 | 0 | 0 | 0 | 0 | 0 | 0 | 0 | 0 | 0 | 0 | 0 | 0 | 0 | 0 | 0 | 0 | 0 | 0 | 0 | 0 | 0
F8_Commercial_WA - Miscellaneous_Existing_Water Heating_Natural Gas_Commercial Laundry - Alternative Dry-Cleaning Methods_A_Technical Potential | F8 | Commercial | WA - Miscellaneous | Existing | Water Heating | Natural Gas | Commercial Laundry - Alternative Dry-Cleaning Methods | A | Cumulative Summer Peak Savings (MW) | Technical Potential | 0 | 0 | 0 | 0 | 0 | 0 | 0 | 0 | 0 | 0 | 0 | 0 | 0 | 0 | 0 | 0 | 0 | 0 | 0 | 0 | 0 | 0 | 0 | 0 | 0 | 0 | 0
F9_Commercial_WA - Miscellaneous_Existing_Water Heating_Natural Gas_Commercial Laundry - Alternative Dry-Cleaning Methods_A_Technical Potential | F9 | Commercial | WA - Miscellaneous | Existing | Water Heating | Natural Gas | Commercial Laundry - Alternative Dry-Cleaning Methods | A | Cumulative Winter Peak Savings (MW) | Technical Potential | 0 | 0 | 0 | 0 | 0 | 0 | 0 | 0 | 0 | 0 | 0 | 0 | 0 | 0 | 0 | 0 | 0 | 0 | 0 | 0 | 0 | 0 | 0 | 0 | 0 | 0 | 0
F10_Commercial_WA - Miscellaneous_Existing_Water Heating_Natural Gas_Commercial Laundry - Alternative Dry-Cleaning Methods_A_Technical Potential | F10 | Commercial | WA - Miscellaneous | Existing | Water Heating | Natural Gas | Commercial Laundry - Alternative Dry-Cleaning Methods | A | Purchases (Incremental) | Technical Potential | 0 | 0 | 0 | 0.23119 | 0.28386 | 0.34736 | 0.40323 | 0.45994 | 0.53772 | 0.58989 | 0.60261 | 0.56789 | 0.48815 | 0.37775 | 0.25924 | 0.15513 | 0.072457 | 0 | 0 | 0 | 0 | 0 | 0 | 0 | 0 | 0 | 0
F11_Commercial_WA - Miscellaneous_Existing_Water Heating_Natural Gas_Commercial Laundry - Alternative Dry-Cleaning Methods_A_Technical Potential | F11 | Commercial | WA - Miscellaneous | Existing | Water Heating | Natural Gas | Commercial Laundry - Alternative Dry-Cleaning Methods | A | Purchases (Cumulative) | Technical Potential | 0 | 0 | 0 | 0.23119 | 0.51504 | 0.8624 | 1.2656 | 1.7256 | 2.2633 | 2.8532 | 3.4558 | 4.0237 | 4.5118 | 4.8896 | 5.1488 | 5.3039 | 5.3764 | 5.3764 | 5.3764 | 5.3764 | 5.3764 | 5.3764 | 5.3764 | 5.3764 | 5.3764 | 5.3764 | 5.3764
F1_Commercial_WA - Miscellaneous_Existing_Space Heating_Natural Gas_Advanced Kitchen Ventilation Controls_A_Technical Potential | F1 | Commercial | WA - Miscellaneous | Existing | Space Heating | Natural Gas | Advanced Kitchen Ventilation Controls | A | Integrated Unit Energy Savings (kWh or therms) | Technical Potential | 0 | 0 | 0.032044 | 0.031563 | 0.031082 | 0.030591 | 0.030093 | 0.029586 | 0.029068 | 0.028538 | 0.027995 | 0.02744 | 0.026875 | 0.026306 | 0.025736 | 0.025173 | 0.024625 | 0.024098 | 0.023594 | 0.023117 | 0.022656 | 0.022213 | 0.02178 | 0.021366 | 0.020957 | 0.020554 | 0.020154
F2_Commercial_WA - Miscellaneous_Existing_Space Heating_Natural Gas_Advanced Kitchen Ventilation Controls_A_Technical Potential | F2 | Commercial | WA - Miscellaneous | Existing | Space Heating | Natural Gas | Advanced Kitchen Ventilation Controls | A | Integrated Unit Summer Peak Savings (kW) | Technical Potential | 0 | 0 | 0 | 0 | 0 | 0 | 0 | 0 | 0 | 0 | 0 | 0 | 0 | 0 | 0 | 0 | 0 | 0 | 0 | 0 | 0 | 0 | 0 | 0 | 0 | 0 | 0
F3_Commercial_WA - Miscellaneous_Existing_Space Heating_Natural Gas_Advanced Kitchen Ventilation Controls_A_Technical Potential | F3 | Commercial | WA - Miscellaneous | Existing | Space Heating | Natural Gas | Advanced Kitchen Ventilation Controls | A | Integrated Unit Winter Peak Savings (kW) | Technical Potential | 0 | 0 | 0 | 0 | 0 | 0 | 0 | 0 | 0 | 0 | 0 | 0 | 0 | 0 | 0 | 0 | 0 | 0 | 0 | 0 | 0 | 0 | 0 | 0 | 0 | 0 | 0
F4_Commercial_WA - Miscellaneous_Existing_Space Heating_Natural Gas_Advanced Kitchen Ventilation Controls_A_Technical Potential | F4 | Commercial | WA - Miscellaneous | Existing | Space Heating | Natural Gas | Advanced Kitchen Ventilation Controls | A | Incremental Energy Savings (MWh or mTherms) | Technical Potential | 0 | 0 | 0 | 0.35065 | 0.70878 | 0.6976 | 0.68624 | 0.67467 | 0.66286 | 0.65077 | 0.63838 | 0.62573 | 0.61285 | 0.59987 | 0.58687 | 0.57404 | 0.56155 | 0.54951 | 0.27592 | 0 | 9.8908e-16 | 0 | 0 | 0 | 0 | 0 | 0
F5_Commercial_WA - Miscellaneous_Existing_Space Heating_Natural Gas_Advanced Kitchen Ventilation Controls_A_Technical Potential | F5 | Commercial | WA - Miscellaneous | Existing | Space Heating | Natural Gas | Advanced Kitchen Ventilation Controls | A | Incremental Summer Peak Savings (MW) | Technical Potential | 0 | 0 | 0 | 0 | 0 | 0 | 0 | 0 | 0 | 0 | 0 | 0 | 0 | 0 | 0 | 0 | 0 | 0 | 0 | 0 | 0 | 0 | 0 | 0 | 0 | 0 | 0
F6_Commercial_WA - Miscellaneous_Existing_Space Heating_Natural Gas_Advanced Kitchen Ventilation Controls_A_Technical Potential | F6 | Commercial | WA - Miscellaneous | Existing | Space Heating | Natural Gas | Advanced Kitchen Ventilation Controls | A | Incremental Winter Peak Savings (MW) | Technical Potential | 0 | 0 | 0 | 0 | 0 | 0 | 0 | 0 | 0 | 0 | 0 | 0 | 0 | 0 | 0 | 0 | 0 | 0 | 0 | 0 | 0 | 0 | 0 | 0 | 0 | 0 | 0
F7_Commercial_WA - Miscellaneous_Existing_Space Heating_Natural Gas_Advanced Kitchen Ventilation Controls_A_Technical Potential | F7 | Commercial | WA - Miscellaneous | Existing | Space Heating | Natural Gas | Advanced Kitchen Ventilation Controls | A | Cumulative Energy Savings (MWh or mTherms) | Technical Potential | 0 | 0 | 0 | 0.35065 | 1.0541 | 1.735 | 2.393 | 3.0274 | 3.6372 | 4.2216 | 4.7797 | 5.3107 | 5.8142 | 6.2909 | 6.7414 | 7.1682 | 7.5737 | 7.9609 | 8.0706 | 7.9073 | 7.7497 | 7.5981 | 7.4499 | 7.3084 | 7.1686 | 7.0306 | 6.8939
F8_Commercial_WA - Miscellaneous_Existing_Space Heating_Natural Gas_Advanced Kitchen Ventilation Controls_A_Technical Potential | F8 | Commercial | WA - Miscellaneous | Existing | Space Heating | Natural Gas | Advanced Kitchen Ventilation Controls | A | Cumulative Summer Peak Savings (MW) | Technical Potential | 0 | 0 | 0 | 0 | 0 | 0 | 0 | 0 | 0 | 0 | 0 | 0 | 0 | 0 | 0 | 0 | 0 | 0 | 0 | 0 | 0 | 0 | 0 | 0 | 0 | 0 | 0
F9_Commercial_WA - Miscellaneous_Existing_Space Heating_Natural Gas_Advanced Kitchen Ventilation Controls_A_Technical Potential | F9 | Commercial | WA - Miscellaneous | Existing | Space Heating | Natural Gas | Advanced Kitchen Ventilation Controls | A | Cumulative Winter Peak Savings (MW) | Technical Potential | 0 | 0 | 0 | 0 | 0 | 0 | 0 | 0 | 0 | 0 | 0 | 0 | 0 | 0 | 0 | 0 | 0 | 0 | 0 | 0 | 0 | 0 | 0 | 0 | 0 | 0 | 0
F10_Commercial_WA - Miscellaneous_Existing_Space Heating_Natural Gas_Advanced Kitchen Ventilation Controls_A_Technical Potential | F10 | Commercial | WA - Miscellaneous | Existing | Space Heating | Natural Gas | Advanced Kitchen Ventilation Controls | A | Purchases (Incremental) | Technical Potential | 0 | 0 | 0 | 11109.467 | 22803.6428 | 22803.6428 | 22803.6428 | 22803.6428 | 22803.6428 | 22803.6428 | 22803.6428 | 22803.6428 | 22803.6428 | 22803.6428 | 22803.6428 | 22803.6428 | 22803.6428 | 22803.6428 | 11694.1758 | 0 | 4.3656e-11 | 0 | 0 | 0 | 0 | 0 | 0
F11_Commercial_WA - Miscellaneous_Existing_Space Heating_Natural Gas_Advanced Kitchen Ventilation Controls_A_Technical Potential | F11 | Commercial | WA - Miscellaneous | Existing | Space Heating | Natural Gas | Advanced Kitchen Ventilation Controls | A | Purchases (Cumulative) | Technical Potential | 0 | 0 | 0 | 11109.467 | 33913.1098 | 56716.7526 | 79520.3953 | 102324.0381 | 125127.6809 | 147931.3237 | 170734.9665 | 193538.6092 | 216342.252 | 239145.8948 | 261949.5376 | 284753.1804 | 307556.8231 | 330360.4659 | 342054.6417 | 342054.6417 | 342054.6417 | 342054.6417 | 342054.6417 | 342054.6417 | 342054.6417 | 342054.6417 | 342054.6417
F1_Commercial_WA - Miscellaneous_Existing_Space Heating_Natural Gas_Infiltration Control - Loading Dock Sealing_A_Technical Potential | F1 | Commercial | WA - Miscellaneous | Existing | Space Heating | Natural Gas | Infiltration Control - Loading Dock Sealing | A | Integrated Unit Energy Savings (kWh or therms) | Technical Potential | 0 | 0 | 167.6245 | 164.5378 | 161.2186 | 157.6982 | 154.0315 | 150.1699 | 146.1403 | 141.8883 | 137.4338 | 132.8257 | 128.1395 | 123.4924 | 118.928 | 114.5326 | 110.399 | 106.6139 | 103.2759 | 100.3883 | 97.7783 | 95.4915 | 93.3042 | 91.5274 | 89.7726 | 88.0412 | 86.3265
F2_Commercial_WA - Miscellaneous_Existing_Space Heating_Natural Gas_Infiltration Control - Loading Dock Sealing_A_Technical Potential | F2 | Commercial | WA - Miscellaneous | Existing | Space Heating | Natural Gas | Infiltration Control - Loading Dock Sealing | A | Integrated Unit Summer Peak Savings (kW) | Technical Potential | 0 | 0 | 0 | 0 | 0 | 0 | 0 | 0 | 0 | 0 | 0 | 0 | 0 | 0 | 0 | 0 | 0 | 0 | 0 | 0 | 0 | 0 | 0 | 0 | 0 | 0 | 0
F3_Commercial_WA - Miscellaneous_Existing_Space Heating_Natural Gas_Infiltration Control - Loading Dock Sealing_A_Technical Potential | F3 | Commercial | WA - Miscellaneous | Existing | Space Heating | Natural Gas | Infiltration Control - Loading Dock Sealing | A | Integrated Unit Winter Peak Savings (kW) | Technical Potential | 0 | 0 | 0 | 0 | 0 | 0 | 0 | 0 | 0 | 0 | 0 | 0 | 0 | 0 | 0 | 0 | 0 | 0 | 0 | 0 | 0 | 0 | 0 | 0 | 0 | 0 | 0
F4_Commercial_WA - Miscellaneous_Existing_Space Heating_Natural Gas_Infiltration Control - Loading Dock Sealing_A_Technical Potential | F4 | Commercial | WA - Miscellaneous | Existing | Space Heating | Natural Gas | Infiltration Control - Loading Dock Sealing | A | Incremental Energy Savings (MWh or mTherms) | Technical Potential | 0 | 0 | 0 | 0 | 0 | 0 | 0 | 0 | 0 | 0 | 0 | 0 | 0 | 0 | 0 | 0 | 0 | 0 | 0 | 0 | 0 | 0 | 0 | 0 | 0 | 0 | 0
F5_Commercial_WA - Miscellaneous_Existing_Space Heating_Natural Gas_Infiltration Control - Loading Dock Sealing_A_Technical Potential | F5 | Commercial | WA - Miscellaneous | Existing | Space Heating | Natural Gas | Infiltration Control - Loading Dock Sealing | A | Incremental Summer Peak Savings (MW) | Technical Potential | 0 | 0 | 0 | 0 | 0 | 0 | 0 | 0 | 0 | 0 | 0 | 0 | 0 | 0 | 0 | 0 | 0 | 0 | 0 | 0 | 0 | 0 | 0 | 0 | 0 | 0 | 0
F6_Commercial_WA - Miscellaneous_Existing_Space Heating_Natural Gas_Infiltration Control - Loading Dock Sealing_A_Technical Potential | F6 | Commercial | WA - Miscellaneous | Existing | Space Heating | Natural Gas | Infiltration Control - Loading Dock Sealing | A | Incremental Winter Peak Savings (MW) | Technical Potential | 0 | 0 | 0 | 0 | 0 | 0 | 0 | 0 | 0 | 0 | 0 | 0 | 0 | 0 | 0 | 0 | 0 | 0 | 0 | 0 | 0 | 0 | 0 | 0 | 0 | 0 | 0
F7_Commercial_WA - Miscellaneous_Existing_Space Heating_Natural Gas_Infiltration Control - Loading Dock Sealing_A_Technical Potential | F7 | Commercial | WA - Miscellaneous | Existing | Space Heating | Natural Gas | Infiltration Control - Loading Dock Sealing | A | Cumulative Energy Savings (MWh or mTherms) | Technical Potential | 0 | 0 | 0 | 0 | 0 | 0 | 0 | 0 | 0 | 0 | 0 | 0 | 0 | 0 | 0 | 0 | 0 | 0 | 0 | 0 | 0 | 0 | 0 | 0 | 0 | 0 | 0
F8_Commercial_WA - Miscellaneous_Existing_Space Heating_Natural Gas_Infiltration Control - Loading Dock Sealing_A_Technical Potential | F8 | Commercial | WA - Miscellaneous | Existing | Space Heating | Natural Gas | Infiltration Control - Loading Dock Sealing | A | Cumulative Summer Peak Savings (MW) | Technical Potential | 0 | 0 | 0 | 0 | 0 | 0 | 0 | 0 | 0 | 0 | 0 | 0 | 0 | 0 | 0 | 0 | 0 | 0 | 0 | 0 | 0 | 0 | 0 | 0 | 0 | 0 | 0
F9_Commercial_WA - Miscellaneous_Existing_Space Heating_Natural Gas_Infiltration Control - Loading Dock Sealing_A_Technical Potential | F9 | Commercial | WA - Miscellaneous | Existing | Space Heating | Natural Gas | Infiltration Control - Loading Dock Sealing | A | Cumulative Winter Peak Savings (MW) | Technical Potential | 0 | 0 | 0 | 0 | 0 | 0 | 0 | 0 | 0 | 0 | 0 | 0 | 0 | 0 | 0 | 0 | 0 | 0 | 0 | 0 | 0 | 0 | 0 | 0 | 0 | 0 | 0
F10_Commercial_WA - Miscellaneous_Existing_Space Heating_Natural Gas_Infiltration Control - Loading Dock Sealing_A_Technical Potential | F10 | Commercial | WA - Miscellaneous | Existing | Space Heating | Natural Gas | Infiltration Control - Loading Dock Sealing | A | Purchases (Incremental) | Technical Potential | 0 | 0 | 0 | 0 | 0 | 0 | 0 | 0 | 0 | 0 | 0 | 0 | 0 | 0 | 0 | 0 | 0 | 0 | 0 | 0 | 0 | 0 | 0 | 0 | 0 | 0 | 0
F11_Commercial_WA - Miscellaneous_Existing_Space Heating_Natural Gas_Infiltration Control - Loading Dock Sealing_A_Technical Potential | F11 | Commercial | WA - Miscellaneous | Existing | Space Heating | Natural Gas | Infiltration Control - Loading Dock Sealing | A | Purchases (Cumulative) | Technical Potential | 0 | 0 | 0 | 0 | 0 | 0 | 0 | 0 | 0 | 0 | 0 | 0 | 0 | 0 | 0 | 0 | 0 | 0 | 0 | 0 | 0 | 0 | 0 | 0 | 0 | 0 | 0
F1_Commercial_WA - Miscellaneous_Existing_Space Heating_Natural Gas_Greenhouse Heat Curtain_A_Technical Potential | F1 | Commercial | WA - Miscellaneous | Existing | Space Heating | Natural Gas | Greenhouse Heat Curtain | A | Integrated Unit Energy Savings (kWh or therms) | Technical Potential | 0 | 0 | 146.3587 | 143.6636 | 140.7655 | 137.6917 | 134.4902 | 131.1185 | 127.6001 | 123.8875 | 119.9981 | 115.9747 | 111.883 | 107.8254 | 103.8401 | 100.0023 | 96.3931 | 93.0883 | 90.1738 | 87.6525 | 85.3736 | 83.3769 | 81.4671 | 79.9157 | 78.3836 | 76.8718 | 75.3746
F2_Commercial_WA - Miscellaneous_Existing_Space Heating_Natural Gas_Greenhouse Heat Curtain_A_Technical Potential | F2 | Commercial | WA - Miscellaneous | Existing | Space Heating | Natural Gas | Greenhouse Heat Curtain | A | Integrated Unit Summer Peak Savings (kW) | Technical Potential | 0 | 0 | 0 | 0 | 0 | 0 | 0 | 0 | 0 | 0 | 0 | 0 | 0 | 0 | 0 | 0 | 0 | 0 | 0 | 0 | 0 | 0 | 0 | 0 | 0 | 0 | 0
F3_Commercial_WA - Miscellaneous_Existing_Space Heating_Natural Gas_Greenhouse Heat Curtain_A_Technical Potential | F3 | Commercial | WA - Miscellaneous | Existing | Space Heating | Natural Gas | Greenhouse Heat Curtain | A | Integrated Unit Winter Peak Savings (kW) | Technical Potential | 0 | 0 | 0 | 0 | 0 | 0 | 0 | 0 | 0 | 0 | 0 | 0 | 0 | 0 | 0 | 0 | 0 | 0 | 0 | 0 | 0 | 0 | 0 | 0 | 0 | 0 | 0
F4_Commercial_WA - Miscellaneous_Existing_Space Heating_Natural Gas_Greenhouse Heat Curtain_A_Technical Potential | F4 | Commercial | WA - Miscellaneous | Existing | Space Heating | Natural Gas | Greenhouse Heat Curtain | A | Incremental Energy Savings (MWh or mTherms) | Technical Potential | 0 | 0 | 0 | 0 | 0 | 0 | 0 | 0 | 0 | 0 | 0 | 0 | 0 | 0 | 0 | 0 | 0 | 0 | 0 | 0 | 0 | 0 | 0 | 0 | 0 | 0 | 0
F5_Commercial_WA - Miscellaneous_Existing_Space Heating_Natural Gas_Greenhouse Heat Curtain_A_Technical Potential | F5 | Commercial | WA - Miscellaneous | Existing | Space Heating | Natural Gas | Greenhouse Heat Curtain | A | Incremental Summer Peak Savings (MW) | Technical Potential | 0 | 0 | 0 | 0 | 0 | 0 | 0 | 0 | 0 | 0 | 0 | 0 | 0 | 0 | 0 | 0 | 0 | 0 | 0 | 0 | 0 | 0 | 0 | 0 | 0 | 0 | 0
F6_Commercial_WA - Miscellaneous_Existing_Space Heating_Natural Gas_Greenhouse Heat Curtain_A_Technical Potential | F6 | Commercial | WA - Miscellaneous | Existing | Space Heating | Natural Gas | Greenhouse Heat Curtain | A | Incremental Winter Peak Savings (MW) | Technical Potential | 0 | 0 | 0 | 0 | 0 | 0 | 0 | 0 | 0 | 0 | 0 | 0 | 0 | 0 | 0 | 0 | 0 | 0 | 0 | 0 | 0 | 0 | 0 | 0 | 0 | 0 | 0
F7_Commercial_WA - Miscellaneous_Existing_Space Heating_Natural Gas_Greenhouse Heat Curtain_A_Technical Potential | F7 | Commercial | WA - Miscellaneous | Existing | Space Heating | Natural Gas | Greenhouse Heat Curtain | A | Cumulative Energy Savings (MWh or mTherms) | Technical Potential | 0 | 0 | 0 | 0 | 0 | 0 | 0 | 0 | 0 | 0 | 0 | 0 | 0 | 0 | 0 | 0 | 0 | 0 | 0 | 0 | 0 | 0 | 0 | 0 | 0 | 0 | 0
F8_Commercial_WA - Miscellaneous_Existing_Space Heating_Natural Gas_Greenhouse Heat Curtain_A_Technical Potential | F8 | Commercial | WA - Miscellaneous | Existing | Space Heating | Natural Gas | Greenhouse Heat Curtain | A | Cumulative Summer Peak Savings (MW) | Technical Potential | 0 | 0 | 0 | 0 | 0 | 0 | 0 | 0 | 0 | 0 | 0 | 0 | 0 | 0 | 0 | 0 | 0 | 0 | 0 | 0 | 0 | 0 | 0 | 0 | 0 | 0 | 0
F9_Commercial_WA - Miscellaneous_Existing_Space Heating_Natural Gas_Greenhouse Heat Curtain_A_Technical Potential | F9 | Commercial | WA - Miscellaneous | Existing | Space Heating | Natural Gas | Greenhouse Heat Curtain | A | Cumulative Winter Peak Savings (MW) | Technical Potential | 0 | 0 | 0 | 0 | 0 | 0 | 0 | 0 | 0 | 0 | 0 | 0 | 0 | 0 | 0 | 0 | 0 | 0 | 0 | 0 | 0 | 0 | 0 | 0 | 0 | 0 | 0
F10_Commercial_WA - Miscellaneous_Existing_Space Heating_Natural Gas_Greenhouse Heat Curtain_A_Technical Potential | F10 | Commercial | WA - Miscellaneous | Existing | Space Heating | Natural Gas | Greenhouse Heat Curtain | A | Purchases (Incremental) | Technical Potential | 0 | 0 | 0 | 0 | 0 | 0 | 0 | 0 | 0 | 0 | 0 | 0 | 0 | 0 | 0 | 0 | 0 | 0 | 0 | 0 | 0 | 0 | 0 | 0 | 0 | 0 | 0
F11_Commercial_WA - Miscellaneous_Existing_Space Heating_Natural Gas_Greenhouse Heat Curtain_A_Technical Potential | F11 | Commercial | WA - Miscellaneous | Existing | Space Heating | Natural Gas | Greenhouse Heat Curtain | A | Purchases (Cumulative) | Technical Potential | 0 | 0 | 0 | 0 | 0 | 0 | 0 | 0 | 0 | 0 | 0 | 0 | 0 | 0 | 0 | 0 | 0 | 0 | 0 | 0 | 0 | 0 | 0 | 0 | 0 | 0 | 0
F1_Commercial_WA - Miscellaneous_Existing_Space Heating_Natural Gas_Ventilation - Parking Garages, Demand Controlled_A_Technical Potential | F1 | Commercial | WA - Miscellaneous | Existing | Space Heating | Natural Gas | Ventilation - Parking Garages, Demand Controlled | A | Integrated Unit Energy Savings (kWh or therms) | Technical Potential | 0 | 0 | 0 | 0 | 0 | 0 | 0 | 0 | 0 | 0 | 0 | 0 | 0 | 0 | 0 | 0 | 0 | 0 | 0 | 0 | 0 | 0 | 0 | 0 | 0 | 0 | 0
F2_Commercial_WA - Miscellaneous_Existing_Space Heating_Natural Gas_Ventilation - Parking Garages, Demand Controlled_A_Technical Potential | F2 | Commercial | WA - Miscellaneous | Existing | Space Heating | Natural Gas | Ventilation - Parking Garages, Demand Controlled | A | Integrated Unit Summer Peak Savings (kW) | Technical Potential | 0 | 0 | 0 | 0 | 0 | 0 | 0 | 0 | 0 | 0 | 0 | 0 | 0 | 0 | 0 | 0 | 0 | 0 | 0 | 0 | 0 | 0 | 0 | 0 | 0 | 0 | 0
F3_Commercial_WA - Miscellaneous_Existing_Space Heating_Natural Gas_Ventilation - Parking Garages, Demand Controlled_A_Technical Potential | F3 | Commercial | WA - Miscellaneous | Existing | Space Heating | Natural Gas | Ventilation - Parking Garages, Demand Controlled | A | Integrated Unit Winter Peak Savings (kW) | Technical Potential | 0 | 0 | 0 | 0 | 0 | 0 | 0 | 0 | 0 | 0 | 0 | 0 | 0 | 0 | 0 | 0 | 0 | 0 | 0 | 0 | 0 | 0 | 0 | 0 | 0 | 0 | 0
F4_Commercial_WA - Miscellaneous_Existing_Space Heating_Natural Gas_Ventilation - Parking Garages, Demand Controlled_A_Technical Potential | F4 | Commercial | WA - Miscellaneous | Existing | Space Heating | Natural Gas | Ventilation - Parking Garages, Demand Controlled | A | Incremental Energy Savings (MWh or mTherms) | Technical Potential | 0 | 0 | 0 | 0 | 0 | 0 | 0 | 0 | 0 | 0 | 0 | 0 | 0 | 0 | 0 | 0 | 0 | 0 | 0 | 0 | 0 | 0 | 0 | 0 | 0 | 0 | 0
F5_Commercial_WA - Miscellaneous_Existing_Space Heating_Natural Gas_Ventilation - Parking Garages, Demand Controlled_A_Technical Potential | F5 | Commercial | WA - Miscellaneous | Existing | Space Heating | Natural Gas | Ventilation - Parking Garages, Demand Controlled | A | Incremental Summer Peak Savings (MW) | Technical Potential | 0 | 0 | 0 | 0 | 0 | 0 | 0 | 0 | 0 | 0 | 0 | 0 | 0 | 0 | 0 | 0 | 0 | 0 | 0 | 0 | 0 | 0 | 0 | 0 | 0 | 0 | 0
F6_Commercial_WA - Miscellaneous_Existing_Space Heating_Natural Gas_Ventilation - Parking Garages, Demand Controlled_A_Technical Potential | F6 | Commercial | WA - Miscellaneous | Existing | Space Heating | Natural Gas | Ventilation - Parking Garages, Demand Controlled | A | Incremental Winter Peak Savings (MW) | Technical Potential | 0 | 0 | 0 | 0 | 0 | 0 | 0 | 0 | 0 | 0 | 0 | 0 | 0 | 0 | 0 | 0 | 0 | 0 | 0 | 0 | 0 | 0 | 0 | 0 | 0 | 0 | 0
F7_Commercial_WA - Miscellaneous_Existing_Space Heating_Natural Gas_Ventilation - Parking Garages, Demand Controlled_A_Technical Potential | F7 | Commercial | WA - Miscellaneous | Existing | Space Heating | Natural Gas | Ventilation - Parking Garages, Demand Controlled | A | Cumulative Energy Savings (MWh or mTherms) | Technical Potential | 0 | 0 | 0 | 0 | 0 | 0 | 0 | 0 | 0 | 0 | 0 | 0 | 0 | 0 | 0 | 0 | 0 | 0 | 0 | 0 | 0 | 0 | 0 | 0 | 0 | 0 | 0
F8_Commercial_WA - Miscellaneous_Existing_Space Heating_Natural Gas_Ventilation - Parking Garages, Demand Controlled_A_Technical Potential | F8 | Commercial | WA - Miscellaneous | Existing | Space Heating | Natural Gas | Ventilation - Parking Garages, Demand Controlled | A | Cumulative Summer Peak Savings (MW) | Technical Potential | 0 | 0 | 0 | 0 | 0 | 0 | 0 | 0 | 0 | 0 | 0 | 0 | 0 | 0 | 0 | 0 | 0 | 0 | 0 | 0 | 0 | 0 | 0 | 0 | 0 | 0 | 0
F9_Commercial_WA - Miscellaneous_Existing_Space Heating_Natural Gas_Ventilation - Parking Garages, Demand Controlled_A_Technical Potential | F9 | Commercial | WA - Miscellaneous | Existing | Space Heating | Natural Gas | Ventilation - Parking Garages, Demand Controlled | A | Cumulative Winter Peak Savings (MW) | Technical Potential | 0 | 0 | 0 | 0 | 0 | 0 | 0 | 0 | 0 | 0 | 0 | 0 | 0 | 0 | 0 | 0 | 0 | 0 | 0 | 0 | 0 | 0 | 0 | 0 | 0 | 0 | 0
F10_Commercial_WA - Miscellaneous_Existing_Space Heating_Natural Gas_Ventilation - Parking Garages, Demand Controlled_A_Technical Potential | F10 | Commercial | WA - Miscellaneous | Existing | Space Heating | Natural Gas | Ventilation - Parking Garages, Demand Controlled | A | Purchases (Incremental) | Technical Potential | 0 | 0 | 0 | 0 | 0 | 0 | 0 | 0 | 0 | 0 | 0 | 0 | 0 | 0 | 0 | 0 | 0 | 0 | 0 | 0 | 0 | 0 | 0 | 0 | 0 | 0 | 0
F11_Commercial_WA - Miscellaneous_Existing_Space Heating_Natural Gas_Ventilation - Parking Garages, Demand Controlled_A_Technical Potential | F11 | Commercial | WA - Miscellaneous | Existing | Space Heating | Natural Gas | Ventilation - Parking Garages, Demand Controlled | A | Purchases (Cumulative) | Technical Potential | 0 | 0 | 0 | 0 | 0 | 0 | 0 | 0 | 0 | 0 | 0 | 0 | 0 | 0 | 0 | 0 | 0 | 0 | 0 | 0 | 0 | 0 | 0 | 0 | 0 | 0 | 0
F1_Commercial_WA - Miscellaneous_Existing_Miscellaneous_Natural Gas_Pool Heater - Night Covers_A_Technical Potential | F1 | Commercial | WA - Miscellaneous | Existing | Miscellaneous | Natural Gas | Pool Heater - Night Covers | A | Integrated Unit Energy Savings (kWh or therms) | Technical Potential | 0 | 0 | 0.00010507 | 0.00010507 | 0.00010507 | 0.00010507 | 0.00010507 | 0.00010507 | 0.00010507 | 0.00010507 | 0.00010507 | 0.00010507 | 0.00010507 | 0.00010507 | 0.00010507 | 0.00010507 | 0.00010507 | 0.00010507 | 0.00010507 | 0.00010507 | 0.00010507 | 0.00010507 | 0.00010507 | 0.00010507 | 0.00010507 | 0.00010507 | 0.00010507
F2_Commercial_WA - Miscellaneous_Existing_Miscellaneous_Natural Gas_Pool Heater - Night Covers_A_Technical Potential | F2 | Commercial | WA - Miscellaneous | Existing | Miscellaneous | Natural Gas | Pool Heater - Night Covers | A | Integrated Unit Summer Peak Savings (kW) | Technical Potential | 0 | 0 | 0 | 0 | 0 | 0 | 0 | 0 | 0 | 0 | 0 | 0 | 0 | 0 | 0 | 0 | 0 | 0 | 0 | 0 | 0 | 0 | 0 | 0 | 0 | 0 | 0
F3_Commercial_WA - Miscellaneous_Existing_Miscellaneous_Natural Gas_Pool Heater - Night Covers_A_Technical Potential | F3 | Commercial | WA - Miscellaneous | Existing | Miscellaneous | Natural Gas | Pool Heater - Night Covers | A | Integrated Unit Winter Peak Savings (kW) | Technical Potential | 0 | 0 | 0 | 0 | 0 | 0 | 0 | 0 | 0 | 0 | 0 | 0 | 0 | 0 | 0 | 0 | 0 | 0 | 0 | 0 | 0 | 0 | 0 | 0 | 0 | 0 | 0
F4_Commercial_WA - Miscellaneous_Existing_Miscellaneous_Natural Gas_Pool Heater - Night Covers_A_Technical Potential | F4 | Commercial | WA - Miscellaneous | Existing | Miscellaneous | Natural Gas | Pool Heater - Night Covers | A | Incremental Energy Savings (MWh or mTherms) | Technical Potential | 0 | 0 | 0 | 3.0353e-05 | 3.0353e-05 | 3.0353e-05 | 3.0353e-05 | 3.0353e-05 | 0 | 0 | 0 | 0 | 0 | 0 | 0 | 0 | 0 | 0 | 0 | 0 | 0 | 0 | 0 | 0 | 0 | 0 | 0
F5_Commercial_WA - Miscellaneous_Existing_Miscellaneous_Natural Gas_Pool Heater - Night Covers_A_Technical Potential | F5 | Commercial | WA - Miscellaneous | Existing | Miscellaneous | Natural Gas | Pool Heater - Night Covers | A | Incremental Summer Peak Savings (MW) | Technical Potential | 0 | 0 | 0 | 0 | 0 | 0 | 0 | 0 | 0 | 0 | 0 | 0 | 0 | 0 | 0 | 0 | 0 | 0 | 0 | 0 | 0 | 0 | 0 | 0 | 0 | 0 | 0
F6_Commercial_WA - Miscellaneous_Existing_Miscellaneous_Natural Gas_Pool Heater - Night Covers_A_Technical Potential | F6 | Commercial | WA - Miscellaneous | Existing | Miscellaneous | Natural Gas | Pool Heater - Night Covers | A | Incremental Winter Peak Savings (MW) | Technical Potential | 0 | 0 | 0 | 0 | 0 | 0 | 0 | 0 | 0 | 0 | 0 | 0 | 0 | 0 | 0 | 0 | 0 | 0 | 0 | 0 | 0 | 0 | 0 | 0 | 0 | 0 | 0
F7_Commercial_WA - Miscellaneous_Existing_Miscellaneous_Natural Gas_Pool Heater - Night Covers_A_Technical Potential | F7 | Commercial | WA - Miscellaneous | Existing | Miscellaneous | Natural Gas | Pool Heater - Night Covers | A | Cumulative Energy Savings (MWh or mTherms) | Technical Potential | 0 | 0 | 0 | 3.0353e-05 | 6.0706e-05 | 9.1059e-05 | 0.00012141 | 0.00015177 | 0.00015177 | 0.00015177 | 0.00015177 | 0.00015177 | 0.00015177 | 0.00015177 | 0.00015177 | 0.00015177 | 0.00015177 | 0.00015177 | 0.00015177 | 0.00015177 | 0.00015177 | 0.00015177 | 0.00015177 | 0.00015177 | 0.00015177 | 0.00015177 | 0.00015177
F8_Commercial_WA - Miscellaneous_Existing_Miscellaneous_Natural Gas_Pool Heater - Night Covers_A_Technical Potential | F8 | Commercial | WA - Miscellaneous | Existing | Miscellaneous | Natural Gas | Pool Heater - Night Covers | A | Cumulative Summer Peak Savings (MW) | Technical Potential | 0 | 0 | 0 | 0 | 0 | 0 | 0 | 0 | 0 | 0 | 0 | 0 | 0 | 0 | 0 | 0 | 0 | 0 | 0 | 0 | 0 | 0 | 0 | 0 | 0 | 0 | 0
F9_Commercial_WA - Miscellaneous_Existing_Miscellaneous_Natural Gas_Pool Heater - Night Covers_A_Technical Potential | F9 | Commercial | WA - Miscellaneous | Existing | Miscellaneous | Natural Gas | Pool Heater - Night Covers | A | Cumulative Winter Peak Savings (MW) | Technical Potential | 0 | 0 | 0 | 0 | 0 | 0 | 0 | 0 | 0 | 0 | 0 | 0 | 0 | 0 | 0 | 0 | 0 | 0 | 0 | 0 | 0 | 0 | 0 | 0 | 0 | 0 | 0
F10_Commercial_WA - Miscellaneous_Existing_Miscellaneous_Natural Gas_Pool Heater - Night Covers_A_Technical Potential | F10 | Commercial | WA - Miscellaneous | Existing | Miscellaneous | Natural Gas | Pool Heater - Night Covers | A | Purchases (Incremental) | Technical Potential | 0 | 0 | 0 | 288.8851 | 288.8851 | 288.8851 | 288.8851 | 288.8851 | 0 | 0 | 0 | 0 | 0 | 0 | 0 | 0 | 0 | 0 | 0 | 0 | 0 | 0 | 0 | 0 | 0 | 0 | 0
F11_Commercial_WA - Miscellaneous_Existing_Miscellaneous_Natural Gas_Pool Heater - Night Covers_A_Technical Potential | F11 | Commercial | WA - Miscellaneous | Existing | Miscellaneous | Natural Gas | Pool Heater - Night Covers | A | Purchases (Cumulative) | Technical Potential | 0 | 0 | 0 | 288.8851 | 577.7701 | 866.6552 | 1155.5402 | 1444.4253 | 1444.4253 | 1444.4253 | 1444.4253 | 1444.4253 | 1444.4253 | 1444.4253 | 1444.4253 | 1444.4253 | 1444.4253 | 1444.4253 | 1444.4253 | 1444.4253 | 1444.4253 | 1444.4253 | 1444.4253 | 1444.4253 | 1444.4253 | 1444.4253 | 1444.4253
F1_Commercial_WA - Miscellaneous_Existing_Space Heating_Natural Gas_Advanced New Construction Designs_A_Technical Potential | F1 | Commercial | WA - Miscellaneous | Existing | Space Heating | Natural Gas | Advanced New Construction Designs | A | Integrated Unit Energy Savings (kWh or therms) | Technical Potential | 0 | 0 | 0 | 0 | 0 | 0 | 0 | 0 | 0 | 0 | 0 | 0 | 0 | 0 | 0 | 0 | 0 | 0 | 0 | 0 | 0 | 0 | 0 | 0 | 0 | 0 | 0
F2_Commercial_WA - Miscellaneous_Existing_Space Heating_Natural Gas_Advanced New Construction Designs_A_Technical Potential | F2 | Commercial | WA - Miscellaneous | Existing | Space Heating | Natural Gas | Advanced New Construction Designs | A | Integrated Unit Summer Peak Savings (kW) | Technical Potential | 0 | 0 | 0 | 0 | 0 | 0 | 0 | 0 | 0 | 0 | 0 | 0 | 0 | 0 | 0 | 0 | 0 | 0 | 0 | 0 | 0 | 0 | 0 | 0 | 0 | 0 | 0
F3_Commercial_WA - Miscellaneous_Existing_Space Heating_Natural Gas_Advanced New Construction Designs_A_Technical Potential | F3 | Commercial | WA - Miscellaneous | Existing | Space Heating | Natural Gas | Advanced New Construction Designs | A | Integrated Unit Winter Peak Savings (kW) | Technical Potential | 0 | 0 | 0 | 0 | 0 | 0 | 0 | 0 | 0 | 0 | 0 | 0 | 0 | 0 | 0 | 0 | 0 | 0 | 0 | 0 | 0 | 0 | 0 | 0 | 0 | 0 | 0
F4_Commercial_WA - Miscellaneous_Existing_Space Heating_Natural Gas_Advanced New Construction Designs_A_Technical Potential | F4 | Commercial | WA - Miscellaneous | Existing | Space Heating | Natural Gas | Advanced New Construction Designs | A | Incremental Energy Savings (MWh or mTherms) | Technical Potential | 0 | 0 | 0 | 0 | 0 | 0 | 0 | 0 | 0 | 0 | 0 | 0 | 0 | 0 | 0 | 0 | 0 | 0 | 0 | 0 | 0 | 0 | 0 | 0 | 0 | 0 | 0
F5_Commercial_WA - Miscellaneous_Existing_Space Heating_Natural Gas_Advanced New Construction Designs_A_Technical Potential | F5 | Commercial | WA - Miscellaneous | Existing | Space Heating | Natural Gas | Advanced New Construction Designs | A | Incremental Summer Peak Savings (MW) | Technical Potential | 0 | 0 | 0 | 0 | 0 | 0 | 0 | 0 | 0 | 0 | 0 | 0 | 0 | 0 | 0 | 0 | 0 | 0 | 0 | 0 | 0 | 0 | 0 | 0 | 0 | 0 | 0
F6_Commercial_WA - Miscellaneous_Existing_Space Heating_Natural Gas_Advanced New Construction Designs_A_Technical Potential | F6 | Commercial | WA - Miscellaneous | Existing | Space Heating | Natural Gas | Advanced New Construction Designs | A | Incremental Winter Peak Savings (MW) | Technical Potential | 0 | 0 | 0 | 0 | 0 | 0 | 0 | 0 | 0 | 0 | 0 | 0 | 0 | 0 | 0 | 0 | 0 | 0 | 0 | 0 | 0 | 0 | 0 | 0 | 0 | 0 | 0
F7_Commercial_WA - Miscellaneous_Existing_Space Heating_Natural Gas_Advanced New Construction Designs_A_Technical Potential | F7 | Commercial | WA - Miscellaneous | Existing | Space Heating | Natural Gas | Advanced New Construction Designs | A | Cumulative Energy Savings (MWh or mTherms) | Technical Potential | 0 | 0 | 0 | 0 | 0 | 0 | 0 | 0 | 0 | 0 | 0 | 0 | 0 | 0 | 0 | 0 | 0 | 0 | 0 | 0 | 0 | 0 | 0 | 0 | 0 | 0 | 0
F8_Commercial_WA - Miscellaneous_Existing_Space Heating_Natural Gas_Advanced New Construction Designs_A_Technical Potential | F8 | Commercial | WA - Miscellaneous | Existing | Space Heating | Natural Gas | Advanced New Construction Designs | A | Cumulative Summer Peak Savings (MW) | Technical Potential | 0 | 0 | 0 | 0 | 0 | 0 | 0 | 0 | 0 | 0 | 0 | 0 | 0 | 0 | 0 | 0 | 0 | 0 | 0 | 0 | 0 | 0 | 0 | 0 | 0 | 0 | 0
F9_Commercial_WA - Miscellaneous_Existing_Space Heating_Natural Gas_Advanced New Construction Designs_A_Technical Potential | F9 | Commercial | WA - Miscellaneous | Existing | Space Heating | Natural Gas | Advanced New Construction Designs | A | Cumulative Winter Peak Savings (MW) | Technical Potential | 0 | 0 | 0 | 0 | 0 | 0 | 0 | 0 | 0 | 0 | 0 | 0 | 0 | 0 | 0 | 0 | 0 | 0 | 0 | 0 | 0 | 0 | 0 | 0 | 0 | 0 | 0
F10_Commercial_WA - Miscellaneous_Existing_Space Heating_Natural Gas_Advanced New Construction Designs_A_Technical Potential | F10 | Commercial | WA - Miscellaneous | Existing | Space Heating | Natural Gas | Advanced New Construction Designs | A | Purchases (Incremental) | Technical Potential | 0 | 0 | 0 | 0 | 0 | 0 | 0 | 0 | 0 | 0 | 0 | 0 | 0 | 0 | 0 | 0 | 0 | 0 | 0 | 0 | 0 | 0 | 0 | 0 | 0 | 0 | 0
F11_Commercial_WA - Miscellaneous_Existing_Space Heating_Natural Gas_Advanced New Construction Designs_A_Technical Potential | F11 | Commercial | WA - Miscellaneous | Existing | Space Heating | Natural Gas | Advanced New Construction Designs | A | Purchases (Cumulative) | Technical Potential | 0 | 0 | 0 | 0 | 0 | 0 | 0 | 0 | 0 | 0 | 0 | 0 | 0 | 0 | 0 | 0 | 0 | 0 | 0 | 0 | 0 | 0 | 0 | 0 | 0 | 0 | 0
F1_Commercial_WA - Miscellaneous_Existing_Water Heating_Natural Gas_Advanced New Construction Designs_A_Technical Potential | F1 | Commercial | WA - Miscellaneous | Existing | Water Heating | Natural Gas | Advanced New Construction Designs | A | Integrated Unit Energy Savings (kWh or therms) | Technical Potential | 0 | 0 | 0 | 0 | 0 | 0 | 0 | 0 | 0 | 0 | 0 | 0 | 0 | 0 | 0 | 0 | 0 | 0 | 0 | 0 | 0 | 0 | 0 | 0 | 0 | 0 | 0
F2_Commercial_WA - Miscellaneous_Existing_Water Heating_Natural Gas_Advanced New Construction Designs_A_Technical Potential | F2 | Commercial | WA - Miscellaneous | Existing | Water Heating | Natural Gas | Advanced New Construction Designs | A | Integrated Unit Summer Peak Savings (kW) | Technical Potential | 0 | 0 | 0 | 0 | 0 | 0 | 0 | 0 | 0 | 0 | 0 | 0 | 0 | 0 | 0 | 0 | 0 | 0 | 0 | 0 | 0 | 0 | 0 | 0 | 0 | 0 | 0
F3_Commercial_WA - Miscellaneous_Existing_Water Heating_Natural Gas_Advanced New Construction Designs_A_Technical Potential | F3 | Commercial | WA - Miscellaneous | Existing | Water Heating | Natural Gas | Advanced New Construction Designs | A | Integrated Unit Winter Peak Savings (kW) | Technical Potential | 0 | 0 | 0 | 0 | 0 | 0 | 0 | 0 | 0 | 0 | 0 | 0 | 0 | 0 | 0 | 0 | 0 | 0 | 0 | 0 | 0 | 0 | 0 | 0 | 0 | 0 | 0
F4_Commercial_WA - Miscellaneous_Existing_Water Heating_Natural Gas_Advanced New Construction Designs_A_Technical Potential | F4 | Commercial | WA - Miscellaneous | Existing | Water Heating | Natural Gas | Advanced New Construction Designs | A | Incremental Energy Savings (MWh or mTherms) | Technical Potential | 0 | 0 | 0 | 0 | 0 | 0 | 0 | 0 | 0 | 0 | 0 | 0 | 0 | 0 | 0 | 0 | 0 | 0 | 0 | 0 | 0 | 0 | 0 | 0 | 0 | 0 | 0
F5_Commercial_WA - Miscellaneous_Existing_Water Heating_Natural Gas_Advanced New Construction Designs_A_Technical Potential | F5 | Commercial | WA - Miscellaneous | Existing | Water Heating | Natural Gas | Advanced New Construction Designs | A | Incremental Summer Peak Savings (MW) | Technical Potential | 0 | 0 | 0 | 0 | 0 | 0 | 0 | 0 | 0 | 0 | 0 | 0 | 0 | 0 | 0 | 0 | 0 | 0 | 0 | 0 | 0 | 0 | 0 | 0 | 0 | 0 | 0
F6_Commercial_WA - Miscellaneous_Existing_Water Heating_Natural Gas_Advanced New Construction Designs_A_Technical Potential | F6 | Commercial | WA - Miscellaneous | Existing | Water Heating | Natural Gas | Advanced New Construction Designs | A | Incremental Winter Peak Savings (MW) | Technical Potential | 0 | 0 | 0 | 0 | 0 | 0 | 0 | 0 | 0 | 0 | 0 | 0 | 0 | 0 | 0 | 0 | 0 | 0 | 0 | 0 | 0 | 0 | 0 | 0 | 0 | 0 | 0
F7_Commercial_WA - Miscellaneous_Existing_Water Heating_Natural Gas_Advanced New Construction Designs_A_Technical Potential | F7 | Commercial | WA - Miscellaneous | Existing | Water Heating | Natural Gas | Advanced New Construction Designs | A | Cumulative Energy Savings (MWh or mTherms) | Technical Potential | 0 | 0 | 0 | 0 | 0 | 0 | 0 | 0 | 0 | 0 | 0 | 0 | 0 | 0 | 0 | 0 | 0 | 0 | 0 | 0 | 0 | 0 | 0 | 0 | 0 | 0 | 0
F8_Commercial_WA - Miscellaneous_Existing_Water Heating_Natural Gas_Advanced New Construction Designs_A_Technical Potential | F8 | Commercial | WA - Miscellaneous | Existing | Water Heating | Natural Gas | Advanced New Construction Designs | A | Cumulative Summer Peak Savings (MW) | Technical Potential | 0 | 0 | 0 | 0 | 0 | 0 | 0 | 0 | 0 | 0 | 0 | 0 | 0 | 0 | 0 | 0 | 0 | 0 | 0 | 0 | 0 | 0 | 0 | 0 | 0 | 0 | 0
F9_Commercial_WA - Miscellaneous_Existing_Water Heating_Natural Gas_Advanced New Construction Designs_A_Technical Potential | F9 | Commercial | WA - Miscellaneous | Existing | Water Heating | Natural Gas | Advanced New Construction Designs | A | Cumulative Winter Peak Savings (MW) | Technical Potential | 0 | 0 | 0 | 0 | 0 | 0 | 0 | 0 | 0 | 0 | 0 | 0 | 0 | 0 | 0 | 0 | 0 | 0 | 0 | 0 | 0 | 0 | 0 | 0 | 0 | 0 | 0
F10_Commercial_WA - Miscellaneous_Existing_Water Heating_Natural Gas_Advanced New Construction Designs_A_Technical Potential | F10 | Commercial | WA - Miscellaneous | Existing | Water Heating | Natural Gas | Advanced New Construction Designs | A | Purchases (Incremental) | Technical Potential | 0 | 0 | 0 | 0 | 0 | 0 | 0 | 0 | 0 | 0 | 0 | 0 | 0 | 0 | 0 | 0 | 0 | 0 | 0 | 0 | 0 | 0 | 0 | 0 | 0 | 0 | 0
F11_Commercial_WA - Miscellaneous_Existing_Water Heating_Natural Gas_Advanced New Construction Designs_A_Technical Potential | F11 | Commercial | WA - Miscellaneous | Existing | Water Heating | Natural Gas | Advanced New Construction Designs | A | Purchases (Cumulative) | Technical Potential | 0 | 0 | 0 | 0 | 0 | 0 | 0 | 0 | 0 | 0 | 0 | 0 | 0 | 0 | 0 | 0 | 0 | 0 | 0 | 0 | 0 | 0 | 0 | 0 | 0 | 0 | 0
F1_Commercial_WA - Miscellaneous_Existing_Space Heating_Natural Gas_Strategic Energy Management_A_Technical Potential | F1 | Commercial | WA - Miscellaneous | Existing | Space Heating | Natural Gas | Strategic Energy Management | A | Integrated Unit Energy Savings (kWh or therms) | Technical Potential | 0 | 0 | 0.019572 | 0.019212 | 0.018824 | 0.018413 | 0.017985 | 0.017534 | 0.017064 | 0.016567 | 0.016047 | 0.015509 | 0.014962 | 0.014419 | 0.013886 | 0.013373 | 0.01289 | 0.012448 | 0.012059 | 0.011722 | 0.011417 | 0.01115 | 0.010894 | 0.010687 | 0.010482 | 0.01028 | 0.01008
F2_Commercial_WA - Miscellaneous_Existing_Space Heating_Natural Gas_Strategic Energy Management_A_Technical Potential | F2 | Commercial | WA - Miscellaneous | Existing | Space Heating | Natural Gas | Strategic Energy Management | A | Integrated Unit Summer Peak Savings (kW) | Technical Potential | 0 | 0 | 0 | 0 | 0 | 0 | 0 | 0 | 0 | 0 | 0 | 0 | 0 | 0 | 0 | 0 | 0 | 0 | 0 | 0 | 0 | 0 | 0 | 0 | 0 | 0 | 0
F3_Commercial_WA - Miscellaneous_Existing_Space Heating_Natural Gas_Strategic Energy Management_A_Technical Potential | F3 | Commercial | WA - Miscellaneous | Existing | Space Heating | Natural Gas | Strategic Energy Management | A | Integrated Unit Winter Peak Savings (kW) | Technical Potential | 0 | 0 | 0 | 0 | 0 | 0 | 0 | 0 | 0 | 0 | 0 | 0 | 0 | 0 | 0 | 0 | 0 | 0 | 0 | 0 | 0 | 0 | 0 | 0 | 0 | 0 | 0
F4_Commercial_WA - Miscellaneous_Existing_Space Heating_Natural Gas_Strategic Energy Management_A_Technical Potential | F4 | Commercial | WA - Miscellaneous | Existing | Space Heating | Natural Gas | Strategic Energy Management | A | Incremental Energy Savings (MWh or mTherms) | Technical Potential | 0 | 0 | 0 | 0.66164 | 1.3307 | 1.3016 | 0.65199 | 0 | 2.4831e-16 | 0 | 0 | 0 | 0 | 0 | 0 | 0 | 0 | 0 | 0 | 0 | 0 | 0 | 0 | 0 | 0 | 0 | 0
F5_Commercial_WA - Miscellaneous_Existing_Space Heating_Natural Gas_Strategic Energy Management_A_Technical Potential | F5 | Commercial | WA - Miscellaneous | Existing | Space Heating | Natural Gas | Strategic Energy Management | A | Incremental Summer Peak Savings (MW) | Technical Potential | 0 | 0 | 0 | 0 | 0 | 0 | 0 | 0 | 0 | 0 | 0 | 0 | 0 | 0 | 0 | 0 | 0 | 0 | 0 | 0 | 0 | 0 | 0 | 0 | 0 | 0 | 0
F6_Commercial_WA - Miscellaneous_Existing_Space Heating_Natural Gas_Strategic Energy Management_A_Technical Potential | F6 | Commercial | WA - Miscellaneous | Existing | Space Heating | Natural Gas | Strategic Energy Management | A | Incremental Winter Peak Savings (MW) | Technical Potential | 0 | 0 | 0 | 0 | 0 | 0 | 0 | 0 | 0 | 0 | 0 | 0 | 0 | 0 | 0 | 0 | 0 | 0 | 0 | 0 | 0 | 0 | 0 | 0 | 0 | 0 | 0
F7_Commercial_WA - Miscellaneous_Existing_Space Heating_Natural Gas_Strategic Energy Management_A_Technical Potential | F7 | Commercial | WA - Miscellaneous | Existing | Space Heating | Natural Gas | Strategic Energy Management | A | Cumulative Energy Savings (MWh or mTherms) | Technical Potential | 0 | 0 | 0 | 0.66164 | 1.979 | 3.2374 | 3.8141 | 3.7185 | 3.6187 | 3.5135 | 3.4031 | 3.289 | 3.173 | 3.0579 | 2.9449 | 2.8361 | 2.7337 | 2.64 | 2.5573 | 2.4858 | 2.4212 | 2.3646 | 2.3104 | 2.2664 | 2.223 | 2.1801 | 2.1376
F8_Commercial_WA - Miscellaneous_Existing_Space Heating_Natural Gas_Strategic Energy Management_A_Technical Potential | F8 | Commercial | WA - Miscellaneous | Existing | Space Heating | Natural Gas | Strategic Energy Management | A | Cumulative Summer Peak Savings (MW) | Technical Potential | 0 | 0 | 0 | 0 | 0 | 0 | 0 | 0 | 0 | 0 | 0 | 0 | 0 | 0 | 0 | 0 | 0 | 0 | 0 | 0 | 0 | 0 | 0 | 0 | 0 | 0 | 0
F9_Commercial_WA - Miscellaneous_Existing_Space Heating_Natural Gas_Strategic Energy Management_A_Technical Potential | F9 | Commercial | WA - Miscellaneous | Existing | Space Heating | Natural Gas | Strategic Energy Management | A | Cumulative Winter Peak Savings (MW) | Technical Potential | 0 | 0 | 0 | 0 | 0 | 0 | 0 | 0 | 0 | 0 | 0 | 0 | 0 | 0 | 0 | 0 | 0 | 0 | 0 | 0 | 0 | 0 | 0 | 0 | 0 | 0 | 0
F10_Commercial_WA - Miscellaneous_Existing_Space Heating_Natural Gas_Strategic Energy Management_A_Technical Potential | F10 | Commercial | WA - Miscellaneous | Existing | Space Heating | Natural Gas | Strategic Energy Management | A | Purchases (Incremental) | Technical Potential | 0 | 0 | 0 | 34439.3477 | 70691.2926 | 70691.2926 | 36251.9449 | 0 | 1.4552e-11 | 0 | 0 | 0 | 0 | 0 | 0 | 0 | 0 | 0 | 0 | 0 | 0 | 0 | 0 | 0 | 0 | 0 | 0
F11_Commercial_WA - Miscellaneous_Existing_Space Heating_Natural Gas_Strategic Energy Management_A_Technical Potential | F11 | Commercial | WA - Miscellaneous | Existing | Space Heating | Natural Gas | Strategic Energy Management | A | Purchases (Cumulative) | Technical Potential | 0 | 0 | 0 | 34439.3477 | 105130.6403 | 175821.9329 | 212073.8779 | 212073.8779 | 212073.8779 | 212073.8779 | 212073.8779 | 212073.8779 | 212073.8779 | 212073.8779 | 212073.8779 | 212073.8779 | 212073.8779 | 212073.8779 | 212073.8779 | 212073.8779 | 212073.8779 | 212073.8779 | 212073.8779 | 212073.8779 | 212073.8779 | 212073.8779 | 212073.8779
F1_Commercial_WA - Miscellaneous_Existing_Water Heating_Natural Gas_Strategic Energy Management_A_Technical Potential | F1 | Commercial | WA - Miscellaneous | Existing | Water Heating | Natural Gas | Strategic Energy Management | A | Integrated Unit Energy Savings (kWh or therms) | Technical Potential | 0 | 0 | 0.044368 | 0.042811 | 0.041294 | 0.039856 | 0.038457 | 0.037094 | 0.035732 | 0.034437 | 0.033177 | 0.032007 | 0.031338 | 0.030835 | 0.030649 | 0.030416 | 0.030253 | 0.030144 | 0.030057 | 0.029983 | 0.02994 | 0.029915 | 0.029903 | 0.029894 | 0.029865 | 0.029858 | 0.029854
F2_Commercial_WA - Miscellaneous_Existing_Water Heating_Natural Gas_Strategic Energy Management_A_Technical Potential | F2 | Commercial | WA - Miscellaneous | Existing | Water Heating | Natural Gas | Strategic Energy Management | A | Integrated Unit Summer Peak Savings (kW) | Technical Potential | 0 | 0 | 0 | 0 | 0 | 0 | 0 | 0 | 0 | 0 | 0 | 0 | 0 | 0 | 0 | 0 | 0 | 0 | 0 | 0 | 0 | 0 | 0 | 0 | 0 | 0 | 0
F3_Commercial_WA - Miscellaneous_Existing_Water Heating_Natural Gas_Strategic Energy Management_A_Technical Potential | F3 | Commercial | WA - Miscellaneous | Existing | Water Heating | Natural Gas | Strategic Energy Management | A | Integrated Unit Winter Peak Savings (kW) | Technical Potential | 0 | 0 | 0 | 0 | 0 | 0 | 0 | 0 | 0 | 0 | 0 | 0 | 0 | 0 | 0 | 0 | 0 | 0 | 0 | 0 | 0 | 0 | 0 | 0 | 0 | 0 | 0
F4_Commercial_WA - Miscellaneous_Existing_Water Heating_Natural Gas_Strategic Energy Management_A_Technical Potential | F4 | Commercial | WA - Miscellaneous | Existing | Water Heating | Natural Gas | Strategic Energy Management | A | Incremental Energy Savings (MWh or mTherms) | Technical Potential | 0 | 0 | 0 | 1.0917 | 2.1615 | 2.0862 | 1.0323 | 5.3978e-16 | 0 | 0 | 0 | 0 | 0 | 0 | 0 | 0 | 0 | 0 | 0 | 0 | 0 | 0 | 0 | 0 | 0 | 0 | 0
F5_Commercial_WA - Miscellaneous_Existing_Water Heating_Natural Gas_Strategic Energy Management_A_Technical Potential | F5 | Commercial | WA - Miscellaneous | Existing | Water Heating | Natural Gas | Strategic Energy Management | A | Incremental Summer Peak Savings (MW) | Technical Potential | 0 | 0 | 0 | 0 | 0 | 0 | 0 | 0 | 0 | 0 | 0 | 0 | 0 | 0 | 0 | 0 | 0 | 0 | 0 | 0 | 0 | 0 | 0 | 0 | 0 | 0 | 0
F6_Commercial_WA - Miscellaneous_Existing_Water Heating_Natural Gas_Strategic Energy Management_A_Technical Potential | F6 | Commercial | WA - Miscellaneous | Existing | Water Heating | Natural Gas | Strategic Energy Management | A | Incremental Winter Peak Savings (MW) | Technical Potential | 0 | 0 | 0 | 0 | 0 | 0 | 0 | 0 | 0 | 0 | 0 | 0 | 0 | 0 | 0 | 0 | 0 | 0 | 0 | 0 | 0 | 0 | 0 | 0 | 0 | 0 | 0
F7_Commercial_WA - Miscellaneous_Existing_Water Heating_Natural Gas_Strategic Energy Management_A_Technical Potential | F7 | Commercial | WA - Miscellaneous | Existing | Water Heating | Natural Gas | Strategic Energy Management | A | Cumulative Energy Savings (MWh or mTherms) | Technical Potential | 0 | 0 | 0 | 1.0917 | 3.2145 | 5.1887 | 6.0388 | 5.8247 | 5.6109 | 5.4076 | 5.2096 | 5.026 | 4.921 | 4.842 | 4.8127 | 4.7762 | 4.7506 | 4.7335 | 4.7199 | 4.7082 | 4.7014 | 4.6975 | 4.6957 | 4.6942 | 4.6896 | 4.6886 | 4.6878
F8_Commercial_WA - Miscellaneous_Existing_Water Heating_Natural Gas_Strategic Energy Management_A_Technical Potential | F8 | Commercial | WA - Miscellaneous | Existing | Water Heating | Natural Gas | Strategic Energy Management | A | Cumulative Summer Peak Savings (MW) | Technical Potential | 0 | 0 | 0 | 0 | 0 | 0 | 0 | 0 | 0 | 0 | 0 | 0 | 0 | 0 | 0 | 0 | 0 | 0 | 0 | 0 | 0 | 0 | 0 | 0 | 0 | 0 | 0
F9_Commercial_WA - Miscellaneous_Existing_Water Heating_Natural Gas_Strategic Energy Management_A_Technical Potential | F9 | Commercial | WA - Miscellaneous | Existing | Water Heating | Natural Gas | Strategic Energy Management | A | Cumulative Winter Peak Savings (MW) | Technical Potential | 0 | 0 | 0 | 0 | 0 | 0 | 0 | 0 | 0 | 0 | 0 | 0 | 0 | 0 | 0 | 0 | 0 | 0 | 0 | 0 | 0 | 0 | 0 | 0 | 0 | 0 | 0
F10_Commercial_WA - Miscellaneous_Existing_Water Heating_Natural Gas_Strategic Energy Management_A_Technical Potential | F10 | Commercial | WA - Miscellaneous | Existing | Water Heating | Natural Gas | Strategic Energy Management | A | Purchases (Incremental) | Technical Potential | 0 | 0 | 0 | 25500.2934 | 52342.7074 | 52342.7074 | 26842.4141 | 1.4552e-11 | 0 | 0 | 0 | 0 | 0 | 0 | 0 | 0 | 0 | 0 | 0 | 0 | 0 | 0 | 0 | 0 | 0 | 0 | 0
F11_Commercial_WA - Miscellaneous_Existing_Water Heating_Natural Gas_Strategic Energy Management_A_Technical Potential | F11 | Commercial | WA - Miscellaneous | Existing | Water Heating | Natural Gas | Strategic Energy Management | A | Purchases (Cumulative) | Technical Potential | 0 | 0 | 0 | 25500.2934 | 77843.0008 | 130185.7082 | 157028.1223 | 157028.1223 | 157028.1223 | 157028.1223 | 157028.1223 | 157028.1223 | 157028.1223 | 157028.1223 | 157028.1223 | 157028.1223 | 157028.1223 | 157028.1223 | 157028.1223 | 157028.1223 | 157028.1223 | 157028.1223 | 157028.1223 | 157028.1223 | 157028.1223 | 157028.1223 | 157028.1223
F1_Commercial_WA - Miscellaneous_Existing_Space Heating_Natural Gas_Retrocommissioning_A_Technical Potential | F1 | Commercial | WA - Miscellaneous | Existing | Space Heating | Natural Gas | Retrocommissioning | A | Integrated Unit Energy Savings (kWh or therms) | Technical Potential | 0 | 0 | 0.024033 | 0.023584 | 0.023096 | 0.02258 | 0.022049 | 0.021496 | 0.020919 | 0.02031 | 0.019673 | 0.019013 | 0.018342 | 0.017677 | 0.017024 | 0.016395 | 0.015803 | 0.015261 | 0.014783 | 0.01437 | 0.013996 | 0.013669 | 0.013356 | 0.013102 | 0.01285 | 0.012603 | 0.012357
F2_Commercial_WA - Miscellaneous_Existing_Space Heating_Natural Gas_Retrocommissioning_A_Technical Potential | F2 | Commercial | WA - Miscellaneous | Existing | Space Heating | Natural Gas | Retrocommissioning | A | Integrated Unit Summer Peak Savings (kW) | Technical Potential | 0 | 0 | 0 | 0 | 0 | 0 | 0 | 0 | 0 | 0 | 0 | 0 | 0 | 0 | 0 | 0 | 0 | 0 | 0 | 0 | 0 | 0 | 0 | 0 | 0 | 0 | 0
F3_Commercial_WA - Miscellaneous_Existing_Space Heating_Natural Gas_Retrocommissioning_A_Technical Potential | F3 | Commercial | WA - Miscellaneous | Existing | Space Heating | Natural Gas | Retrocommissioning | A | Integrated Unit Winter Peak Savings (kW) | Technical Potential | 0 | 0 | 0 | 0 | 0 | 0 | 0 | 0 | 0 | 0 | 0 | 0 | 0 | 0 | 0 | 0 | 0 | 0 | 0 | 0 | 0 | 0 | 0 | 0 | 0 | 0 | 0
F4_Commercial_WA - Miscellaneous_Existing_Space Heating_Natural Gas_Retrocommissioning_A_Technical Potential | F4 | Commercial | WA - Miscellaneous | Existing | Space Heating | Natural Gas | Retrocommissioning | A | Incremental Energy Savings (MWh or mTherms) | Technical Potential | 0 | 0 | 0 | 1.5284 | 3.0723 | 3.0036 | 1.5041 | 0 | 6.0883e-16 | 0 | 0 | 0 | 0 | 0 | 0 | 0 | 0 | 0 | 0 | 0 | 0 | 0 | 0 | 0 | 0 | 0 | 0
F5_Commercial_WA - Miscellaneous_Existing_Space Heating_Natural Gas_Retrocommissioning_A_Technical Potential | F5 | Commercial | WA - Miscellaneous | Existing | Space Heating | Natural Gas | Retrocommissioning | A | Incremental Summer Peak Savings (MW) | Technical Potential | 0 | 0 | 0 | 0 | 0 | 0 | 0 | 0 | 0 | 0 | 0 | 0 | 0 | 0 | 0 | 0 | 0 | 0 | 0 | 0 | 0 | 0 | 0 | 0 | 0 | 0 | 0
F6_Commercial_WA - Miscellaneous_Existing_Space Heating_Natural Gas_Retrocommissioning_A_Technical Potential | F6 | Commercial | WA - Miscellaneous | Existing | Space Heating | Natural Gas | Retrocommissioning | A | Incremental Winter Peak Savings (MW) | Technical Potential | 0 | 0 | 0 | 0 | 0 | 0 | 0 | 0 | 0 | 0 | 0 | 0 | 0 | 0 | 0 | 0 | 0 | 0 | 0 | 0 | 0 | 0 | 0 | 0 | 0 | 0 | 0
F7_Commercial_WA - Miscellaneous_Existing_Space Heating_Natural Gas_Retrocommissioning_A_Technical Potential | F7 | Commercial | WA - Miscellaneous | Existing | Space Heating | Natural Gas | Retrocommissioning | A | Cumulative Energy Savings (MWh or mTherms) | Technical Potential | 0 | 0 | 0 | 1.5284 | 4.569 | 7.4704 | 8.7988 | 8.5782 | 8.3481 | 8.1052 | 7.8507 | 7.5875 | 7.3198 | 7.0543 | 6.7936 | 6.5425 | 6.3064 | 6.0902 | 5.8995 | 5.7345 | 5.5854 | 5.4548 | 5.3299 | 5.2284 | 5.1281 | 5.0292 | 4.9313
F8_Commercial_WA - Miscellaneous_Existing_Space Heating_Natural Gas_Retrocommissioning_A_Technical Potential | F8 | Commercial | WA - Miscellaneous | Existing | Space Heating | Natural Gas | Retrocommissioning | A | Cumulative Summer Peak Savings (MW) | Technical Potential | 0 | 0 | 0 | 0 | 0 | 0 | 0 | 0 | 0 | 0 | 0 | 0 | 0 | 0 | 0 | 0 | 0 | 0 | 0 | 0 | 0 | 0 | 0 | 0 | 0 | 0 | 0
F9_Commercial_WA - Miscellaneous_Existing_Space Heating_Natural Gas_Retrocommissioning_A_Technical Potential | F9 | Commercial | WA - Miscellaneous | Existing | Space Heating | Natural Gas | Retrocommissioning | A | Cumulative Winter Peak Savings (MW) | Technical Potential | 0 | 0 | 0 | 0 | 0 | 0 | 0 | 0 | 0 | 0 | 0 | 0 | 0 | 0 | 0 | 0 | 0 | 0 | 0 | 0 | 0 | 0 | 0 | 0 | 0 | 0 | 0
F10_Commercial_WA - Miscellaneous_Existing_Space Heating_Natural Gas_Retrocommissioning_A_Technical Potential | F10 | Commercial | WA - Miscellaneous | Existing | Space Heating | Natural Gas | Retrocommissioning | A | Purchases (Incremental) | Technical Potential | 0 | 0 | 0 | 64805.2241 | 133021.2496 | 133021.2496 | 68216.0254 | 0 | 2.9104e-11 | 0 | 0 | 0 | 0 | 0 | 0 | 0 | 0 | 0 | 0 | 0 | 0 | 0 | 0 | 0 | 0 | 0 | 0
F11_Commercial_WA - Miscellaneous_Existing_Space Heating_Natural Gas_Retrocommissioning_A_Technical Potential | F11 | Commercial | WA - Miscellaneous | Existing | Space Heating | Natural Gas | Retrocommissioning | A | Purchases (Cumulative) | Technical Potential | 0 | 0 | 0 | 64805.2241 | 197826.4737 | 330847.7232 | 399063.7487 | 399063.7487 | 399063.7487 | 399063.7487 | 399063.7487 | 399063.7487 | 399063.7487 | 399063.7487 | 399063.7487 | 399063.7487 | 399063.7487 | 399063.7487 | 399063.7487 | 399063.7487 | 399063.7487 | 399063.7487 | 399063.7487 | 399063.7487 | 399063.7487 | 399063.7487 | 399063.7487
F1_Commercial_WA - Miscellaneous_Existing_Water Heating_Natural Gas_Retrocommissioning_A_Technical Potential | F1 | Commercial | WA - Miscellaneous | Existing | Water Heating | Natural Gas | Retrocommissioning | A | Integrated Unit Energy Savings (kWh or therms) | Technical Potential | 0 | 0 | 0.05448 | 0.052541 | 0.050627 | 0.048813 | 0.047074 | 0.045405 | 0.043738 | 0.042154 | 0.04061 | 0.039179 | 0.03836 | 0.037744 | 0.037516 | 0.037232 | 0.037032 | 0.036899 | 0.036792 | 0.036701 | 0.036648 | 0.036618 | 0.036604 | 0.036592 | 0.036556 | 0.036549 | 0.036543
F2_Commercial_WA - Miscellaneous_Existing_Water Heating_Natural Gas_Retrocommissioning_A_Technical Potential | F2 | Commercial | WA - Miscellaneous | Existing | Water Heating | Natural Gas | Retrocommissioning | A | Integrated Unit Summer Peak Savings (kW) | Technical Potential | 0 | 0 | 0 | 0 | 0 | 0 | 0 | 0 | 0 | 0 | 0 | 0 | 0 | 0 | 0 | 0 | 0 | 0 | 0 | 0 | 0 | 0 | 0 | 0 | 0 | 0 | 0
F3_Commercial_WA - Miscellaneous_Existing_Water Heating_Natural Gas_Retrocommissioning_A_Technical Potential | F3 | Commercial | WA - Miscellaneous | Existing | Water Heating | Natural Gas | Retrocommissioning | A | Integrated Unit Winter Peak Savings (kW) | Technical Potential | 0 | 0 | 0 | 0 | 0 | 0 | 0 | 0 | 0 | 0 | 0 | 0 | 0 | 0 | 0 | 0 | 0 | 0 | 0 | 0 | 0 | 0 | 0 | 0 | 0 | 0 | 0
F4_Commercial_WA - Miscellaneous_Existing_Water Heating_Natural Gas_Retrocommissioning_A_Technical Potential | F4 | Commercial | WA - Miscellaneous | Existing | Water Heating | Natural Gas | Retrocommissioning | A | Incremental Energy Savings (MWh or mTherms) | Technical Potential | 0 | 0 | 0 | 2.5211 | 4.9865 | 4.8078 | 2.3777 | 6.6073e-16 | 0 | 0 | 0 | 0 | 0 | 0 | 0 | 0 | 0 | 0 | 0 | 0 | 0 | 0 | 0 | 0 | 0 | 0 | 0
F5_Commercial_WA - Miscellaneous_Existing_Water Heating_Natural Gas_Retrocommissioning_A_Technical Potential | F5 | Commercial | WA - Miscellaneous | Existing | Water Heating | Natural Gas | Retrocommissioning | A | Incremental Summer Peak Savings (MW) | Technical Potential | 0 | 0 | 0 | 0 | 0 | 0 | 0 | 0 | 0 | 0 | 0 | 0 | 0 | 0 | 0 | 0 | 0 | 0 | 0 | 0 | 0 | 0 | 0 | 0 | 0 | 0 | 0
F6_Commercial_WA - Miscellaneous_Existing_Water Heating_Natural Gas_Retrocommissioning_A_Technical Potential | F6 | Commercial | WA - Miscellaneous | Existing | Water Heating | Natural Gas | Retrocommissioning | A | Incremental Winter Peak Savings (MW) | Technical Potential | 0 | 0 | 0 | 0 | 0 | 0 | 0 | 0 | 0 | 0 | 0 | 0 | 0 | 0 | 0 | 0 | 0 | 0 | 0 | 0 | 0 | 0 | 0 | 0 | 0 | 0 | 0
F7_Commercial_WA - Miscellaneous_Existing_Water Heating_Natural Gas_Retrocommissioning_A_Technical Potential | F7 | Commercial | WA - Miscellaneous | Existing | Water Heating | Natural Gas | Retrocommissioning | A | Cumulative Energy Savings (MWh or mTherms) | Technical Potential | 0 | 0 | 0 | 2.5211 | 7.4158 | 11.9579 | 13.9095 | 13.4165 | 12.9239 | 12.4557 | 11.9997 | 11.5767 | 11.3348 | 11.1528 | 11.0855 | 11.0014 | 10.9423 | 10.903 | 10.8715 | 10.8446 | 10.829 | 10.8201 | 10.8158 | 10.8124 | 10.8018 | 10.7996 | 10.7978
F8_Commercial_WA - Miscellaneous_Existing_Water Heating_Natural Gas_Retrocommissioning_A_Technical Potential | F8 | Commercial | WA - Miscellaneous | Existing | Water Heating | Natural Gas | Retrocommissioning | A | Cumulative Summer Peak Savings (MW) | Technical Potential | 0 | 0 | 0 | 0 | 0 | 0 | 0 | 0 | 0 | 0 | 0 | 0 | 0 | 0 | 0 | 0 | 0 | 0 | 0 | 0 | 0 | 0 | 0 | 0 | 0 | 0 | 0
F9_Commercial_WA - Miscellaneous_Existing_Water Heating_Natural Gas_Retrocommissioning_A_Technical Potential | F9 | Commercial | WA - Miscellaneous | Existing | Water Heating | Natural Gas | Retrocommissioning | A | Cumulative Winter Peak Savings (MW) | Technical Potential | 0 | 0 | 0 | 0 | 0 | 0 | 0 | 0 | 0 | 0 | 0 | 0 | 0 | 0 | 0 | 0 | 0 | 0 | 0 | 0 | 0 | 0 | 0 | 0 | 0 | 0 | 0
F10_Commercial_WA - Miscellaneous_Existing_Water Heating_Natural Gas_Retrocommissioning_A_Technical Potential | F10 | Commercial | WA - Miscellaneous | Existing | Water Heating | Natural Gas | Retrocommissioning | A | Purchases (Incremental) | Technical Potential | 0 | 0 | 0 | 47984.423 | 98494.3419 | 98494.3419 | 50509.9189 | 1.4552e-11 | 0 | 0 | 0 | 0 | 0 | 0 | 0 | 0 | 0 | 0 | 0 | 0 | 0 | 0 | 0 | 0 | 0 | 0 | 0
F11_Commercial_WA - Miscellaneous_Existing_Water Heating_Natural Gas_Retrocommissioning_A_Technical Potential | F11 | Commercial | WA - Miscellaneous | Existing | Water Heating | Natural Gas | Retrocommissioning | A | Purchases (Cumulative) | Technical Potential | 0 | 0 | 0 | 47984.423 | 146478.7649 | 244973.1068 | 295483.0258 | 295483.0258 | 295483.0258 | 295483.0258 | 295483.0258 | 295483.0258 | 295483.0258 | 295483.0258 | 295483.0258 | 295483.0258 | 295483.0258 | 295483.0258 | 295483.0258 | 295483.0258 | 295483.0258 | 295483.0258 | 295483.0258 | 295483.0258 | 295483.0258 | 295483.0258 | 295483.0258
F1_Commercial_WA - Miscellaneous_New_Space Heating_Natural Gas_Insulation - Ceiling_A_Technical Potential | F1 | Commercial | WA - Miscellaneous | New | Space Heating | Natural Gas | Insulation - Ceiling | A | Integrated Unit Energy Savings (kWh or therms) | Technical Potential | 0 | 0 | 0 | 0 | 0 | 0 | 0 | 0 | 0 | 0 | 0 | 0 | 0 | 0 | 0 | 0 | 0 | 0 | 0 | 0 | 0 | 0 | 0 | 0 | 0 | 0 | 0
F2_Commercial_WA - Miscellaneous_New_Space Heating_Natural Gas_Insulation - Ceiling_A_Technical Potential | F2 | Commercial | WA - Miscellaneous | New | Space Heating | Natural Gas | Insulation - Ceiling | A | Integrated Unit Summer Peak Savings (kW) | Technical Potential | 0 | 0 | 0 | 0 | 0 | 0 | 0 | 0 | 0 | 0 | 0 | 0 | 0 | 0 | 0 | 0 | 0 | 0 | 0 | 0 | 0 | 0 | 0 | 0 | 0 | 0 | 0
F3_Commercial_WA - Miscellaneous_New_Space Heating_Natural Gas_Insulation - Ceiling_A_Technical Potential | F3 | Commercial | WA - Miscellaneous | New | Space Heating | Natural Gas | Insulation - Ceiling | A | Integrated Unit Winter Peak Savings (kW) | Technical Potential | 0 | 0 | 0 | 0 | 0 | 0 | 0 | 0 | 0 | 0 | 0 | 0 | 0 | 0 | 0 | 0 | 0 | 0 | 0 | 0 | 0 | 0 | 0 | 0 | 0 | 0 | 0
F4_Commercial_WA - Miscellaneous_New_Space Heating_Natural Gas_Insulation - Ceiling_A_Technical Potential | F4 | Commercial | WA - Miscellaneous | New | Space Heating | Natural Gas | Insulation - Ceiling | A | Incremental Energy Savings (MWh or mTherms) | Technical Potential | 0 | 0 | 0 | 0 | 0 | 0 | 0 | 0 | 0 | 0 | 0 | 0 | 0 | 0 | 0 | 0 | 0 | 0 | 0 | 0 | 0 | 0 | 0 | 0 | 0 | 0 | 0
F5_Commercial_WA - Miscellaneous_New_Space Heating_Natural Gas_Insulation - Ceiling_A_Technical Potential | F5 | Commercial | WA - Miscellaneous | New | Space Heating | Natural Gas | Insulation - Ceiling | A | Incremental Summer Peak Savings (MW) | Technical Potential | 0 | 0 | 0 | 0 | 0 | 0 | 0 | 0 | 0 | 0 | 0 | 0 | 0 | 0 | 0 | 0 | 0 | 0 | 0 | 0 | 0 | 0 | 0 | 0 | 0 | 0 | 0
F6_Commercial_WA - Miscellaneous_New_Space Heating_Natural Gas_Insulation - Ceiling_A_Technical Potential | F6 | Commercial | WA - Miscellaneous | New | Space Heating | Natural Gas | Insulation - Ceiling | A | Incremental Winter Peak Savings (MW) | Technical Potential | 0 | 0 | 0 | 0 | 0 | 0 | 0 | 0 | 0 | 0 | 0 | 0 | 0 | 0 | 0 | 0 | 0 | 0 | 0 | 0 | 0 | 0 | 0 | 0 | 0 | 0 | 0
F7_Commercial_WA - Miscellaneous_New_Space Heating_Natural Gas_Insulation - Ceiling_A_Technical Potential | F7 | Commercial | WA - Miscellaneous | New | Space Heating | Natural Gas | Insulation - Ceiling | A | Cumulative Energy Savings (MWh or mTherms) | Technical Potential | 0 | 0 | 0 | 0 | 0 | 0 | 0 | 0 | 0 | 0 | 0 | 0 | 0 | 0 | 0 | 0 | 0 | 0 | 0 | 0 | 0 | 0 | 0 | 0 | 0 | 0 | 0
F8_Commercial_WA - Miscellaneous_New_Space Heating_Natural Gas_Insulation - Ceiling_A_Technical Potential | F8 | Commercial | WA - Miscellaneous | New | Space Heating | Natural Gas | Insulation - Ceiling | A | Cumulative Summer Peak Savings (MW) | Technical Potential | 0 | 0 | 0 | 0 | 0 | 0 | 0 | 0 | 0 | 0 | 0 | 0 | 0 | 0 | 0 | 0 | 0 | 0 | 0 | 0 | 0 | 0 | 0 | 0 | 0 | 0 | 0
F9_Commercial_WA - Miscellaneous_New_Space Heating_Natural Gas_Insulation - Ceiling_A_Technical Potential | F9 | Commercial | WA - Miscellaneous | New | Space Heating | Natural Gas | Insulation - Ceiling | A | Cumulative Winter Peak Savings (MW) | Technical Potential | 0 | 0 | 0 | 0 | 0 | 0 | 0 | 0 | 0 | 0 | 0 | 0 | 0 | 0 | 0 | 0 | 0 | 0 | 0 | 0 | 0 | 0 | 0 | 0 | 0 | 0 | 0
F10_Commercial_WA - Miscellaneous_New_Space Heating_Natural Gas_Insulation - Ceiling_A_Technical Potential | F10 | Commercial | WA - Miscellaneous | New | Space Heating | Natural Gas | Insulation - Ceiling | A | Purchases (Incremental) | Technical Potential | 0 | 0 | 0 | 0 | 0 | 0 | 0 | 0 | 0 | 0 | 0 | 0 | 0 | 0 | 0 | 0 | 0 | 0 | 0 | 0 | 0 | 0 | 0 | 0 | 0 | 0 | 0
F11_Commercial_WA - Miscellaneous_New_Space Heating_Natural Gas_Insulation - Ceiling_A_Technical Potential | F11 | Commercial | WA - Miscellaneous | New | Space Heating | Natural Gas | Insulation - Ceiling | A | Purchases (Cumulative) | Technical Potential | 0 | 0 | 0 | 0 | 0 | 0 | 0 | 0 | 0 | 0 | 0 | 0 | 0 | 0 | 0 | 0 | 0 | 0 | 0 | 0 | 0 | 0 | 0 | 0 | 0 | 0 | 0
F1_Commercial_WA - Miscellaneous_New_Space Heating_Natural Gas_Insulation - Ducting_A_Technical Potential | F1 | Commercial | WA - Miscellaneous | New | Space Heating | Natural Gas | Insulation - Ducting | A | Integrated Unit Energy Savings (kWh or therms) | Technical Potential | 0 | 0 | 0 | 0 | 0 | 0 | 0 | 0 | 0 | 0 | 0 | 0 | 0 | 0 | 0 | 0 | 0 | 0 | 0 | 0 | 0 | 0 | 0 | 0 | 0 | 0 | 0
F2_Commercial_WA - Miscellaneous_New_Space Heating_Natural Gas_Insulation - Ducting_A_Technical Potential | F2 | Commercial | WA - Miscellaneous | New | Space Heating | Natural Gas | Insulation - Ducting | A | Integrated Unit Summer Peak Savings (kW) | Technical Potential | 0 | 0 | 0 | 0 | 0 | 0 | 0 | 0 | 0 | 0 | 0 | 0 | 0 | 0 | 0 | 0 | 0 | 0 | 0 | 0 | 0 | 0 | 0 | 0 | 0 | 0 | 0
F3_Commercial_WA - Miscellaneous_New_Space Heating_Natural Gas_Insulation - Ducting_A_Technical Potential | F3 | Commercial | WA - Miscellaneous | New | Space Heating | Natural Gas | Insulation - Ducting | A | Integrated Unit Winter Peak Savings (kW) | Technical Potential | 0 | 0 | 0 | 0 | 0 | 0 | 0 | 0 | 0 | 0 | 0 | 0 | 0 | 0 | 0 | 0 | 0 | 0 | 0 | 0 | 0 | 0 | 0 | 0 | 0 | 0 | 0
F4_Commercial_WA - Miscellaneous_New_Space Heating_Natural Gas_Insulation - Ducting_A_Technical Potential | F4 | Commercial | WA - Miscellaneous | New | Space Heating | Natural Gas | Insulation - Ducting | A | Incremental Energy Savings (MWh or mTherms) | Technical Potential | 0 | 0 | 0 | 0 | 0 | 0 | 0 | 0 | 0 | 0 | 0 | 0 | 0 | 0 | 0 | 0 | 0 | 0 | 0 | 0 | 0 | 0 | 0 | 0 | 0 | 0 | 0
F5_Commercial_WA - Miscellaneous_New_Space Heating_Natural Gas_Insulation - Ducting_A_Technical Potential | F5 | Commercial | WA - Miscellaneous | New | Space Heating | Natural Gas | Insulation - Ducting | A | Incremental Summer Peak Savings (MW) | Technical Potential | 0 | 0 | 0 | 0 | 0 | 0 | 0 | 0 | 0 | 0 | 0 | 0 | 0 | 0 | 0 | 0 | 0 | 0 | 0 | 0 | 0 | 0 | 0 | 0 | 0 | 0 | 0
F6_Commercial_WA - Miscellaneous_New_Space Heating_Natural Gas_Insulation - Ducting_A_Technical Potential | F6 | Commercial | WA - Miscellaneous | New | Space Heating | Natural Gas | Insulation - Ducting | A | Incremental Winter Peak Savings (MW) | Technical Potential | 0 | 0 | 0 | 0 | 0 | 0 | 0 | 0 | 0 | 0 | 0 | 0 | 0 | 0 | 0 | 0 | 0 | 0 | 0 | 0 | 0 | 0 | 0 | 0 | 0 | 0 | 0
F7_Commercial_WA - Miscellaneous_New_Space Heating_Natural Gas_Insulation - Ducting_A_Technical Potential | F7 | Commercial | WA - Miscellaneous | New | Space Heating | Natural Gas | Insulation - Ducting | A | Cumulative Energy Savings (MWh or mTherms) | Technical Potential | 0 | 0 | 0 | 0 | 0 | 0 | 0 | 0 | 0 | 0 | 0 | 0 | 0 | 0 | 0 | 0 | 0 | 0 | 0 | 0 | 0 | 0 | 0 | 0 | 0 | 0 | 0
F8_Commercial_WA - Miscellaneous_New_Space Heating_Natural Gas_Insulation - Ducting_A_Technical Potential | F8 | Commercial | WA - Miscellaneous | New | Space Heating | Natural Gas | Insulation - Ducting | A | Cumulative Summer Peak Savings (MW) | Technical Potential | 0 | 0 | 0 | 0 | 0 | 0 | 0 | 0 | 0 | 0 | 0 | 0 | 0 | 0 | 0 | 0 | 0 | 0 | 0 | 0 | 0 | 0 | 0 | 0 | 0 | 0 | 0
F9_Commercial_WA - Miscellaneous_New_Space Heating_Natural Gas_Insulation - Ducting_A_Technical Potential | F9 | Commercial | WA - Miscellaneous | New | Space Heating | Natural Gas | Insulation - Ducting | A | Cumulative Winter Peak Savings (MW) | Technical Potential | 0 | 0 | 0 | 0 | 0 | 0 | 0 | 0 | 0 | 0 | 0 | 0 | 0 | 0 | 0 | 0 | 0 | 0 | 0 | 0 | 0 | 0 | 0 | 0 | 0 | 0 | 0
F10_Commercial_WA - Miscellaneous_New_Space Heating_Natural Gas_Insulation - Ducting_A_Technical Potential | F10 | Commercial | WA - Miscellaneous | New | Space Heating | Natural Gas | Insulation - Ducting | A | Purchases (Incremental) | Technical Potential | 0 | 0 | 0 | 0 | 0 | 0 | 0 | 0 | 0 | 0 | 0 | 0 | 0 | 0 | 0 | 0 | 0 | 0 | 0 | 0 | 0 | 0 | 0 | 0 | 0 | 0 | 0
F11_Commercial_WA - Miscellaneous_New_Space Heating_Natural Gas_Insulation - Ducting_A_Technical Potential | F11 | Commercial | WA - Miscellaneous | New | Space Heating | Natural Gas | Insulation - Ducting | A | Purchases (Cumulative) | Technical Potential | 0 | 0 | 0 | 0 | 0 | 0 | 0 | 0 | 0 | 0 | 0 | 0 | 0 | 0 | 0 | 0 | 0 | 0 | 0 | 0 | 0 | 0 | 0 | 0 | 0 | 0 | 0
F1_Commercial_WA - Miscellaneous_New_Space Heating_Natural Gas_Insulation - Wall Cavity_A_Technical Potential | F1 | Commercial | WA - Miscellaneous | New | Space Heating | Natural Gas | Insulation - Wall Cavity | A | Integrated Unit Energy Savings (kWh or therms) | Technical Potential | 0 | 0 | 0 | 0 | 0 | 0 | 0 | 0 | 0 | 0 | 0 | 0 | 0 | 0 | 0 | 0 | 0 | 0 | 0 | 0 | 0 | 0 | 0 | 0 | 0 | 0 | 0
F2_Commercial_WA - Miscellaneous_New_Space Heating_Natural Gas_Insulation - Wall Cavity_A_Technical Potential | F2 | Commercial | WA - Miscellaneous | New | Space Heating | Natural Gas | Insulation - Wall Cavity | A | Integrated Unit Summer Peak Savings (kW) | Technical Potential | 0 | 0 | 0 | 0 | 0 | 0 | 0 | 0 | 0 | 0 | 0 | 0 | 0 | 0 | 0 | 0 | 0 | 0 | 0 | 0 | 0 | 0 | 0 | 0 | 0 | 0 | 0
F3_Commercial_WA - Miscellaneous_New_Space Heating_Natural Gas_Insulation - Wall Cavity_A_Technical Potential | F3 | Commercial | WA - Miscellaneous | New | Space Heating | Natural Gas | Insulation - Wall Cavity | A | Integrated Unit Winter Peak Savings (kW) | Technical Potential | 0 | 0 | 0 | 0 | 0 | 0 | 0 | 0 | 0 | 0 | 0 | 0 | 0 | 0 | 0 | 0 | 0 | 0 | 0 | 0 | 0 | 0 | 0 | 0 | 0 | 0 | 0
F4_Commercial_WA - Miscellaneous_New_Space Heating_Natural Gas_Insulation - Wall Cavity_A_Technical Potential | F4 | Commercial | WA - Miscellaneous | New | Space Heating | Natural Gas | Insulation - Wall Cavity | A | Incremental Energy Savings (MWh or mTherms) | Technical Potential | 0 | 0 | 0 | 0 | 0 | 0 | 0 | 0 | 0 | 0 | 0 | 0 | 0 | 0 | 0 | 0 | 0 | 0 | 0 | 0 | 0 | 0 | 0 | 0 | 0 | 0 | 0
F5_Commercial_WA - Miscellaneous_New_Space Heating_Natural Gas_Insulation - Wall Cavity_A_Technical Potential | F5 | Commercial | WA - Miscellaneous | New | Space Heating | Natural Gas | Insulation - Wall Cavity | A | Incremental Summer Peak Savings (MW) | Technical Potential | 0 | 0 | 0 | 0 | 0 | 0 | 0 | 0 | 0 | 0 | 0 | 0 | 0 | 0 | 0 | 0 | 0 | 0 | 0 | 0 | 0 | 0 | 0 | 0 | 0 | 0 | 0
F6_Commercial_WA - Miscellaneous_New_Space Heating_Natural Gas_Insulation - Wall Cavity_A_Technical Potential | F6 | Commercial | WA - Miscellaneous | New | Space Heating | Natural Gas | Insulation - Wall Cavity | A | Incremental Winter Peak Savings (MW) | Technical Potential | 0 | 0 | 0 | 0 | 0 | 0 | 0 | 0 | 0 | 0 | 0 | 0 | 0 | 0 | 0 | 0 | 0 | 0 | 0 | 0 | 0 | 0 | 0 | 0 | 0 | 0 | 0
F7_Commercial_WA - Miscellaneous_New_Space Heating_Natural Gas_Insulation - Wall Cavity_A_Technical Potential | F7 | Commercial | WA - Miscellaneous | New | Space Heating | Natural Gas | Insulation - Wall Cavity | A | Cumulative Energy Savings (MWh or mTherms) | Technical Potential | 0 | 0 | 0 | 0 | 0 | 0 | 0 | 0 | 0 | 0 | 0 | 0 | 0 | 0 | 0 | 0 | 0 | 0 | 0 | 0 | 0 | 0 | 0 | 0 | 0 | 0 | 0
F8_Commercial_WA - Miscellaneous_New_Space Heating_Natural Gas_Insulation - Wall Cavity_A_Technical Potential | F8 | Commercial | WA - Miscellaneous | New | Space Heating | Natural Gas | Insulation - Wall Cavity | A | Cumulative Summer Peak Savings (MW) | Technical Potential | 0 | 0 | 0 | 0 | 0 | 0 | 0 | 0 | 0 | 0 | 0 | 0 | 0 | 0 | 0 | 0 | 0 | 0 | 0 | 0 | 0 | 0 | 0 | 0 | 0 | 0 | 0
F9_Commercial_WA - Miscellaneous_New_Space Heating_Natural Gas_Insulation - Wall Cavity_A_Technical Potential | F9 | Commercial | WA - Miscellaneous | New | Space Heating | Natural Gas | Insulation - Wall Cavity | A | Cumulative Winter Peak Savings (MW) | Technical Potential | 0 | 0 | 0 | 0 | 0 | 0 | 0 | 0 | 0 | 0 | 0 | 0 | 0 | 0 | 0 | 0 | 0 | 0 | 0 | 0 | 0 | 0 | 0 | 0 | 0 | 0 | 0
F10_Commercial_WA - Miscellaneous_New_Space Heating_Natural Gas_Insulation - Wall Cavity_A_Technical Potential | F10 | Commercial | WA - Miscellaneous | New | Space Heating | Natural Gas | Insulation - Wall Cavity | A | Purchases (Incremental) | Technical Potential | 0 | 0 | 0 | 0 | 0 | 0 | 0 | 0 | 0 | 0 | 0 | 0 | 0 | 0 | 0 | 0 | 0 | 0 | 0 | 0 | 0 | 0 | 0 | 0 | 0 | 0 | 0
F11_Commercial_WA - Miscellaneous_New_Space Heating_Natural Gas_Insulation - Wall Cavity_A_Technical Potential | F11 | Commercial | WA - Miscellaneous | New | Space Heating | Natural Gas | Insulation - Wall Cavity | A | Purchases (Cumulative) | Technical Potential | 0 | 0 | 0 | 0 | 0 | 0 | 0 | 0 | 0 | 0 | 0 | 0 | 0 | 0 | 0 | 0 | 0 | 0 | 0 | 0 | 0 | 0 | 0 | 0 | 0 | 0 | 0
F1_Commercial_WA - Miscellaneous_New_Space Heating_Natural Gas_Green Roof - Vegetated Rooftop_A_Technical Potential | F1 | Commercial | WA - Miscellaneous | New | Space Heating | Natural Gas | Green Roof - Vegetated Rooftop | A | Integrated Unit Energy Savings (kWh or therms) | Technical Potential | 0 | 0 | 0 | 0 | 0 | 0 | 0 | 0 | 0 | 0 | 0 | 0 | 0 | 0 | 0 | 0 | 0 | 0 | 0 | 0 | 0 | 0 | 0 | 0 | 0 | 0 | 0
F2_Commercial_WA - Miscellaneous_New_Space Heating_Natural Gas_Green Roof - Vegetated Rooftop_A_Technical Potential | F2 | Commercial | WA - Miscellaneous | New | Space Heating | Natural Gas | Green Roof - Vegetated Rooftop | A | Integrated Unit Summer Peak Savings (kW) | Technical Potential | 0 | 0 | 0 | 0 | 0 | 0 | 0 | 0 | 0 | 0 | 0 | 0 | 0 | 0 | 0 | 0 | 0 | 0 | 0 | 0 | 0 | 0 | 0 | 0 | 0 | 0 | 0
F3_Commercial_WA - Miscellaneous_New_Space Heating_Natural Gas_Green Roof - Vegetated Rooftop_A_Technical Potential | F3 | Commercial | WA - Miscellaneous | New | Space Heating | Natural Gas | Green Roof - Vegetated Rooftop | A | Integrated Unit Winter Peak Savings (kW) | Technical Potential | 0 | 0 | 0 | 0 | 0 | 0 | 0 | 0 | 0 | 0 | 0 | 0 | 0 | 0 | 0 | 0 | 0 | 0 | 0 | 0 | 0 | 0 | 0 | 0 | 0 | 0 | 0
F4_Commercial_WA - Miscellaneous_New_Space Heating_Natural Gas_Green Roof - Vegetated Rooftop_A_Technical Potential | F4 | Commercial | WA - Miscellaneous | New | Space Heating | Natural Gas | Green Roof - Vegetated Rooftop | A | Incremental Energy Savings (MWh or mTherms) | Technical Potential | 0 | 0 | 0 | 0 | 0 | 0 | 0 | 0 | 0 | 0 | 0 | 0 | 0 | 0 | 0 | 0 | 0 | 0 | 0 | 0 | 0 | 0 | 0 | 0 | 0 | 0 | 0
F5_Commercial_WA - Miscellaneous_New_Space Heating_Natural Gas_Green Roof - Vegetated Rooftop_A_Technical Potential | F5 | Commercial | WA - Miscellaneous | New | Space Heating | Natural Gas | Green Roof - Vegetated Rooftop | A | Incremental Summer Peak Savings (MW) | Technical Potential | 0 | 0 | 0 | 0 | 0 | 0 | 0 | 0 | 0 | 0 | 0 | 0 | 0 | 0 | 0 | 0 | 0 | 0 | 0 | 0 | 0 | 0 | 0 | 0 | 0 | 0 | 0
F6_Commercial_WA - Miscellaneous_New_Space Heating_Natural Gas_Green Roof - Vegetated Rooftop_A_Technical Potential | F6 | Commercial | WA - Miscellaneous | New | Space Heating | Natural Gas | Green Roof - Vegetated Rooftop | A | Incremental Winter Peak Savings (MW) | Technical Potential | 0 | 0 | 0 | 0 | 0 | 0 | 0 | 0 | 0 | 0 | 0 | 0 | 0 | 0 | 0 | 0 | 0 | 0 | 0 | 0 | 0 | 0 | 0 | 0 | 0 | 0 | 0
F7_Commercial_WA - Miscellaneous_New_Space Heating_Natural Gas_Green Roof - Vegetated Rooftop_A_Technical Potential | F7 | Commercial | WA - Miscellaneous | New | Space Heating | Natural Gas | Green Roof - Vegetated Rooftop | A | Cumulative Energy Savings (MWh or mTherms) | Technical Potential | 0 | 0 | 0 | 0 | 0 | 0 | 0 | 0 | 0 | 0 | 0 | 0 | 0 | 0 | 0 | 0 | 0 | 0 | 0 | 0 | 0 | 0 | 0 | 0 | 0 | 0 | 0
F8_Commercial_WA - Miscellaneous_New_Space Heating_Natural Gas_Green Roof - Vegetated Rooftop_A_Technical Potential | F8 | Commercial | WA - Miscellaneous | New | Space Heating | Natural Gas | Green Roof - Vegetated Rooftop | A | Cumulative Summer Peak Savings (MW) | Technical Potential | 0 | 0 | 0 | 0 | 0 | 0 | 0 | 0 | 0 | 0 | 0 | 0 | 0 | 0 | 0 | 0 | 0 | 0 | 0 | 0 | 0 | 0 | 0 | 0 | 0 | 0 | 0
F9_Commercial_WA - Miscellaneous_New_Space Heating_Natural Gas_Green Roof - Vegetated Rooftop_A_Technical Potential | F9 | Commercial | WA - Miscellaneous | New | Space Heating | Natural Gas | Green Roof - Vegetated Rooftop | A | Cumulative Winter Peak Savings (MW) | Technical Potential | 0 | 0 | 0 | 0 | 0 | 0 | 0 | 0 | 0 | 0 | 0 | 0 | 0 | 0 | 0 | 0 | 0 | 0 | 0 | 0 | 0 | 0 | 0 | 0 | 0 | 0 | 0
F10_Commercial_WA - Miscellaneous_New_Space Heating_Natural Gas_Green Roof - Vegetated Rooftop_A_Technical Potential | F10 | Commercial | WA - Miscellaneous | New | Space Heating | Natural Gas | Green Roof - Vegetated Rooftop | A | Purchases (Incremental) | Technical Potential | 0 | 0 | 0 | 0 | 0 | 0 | 0 | 0 | 0 | 0 | 0 | 0 | 0 | 0 | 0 | 0 | 0 | 0 | 0 | 0 | 0 | 0 | 0 | 0 | 0 | 0 | 0
F11_Commercial_WA - Miscellaneous_New_Space Heating_Natural Gas_Green Roof - Vegetated Rooftop_A_Technical Potential | F11 | Commercial | WA - Miscellaneous | New | Space Heating | Natural Gas | Green Roof - Vegetated Rooftop | A | Purchases (Cumulative) | Technical Potential | 0 | 0 | 0 | 0 | 0 | 0 | 0 | 0 | 0 | 0 | 0 | 0 | 0 | 0 | 0 | 0 | 0 | 0 | 0 | 0 | 0 | 0 | 0 | 0 | 0 | 0 | 0
F1_Commercial_WA - Miscellaneous_New_Space Heating_Natural Gas_Ducting - Repair and Sealing_A_Technical Potential | F1 | Commercial | WA - Miscellaneous | New | Space Heating | Natural Gas | Ducting - Repair and Sealing | A | Integrated Unit Energy Savings (kWh or therms) | Technical Potential | 0 | 0 | 0 | 0 | 0 | 0 | 0 | 0 | 0 | 0 | 0 | 0 | 0 | 0 | 0 | 0 | 0 | 0 | 0 | 0 | 0 | 0 | 0 | 0 | 0 | 0 | 0
F2_Commercial_WA - Miscellaneous_New_Space Heating_Natural Gas_Ducting - Repair and Sealing_A_Technical Potential | F2 | Commercial | WA - Miscellaneous | New | Space Heating | Natural Gas | Ducting - Repair and Sealing | A | Integrated Unit Summer Peak Savings (kW) | Technical Potential | 0 | 0 | 0 | 0 | 0 | 0 | 0 | 0 | 0 | 0 | 0 | 0 | 0 | 0 | 0 | 0 | 0 | 0 | 0 | 0 | 0 | 0 | 0 | 0 | 0 | 0 | 0
F3_Commercial_WA - Miscellaneous_New_Space Heating_Natural Gas_Ducting - Repair and Sealing_A_Technical Potential | F3 | Commercial | WA - Miscellaneous | New | Space Heating | Natural Gas | Ducting - Repair and Sealing | A | Integrated Unit Winter Peak Savings (kW) | Technical Potential | 0 | 0 | 0 | 0 | 0 | 0 | 0 | 0 | 0 | 0 | 0 | 0 | 0 | 0 | 0 | 0 | 0 | 0 | 0 | 0 | 0 | 0 | 0 | 0 | 0 | 0 | 0
F4_Commercial_WA - Miscellaneous_New_Space Heating_Natural Gas_Ducting - Repair and Sealing_A_Technical Potential | F4 | Commercial | WA - Miscellaneous | New | Space Heating | Natural Gas | Ducting - Repair and Sealing | A | Incremental Energy Savings (MWh or mTherms) | Technical Potential | 0 | 0 | 0 | 0 | 0 | 0 | 0 | 0 | 0 | 0 | 0 | 0 | 0 | 0 | 0 | 0 | 0 | 0 | 0 | 0 | 0 | 0 | 0 | 0 | 0 | 0 | 0
F5_Commercial_WA - Miscellaneous_New_Space Heating_Natural Gas_Ducting - Repair and Sealing_A_Technical Potential | F5 | Commercial | WA - Miscellaneous | New | Space Heating | Natural Gas | Ducting - Repair and Sealing | A | Incremental Summer Peak Savings (MW) | Technical Potential | 0 | 0 | 0 | 0 | 0 | 0 | 0 | 0 | 0 | 0 | 0 | 0 | 0 | 0 | 0 | 0 | 0 | 0 | 0 | 0 | 0 | 0 | 0 | 0 | 0 | 0 | 0
F6_Commercial_WA - Miscellaneous_New_Space Heating_Natural Gas_Ducting - Repair and Sealing_A_Technical Potential | F6 | Commercial | WA - Miscellaneous | New | Space Heating | Natural Gas | Ducting - Repair and Sealing | A | Incremental Winter Peak Savings (MW) | Technical Potential | 0 | 0 | 0 | 0 | 0 | 0 | 0 | 0 | 0 | 0 | 0 | 0 | 0 | 0 | 0 | 0 | 0 | 0 | 0 | 0 | 0 | 0 | 0 | 0 | 0 | 0 | 0
F7_Commercial_WA - Miscellaneous_New_Space Heating_Natural Gas_Ducting - Repair and Sealing_A_Technical Potential | F7 | Commercial | WA - Miscellaneous | New | Space Heating | Natural Gas | Ducting - Repair and Sealing | A | Cumulative Energy Savings (MWh or mTherms) | Technical Potential | 0 | 0 | 0 | 0 | 0 | 0 | 0 | 0 | 0 | 0 | 0 | 0 | 0 | 0 | 0 | 0 | 0 | 0 | 0 | 0 | 0 | 0 | 0 | 0 | 0 | 0 | 0
F8_Commercial_WA - Miscellaneous_New_Space Heating_Natural Gas_Ducting - Repair and Sealing_A_Technical Potential | F8 | Commercial | WA - Miscellaneous | New | Space Heating | Natural Gas | Ducting - Repair and Sealing | A | Cumulative Summer Peak Savings (MW) | Technical Potential | 0 | 0 | 0 | 0 | 0 | 0 | 0 | 0 | 0 | 0 | 0 | 0 | 0 | 0 | 0 | 0 | 0 | 0 | 0 | 0 | 0 | 0 | 0 | 0 | 0 | 0 | 0
F9_Commercial_WA - Miscellaneous_New_Space Heating_Natural Gas_Ducting - Repair and Sealing_A_Technical Potential | F9 | Commercial | WA - Miscellaneous | New | Space Heating | Natural Gas | Ducting - Repair and Sealing | A | Cumulative Winter Peak Savings (MW) | Technical Potential | 0 | 0 | 0 | 0 | 0 | 0 | 0 | 0 | 0 | 0 | 0 | 0 | 0 | 0 | 0 | 0 | 0 | 0 | 0 | 0 | 0 | 0 | 0 | 0 | 0 | 0 | 0
F10_Commercial_WA - Miscellaneous_New_Space Heating_Natural Gas_Ducting - Repair and Sealing_A_Technical Potential | F10 | Commercial | WA - Miscellaneous | New | Space Heating | Natural Gas | Ducting - Repair and Sealing | A | Purchases (Incremental) | Technical Potential | 0 | 0 | 0 | 0 | 0 | 0 | 0 | 0 | 0 | 0 | 0 | 0 | 0 | 0 | 0 | 0 | 0 | 0 | 0 | 0 | 0 | 0 | 0 | 0 | 0 | 0 | 0
F11_Commercial_WA - Miscellaneous_New_Space Heating_Natural Gas_Ducting - Repair and Sealing_A_Technical Potential | F11 | Commercial | WA - Miscellaneous | New | Space Heating | Natural Gas | Ducting - Repair and Sealing | A | Purchases (Cumulative) | Technical Potential | 0 | 0 | 0 | 0 | 0 | 0 | 0 | 0 | 0 | 0 | 0 | 0 | 0 | 0 | 0 | 0 | 0 | 0 | 0 | 0 | 0 | 0 | 0 | 0 | 0 | 0 | 0
F1_Commercial_WA - Miscellaneous_New_Space Heating_Natural Gas_Windows - High Efficiency Glazing_A_Technical Potential | F1 | Commercial | WA - Miscellaneous | New | Space Heating | Natural Gas | Windows - High Efficiency Glazing | A | Integrated Unit Energy Savings (kWh or therms) | Technical Potential | 0 | 0 | 0 | 0 | 0 | 0 | 0 | 0 | 0 | 0 | 0 | 0 | 0 | 0 | 0 | 0 | 0 | 0 | 0 | 0 | 0 | 0 | 0 | 0 | 0 | 0 | 0
F2_Commercial_WA - Miscellaneous_New_Space Heating_Natural Gas_Windows - High Efficiency Glazing_A_Technical Potential | F2 | Commercial | WA - Miscellaneous | New | Space Heating | Natural Gas | Windows - High Efficiency Glazing | A | Integrated Unit Summer Peak Savings (kW) | Technical Potential | 0 | 0 | 0 | 0 | 0 | 0 | 0 | 0 | 0 | 0 | 0 | 0 | 0 | 0 | 0 | 0 | 0 | 0 | 0 | 0 | 0 | 0 | 0 | 0 | 0 | 0 | 0
F3_Commercial_WA - Miscellaneous_New_Space Heating_Natural Gas_Windows - High Efficiency Glazing_A_Technical Potential | F3 | Commercial | WA - Miscellaneous | New | Space Heating | Natural Gas | Windows - High Efficiency Glazing | A | Integrated Unit Winter Peak Savings (kW) | Technical Potential | 0 | 0 | 0 | 0 | 0 | 0 | 0 | 0 | 0 | 0 | 0 | 0 | 0 | 0 | 0 | 0 | 0 | 0 | 0 | 0 | 0 | 0 | 0 | 0 | 0 | 0 | 0
F4_Commercial_WA - Miscellaneous_New_Space Heating_Natural Gas_Windows - High Efficiency Glazing_A_Technical Potential | F4 | Commercial | WA - Miscellaneous | New | Space Heating | Natural Gas | Windows - High Efficiency Glazing | A | Incremental Energy Savings (MWh or mTherms) | Technical Potential | 0 | 0 | 0 | 0 | 0 | 0 | 0 | 0 | 0 | 0 | 0 | 0 | 0 | 0 | 0 | 0 | 0 | 0 | 0 | 0 | 0 | 0 | 0 | 0 | 0 | 0 | 0
F5_Commercial_WA - Miscellaneous_New_Space Heating_Natural Gas_Windows - High Efficiency Glazing_A_Technical Potential | F5 | Commercial | WA - Miscellaneous | New | Space Heating | Natural Gas | Windows - High Efficiency Glazing | A | Incremental Summer Peak Savings (MW) | Technical Potential | 0 | 0 | 0 | 0 | 0 | 0 | 0 | 0 | 0 | 0 | 0 | 0 | 0 | 0 | 0 | 0 | 0 | 0 | 0 | 0 | 0 | 0 | 0 | 0 | 0 | 0 | 0
F6_Commercial_WA - Miscellaneous_New_Space Heating_Natural Gas_Windows - High Efficiency Glazing_A_Technical Potential | F6 | Commercial | WA - Miscellaneous | New | Space Heating | Natural Gas | Windows - High Efficiency Glazing | A | Incremental Winter Peak Savings (MW) | Technical Potential | 0 | 0 | 0 | 0 | 0 | 0 | 0 | 0 | 0 | 0 | 0 | 0 | 0 | 0 | 0 | 0 | 0 | 0 | 0 | 0 | 0 | 0 | 0 | 0 | 0 | 0 | 0
F7_Commercial_WA - Miscellaneous_New_Space Heating_Natural Gas_Windows - High Efficiency Glazing_A_Technical Potential | F7 | Commercial | WA - Miscellaneous | New | Space Heating | Natural Gas | Windows - High Efficiency Glazing | A | Cumulative Energy Savings (MWh or mTherms) | Technical Potential | 0 | 0 | 0 | 0 | 0 | 0 | 0 | 0 | 0 | 0 | 0 | 0 | 0 | 0 | 0 | 0 | 0 | 0 | 0 | 0 | 0 | 0 | 0 | 0 | 0 | 0 | 0
F8_Commercial_WA - Miscellaneous_New_Space Heating_Natural Gas_Windows - High Efficiency Glazing_A_Technical Potential | F8 | Commercial | WA - Miscellaneous | New | Space Heating | Natural Gas | Windows - High Efficiency Glazing | A | Cumulative Summer Peak Savings (MW) | Technical Potential | 0 | 0 | 0 | 0 | 0 | 0 | 0 | 0 | 0 | 0 | 0 | 0 | 0 | 0 | 0 | 0 | 0 | 0 | 0 | 0 | 0 | 0 | 0 | 0 | 0 | 0 | 0
F9_Commercial_WA - Miscellaneous_New_Space Heating_Natural Gas_Windows - High Efficiency Glazing_A_Technical Potential | F9 | Commercial | WA - Miscellaneous | New | Space Heating | Natural Gas | Windows - High Efficiency Glazing | A | Cumulative Winter Peak Savings (MW) | Technical Potential | 0 | 0 | 0 | 0 | 0 | 0 | 0 | 0 | 0 | 0 | 0 | 0 | 0 | 0 | 0 | 0 | 0 | 0 | 0 | 0 | 0 | 0 | 0 | 0 | 0 | 0 | 0
F10_Commercial_WA - Miscellaneous_New_Space Heating_Natural Gas_Windows - High Efficiency Glazing_A_Technical Potential | F10 | Commercial | WA - Miscellaneous | New | Space Heating | Natural Gas | Windows - High Efficiency Glazing | A | Purchases (Incremental) | Technical Potential | 0 | 0 | 0 | 0 | 0 | 0 | 0 | 0 | 0 | 0 | 0 | 0 | 0 | 0 | 0 | 0 | 0 | 0 | 0 | 0 | 0 | 0 | 0 | 0 | 0 | 0 | 0
F11_Commercial_WA - Miscellaneous_New_Space Heating_Natural Gas_Windows - High Efficiency Glazing_A_Technical Potential | F11 | Commercial | WA - Miscellaneous | New | Space Heating | Natural Gas | Windows - High Efficiency Glazing | A | Purchases (Cumulative) | Technical Potential | 0 | 0 | 0 | 0 | 0 | 0 | 0 | 0 | 0 | 0 | 0 | 0 | 0 | 0 | 0 | 0 | 0 | 0 | 0 | 0 | 0 | 0 | 0 | 0 | 0 | 0 | 0
F1_Commercial_WA - Miscellaneous_New_Space Heating_Natural Gas_Windows - Secondary Glazing Systems_A_Technical Potential | F1 | Commercial | WA - Miscellaneous | New | Space Heating | Natural Gas | Windows - Secondary Glazing Systems | A | Integrated Unit Energy Savings (kWh or therms) | Technical Potential | 0 | 0 | 0 | 0 | 0 | 0 | 0 | 0 | 0 | 0 | 0 | 0 | 0 | 0 | 0 | 0 | 0 | 0 | 0 | 0 | 0 | 0 | 0 | 0 | 0 | 0 | 0
F2_Commercial_WA - Miscellaneous_New_Space Heating_Natural Gas_Windows - Secondary Glazing Systems_A_Technical Potential | F2 | Commercial | WA - Miscellaneous | New | Space Heating | Natural Gas | Windows - Secondary Glazing Systems | A | Integrated Unit Summer Peak Savings (kW) | Technical Potential | 0 | 0 | 0 | 0 | 0 | 0 | 0 | 0 | 0 | 0 | 0 | 0 | 0 | 0 | 0 | 0 | 0 | 0 | 0 | 0 | 0 | 0 | 0 | 0 | 0 | 0 | 0
F3_Commercial_WA - Miscellaneous_New_Space Heating_Natural Gas_Windows - Secondary Glazing Systems_A_Technical Potential | F3 | Commercial | WA - Miscellaneous | New | Space Heating | Natural Gas | Windows - Secondary Glazing Systems | A | Integrated Unit Winter Peak Savings (kW) | Technical Potential | 0 | 0 | 0 | 0 | 0 | 0 | 0 | 0 | 0 | 0 | 0 | 0 | 0 | 0 | 0 | 0 | 0 | 0 | 0 | 0 | 0 | 0 | 0 | 0 | 0 | 0 | 0
F4_Commercial_WA - Miscellaneous_New_Space Heating_Natural Gas_Windows - Secondary Glazing Systems_A_Technical Potential | F4 | Commercial | WA - Miscellaneous | New | Space Heating | Natural Gas | Windows - Secondary Glazing Systems | A | Incremental Energy Savings (MWh or mTherms) | Technical Potential | 0 | 0 | 0 | 0 | 0 | 0 | 0 | 0 | 0 | 0 | 0 | 0 | 0 | 0 | 0 | 0 | 0 | 0 | 0 | 0 | 0 | 0 | 0 | 0 | 0 | 0 | 0
F5_Commercial_WA - Miscellaneous_New_Space Heating_Natural Gas_Windows - Secondary Glazing Systems_A_Technical Potential | F5 | Commercial | WA - Miscellaneous | New | Space Heating | Natural Gas | Windows - Secondary Glazing Systems | A | Incremental Summer Peak Savings (MW) | Technical Potential | 0 | 0 | 0 | 0 | 0 | 0 | 0 | 0 | 0 | 0 | 0 | 0 | 0 | 0 | 0 | 0 | 0 | 0 | 0 | 0 | 0 | 0 | 0 | 0 | 0 | 0 | 0
F6_Commercial_WA - Miscellaneous_New_Space Heating_Natural Gas_Windows - Secondary Glazing Systems_A_Technical Potential | F6 | Commercial | WA - Miscellaneous | New | Space Heating | Natural Gas | Windows - Secondary Glazing Systems | A | Incremental Winter Peak Savings (MW) | Technical Potential | 0 | 0 | 0 | 0 | 0 | 0 | 0 | 0 | 0 | 0 | 0 | 0 | 0 | 0 | 0 | 0 | 0 | 0 | 0 | 0 | 0 | 0 | 0 | 0 | 0 | 0 | 0
F7_Commercial_WA - Miscellaneous_New_Space Heating_Natural Gas_Windows - Secondary Glazing Systems_A_Technical Potential | F7 | Commercial | WA - Miscellaneous | New | Space Heating | Natural Gas | Windows - Secondary Glazing Systems | A | Cumulative Energy Savings (MWh or mTherms) | Technical Potential | 0 | 0 | 0 | 0 | 0 | 0 | 0 | 0 | 0 | 0 | 0 | 0 | 0 | 0 | 0 | 0 | 0 | 0 | 0 | 0 | 0 | 0 | 0 | 0 | 0 | 0 | 0
F8_Commercial_WA - Miscellaneous_New_Space Heating_Natural Gas_Windows - Secondary Glazing Systems_A_Technical Potential | F8 | Commercial | WA - Miscellaneous | New | Space Heating | Natural Gas | Windows - Secondary Glazing Systems | A | Cumulative Summer Peak Savings (MW) | Technical Potential | 0 | 0 | 0 | 0 | 0 | 0 | 0 | 0 | 0 | 0 | 0 | 0 | 0 | 0 | 0 | 0 | 0 | 0 | 0 | 0 | 0 | 0 | 0 | 0 | 0 | 0 | 0
F9_Commercial_WA - Miscellaneous_New_Space Heating_Natural Gas_Windows - Secondary Glazing Systems_A_Technical Potential | F9 | Commercial | WA - Miscellaneous | New | Space Heating | Natural Gas | Windows - Secondary Glazing Systems | A | Cumulative Winter Peak Savings (MW) | Technical Potential | 0 | 0 | 0 | 0 | 0 | 0 | 0 | 0 | 0 | 0 | 0 | 0 | 0 | 0 | 0 | 0 | 0 | 0 | 0 | 0 | 0 | 0 | 0 | 0 | 0 | 0 | 0
F10_Commercial_WA - Miscellaneous_New_Space Heating_Natural Gas_Windows - Secondary Glazing Systems_A_Technical Potential | F10 | Commercial | WA - Miscellaneous | New | Space Heating | Natural Gas | Windows - Secondary Glazing Systems | A | Purchases (Incremental) | Technical Potential | 0 | 0 | 0 | 0 | 0 | 0 | 0 | 0 | 0 | 0 | 0 | 0 | 0 | 0 | 0 | 0 | 0 | 0 | 0 | 0 | 0 | 0 | 0 | 0 | 0 | 0 | 0
F11_Commercial_WA - Miscellaneous_New_Space Heating_Natural Gas_Windows - Secondary Glazing Systems_A_Technical Potential | F11 | Commercial | WA - Miscellaneous | New | Space Heating | Natural Gas | Windows - Secondary Glazing Systems | A | Purchases (Cumulative) | Technical Potential | 0 | 0 | 0 | 0 | 0 | 0 | 0 | 0 | 0 | 0 | 0 | 0 | 0 | 0 | 0 | 0 | 0 | 0 | 0 | 0 | 0 | 0 | 0 | 0 | 0 | 0 | 0
F1_Commercial_WA - Miscellaneous_New_Space Heating_Natural Gas_HVAC - Energy Recovery Ventilator_A_Technical Potential | F1 | Commercial | WA - Miscellaneous | New | Space Heating | Natural Gas | HVAC - Energy Recovery Ventilator | A | Integrated Unit Energy Savings (kWh or therms) | Technical Potential | 0 | 0 | 0 | 0 | 0 | 0 | 0 | 0 | 0 | 0 | 0 | 0 | 0 | 0 | 0 | 0 | 0 | 0 | 0 | 0 | 0 | 0 | 0 | 0 | 0 | 0 | 0
F2_Commercial_WA - Miscellaneous_New_Space Heating_Natural Gas_HVAC - Energy Recovery Ventilator_A_Technical Potential | F2 | Commercial | WA - Miscellaneous | New | Space Heating | Natural Gas | HVAC - Energy Recovery Ventilator | A | Integrated Unit Summer Peak Savings (kW) | Technical Potential | 0 | 0 | 0 | 0 | 0 | 0 | 0 | 0 | 0 | 0 | 0 | 0 | 0 | 0 | 0 | 0 | 0 | 0 | 0 | 0 | 0 | 0 | 0 | 0 | 0 | 0 | 0
F3_Commercial_WA - Miscellaneous_New_Space Heating_Natural Gas_HVAC - Energy Recovery Ventilator_A_Technical Potential | F3 | Commercial | WA - Miscellaneous | New | Space Heating | Natural Gas | HVAC - Energy Recovery Ventilator | A | Integrated Unit Winter Peak Savings (kW) | Technical Potential | 0 | 0 | 0 | 0 | 0 | 0 | 0 | 0 | 0 | 0 | 0 | 0 | 0 | 0 | 0 | 0 | 0 | 0 | 0 | 0 | 0 | 0 | 0 | 0 | 0 | 0 | 0
F4_Commercial_WA - Miscellaneous_New_Space Heating_Natural Gas_HVAC - Energy Recovery Ventilator_A_Technical Potential | F4 | Commercial | WA - Miscellaneous | New | Space Heating | Natural Gas | HVAC - Energy Recovery Ventilator | A | Incremental Energy Savings (MWh or mTherms) | Technical Potential | 0 | 0 | 0 | 0 | 0 | 0 | 0 | 0 | 0 | 0 | 0 | 0 | 0 | 0 | 0 | 0 | 0 | 0 | 0 | 0 | 0 | 0 | 0 | 0 | 0 | 0 | 0
F5_Commercial_WA - Miscellaneous_New_Space Heating_Natural Gas_HVAC - Energy Recovery Ventilator_A_Technical Potential | F5 | Commercial | WA - Miscellaneous | New | Space Heating | Natural Gas | HVAC - Energy Recovery Ventilator | A | Incremental Summer Peak Savings (MW) | Technical Potential | 0 | 0 | 0 | 0 | 0 | 0 | 0 | 0 | 0 | 0 | 0 | 0 | 0 | 0 | 0 | 0 | 0 | 0 | 0 | 0 | 0 | 0 | 0 | 0 | 0 | 0 | 0
F6_Commercial_WA - Miscellaneous_New_Space Heating_Natural Gas_HVAC - Energy Recovery Ventilator_A_Technical Potential | F6 | Commercial | WA - Miscellaneous | New | Space Heating | Natural Gas | HVAC - Energy Recovery Ventilator | A | Incremental Winter Peak Savings (MW) | Technical Potential | 0 | 0 | 0 | 0 | 0 | 0 | 0 | 0 | 0 | 0 | 0 | 0 | 0 | 0 | 0 | 0 | 0 | 0 | 0 | 0 | 0 | 0 | 0 | 0 | 0 | 0 | 0
F7_Commercial_WA - Miscellaneous_New_Space Heating_Natural Gas_HVAC - Energy Recovery Ventilator_A_Technical Potential | F7 | Commercial | WA - Miscellaneous | New | Space Heating | Natural Gas | HVAC - Energy Recovery Ventilator | A | Cumulative Energy Savings (MWh or mTherms) | Technical Potential | 0 | 0 | 0 | 0 | 0 | 0 | 0 | 0 | 0 | 0 | 0 | 0 | 0 | 0 | 0 | 0 | 0 | 0 | 0 | 0 | 0 | 0 | 0 | 0 | 0 | 0 | 0
F8_Commercial_WA - Miscellaneous_New_Space Heating_Natural Gas_HVAC - Energy Recovery Ventilator_A_Technical Potential | F8 | Commercial | WA - Miscellaneous | New | Space Heating | Natural Gas | HVAC - Energy Recovery Ventilator | A | Cumulative Summer Peak Savings (MW) | Technical Potential | 0 | 0 | 0 | 0 | 0 | 0 | 0 | 0 | 0 | 0 | 0 | 0 | 0 | 0 | 0 | 0 | 0 | 0 | 0 | 0 | 0 | 0 | 0 | 0 | 0 | 0 | 0
F9_Commercial_WA - Miscellaneous_New_Space Heating_Natural Gas_HVAC - Energy Recovery Ventilator_A_Technical Potential | F9 | Commercial | WA - Miscellaneous | New | Space Heating | Natural Gas | HVAC - Energy Recovery Ventilator | A | Cumulative Winter Peak Savings (MW) | Technical Potential | 0 | 0 | 0 | 0 | 0 | 0 | 0 | 0 | 0 | 0 | 0 | 0 | 0 | 0 | 0 | 0 | 0 | 0 | 0 | 0 | 0 | 0 | 0 | 0 | 0 | 0 | 0
F10_Commercial_WA - Miscellaneous_New_Space Heating_Natural Gas_HVAC - Energy Recovery Ventilator_A_Technical Potential | F10 | Commercial | WA - Miscellaneous | New | Space Heating | Natural Gas | HVAC - Energy Recovery Ventilator | A | Purchases (Incremental) | Technical Potential | 0 | 0 | 0 | 0 | 0 | 0 | 0 | 0 | 0 | 0 | 0 | 0 | 0 | 0 | 0 | 0 | 0 | 0 | 0 | 0 | 0 | 0 | 0 | 0 | 0 | 0 | 0
F11_Commercial_WA - Miscellaneous_New_Space Heating_Natural Gas_HVAC - Energy Recovery Ventilator_A_Technical Potential | F11 | Commercial | WA - Miscellaneous | New | Space Heating | Natural Gas | HVAC - Energy Recovery Ventilator | A | Purchases (Cumulative) | Technical Potential | 0 | 0 | 0 | 0 | 0 | 0 | 0 | 0 | 0 | 0 | 0 | 0 | 0 | 0 | 0 | 0 | 0 | 0 | 0 | 0 | 0 | 0 | 0 | 0 | 0 | 0 | 0
F1_Commercial_WA - Miscellaneous_New_Space Heating_Natural Gas_Building Shell - Air Sealing (Infiltration Control)_A_Technical Potential | F1 | Commercial | WA - Miscellaneous | New | Space Heating | Natural Gas | Building Shell - Air Sealing (Infiltration Control) | A | Integrated Unit Energy Savings (kWh or therms) | Technical Potential | 0 | 0 | 0 | 0 | 0 | 0 | 0 | 0 | 0 | 0 | 0 | 0 | 0 | 0 | 0 | 0 | 0 | 0 | 0 | 0 | 0 | 0 | 0 | 0 | 0 | 0 | 0
F2_Commercial_WA - Miscellaneous_New_Space Heating_Natural Gas_Building Shell - Air Sealing (Infiltration Control)_A_Technical Potential | F2 | Commercial | WA - Miscellaneous | New | Space Heating | Natural Gas | Building Shell - Air Sealing (Infiltration Control) | A | Integrated Unit Summer Peak Savings (kW) | Technical Potential | 0 | 0 | 0 | 0 | 0 | 0 | 0 | 0 | 0 | 0 | 0 | 0 | 0 | 0 | 0 | 0 | 0 | 0 | 0 | 0 | 0 | 0 | 0 | 0 | 0 | 0 | 0
F3_Commercial_WA - Miscellaneous_New_Space Heating_Natural Gas_Building Shell - Air Sealing (Infiltration Control)_A_Technical Potential | F3 | Commercial | WA - Miscellaneous | New | Space Heating | Natural Gas | Building Shell - Air Sealing (Infiltration Control) | A | Integrated Unit Winter Peak Savings (kW) | Technical Potential | 0 | 0 | 0 | 0 | 0 | 0 | 0 | 0 | 0 | 0 | 0 | 0 | 0 | 0 | 0 | 0 | 0 | 0 | 0 | 0 | 0 | 0 | 0 | 0 | 0 | 0 | 0
F4_Commercial_WA - Miscellaneous_New_Space Heating_Natural Gas_Building Shell - Air Sealing (Infiltration Control)_A_Technical Potential | F4 | Commercial | WA - Miscellaneous | New | Space Heating | Natural Gas | Building Shell - Air Sealing (Infiltration Control) | A | Incremental Energy Savings (MWh or mTherms) | Technical Potential | 0 | 0 | 0 | 0 | 0 | 0 | 0 | 0 | 0 | 0 | 0 | 0 | 0 | 0 | 0 | 0 | 0 | 0 | 0 | 0 | 0 | 0 | 0 | 0 | 0 | 0 | 0
F5_Commercial_WA - Miscellaneous_New_Space Heating_Natural Gas_Building Shell - Air Sealing (Infiltration Control)_A_Technical Potential | F5 | Commercial | WA - Miscellaneous | New | Space Heating | Natural Gas | Building Shell - Air Sealing (Infiltration Control) | A | Incremental Summer Peak Savings (MW) | Technical Potential | 0 | 0 | 0 | 0 | 0 | 0 | 0 | 0 | 0 | 0 | 0 | 0 | 0 | 0 | 0 | 0 | 0 | 0 | 0 | 0 | 0 | 0 | 0 | 0 | 0 | 0 | 0
F6_Commercial_WA - Miscellaneous_New_Space Heating_Natural Gas_Building Shell - Air Sealing (Infiltration Control)_A_Technical Potential | F6 | Commercial | WA - Miscellaneous | New | Space Heating | Natural Gas | Building Shell - Air Sealing (Infiltration Control) | A | Incremental Winter Peak Savings (MW) | Technical Potential | 0 | 0 | 0 | 0 | 0 | 0 | 0 | 0 | 0 | 0 | 0 | 0 | 0 | 0 | 0 | 0 | 0 | 0 | 0 | 0 | 0 | 0 | 0 | 0 | 0 | 0 | 0
F7_Commercial_WA - Miscellaneous_New_Space Heating_Natural Gas_Building Shell - Air Sealing (Infiltration Control)_A_Technical Potential | F7 | Commercial | WA - Miscellaneous | New | Space Heating | Natural Gas | Building Shell - Air Sealing (Infiltration Control) | A | Cumulative Energy Savings (MWh or mTherms) | Technical Potential | 0 | 0 | 0 | 0 | 0 | 0 | 0 | 0 | 0 | 0 | 0 | 0 | 0 | 0 | 0 | 0 | 0 | 0 | 0 | 0 | 0 | 0 | 0 | 0 | 0 | 0 | 0
F8_Commercial_WA - Miscellaneous_New_Space Heating_Natural Gas_Building Shell - Air Sealing (Infiltration Control)_A_Technical Potential | F8 | Commercial | WA - Miscellaneous | New | Space Heating | Natural Gas | Building Shell - Air Sealing (Infiltration Control) | A | Cumulative Summer Peak Savings (MW) | Technical Potential | 0 | 0 | 0 | 0 | 0 | 0 | 0 | 0 | 0 | 0 | 0 | 0 | 0 | 0 | 0 | 0 | 0 | 0 | 0 | 0 | 0 | 0 | 0 | 0 | 0 | 0 | 0
F9_Commercial_WA - Miscellaneous_New_Space Heating_Natural Gas_Building Shell - Air Sealing (Infiltration Control)_A_Technical Potential | F9 | Commercial | WA - Miscellaneous | New | Space Heating | Natural Gas | Building Shell - Air Sealing (Infiltration Control) | A | Cumulative Winter Peak Savings (MW) | Technical Potential | 0 | 0 | 0 | 0 | 0 | 0 | 0 | 0 | 0 | 0 | 0 | 0 | 0 | 0 | 0 | 0 | 0 | 0 | 0 | 0 | 0 | 0 | 0 | 0 | 0 | 0 | 0
F10_Commercial_WA - Miscellaneous_New_Space Heating_Natural Gas_Building Shell - Air Sealing (Infiltration Control)_A_Technical Potential | F10 | Commercial | WA - Miscellaneous | New | Space Heating | Natural Gas | Building Shell - Air Sealing (Infiltration Control) | A | Purchases (Incremental) | Technical Potential | 0 | 0 | 0 | 0 | 0 | 0 | 0 | 0 | 0 | 0 | 0 | 0 | 0 | 0 | 0 | 0 | 0 | 0 | 0 | 0 | 0 | 0 | 0 | 0 | 0 | 0 | 0
F11_Commercial_WA - Miscellaneous_New_Space Heating_Natural Gas_Building Shell - Air Sealing (Infiltration Control)_A_Technical Potential | F11 | Commercial | WA - Miscellaneous | New | Space Heating | Natural Gas | Building Shell - Air Sealing (Infiltration Control) | A | Purchases (Cumulative) | Technical Potential | 0 | 0 | 0 | 0 | 0 | 0 | 0 | 0 | 0 | 0 | 0 | 0 | 0 | 0 | 0 | 0 | 0 | 0 | 0 | 0 | 0 | 0 | 0 | 0 | 0 | 0 | 0
F1_Commercial_WA - Miscellaneous_New_Space Heating_Natural Gas_Ventilation - Demand Controlled_A_Technical Potential | F1 | Commercial | WA - Miscellaneous | New | Space Heating | Natural Gas | Ventilation - Demand Controlled | A | Integrated Unit Energy Savings (kWh or therms) | Technical Potential | 0 | 0 | 0 | 0 | 0 | 0 | 0 | 0 | 0 | 0 | 0 | 0 | 0 | 0 | 0 | 0 | 0 | 0 | 0 | 0 | 0 | 0 | 0 | 0 | 0 | 0 | 0
F2_Commercial_WA - Miscellaneous_New_Space Heating_Natural Gas_Ventilation - Demand Controlled_A_Technical Potential | F2 | Commercial | WA - Miscellaneous | New | Space Heating | Natural Gas | Ventilation - Demand Controlled | A | Integrated Unit Summer Peak Savings (kW) | Technical Potential | 0 | 0 | 0 | 0 | 0 | 0 | 0 | 0 | 0 | 0 | 0 | 0 | 0 | 0 | 0 | 0 | 0 | 0 | 0 | 0 | 0 | 0 | 0 | 0 | 0 | 0 | 0
F3_Commercial_WA - Miscellaneous_New_Space Heating_Natural Gas_Ventilation - Demand Controlled_A_Technical Potential | F3 | Commercial | WA - Miscellaneous | New | Space Heating | Natural Gas | Ventilation - Demand Controlled | A | Integrated Unit Winter Peak Savings (kW) | Technical Potential | 0 | 0 | 0 | 0 | 0 | 0 | 0 | 0 | 0 | 0 | 0 | 0 | 0 | 0 | 0 | 0 | 0 | 0 | 0 | 0 | 0 | 0 | 0 | 0 | 0 | 0 | 0
F4_Commercial_WA - Miscellaneous_New_Space Heating_Natural Gas_Ventilation - Demand Controlled_A_Technical Potential | F4 | Commercial | WA - Miscellaneous | New | Space Heating | Natural Gas | Ventilation - Demand Controlled | A | Incremental Energy Savings (MWh or mTherms) | Technical Potential | 0 | 0 | 0 | 0 | 0 | 0 | 0 | 0 | 0 | 0 | 0 | 0 | 0 | 0 | 0 | 0 | 0 | 0 | 0 | 0 | 0 | 0 | 0 | 0 | 0 | 0 | 0
F5_Commercial_WA - Miscellaneous_New_Space Heating_Natural Gas_Ventilation - Demand Controlled_A_Technical Potential | F5 | Commercial | WA - Miscellaneous | New | Space Heating | Natural Gas | Ventilation - Demand Controlled | A | Incremental Summer Peak Savings (MW) | Technical Potential | 0 | 0 | 0 | 0 | 0 | 0 | 0 | 0 | 0 | 0 | 0 | 0 | 0 | 0 | 0 | 0 | 0 | 0 | 0 | 0 | 0 | 0 | 0 | 0 | 0 | 0 | 0
F6_Commercial_WA - Miscellaneous_New_Space Heating_Natural Gas_Ventilation - Demand Controlled_A_Technical Potential | F6 | Commercial | WA - Miscellaneous | New | Space Heating | Natural Gas | Ventilation - Demand Controlled | A | Incremental Winter Peak Savings (MW) | Technical Potential | 0 | 0 | 0 | 0 | 0 | 0 | 0 | 0 | 0 | 0 | 0 | 0 | 0 | 0 | 0 | 0 | 0 | 0 | 0 | 0 | 0 | 0 | 0 | 0 | 0 | 0 | 0
F7_Commercial_WA - Miscellaneous_New_Space Heating_Natural Gas_Ventilation - Demand Controlled_A_Technical Potential | F7 | Commercial | WA - Miscellaneous | New | Space Heating | Natural Gas | Ventilation - Demand Controlled | A | Cumulative Energy Savings (MWh or mTherms) | Technical Potential | 0 | 0 | 0 | 0 | 0 | 0 | 0 | 0 | 0 | 0 | 0 | 0 | 0 | 0 | 0 | 0 | 0 | 0 | 0 | 0 | 0 | 0 | 0 | 0 | 0 | 0 | 0
F8_Commercial_WA - Miscellaneous_New_Space Heating_Natural Gas_Ventilation - Demand Controlled_A_Technical Potential | F8 | Commercial | WA - Miscellaneous | New | Space Heating | Natural Gas | Ventilation - Demand Controlled | A | Cumulative Summer Peak Savings (MW) | Technical Potential | 0 | 0 | 0 | 0 | 0 | 0 | 0 | 0 | 0 | 0 | 0 | 0 | 0 | 0 | 0 | 0 | 0 | 0 | 0 | 0 | 0 | 0 | 0 | 0 | 0 | 0 | 0
F9_Commercial_WA - Miscellaneous_New_Space Heating_Natural Gas_Ventilation - Demand Controlled_A_Technical Potential | F9 | Commercial | WA - Miscellaneous | New | Space Heating | Natural Gas | Ventilation - Demand Controlled | A | Cumulative Winter Peak Savings (MW) | Technical Potential | 0 | 0 | 0 | 0 | 0 | 0 | 0 | 0 | 0 | 0 | 0 | 0 | 0 | 0 | 0 | 0 | 0 | 0 | 0 | 0 | 0 | 0 | 0 | 0 | 0 | 0 | 0
F10_Commercial_WA - Miscellaneous_New_Space Heating_Natural Gas_Ventilation - Demand Controlled_A_Technical Potential | F10 | Commercial | WA - Miscellaneous | New | Space Heating | Natural Gas | Ventilation - Demand Controlled | A | Purchases (Incremental) | Technical Potential | 0 | 0 | 0 | 0 | 0 | 0 | 0 | 0 | 0 | 0 | 0 | 0 | 0 | 0 | 0 | 0 | 0 | 0 | 0 | 0 | 0 | 0 | 0 | 0 | 0 | 0 | 0
F11_Commercial_WA - Miscellaneous_New_Space Heating_Natural Gas_Ventilation - Demand Controlled_A_Technical Potential | F11 | Commercial | WA - Miscellaneous | New | Space Heating | Natural Gas | Ventilation - Demand Controlled | A | Purchases (Cumulative) | Technical Potential | 0 | 0 | 0 | 0 | 0 | 0 | 0 | 0 | 0 | 0 | 0 | 0 | 0 | 0 | 0 | 0 | 0 | 0 | 0 | 0 | 0 | 0 | 0 | 0 | 0 | 0 | 0
F1_Commercial_WA - Miscellaneous_New_Space Heating_Natural Gas_HVAC - Dedicated Outdoor Air System (DOAS)_A_Technical Potential | F1 | Commercial | WA - Miscellaneous | New | Space Heating | Natural Gas | HVAC - Dedicated Outdoor Air System (DOAS) | A | Integrated Unit Energy Savings (kWh or therms) | Technical Potential | 0 | 0 | 0 | 0 | 0 | 0 | 0 | 0 | 0 | 0 | 0 | 0 | 0 | 0 | 0 | 0 | 0 | 0 | 0 | 0 | 0 | 0 | 0 | 0 | 0 | 0 | 0
F2_Commercial_WA - Miscellaneous_New_Space Heating_Natural Gas_HVAC - Dedicated Outdoor Air System (DOAS)_A_Technical Potential | F2 | Commercial | WA - Miscellaneous | New | Space Heating | Natural Gas | HVAC - Dedicated Outdoor Air System (DOAS) | A | Integrated Unit Summer Peak Savings (kW) | Technical Potential | 0 | 0 | 0 | 0 | 0 | 0 | 0 | 0 | 0 | 0 | 0 | 0 | 0 | 0 | 0 | 0 | 0 | 0 | 0 | 0 | 0 | 0 | 0 | 0 | 0 | 0 | 0
F3_Commercial_WA - Miscellaneous_New_Space Heating_Natural Gas_HVAC - Dedicated Outdoor Air System (DOAS)_A_Technical Potential | F3 | Commercial | WA - Miscellaneous | New | Space Heating | Natural Gas | HVAC - Dedicated Outdoor Air System (DOAS) | A | Integrated Unit Winter Peak Savings (kW) | Technical Potential | 0 | 0 | 0 | 0 | 0 | 0 | 0 | 0 | 0 | 0 | 0 | 0 | 0 | 0 | 0 | 0 | 0 | 0 | 0 | 0 | 0 | 0 | 0 | 0 | 0 | 0 | 0
F4_Commercial_WA - Miscellaneous_New_Space Heating_Natural Gas_HVAC - Dedicated Outdoor Air System (DOAS)_A_Technical Potential | F4 | Commercial | WA - Miscellaneous | New | Space Heating | Natural Gas | HVAC - Dedicated Outdoor Air System (DOAS) | A | Incremental Energy Savings (MWh or mTherms) | Technical Potential | 0 | 0 | 0 | 0 | 0 | 0 | 0 | 0 | 0 | 0 | 0 | 0 | 0 | 0 | 0 | 0 | 0 | 0 | 0 | 0 | 0 | 0 | 0 | 0 | 0 | 0 | 0
F5_Commercial_WA - Miscellaneous_New_Space Heating_Natural Gas_HVAC - Dedicated Outdoor Air System (DOAS)_A_Technical Potential | F5 | Commercial | WA - Miscellaneous | New | Space Heating | Natural Gas | HVAC - Dedicated Outdoor Air System (DOAS) | A | Incremental Summer Peak Savings (MW) | Technical Potential | 0 | 0 | 0 | 0 | 0 | 0 | 0 | 0 | 0 | 0 | 0 | 0 | 0 | 0 | 0 | 0 | 0 | 0 | 0 | 0 | 0 | 0 | 0 | 0 | 0 | 0 | 0
F6_Commercial_WA - Miscellaneous_New_Space Heating_Natural Gas_HVAC - Dedicated Outdoor Air System (DOAS)_A_Technical Potential | F6 | Commercial | WA - Miscellaneous | New | Space Heating | Natural Gas | HVAC - Dedicated Outdoor Air System (DOAS) | A | Incremental Winter Peak Savings (MW) | Technical Potential | 0 | 0 | 0 | 0 | 0 | 0 | 0 | 0 | 0 | 0 | 0 | 0 | 0 | 0 | 0 | 0 | 0 | 0 | 0 | 0 | 0 | 0 | 0 | 0 | 0 | 0 | 0
F7_Commercial_WA - Miscellaneous_New_Space Heating_Natural Gas_HVAC - Dedicated Outdoor Air System (DOAS)_A_Technical Potential | F7 | Commercial | WA - Miscellaneous | New | Space Heating | Natural Gas | HVAC - Dedicated Outdoor Air System (DOAS) | A | Cumulative Energy Savings (MWh or mTherms) | Technical Potential | 0 | 0 | 0 | 0 | 0 | 0 | 0 | 0 | 0 | 0 | 0 | 0 | 0 | 0 | 0 | 0 | 0 | 0 | 0 | 0 | 0 | 0 | 0 | 0 | 0 | 0 | 0
F8_Commercial_WA - Miscellaneous_New_Space Heating_Natural Gas_HVAC - Dedicated Outdoor Air System (DOAS)_A_Technical Potential | F8 | Commercial | WA - Miscellaneous | New | Space Heating | Natural Gas | HVAC - Dedicated Outdoor Air System (DOAS) | A | Cumulative Summer Peak Savings (MW) | Technical Potential | 0 | 0 | 0 | 0 | 0 | 0 | 0 | 0 | 0 | 0 | 0 | 0 | 0 | 0 | 0 | 0 | 0 | 0 | 0 | 0 | 0 | 0 | 0 | 0 | 0 | 0 | 0
F9_Commercial_WA - Miscellaneous_New_Space Heating_Natural Gas_HVAC - Dedicated Outdoor Air System (DOAS)_A_Technical Potential | F9 | Commercial | WA - Miscellaneous | New | Space Heating | Natural Gas | HVAC - Dedicated Outdoor Air System (DOAS) | A | Cumulative Winter Peak Savings (MW) | Technical Potential | 0 | 0 | 0 | 0 | 0 | 0 | 0 | 0 | 0 | 0 | 0 | 0 | 0 | 0 | 0 | 0 | 0 | 0 | 0 | 0 | 0 | 0 | 0 | 0 | 0 | 0 | 0
F10_Commercial_WA - Miscellaneous_New_Space Heating_Natural Gas_HVAC - Dedicated Outdoor Air System (DOAS)_A_Technical Potential | F10 | Commercial | WA - Miscellaneous | New | Space Heating | Natural Gas | HVAC - Dedicated Outdoor Air System (DOAS) | A | Purchases (Incremental) | Technical Potential | 0 | 0 | 0 | 0 | 0 | 0 | 0 | 0 | 0 | 0 | 0 | 0 | 0 | 0 | 0 | 0 | 0 | 0 | 0 | 0 | 0 | 0 | 0 | 0 | 0 | 0 | 0
F11_Commercial_WA - Miscellaneous_New_Space Heating_Natural Gas_HVAC - Dedicated Outdoor Air System (DOAS)_A_Technical Potential | F11 | Commercial | WA - Miscellaneous | New | Space Heating | Natural Gas | HVAC - Dedicated Outdoor Air System (DOAS) | A | Purchases (Cumulative) | Technical Potential | 0 | 0 | 0 | 0 | 0 | 0 | 0 | 0 | 0 | 0 | 0 | 0 | 0 | 0 | 0 | 0 | 0 | 0 | 0 | 0 | 0 | 0 | 0 | 0 | 0 | 0 | 0
F1_Commercial_WA - Miscellaneous_New_Space Heating_Natural Gas_Destratification Fans (HVLS)_A_Technical Potential | F1 | Commercial | WA - Miscellaneous | New | Space Heating | Natural Gas | Destratification Fans (HVLS) | A | Integrated Unit Energy Savings (kWh or therms) | Technical Potential | 0 | 0 | 0 | 0 | 0 | 0 | 0 | 0 | 0 | 0 | 0 | 0 | 0 | 0 | 0 | 0 | 0 | 0 | 0 | 0 | 0 | 0 | 0 | 0 | 0 | 0 | 0
F2_Commercial_WA - Miscellaneous_New_Space Heating_Natural Gas_Destratification Fans (HVLS)_A_Technical Potential | F2 | Commercial | WA - Miscellaneous | New | Space Heating | Natural Gas | Destratification Fans (HVLS) | A | Integrated Unit Summer Peak Savings (kW) | Technical Potential | 0 | 0 | 0 | 0 | 0 | 0 | 0 | 0 | 0 | 0 | 0 | 0 | 0 | 0 | 0 | 0 | 0 | 0 | 0 | 0 | 0 | 0 | 0 | 0 | 0 | 0 | 0
F3_Commercial_WA - Miscellaneous_New_Space Heating_Natural Gas_Destratification Fans (HVLS)_A_Technical Potential | F3 | Commercial | WA - Miscellaneous | New | Space Heating | Natural Gas | Destratification Fans (HVLS) | A | Integrated Unit Winter Peak Savings (kW) | Technical Potential | 0 | 0 | 0 | 0 | 0 | 0 | 0 | 0 | 0 | 0 | 0 | 0 | 0 | 0 | 0 | 0 | 0 | 0 | 0 | 0 | 0 | 0 | 0 | 0 | 0 | 0 | 0
F4_Commercial_WA - Miscellaneous_New_Space Heating_Natural Gas_Destratification Fans (HVLS)_A_Technical Potential | F4 | Commercial | WA - Miscellaneous | New | Space Heating | Natural Gas | Destratification Fans (HVLS) | A | Incremental Energy Savings (MWh or mTherms) | Technical Potential | 0 | 0 | 0 | 0 | 0 | 0 | 0 | 0 | 0 | 0 | 0 | 0 | 0 | 0 | 0 | 0 | 0 | 0 | 0 | 0 | 0 | 0 | 0 | 0 | 0 | 0 | 0
F5_Commercial_WA - Miscellaneous_New_Space Heating_Natural Gas_Destratification Fans (HVLS)_A_Technical Potential | F5 | Commercial | WA - Miscellaneous | New | Space Heating | Natural Gas | Destratification Fans (HVLS) | A | Incremental Summer Peak Savings (MW) | Technical Potential | 0 | 0 | 0 | 0 | 0 | 0 | 0 | 0 | 0 | 0 | 0 | 0 | 0 | 0 | 0 | 0 | 0 | 0 | 0 | 0 | 0 | 0 | 0 | 0 | 0 | 0 | 0
F6_Commercial_WA - Miscellaneous_New_Space Heating_Natural Gas_Destratification Fans (HVLS)_A_Technical Potential | F6 | Commercial | WA - Miscellaneous | New | Space Heating | Natural Gas | Destratification Fans (HVLS) | A | Incremental Winter Peak Savings (MW) | Technical Potential | 0 | 0 | 0 | 0 | 0 | 0 | 0 | 0 | 0 | 0 | 0 | 0 | 0 | 0 | 0 | 0 | 0 | 0 | 0 | 0 | 0 | 0 | 0 | 0 | 0 | 0 | 0
F7_Commercial_WA - Miscellaneous_New_Space Heating_Natural Gas_Destratification Fans (HVLS)_A_Technical Potential | F7 | Commercial | WA - Miscellaneous | New | Space Heating | Natural Gas | Destratification Fans (HVLS) | A | Cumulative Energy Savings (MWh or mTherms) | Technical Potential | 0 | 0 | 0 | 0 | 0 | 0 | 0 | 0 | 0 | 0 | 0 | 0 | 0 | 0 | 0 | 0 | 0 | 0 | 0 | 0 | 0 | 0 | 0 | 0 | 0 | 0 | 0
F8_Commercial_WA - Miscellaneous_New_Space Heating_Natural Gas_Destratification Fans (HVLS)_A_Technical Potential | F8 | Commercial | WA - Miscellaneous | New | Space Heating | Natural Gas | Destratification Fans (HVLS) | A | Cumulative Summer Peak Savings (MW) | Technical Potential | 0 | 0 | 0 | 0 | 0 | 0 | 0 | 0 | 0 | 0 | 0 | 0 | 0 | 0 | 0 | 0 | 0 | 0 | 0 | 0 | 0 | 0 | 0 | 0 | 0 | 0 | 0
F9_Commercial_WA - Miscellaneous_New_Space Heating_Natural Gas_Destratification Fans (HVLS)_A_Technical Potential | F9 | Commercial | WA - Miscellaneous | New | Space Heating | Natural Gas | Destratification Fans (HVLS) | A | Cumulative Winter Peak Savings (MW) | Technical Potential | 0 | 0 | 0 | 0 | 0 | 0 | 0 | 0 | 0 | 0 | 0 | 0 | 0 | 0 | 0 | 0 | 0 | 0 | 0 | 0 | 0 | 0 | 0 | 0 | 0 | 0 | 0
F10_Commercial_WA - Miscellaneous_New_Space Heating_Natural Gas_Destratification Fans (HVLS)_A_Technical Potential | F10 | Commercial | WA - Miscellaneous | New | Space Heating | Natural Gas | Destratification Fans (HVLS) | A | Purchases (Incremental) | Technical Potential | 0 | 0 | 0 | 0 | 0 | 0 | 0 | 0 | 0 | 0 | 0 | 0 | 0 | 0 | 0 | 0 | 0 | 0 | 0 | 0 | 0 | 0 | 0 | 0 | 0 | 0 | 0
F11_Commercial_WA - Miscellaneous_New_Space Heating_Natural Gas_Destratification Fans (HVLS)_A_Technical Potential | F11 | Commercial | WA - Miscellaneous | New | Space Heating | Natural Gas | Destratification Fans (HVLS) | A | Purchases (Cumulative) | Technical Potential | 0 | 0 | 0 | 0 | 0 | 0 | 0 | 0 | 0 | 0 | 0 | 0 | 0 | 0 | 0 | 0 | 0 | 0 | 0 | 0 | 0 | 0 | 0 | 0 | 0 | 0 | 0
F1_Commercial_WA - Miscellaneous_New_Space Heating_Natural Gas_Gas Boiler - Maintenance_A_Technical Potential | F1 | Commercial | WA - Miscellaneous | New | Space Heating | Natural Gas | Gas Boiler - Maintenance | A | Integrated Unit Energy Savings (kWh or therms) | Technical Potential | 0 | 0 | 0 | 0 | 0 | 0 | 0 | 0 | 0 | 0 | 0 | 0 | 0 | 0 | 0 | 0 | 0 | 0 | 0 | 0 | 0 | 0 | 0 | 0 | 0 | 0 | 0
F2_Commercial_WA - Miscellaneous_New_Space Heating_Natural Gas_Gas Boiler - Maintenance_A_Technical Potential | F2 | Commercial | WA - Miscellaneous | New | Space Heating | Natural Gas | Gas Boiler - Maintenance | A | Integrated Unit Summer Peak Savings (kW) | Technical Potential | 0 | 0 | 0 | 0 | 0 | 0 | 0 | 0 | 0 | 0 | 0 | 0 | 0 | 0 | 0 | 0 | 0 | 0 | 0 | 0 | 0 | 0 | 0 | 0 | 0 | 0 | 0
F3_Commercial_WA - Miscellaneous_New_Space Heating_Natural Gas_Gas Boiler - Maintenance_A_Technical Potential | F3 | Commercial | WA - Miscellaneous | New | Space Heating | Natural Gas | Gas Boiler - Maintenance | A | Integrated Unit Winter Peak Savings (kW) | Technical Potential | 0 | 0 | 0 | 0 | 0 | 0 | 0 | 0 | 0 | 0 | 0 | 0 | 0 | 0 | 0 | 0 | 0 | 0 | 0 | 0 | 0 | 0 | 0 | 0 | 0 | 0 | 0
F4_Commercial_WA - Miscellaneous_New_Space Heating_Natural Gas_Gas Boiler - Maintenance_A_Technical Potential | F4 | Commercial | WA - Miscellaneous | New | Space Heating | Natural Gas | Gas Boiler - Maintenance | A | Incremental Energy Savings (MWh or mTherms) | Technical Potential | 0 | 0 | 0 | 0 | 0 | 0 | 0 | 0 | 0 | 0 | 0 | 0 | 0 | 0 | 0 | 0 | 0 | 0 | 0 | 0 | 0 | 0 | 0 | 0 | 0 | 0 | 0
F5_Commercial_WA - Miscellaneous_New_Space Heating_Natural Gas_Gas Boiler - Maintenance_A_Technical Potential | F5 | Commercial | WA - Miscellaneous | New | Space Heating | Natural Gas | Gas Boiler - Maintenance | A | Incremental Summer Peak Savings (MW) | Technical Potential | 0 | 0 | 0 | 0 | 0 | 0 | 0 | 0 | 0 | 0 | 0 | 0 | 0 | 0 | 0 | 0 | 0 | 0 | 0 | 0 | 0 | 0 | 0 | 0 | 0 | 0 | 0
F6_Commercial_WA - Miscellaneous_New_Space Heating_Natural Gas_Gas Boiler - Maintenance_A_Technical Potential | F6 | Commercial | WA - Miscellaneous | New | Space Heating | Natural Gas | Gas Boiler - Maintenance | A | Incremental Winter Peak Savings (MW) | Technical Potential | 0 | 0 | 0 | 0 | 0 | 0 | 0 | 0 | 0 | 0 | 0 | 0 | 0 | 0 | 0 | 0 | 0 | 0 | 0 | 0 | 0 | 0 | 0 | 0 | 0 | 0 | 0
F7_Commercial_WA - Miscellaneous_New_Space Heating_Natural Gas_Gas Boiler - Maintenance_A_Technical Potential | F7 | Commercial | WA - Miscellaneous | New | Space Heating | Natural Gas | Gas Boiler - Maintenance | A | Cumulative Energy Savings (MWh or mTherms) | Technical Potential | 0 | 0 | 0 | 0 | 0 | 0 | 0 | 0 | 0 | 0 | 0 | 0 | 0 | 0 | 0 | 0 | 0 | 0 | 0 | 0 | 0 | 0 | 0 | 0 | 0 | 0 | 0
F8_Commercial_WA - Miscellaneous_New_Space Heating_Natural Gas_Gas Boiler - Maintenance_A_Technical Potential | F8 | Commercial | WA - Miscellaneous | New | Space Heating | Natural Gas | Gas Boiler - Maintenance | A | Cumulative Summer Peak Savings (MW) | Technical Potential | 0 | 0 | 0 | 0 | 0 | 0 | 0 | 0 | 0 | 0 | 0 | 0 | 0 | 0 | 0 | 0 | 0 | 0 | 0 | 0 | 0 | 0 | 0 | 0 | 0 | 0 | 0
F9_Commercial_WA - Miscellaneous_New_Space Heating_Natural Gas_Gas Boiler - Maintenance_A_Technical Potential | F9 | Commercial | WA - Miscellaneous | New | Space Heating | Natural Gas | Gas Boiler - Maintenance | A | Cumulative Winter Peak Savings (MW) | Technical Potential | 0 | 0 | 0 | 0 | 0 | 0 | 0 | 0 | 0 | 0 | 0 | 0 | 0 | 0 | 0 | 0 | 0 | 0 | 0 | 0 | 0 | 0 | 0 | 0 | 0 | 0 | 0
F10_Commercial_WA - Miscellaneous_New_Space Heating_Natural Gas_Gas Boiler - Maintenance_A_Technical Potential | F10 | Commercial | WA - Miscellaneous | New | Space Heating | Natural Gas | Gas Boiler - Maintenance | A | Purchases (Incremental) | Technical Potential | 0 | 0 | 0 | 0 | 0 | 0 | 0 | 0 | 0 | 0 | 0 | 0 | 0 | 0 | 0 | 0 | 0 | 0 | 0 | 0 | 0 | 0 | 0 | 0 | 0 | 0 | 0
F11_Commercial_WA - Miscellaneous_New_Space Heating_Natural Gas_Gas Boiler - Maintenance_A_Technical Potential | F11 | Commercial | WA - Miscellaneous | New | Space Heating | Natural Gas | Gas Boiler - Maintenance | A | Purchases (Cumulative) | Technical Potential | 0 | 0 | 0 | 0 | 0 | 0 | 0 | 0 | 0 | 0 | 0 | 0 | 0 | 0 | 0 | 0 | 0 | 0 | 0 | 0 | 0 | 0 | 0 | 0 | 0 | 0 | 0
F1_Commercial_WA - Miscellaneous_New_Space Heating_Natural Gas_Gas Furnace - Maintenance_A_Technical Potential | F1 | Commercial | WA - Miscellaneous | New | Space Heating | Natural Gas | Gas Furnace - Maintenance | A | Integrated Unit Energy Savings (kWh or therms) | Technical Potential | 0 | 0 | 0 | 0 | 0 | 0 | 0 | 0 | 0 | 0 | 0 | 0 | 0 | 0 | 0 | 0 | 0 | 0 | 0 | 0 | 0 | 0 | 0 | 0 | 0 | 0 | 0
F2_Commercial_WA - Miscellaneous_New_Space Heating_Natural Gas_Gas Furnace - Maintenance_A_Technical Potential | F2 | Commercial | WA - Miscellaneous | New | Space Heating | Natural Gas | Gas Furnace - Maintenance | A | Integrated Unit Summer Peak Savings (kW) | Technical Potential | 0 | 0 | 0 | 0 | 0 | 0 | 0 | 0 | 0 | 0 | 0 | 0 | 0 | 0 | 0 | 0 | 0 | 0 | 0 | 0 | 0 | 0 | 0 | 0 | 0 | 0 | 0
F3_Commercial_WA - Miscellaneous_New_Space Heating_Natural Gas_Gas Furnace - Maintenance_A_Technical Potential | F3 | Commercial | WA - Miscellaneous | New | Space Heating | Natural Gas | Gas Furnace - Maintenance | A | Integrated Unit Winter Peak Savings (kW) | Technical Potential | 0 | 0 | 0 | 0 | 0 | 0 | 0 | 0 | 0 | 0 | 0 | 0 | 0 | 0 | 0 | 0 | 0 | 0 | 0 | 0 | 0 | 0 | 0 | 0 | 0 | 0 | 0
F4_Commercial_WA - Miscellaneous_New_Space Heating_Natural Gas_Gas Furnace - Maintenance_A_Technical Potential | F4 | Commercial | WA - Miscellaneous | New | Space Heating | Natural Gas | Gas Furnace - Maintenance | A | Incremental Energy Savings (MWh or mTherms) | Technical Potential | 0 | 0 | 0 | 0 | 0 | 0 | 0 | 0 | 0 | 0 | 0 | 0 | 0 | 0 | 0 | 0 | 0 | 0 | 0 | 0 | 0 | 0 | 0 | 0 | 0 | 0 | 0
F5_Commercial_WA - Miscellaneous_New_Space Heating_Natural Gas_Gas Furnace - Maintenance_A_Technical Potential | F5 | Commercial | WA - Miscellaneous | New | Space Heating | Natural Gas | Gas Furnace - Maintenance | A | Incremental Summer Peak Savings (MW) | Technical Potential | 0 | 0 | 0 | 0 | 0 | 0 | 0 | 0 | 0 | 0 | 0 | 0 | 0 | 0 | 0 | 0 | 0 | 0 | 0 | 0 | 0 | 0 | 0 | 0 | 0 | 0 | 0
F6_Commercial_WA - Miscellaneous_New_Space Heating_Natural Gas_Gas Furnace - Maintenance_A_Technical Potential | F6 | Commercial | WA - Miscellaneous | New | Space Heating | Natural Gas | Gas Furnace - Maintenance | A | Incremental Winter Peak Savings (MW) | Technical Potential | 0 | 0 | 0 | 0 | 0 | 0 | 0 | 0 | 0 | 0 | 0 | 0 | 0 | 0 | 0 | 0 | 0 | 0 | 0 | 0 | 0 | 0 | 0 | 0 | 0 | 0 | 0
F7_Commercial_WA - Miscellaneous_New_Space Heating_Natural Gas_Gas Furnace - Maintenance_A_Technical Potential | F7 | Commercial | WA - Miscellaneous | New | Space Heating | Natural Gas | Gas Furnace - Maintenance | A | Cumulative Energy Savings (MWh or mTherms) | Technical Potential | 0 | 0 | 0 | 0 | 0 | 0 | 0 | 0 | 0 | 0 | 0 | 0 | 0 | 0 | 0 | 0 | 0 | 0 | 0 | 0 | 0 | 0 | 0 | 0 | 0 | 0 | 0
F8_Commercial_WA - Miscellaneous_New_Space Heating_Natural Gas_Gas Furnace - Maintenance_A_Technical Potential | F8 | Commercial | WA - Miscellaneous | New | Space Heating | Natural Gas | Gas Furnace - Maintenance | A | Cumulative Summer Peak Savings (MW) | Technical Potential | 0 | 0 | 0 | 0 | 0 | 0 | 0 | 0 | 0 | 0 | 0 | 0 | 0 | 0 | 0 | 0 | 0 | 0 | 0 | 0 | 0 | 0 | 0 | 0 | 0 | 0 | 0
F9_Commercial_WA - Miscellaneous_New_Space Heating_Natural Gas_Gas Furnace - Maintenance_A_Technical Potential | F9 | Commercial | WA - Miscellaneous | New | Space Heating | Natural Gas | Gas Furnace - Maintenance | A | Cumulative Winter Peak Savings (MW) | Technical Potential | 0 | 0 | 0 | 0 | 0 | 0 | 0 | 0 | 0 | 0 | 0 | 0 | 0 | 0 | 0 | 0 | 0 | 0 | 0 | 0 | 0 | 0 | 0 | 0 | 0 | 0 | 0
F10_Commercial_WA - Miscellaneous_New_Space Heating_Natural Gas_Gas Furnace - Maintenance_A_Technical Potential | F10 | Commercial | WA - Miscellaneous | New | Space Heating | Natural Gas | Gas Furnace - Maintenance | A | Purchases (Incremental) | Technical Potential | 0 | 0 | 0 | 0 | 0 | 0 | 0 | 0 | 0 | 0 | 0 | 0 | 0 | 0 | 0 | 0 | 0 | 0 | 0 | 0 | 0 | 0 | 0 | 0 | 0 | 0 | 0
F11_Commercial_WA - Miscellaneous_New_Space Heating_Natural Gas_Gas Furnace - Maintenance_A_Technical Potential | F11 | Commercial | WA - Miscellaneous | New | Space Heating | Natural Gas | Gas Furnace - Maintenance | A | Purchases (Cumulative) | Technical Potential | 0 | 0 | 0 | 0 | 0 | 0 | 0 | 0 | 0 | 0 | 0 | 0 | 0 | 0 | 0 | 0 | 0 | 0 | 0 | 0 | 0 | 0 | 0 | 0 | 0 | 0 | 0
F1_Commercial_WA - Miscellaneous_New_Space Heating_Natural Gas_Gas Boiler - Hot Water Reset_A_Technical Potential | F1 | Commercial | WA - Miscellaneous | New | Space Heating | Natural Gas | Gas Boiler - Hot Water Reset | A | Integrated Unit Energy Savings (kWh or therms) | Technical Potential | 0 | 0 | 0 | 0 | 0 | 0 | 0 | 0 | 0 | 0 | 0 | 0 | 0 | 0 | 0 | 0 | 0 | 0 | 0 | 0 | 0 | 0 | 0 | 0 | 0 | 0 | 0
F2_Commercial_WA - Miscellaneous_New_Space Heating_Natural Gas_Gas Boiler - Hot Water Reset_A_Technical Potential | F2 | Commercial | WA - Miscellaneous | New | Space Heating | Natural Gas | Gas Boiler - Hot Water Reset | A | Integrated Unit Summer Peak Savings (kW) | Technical Potential | 0 | 0 | 0 | 0 | 0 | 0 | 0 | 0 | 0 | 0 | 0 | 0 | 0 | 0 | 0 | 0 | 0 | 0 | 0 | 0 | 0 | 0 | 0 | 0 | 0 | 0 | 0
F3_Commercial_WA - Miscellaneous_New_Space Heating_Natural Gas_Gas Boiler - Hot Water Reset_A_Technical Potential | F3 | Commercial | WA - Miscellaneous | New | Space Heating | Natural Gas | Gas Boiler - Hot Water Reset | A | Integrated Unit Winter Peak Savings (kW) | Technical Potential | 0 | 0 | 0 | 0 | 0 | 0 | 0 | 0 | 0 | 0 | 0 | 0 | 0 | 0 | 0 | 0 | 0 | 0 | 0 | 0 | 0 | 0 | 0 | 0 | 0 | 0 | 0
F4_Commercial_WA - Miscellaneous_New_Space Heating_Natural Gas_Gas Boiler - Hot Water Reset_A_Technical Potential | F4 | Commercial | WA - Miscellaneous | New | Space Heating | Natural Gas | Gas Boiler - Hot Water Reset | A | Incremental Energy Savings (MWh or mTherms) | Technical Potential | 0 | 0 | 0 | 0 | 0 | 0 | 0 | 0 | 0 | 0 | 0 | 0 | 0 | 0 | 0 | 0 | 0 | 0 | 0 | 0 | 0 | 0 | 0 | 0 | 0 | 0 | 0
F5_Commercial_WA - Miscellaneous_New_Space Heating_Natural Gas_Gas Boiler - Hot Water Reset_A_Technical Potential | F5 | Commercial | WA - Miscellaneous | New | Space Heating | Natural Gas | Gas Boiler - Hot Water Reset | A | Incremental Summer Peak Savings (MW) | Technical Potential | 0 | 0 | 0 | 0 | 0 | 0 | 0 | 0 | 0 | 0 | 0 | 0 | 0 | 0 | 0 | 0 | 0 | 0 | 0 | 0 | 0 | 0 | 0 | 0 | 0 | 0 | 0
F6_Commercial_WA - Miscellaneous_New_Space Heating_Natural Gas_Gas Boiler - Hot Water Reset_A_Technical Potential | F6 | Commercial | WA - Miscellaneous | New | Space Heating | Natural Gas | Gas Boiler - Hot Water Reset | A | Incremental Winter Peak Savings (MW) | Technical Potential | 0 | 0 | 0 | 0 | 0 | 0 | 0 | 0 | 0 | 0 | 0 | 0 | 0 | 0 | 0 | 0 | 0 | 0 | 0 | 0 | 0 | 0 | 0 | 0 | 0 | 0 | 0
F7_Commercial_WA - Miscellaneous_New_Space Heating_Natural Gas_Gas Boiler - Hot Water Reset_A_Technical Potential | F7 | Commercial | WA - Miscellaneous | New | Space Heating | Natural Gas | Gas Boiler - Hot Water Reset | A | Cumulative Energy Savings (MWh or mTherms) | Technical Potential | 0 | 0 | 0 | 0 | 0 | 0 | 0 | 0 | 0 | 0 | 0 | 0 | 0 | 0 | 0 | 0 | 0 | 0 | 0 | 0 | 0 | 0 | 0 | 0 | 0 | 0 | 0
F8_Commercial_WA - Miscellaneous_New_Space Heating_Natural Gas_Gas Boiler - Hot Water Reset_A_Technical Potential | F8 | Commercial | WA - Miscellaneous | New | Space Heating | Natural Gas | Gas Boiler - Hot Water Reset | A | Cumulative Summer Peak Savings (MW) | Technical Potential | 0 | 0 | 0 | 0 | 0 | 0 | 0 | 0 | 0 | 0 | 0 | 0 | 0 | 0 | 0 | 0 | 0 | 0 | 0 | 0 | 0 | 0 | 0 | 0 | 0 | 0 | 0
F9_Commercial_WA - Miscellaneous_New_Space Heating_Natural Gas_Gas Boiler - Hot Water Reset_A_Technical Potential | F9 | Commercial | WA - Miscellaneous | New | Space Heating | Natural Gas | Gas Boiler - Hot Water Reset | A | Cumulative Winter Peak Savings (MW) | Technical Potential | 0 | 0 | 0 | 0 | 0 | 0 | 0 | 0 | 0 | 0 | 0 | 0 | 0 | 0 | 0 | 0 | 0 | 0 | 0 | 0 | 0 | 0 | 0 | 0 | 0 | 0 | 0
F10_Commercial_WA - Miscellaneous_New_Space Heating_Natural Gas_Gas Boiler - Hot Water Reset_A_Technical Potential | F10 | Commercial | WA - Miscellaneous | New | Space Heating | Natural Gas | Gas Boiler - Hot Water Reset | A | Purchases (Incremental) | Technical Potential | 0 | 0 | 0 | 0 | 0 | 0 | 0 | 0 | 0 | 0 | 0 | 0 | 0 | 0 | 0 | 0 | 0 | 0 | 0 | 0 | 0 | 0 | 0 | 0 | 0 | 0 | 0
F11_Commercial_WA - Miscellaneous_New_Space Heating_Natural Gas_Gas Boiler - Hot Water Reset_A_Technical Potential | F11 | Commercial | WA - Miscellaneous | New | Space Heating | Natural Gas | Gas Boiler - Hot Water Reset | A | Purchases (Cumulative) | Technical Potential | 0 | 0 | 0 | 0 | 0 | 0 | 0 | 0 | 0 | 0 | 0 | 0 | 0 | 0 | 0 | 0 | 0 | 0 | 0 | 0 | 0 | 0 | 0 | 0 | 0 | 0 | 0
F1_Commercial_WA - Miscellaneous_New_Space Heating_Natural Gas_Gas Boiler - Steam Trap Replacement_A_Technical Potential | F1 | Commercial | WA - Miscellaneous | New | Space Heating | Natural Gas | Gas Boiler - Steam Trap Replacement | A | Integrated Unit Energy Savings (kWh or therms) | Technical Potential | 0 | 0 | 0 | 0 | 0 | 0 | 0 | 0 | 0 | 0 | 0 | 0 | 0 | 0 | 0 | 0 | 0 | 0 | 0 | 0 | 0 | 0 | 0 | 0 | 0 | 0 | 0
F2_Commercial_WA - Miscellaneous_New_Space Heating_Natural Gas_Gas Boiler - Steam Trap Replacement_A_Technical Potential | F2 | Commercial | WA - Miscellaneous | New | Space Heating | Natural Gas | Gas Boiler - Steam Trap Replacement | A | Integrated Unit Summer Peak Savings (kW) | Technical Potential | 0 | 0 | 0 | 0 | 0 | 0 | 0 | 0 | 0 | 0 | 0 | 0 | 0 | 0 | 0 | 0 | 0 | 0 | 0 | 0 | 0 | 0 | 0 | 0 | 0 | 0 | 0
F3_Commercial_WA - Miscellaneous_New_Space Heating_Natural Gas_Gas Boiler - Steam Trap Replacement_A_Technical Potential | F3 | Commercial | WA - Miscellaneous | New | Space Heating | Natural Gas | Gas Boiler - Steam Trap Replacement | A | Integrated Unit Winter Peak Savings (kW) | Technical Potential | 0 | 0 | 0 | 0 | 0 | 0 | 0 | 0 | 0 | 0 | 0 | 0 | 0 | 0 | 0 | 0 | 0 | 0 | 0 | 0 | 0 | 0 | 0 | 0 | 0 | 0 | 0
F4_Commercial_WA - Miscellaneous_New_Space Heating_Natural Gas_Gas Boiler - Steam Trap Replacement_A_Technical Potential | F4 | Commercial | WA - Miscellaneous | New | Space Heating | Natural Gas | Gas Boiler - Steam Trap Replacement | A | Incremental Energy Savings (MWh or mTherms) | Technical Potential | 0 | 0 | 0 | 0 | 0 | 0 | 0 | 0 | 0 | 0 | 0 | 0 | 0 | 0 | 0 | 0 | 0 | 0 | 0 | 0 | 0 | 0 | 0 | 0 | 0 | 0 | 0
F5_Commercial_WA - Miscellaneous_New_Space Heating_Natural Gas_Gas Boiler - Steam Trap Replacement_A_Technical Potential | F5 | Commercial | WA - Miscellaneous | New | Space Heating | Natural Gas | Gas Boiler - Steam Trap Replacement | A | Incremental Summer Peak Savings (MW) | Technical Potential | 0 | 0 | 0 | 0 | 0 | 0 | 0 | 0 | 0 | 0 | 0 | 0 | 0 | 0 | 0 | 0 | 0 | 0 | 0 | 0 | 0 | 0 | 0 | 0 | 0 | 0 | 0
F6_Commercial_WA - Miscellaneous_New_Space Heating_Natural Gas_Gas Boiler - Steam Trap Replacement_A_Technical Potential | F6 | Commercial | WA - Miscellaneous | New | Space Heating | Natural Gas | Gas Boiler - Steam Trap Replacement | A | Incremental Winter Peak Savings (MW) | Technical Potential | 0 | 0 | 0 | 0 | 0 | 0 | 0 | 0 | 0 | 0 | 0 | 0 | 0 | 0 | 0 | 0 | 0 | 0 | 0 | 0 | 0 | 0 | 0 | 0 | 0 | 0 | 0
F7_Commercial_WA - Miscellaneous_New_Space Heating_Natural Gas_Gas Boiler - Steam Trap Replacement_A_Technical Potential | F7 | Commercial | WA - Miscellaneous | New | Space Heating | Natural Gas | Gas Boiler - Steam Trap Replacement | A | Cumulative Energy Savings (MWh or mTherms) | Technical Potential | 0 | 0 | 0 | 0 | 0 | 0 | 0 | 0 | 0 | 0 | 0 | 0 | 0 | 0 | 0 | 0 | 0 | 0 | 0 | 0 | 0 | 0 | 0 | 0 | 0 | 0 | 0
F8_Commercial_WA - Miscellaneous_New_Space Heating_Natural Gas_Gas Boiler - Steam Trap Replacement_A_Technical Potential | F8 | Commercial | WA - Miscellaneous | New | Space Heating | Natural Gas | Gas Boiler - Steam Trap Replacement | A | Cumulative Summer Peak Savings (MW) | Technical Potential | 0 | 0 | 0 | 0 | 0 | 0 | 0 | 0 | 0 | 0 | 0 | 0 | 0 | 0 | 0 | 0 | 0 | 0 | 0 | 0 | 0 | 0 | 0 | 0 | 0 | 0 | 0
F9_Commercial_WA - Miscellaneous_New_Space Heating_Natural Gas_Gas Boiler - Steam Trap Replacement_A_Technical Potential | F9 | Commercial | WA - Miscellaneous | New | Space Heating | Natural Gas | Gas Boiler - Steam Trap Replacement | A | Cumulative Winter Peak Savings (MW) | Technical Potential | 0 | 0 | 0 | 0 | 0 | 0 | 0 | 0 | 0 | 0 | 0 | 0 | 0 | 0 | 0 | 0 | 0 | 0 | 0 | 0 | 0 | 0 | 0 | 0 | 0 | 0 | 0
F10_Commercial_WA - Miscellaneous_New_Space Heating_Natural Gas_Gas Boiler - Steam Trap Replacement_A_Technical Potential | F10 | Commercial | WA - Miscellaneous | New | Space Heating | Natural Gas | Gas Boiler - Steam Trap Replacement | A | Purchases (Incremental) | Technical Potential | 0 | 0 | 0 | 0 | 0 | 0 | 0 | 0 | 0 | 0 | 0 | 0 | 0 | 0 | 0 | 0 | 0 | 0 | 0 | 0 | 0 | 0 | 0 | 0 | 0 | 0 | 0
F11_Commercial_WA - Miscellaneous_New_Space Heating_Natural Gas_Gas Boiler - Steam Trap Replacement_A_Technical Potential | F11 | Commercial | WA - Miscellaneous | New | Space Heating | Natural Gas | Gas Boiler - Steam Trap Replacement | A | Purchases (Cumulative) | Technical Potential | 0 | 0 | 0 | 0 | 0 | 0 | 0 | 0 | 0 | 0 | 0 | 0 | 0 | 0 | 0 | 0 | 0 | 0 | 0 | 0 | 0 | 0 | 0 | 0 | 0 | 0 | 0
F1_Commercial_WA - Miscellaneous_New_Space Heating_Natural Gas_Gas Boiler - High Turndown Burner_A_Technical Potential | F1 | Commercial | WA - Miscellaneous | New | Space Heating | Natural Gas | Gas Boiler - High Turndown Burner | A | Integrated Unit Energy Savings (kWh or therms) | Technical Potential | 0 | 0 | 0 | 0 | 0 | 0 | 0 | 0 | 0 | 0 | 0 | 0 | 0 | 0 | 0 | 0 | 0 | 0 | 0 | 0 | 0 | 0 | 0 | 0 | 0 | 0 | 0
F2_Commercial_WA - Miscellaneous_New_Space Heating_Natural Gas_Gas Boiler - High Turndown Burner_A_Technical Potential | F2 | Commercial | WA - Miscellaneous | New | Space Heating | Natural Gas | Gas Boiler - High Turndown Burner | A | Integrated Unit Summer Peak Savings (kW) | Technical Potential | 0 | 0 | 0 | 0 | 0 | 0 | 0 | 0 | 0 | 0 | 0 | 0 | 0 | 0 | 0 | 0 | 0 | 0 | 0 | 0 | 0 | 0 | 0 | 0 | 0 | 0 | 0
F3_Commercial_WA - Miscellaneous_New_Space Heating_Natural Gas_Gas Boiler - High Turndown Burner_A_Technical Potential | F3 | Commercial | WA - Miscellaneous | New | Space Heating | Natural Gas | Gas Boiler - High Turndown Burner | A | Integrated Unit Winter Peak Savings (kW) | Technical Potential | 0 | 0 | 0 | 0 | 0 | 0 | 0 | 0 | 0 | 0 | 0 | 0 | 0 | 0 | 0 | 0 | 0 | 0 | 0 | 0 | 0 | 0 | 0 | 0 | 0 | 0 | 0
F4_Commercial_WA - Miscellaneous_New_Space Heating_Natural Gas_Gas Boiler - High Turndown Burner_A_Technical Potential | F4 | Commercial | WA - Miscellaneous | New | Space Heating | Natural Gas | Gas Boiler - High Turndown Burner | A | Incremental Energy Savings (MWh or mTherms) | Technical Potential | 0 | 0 | 0 | 0 | 0 | 0 | 0 | 0 | 0 | 0 | 0 | 0 | 0 | 0 | 0 | 0 | 0 | 0 | 0 | 0 | 0 | 0 | 0 | 0 | 0 | 0 | 0
F5_Commercial_WA - Miscellaneous_New_Space Heating_Natural Gas_Gas Boiler - High Turndown Burner_A_Technical Potential | F5 | Commercial | WA - Miscellaneous | New | Space Heating | Natural Gas | Gas Boiler - High Turndown Burner | A | Incremental Summer Peak Savings (MW) | Technical Potential | 0 | 0 | 0 | 0 | 0 | 0 | 0 | 0 | 0 | 0 | 0 | 0 | 0 | 0 | 0 | 0 | 0 | 0 | 0 | 0 | 0 | 0 | 0 | 0 | 0 | 0 | 0
F6_Commercial_WA - Miscellaneous_New_Space Heating_Natural Gas_Gas Boiler - High Turndown Burner_A_Technical Potential | F6 | Commercial | WA - Miscellaneous | New | Space Heating | Natural Gas | Gas Boiler - High Turndown Burner | A | Incremental Winter Peak Savings (MW) | Technical Potential | 0 | 0 | 0 | 0 | 0 | 0 | 0 | 0 | 0 | 0 | 0 | 0 | 0 | 0 | 0 | 0 | 0 | 0 | 0 | 0 | 0 | 0 | 0 | 0 | 0 | 0 | 0
F7_Commercial_WA - Miscellaneous_New_Space Heating_Natural Gas_Gas Boiler - High Turndown Burner_A_Technical Potential | F7 | Commercial | WA - Miscellaneous | New | Space Heating | Natural Gas | Gas Boiler - High Turndown Burner | A | Cumulative Energy Savings (MWh or mTherms) | Technical Potential | 0 | 0 | 0 | 0 | 0 | 0 | 0 | 0 | 0 | 0 | 0 | 0 | 0 | 0 | 0 | 0 | 0 | 0 | 0 | 0 | 0 | 0 | 0 | 0 | 0 | 0 | 0
F8_Commercial_WA - Miscellaneous_New_Space Heating_Natural Gas_Gas Boiler - High Turndown Burner_A_Technical Potential | F8 | Commercial | WA - Miscellaneous | New | Space Heating | Natural Gas | Gas Boiler - High Turndown Burner | A | Cumulative Summer Peak Savings (MW) | Technical Potential | 0 | 0 | 0 | 0 | 0 | 0 | 0 | 0 | 0 | 0 | 0 | 0 | 0 | 0 | 0 | 0 | 0 | 0 | 0 | 0 | 0 | 0 | 0 | 0 | 0 | 0 | 0
F9_Commercial_WA - Miscellaneous_New_Space Heating_Natural Gas_Gas Boiler - High Turndown Burner_A_Technical Potential | F9 | Commercial | WA - Miscellaneous | New | Space Heating | Natural Gas | Gas Boiler - High Turndown Burner | A | Cumulative Winter Peak Savings (MW) | Technical Potential | 0 | 0 | 0 | 0 | 0 | 0 | 0 | 0 | 0 | 0 | 0 | 0 | 0 | 0 | 0 | 0 | 0 | 0 | 0 | 0 | 0 | 0 | 0 | 0 | 0 | 0 | 0
F10_Commercial_WA - Miscellaneous_New_Space Heating_Natural Gas_Gas Boiler - High Turndown Burner_A_Technical Potential | F10 | Commercial | WA - Miscellaneous | New | Space Heating | Natural Gas | Gas Boiler - High Turndown Burner | A | Purchases (Incremental) | Technical Potential | 0 | 0 | 0 | 0 | 0 | 0 | 0 | 0 | 0 | 0 | 0 | 0 | 0 | 0 | 0 | 0 | 0 | 0 | 0 | 0 | 0 | 0 | 0 | 0 | 0 | 0 | 0
F11_Commercial_WA - Miscellaneous_New_Space Heating_Natural Gas_Gas Boiler - High Turndown Burner_A_Technical Potential | F11 | Commercial | WA - Miscellaneous | New | Space Heating | Natural Gas | Gas Boiler - High Turndown Burner | A | Purchases (Cumulative) | Technical Potential | 0 | 0 | 0 | 0 | 0 | 0 | 0 | 0 | 0 | 0 | 0 | 0 | 0 | 0 | 0 | 0 | 0 | 0 | 0 | 0 | 0 | 0 | 0 | 0 | 0 | 0 | 0
F1_Commercial_WA - Miscellaneous_New_Space Heating_Natural Gas_Gas Boiler - Burner Control Optimization_A_Technical Potential | F1 | Commercial | WA - Miscellaneous | New | Space Heating | Natural Gas | Gas Boiler - Burner Control Optimization | A | Integrated Unit Energy Savings (kWh or therms) | Technical Potential | 0 | 0 | 0 | 0 | 0 | 0 | 0 | 0 | 0 | 0 | 0 | 0 | 0 | 0 | 0 | 0 | 0 | 0 | 0 | 0 | 0 | 0 | 0 | 0 | 0 | 0 | 0
F2_Commercial_WA - Miscellaneous_New_Space Heating_Natural Gas_Gas Boiler - Burner Control Optimization_A_Technical Potential | F2 | Commercial | WA - Miscellaneous | New | Space Heating | Natural Gas | Gas Boiler - Burner Control Optimization | A | Integrated Unit Summer Peak Savings (kW) | Technical Potential | 0 | 0 | 0 | 0 | 0 | 0 | 0 | 0 | 0 | 0 | 0 | 0 | 0 | 0 | 0 | 0 | 0 | 0 | 0 | 0 | 0 | 0 | 0 | 0 | 0 | 0 | 0
F3_Commercial_WA - Miscellaneous_New_Space Heating_Natural Gas_Gas Boiler - Burner Control Optimization_A_Technical Potential | F3 | Commercial | WA - Miscellaneous | New | Space Heating | Natural Gas | Gas Boiler - Burner Control Optimization | A | Integrated Unit Winter Peak Savings (kW) | Technical Potential | 0 | 0 | 0 | 0 | 0 | 0 | 0 | 0 | 0 | 0 | 0 | 0 | 0 | 0 | 0 | 0 | 0 | 0 | 0 | 0 | 0 | 0 | 0 | 0 | 0 | 0 | 0
F4_Commercial_WA - Miscellaneous_New_Space Heating_Natural Gas_Gas Boiler - Burner Control Optimization_A_Technical Potential | F4 | Commercial | WA - Miscellaneous | New | Space Heating | Natural Gas | Gas Boiler - Burner Control Optimization | A | Incremental Energy Savings (MWh or mTherms) | Technical Potential | 0 | 0 | 0 | 0 | 0 | 0 | 0 | 0 | 0 | 0 | 0 | 0 | 0 | 0 | 0 | 0 | 0 | 0 | 0 | 0 | 0 | 0 | 0 | 0 | 0 | 0 | 0
F5_Commercial_WA - Miscellaneous_New_Space Heating_Natural Gas_Gas Boiler - Burner Control Optimization_A_Technical Potential | F5 | Commercial | WA - Miscellaneous | New | Space Heating | Natural Gas | Gas Boiler - Burner Control Optimization | A | Incremental Summer Peak Savings (MW) | Technical Potential | 0 | 0 | 0 | 0 | 0 | 0 | 0 | 0 | 0 | 0 | 0 | 0 | 0 | 0 | 0 | 0 | 0 | 0 | 0 | 0 | 0 | 0 | 0 | 0 | 0 | 0 | 0
F6_Commercial_WA - Miscellaneous_New_Space Heating_Natural Gas_Gas Boiler - Burner Control Optimization_A_Technical Potential | F6 | Commercial | WA - Miscellaneous | New | Space Heating | Natural Gas | Gas Boiler - Burner Control Optimization | A | Incremental Winter Peak Savings (MW) | Technical Potential | 0 | 0 | 0 | 0 | 0 | 0 | 0 | 0 | 0 | 0 | 0 | 0 | 0 | 0 | 0 | 0 | 0 | 0 | 0 | 0 | 0 | 0 | 0 | 0 | 0 | 0 | 0
F7_Commercial_WA - Miscellaneous_New_Space Heating_Natural Gas_Gas Boiler - Burner Control Optimization_A_Technical Potential | F7 | Commercial | WA - Miscellaneous | New | Space Heating | Natural Gas | Gas Boiler - Burner Control Optimization | A | Cumulative Energy Savings (MWh or mTherms) | Technical Potential | 0 | 0 | 0 | 0 | 0 | 0 | 0 | 0 | 0 | 0 | 0 | 0 | 0 | 0 | 0 | 0 | 0 | 0 | 0 | 0 | 0 | 0 | 0 | 0 | 0 | 0 | 0
F8_Commercial_WA - Miscellaneous_New_Space Heating_Natural Gas_Gas Boiler - Burner Control Optimization_A_Technical Potential | F8 | Commercial | WA - Miscellaneous | New | Space Heating | Natural Gas | Gas Boiler - Burner Control Optimization | A | Cumulative Summer Peak Savings (MW) | Technical Potential | 0 | 0 | 0 | 0 | 0 | 0 | 0 | 0 | 0 | 0 | 0 | 0 | 0 | 0 | 0 | 0 | 0 | 0 | 0 | 0 | 0 | 0 | 0 | 0 | 0 | 0 | 0
F9_Commercial_WA - Miscellaneous_New_Space Heating_Natural Gas_Gas Boiler - Burner Control Optimization_A_Technical Potential | F9 | Commercial | WA - Miscellaneous | New | Space Heating | Natural Gas | Gas Boiler - Burner Control Optimization | A | Cumulative Winter Peak Savings (MW) | Technical Potential | 0 | 0 | 0 | 0 | 0 | 0 | 0 | 0 | 0 | 0 | 0 | 0 | 0 | 0 | 0 | 0 | 0 | 0 | 0 | 0 | 0 | 0 | 0 | 0 | 0 | 0 | 0
F10_Commercial_WA - Miscellaneous_New_Space Heating_Natural Gas_Gas Boiler - Burner Control Optimization_A_Technical Potential | F10 | Commercial | WA - Miscellaneous | New | Space Heating | Natural Gas | Gas Boiler - Burner Control Optimization | A | Purchases (Incremental) | Technical Potential | 0 | 0 | 0 | 0 | 0 | 0 | 0 | 0 | 0 | 0 | 0 | 0 | 0 | 0 | 0 | 0 | 0 | 0 | 0 | 0 | 0 | 0 | 0 | 0 | 0 | 0 | 0
F11_Commercial_WA - Miscellaneous_New_Space Heating_Natural Gas_Gas Boiler - Burner Control Optimization_A_Technical Potential | F11 | Commercial | WA - Miscellaneous | New | Space Heating | Natural Gas | Gas Boiler - Burner Control Optimization | A | Purchases (Cumulative) | Technical Potential | 0 | 0 | 0 | 0 | 0 | 0 | 0 | 0 | 0 | 0 | 0 | 0 | 0 | 0 | 0 | 0 | 0 | 0 | 0 | 0 | 0 | 0 | 0 | 0 | 0 | 0 | 0
F1_Commercial_WA - Miscellaneous_New_Space Heating_Natural Gas_Gas Boiler - Stack Economizer_A_Technical Potential | F1 | Commercial | WA - Miscellaneous | New | Space Heating | Natural Gas | Gas Boiler - Stack Economizer | A | Integrated Unit Energy Savings (kWh or therms) | Technical Potential | 0 | 0 | 0 | 0 | 0 | 0 | 0 | 0 | 0 | 0 | 0 | 0 | 0 | 0 | 0 | 0 | 0 | 0 | 0 | 0 | 0 | 0 | 0 | 0 | 0 | 0 | 0
F2_Commercial_WA - Miscellaneous_New_Space Heating_Natural Gas_Gas Boiler - Stack Economizer_A_Technical Potential | F2 | Commercial | WA - Miscellaneous | New | Space Heating | Natural Gas | Gas Boiler - Stack Economizer | A | Integrated Unit Summer Peak Savings (kW) | Technical Potential | 0 | 0 | 0 | 0 | 0 | 0 | 0 | 0 | 0 | 0 | 0 | 0 | 0 | 0 | 0 | 0 | 0 | 0 | 0 | 0 | 0 | 0 | 0 | 0 | 0 | 0 | 0
F3_Commercial_WA - Miscellaneous_New_Space Heating_Natural Gas_Gas Boiler - Stack Economizer_A_Technical Potential | F3 | Commercial | WA - Miscellaneous | New | Space Heating | Natural Gas | Gas Boiler - Stack Economizer | A | Integrated Unit Winter Peak Savings (kW) | Technical Potential | 0 | 0 | 0 | 0 | 0 | 0 | 0 | 0 | 0 | 0 | 0 | 0 | 0 | 0 | 0 | 0 | 0 | 0 | 0 | 0 | 0 | 0 | 0 | 0 | 0 | 0 | 0
F4_Commercial_WA - Miscellaneous_New_Space Heating_Natural Gas_Gas Boiler - Stack Economizer_A_Technical Potential | F4 | Commercial | WA - Miscellaneous | New | Space Heating | Natural Gas | Gas Boiler - Stack Economizer | A | Incremental Energy Savings (MWh or mTherms) | Technical Potential | 0 | 0 | 0 | 0 | 0 | 0 | 0 | 0 | 0 | 0 | 0 | 0 | 0 | 0 | 0 | 0 | 0 | 0 | 0 | 0 | 0 | 0 | 0 | 0 | 0 | 0 | 0
F5_Commercial_WA - Miscellaneous_New_Space Heating_Natural Gas_Gas Boiler - Stack Economizer_A_Technical Potential | F5 | Commercial | WA - Miscellaneous | New | Space Heating | Natural Gas | Gas Boiler - Stack Economizer | A | Incremental Summer Peak Savings (MW) | Technical Potential | 0 | 0 | 0 | 0 | 0 | 0 | 0 | 0 | 0 | 0 | 0 | 0 | 0 | 0 | 0 | 0 | 0 | 0 | 0 | 0 | 0 | 0 | 0 | 0 | 0 | 0 | 0
F6_Commercial_WA - Miscellaneous_New_Space Heating_Natural Gas_Gas Boiler - Stack Economizer_A_Technical Potential | F6 | Commercial | WA - Miscellaneous | New | Space Heating | Natural Gas | Gas Boiler - Stack Economizer | A | Incremental Winter Peak Savings (MW) | Technical Potential | 0 | 0 | 0 | 0 | 0 | 0 | 0 | 0 | 0 | 0 | 0 | 0 | 0 | 0 | 0 | 0 | 0 | 0 | 0 | 0 | 0 | 0 | 0 | 0 | 0 | 0 | 0
F7_Commercial_WA - Miscellaneous_New_Space Heating_Natural Gas_Gas Boiler - Stack Economizer_A_Technical Potential | F7 | Commercial | WA - Miscellaneous | New | Space Heating | Natural Gas | Gas Boiler - Stack Economizer | A | Cumulative Energy Savings (MWh or mTherms) | Technical Potential | 0 | 0 | 0 | 0 | 0 | 0 | 0 | 0 | 0 | 0 | 0 | 0 | 0 | 0 | 0 | 0 | 0 | 0 | 0 | 0 | 0 | 0 | 0 | 0 | 0 | 0 | 0
F8_Commercial_WA - Miscellaneous_New_Space Heating_Natural Gas_Gas Boiler - Stack Economizer_A_Technical Potential | F8 | Commercial | WA - Miscellaneous | New | Space Heating | Natural Gas | Gas Boiler - Stack Economizer | A | Cumulative Summer Peak Savings (MW) | Technical Potential | 0 | 0 | 0 | 0 | 0 | 0 | 0 | 0 | 0 | 0 | 0 | 0 | 0 | 0 | 0 | 0 | 0 | 0 | 0 | 0 | 0 | 0 | 0 | 0 | 0 | 0 | 0
F9_Commercial_WA - Miscellaneous_New_Space Heating_Natural Gas_Gas Boiler - Stack Economizer_A_Technical Potential | F9 | Commercial | WA - Miscellaneous | New | Space Heating | Natural Gas | Gas Boiler - Stack Economizer | A | Cumulative Winter Peak Savings (MW) | Technical Potential | 0 | 0 | 0 | 0 | 0 | 0 | 0 | 0 | 0 | 0 | 0 | 0 | 0 | 0 | 0 | 0 | 0 | 0 | 0 | 0 | 0 | 0 | 0 | 0 | 0 | 0 | 0
F10_Commercial_WA - Miscellaneous_New_Space Heating_Natural Gas_Gas Boiler - Stack Economizer_A_Technical Potential | F10 | Commercial | WA - Miscellaneous | New | Space Heating | Natural Gas | Gas Boiler - Stack Economizer | A | Purchases (Incremental) | Technical Potential | 0 | 0 | 0 | 0 | 0 | 0 | 0 | 0 | 0 | 0 | 0 | 0 | 0 | 0 | 0 | 0 | 0 | 0 | 0 | 0 | 0 | 0 | 0 | 0 | 0 | 0 | 0
F11_Commercial_WA - Miscellaneous_New_Space Heating_Natural Gas_Gas Boiler - Stack Economizer_A_Technical Potential | F11 | Commercial | WA - Miscellaneous | New | Space Heating | Natural Gas | Gas Boiler - Stack Economizer | A | Purchases (Cumulative) | Technical Potential | 0 | 0 | 0 | 0 | 0 | 0 | 0 | 0 | 0 | 0 | 0 | 0 | 0 | 0 | 0 | 0 | 0 | 0 | 0 | 0 | 0 | 0 | 0 | 0 | 0 | 0 | 0
F1_Commercial_WA - Miscellaneous_New_Space Heating_Natural Gas_Gas Boiler - Thermostatic Radiator Valves_A_Technical Potential | F1 | Commercial | WA - Miscellaneous | New | Space Heating | Natural Gas | Gas Boiler - Thermostatic Radiator Valves | A | Integrated Unit Energy Savings (kWh or therms) | Technical Potential | 0 | 0 | 0 | 0 | 0 | 0 | 0 | 0 | 0 | 0 | 0 | 0 | 0 | 0 | 0 | 0 | 0 | 0 | 0 | 0 | 0 | 0 | 0 | 0 | 0 | 0 | 0
F2_Commercial_WA - Miscellaneous_New_Space Heating_Natural Gas_Gas Boiler - Thermostatic Radiator Valves_A_Technical Potential | F2 | Commercial | WA - Miscellaneous | New | Space Heating | Natural Gas | Gas Boiler - Thermostatic Radiator Valves | A | Integrated Unit Summer Peak Savings (kW) | Technical Potential | 0 | 0 | 0 | 0 | 0 | 0 | 0 | 0 | 0 | 0 | 0 | 0 | 0 | 0 | 0 | 0 | 0 | 0 | 0 | 0 | 0 | 0 | 0 | 0 | 0 | 0 | 0
F3_Commercial_WA - Miscellaneous_New_Space Heating_Natural Gas_Gas Boiler - Thermostatic Radiator Valves_A_Technical Potential | F3 | Commercial | WA - Miscellaneous | New | Space Heating | Natural Gas | Gas Boiler - Thermostatic Radiator Valves | A | Integrated Unit Winter Peak Savings (kW) | Technical Potential | 0 | 0 | 0 | 0 | 0 | 0 | 0 | 0 | 0 | 0 | 0 | 0 | 0 | 0 | 0 | 0 | 0 | 0 | 0 | 0 | 0 | 0 | 0 | 0 | 0 | 0 | 0
F4_Commercial_WA - Miscellaneous_New_Space Heating_Natural Gas_Gas Boiler - Thermostatic Radiator Valves_A_Technical Potential | F4 | Commercial | WA - Miscellaneous | New | Space Heating | Natural Gas | Gas Boiler - Thermostatic Radiator Valves | A | Incremental Energy Savings (MWh or mTherms) | Technical Potential | 0 | 0 | 0 | 0 | 0 | 0 | 0 | 0 | 0 | 0 | 0 | 0 | 0 | 0 | 0 | 0 | 0 | 0 | 0 | 0 | 0 | 0 | 0 | 0 | 0 | 0 | 0
F5_Commercial_WA - Miscellaneous_New_Space Heating_Natural Gas_Gas Boiler - Thermostatic Radiator Valves_A_Technical Potential | F5 | Commercial | WA - Miscellaneous | New | Space Heating | Natural Gas | Gas Boiler - Thermostatic Radiator Valves | A | Incremental Summer Peak Savings (MW) | Technical Potential | 0 | 0 | 0 | 0 | 0 | 0 | 0 | 0 | 0 | 0 | 0 | 0 | 0 | 0 | 0 | 0 | 0 | 0 | 0 | 0 | 0 | 0 | 0 | 0 | 0 | 0 | 0
F6_Commercial_WA - Miscellaneous_New_Space Heating_Natural Gas_Gas Boiler - Thermostatic Radiator Valves_A_Technical Potential | F6 | Commercial | WA - Miscellaneous | New | Space Heating | Natural Gas | Gas Boiler - Thermostatic Radiator Valves | A | Incremental Winter Peak Savings (MW) | Technical Potential | 0 | 0 | 0 | 0 | 0 | 0 | 0 | 0 | 0 | 0 | 0 | 0 | 0 | 0 | 0 | 0 | 0 | 0 | 0 | 0 | 0 | 0 | 0 | 0 | 0 | 0 | 0
F7_Commercial_WA - Miscellaneous_New_Space Heating_Natural Gas_Gas Boiler - Thermostatic Radiator Valves_A_Technical Potential | F7 | Commercial | WA - Miscellaneous | New | Space Heating | Natural Gas | Gas Boiler - Thermostatic Radiator Valves | A | Cumulative Energy Savings (MWh or mTherms) | Technical Potential | 0 | 0 | 0 | 0 | 0 | 0 | 0 | 0 | 0 | 0 | 0 | 0 | 0 | 0 | 0 | 0 | 0 | 0 | 0 | 0 | 0 | 0 | 0 | 0 | 0 | 0 | 0
F8_Commercial_WA - Miscellaneous_New_Space Heating_Natural Gas_Gas Boiler - Thermostatic Radiator Valves_A_Technical Potential | F8 | Commercial | WA - Miscellaneous | New | Space Heating | Natural Gas | Gas Boiler - Thermostatic Radiator Valves | A | Cumulative Summer Peak Savings (MW) | Technical Potential | 0 | 0 | 0 | 0 | 0 | 0 | 0 | 0 | 0 | 0 | 0 | 0 | 0 | 0 | 0 | 0 | 0 | 0 | 0 | 0 | 0 | 0 | 0 | 0 | 0 | 0 | 0
F9_Commercial_WA - Miscellaneous_New_Space Heating_Natural Gas_Gas Boiler - Thermostatic Radiator Valves_A_Technical Potential | F9 | Commercial | WA - Miscellaneous | New | Space Heating | Natural Gas | Gas Boiler - Thermostatic Radiator Valves | A | Cumulative Winter Peak Savings (MW) | Technical Potential | 0 | 0 | 0 | 0 | 0 | 0 | 0 | 0 | 0 | 0 | 0 | 0 | 0 | 0 | 0 | 0 | 0 | 0 | 0 | 0 | 0 | 0 | 0 | 0 | 0 | 0 | 0
F10_Commercial_WA - Miscellaneous_New_Space Heating_Natural Gas_Gas Boiler - Thermostatic Radiator Valves_A_Technical Potential | F10 | Commercial | WA - Miscellaneous | New | Space Heating | Natural Gas | Gas Boiler - Thermostatic Radiator Valves | A | Purchases (Incremental) | Technical Potential | 0 | 0 | 0 | 0 | 0 | 0 | 0 | 0 | 0 | 0 | 0 | 0 | 0 | 0 | 0 | 0 | 0 | 0 | 0 | 0 | 0 | 0 | 0 | 0 | 0 | 0 | 0
F11_Commercial_WA - Miscellaneous_New_Space Heating_Natural Gas_Gas Boiler - Thermostatic Radiator Valves_A_Technical Potential | F11 | Commercial | WA - Miscellaneous | New | Space Heating | Natural Gas | Gas Boiler - Thermostatic Radiator Valves | A | Purchases (Cumulative) | Technical Potential | 0 | 0 | 0 | 0 | 0 | 0 | 0 | 0 | 0 | 0 | 0 | 0 | 0 | 0 | 0 | 0 | 0 | 0 | 0 | 0 | 0 | 0 | 0 | 0 | 0 | 0 | 0
F1_Commercial_WA - Miscellaneous_New_Space Heating_Natural Gas_HVAC - Shut Off Damper_A_Technical Potential | F1 | Commercial | WA - Miscellaneous | New | Space Heating | Natural Gas | HVAC - Shut Off Damper | A | Integrated Unit Energy Savings (kWh or therms) | Technical Potential | 0 | 0 | 0 | 0 | 0 | 0 | 0 | 0 | 0 | 0 | 0 | 0 | 0 | 0 | 0 | 0 | 0 | 0 | 0 | 0 | 0 | 0 | 0 | 0 | 0 | 0 | 0
F2_Commercial_WA - Miscellaneous_New_Space Heating_Natural Gas_HVAC - Shut Off Damper_A_Technical Potential | F2 | Commercial | WA - Miscellaneous | New | Space Heating | Natural Gas | HVAC - Shut Off Damper | A | Integrated Unit Summer Peak Savings (kW) | Technical Potential | 0 | 0 | 0 | 0 | 0 | 0 | 0 | 0 | 0 | 0 | 0 | 0 | 0 | 0 | 0 | 0 | 0 | 0 | 0 | 0 | 0 | 0 | 0 | 0 | 0 | 0 | 0
F3_Commercial_WA - Miscellaneous_New_Space Heating_Natural Gas_HVAC - Shut Off Damper_A_Technical Potential | F3 | Commercial | WA - Miscellaneous | New | Space Heating | Natural Gas | HVAC - Shut Off Damper | A | Integrated Unit Winter Peak Savings (kW) | Technical Potential | 0 | 0 | 0 | 0 | 0 | 0 | 0 | 0 | 0 | 0 | 0 | 0 | 0 | 0 | 0 | 0 | 0 | 0 | 0 | 0 | 0 | 0 | 0 | 0 | 0 | 0 | 0
F4_Commercial_WA - Miscellaneous_New_Space Heating_Natural Gas_HVAC - Shut Off Damper_A_Technical Potential | F4 | Commercial | WA - Miscellaneous | New | Space Heating | Natural Gas | HVAC - Shut Off Damper | A | Incremental Energy Savings (MWh or mTherms) | Technical Potential | 0 | 0 | 0 | 0 | 0 | 0 | 0 | 0 | 0 | 0 | 0 | 0 | 0 | 0 | 0 | 0 | 0 | 0 | 0 | 0 | 0 | 0 | 0 | 0 | 0 | 0 | 0
F5_Commercial_WA - Miscellaneous_New_Space Heating_Natural Gas_HVAC - Shut Off Damper_A_Technical Potential | F5 | Commercial | WA - Miscellaneous | New | Space Heating | Natural Gas | HVAC - Shut Off Damper | A | Incremental Summer Peak Savings (MW) | Technical Potential | 0 | 0 | 0 | 0 | 0 | 0 | 0 | 0 | 0 | 0 | 0 | 0 | 0 | 0 | 0 | 0 | 0 | 0 | 0 | 0 | 0 | 0 | 0 | 0 | 0 | 0 | 0
F6_Commercial_WA - Miscellaneous_New_Space Heating_Natural Gas_HVAC - Shut Off Damper_A_Technical Potential | F6 | Commercial | WA - Miscellaneous | New | Space Heating | Natural Gas | HVAC - Shut Off Damper | A | Incremental Winter Peak Savings (MW) | Technical Potential | 0 | 0 | 0 | 0 | 0 | 0 | 0 | 0 | 0 | 0 | 0 | 0 | 0 | 0 | 0 | 0 | 0 | 0 | 0 | 0 | 0 | 0 | 0 | 0 | 0 | 0 | 0
F7_Commercial_WA - Miscellaneous_New_Space Heating_Natural Gas_HVAC - Shut Off Damper_A_Technical Potential | F7 | Commercial | WA - Miscellaneous | New | Space Heating | Natural Gas | HVAC - Shut Off Damper | A | Cumulative Energy Savings (MWh or mTherms) | Technical Potential | 0 | 0 | 0 | 0 | 0 | 0 | 0 | 0 | 0 | 0 | 0 | 0 | 0 | 0 | 0 | 0 | 0 | 0 | 0 | 0 | 0 | 0 | 0 | 0 | 0 | 0 | 0
F8_Commercial_WA - Miscellaneous_New_Space Heating_Natural Gas_HVAC - Shut Off Damper_A_Technical Potential | F8 | Commercial | WA - Miscellaneous | New | Space Heating | Natural Gas | HVAC - Shut Off Damper | A | Cumulative Summer Peak Savings (MW) | Technical Potential | 0 | 0 | 0 | 0 | 0 | 0 | 0 | 0 | 0 | 0 | 0 | 0 | 0 | 0 | 0 | 0 | 0 | 0 | 0 | 0 | 0 | 0 | 0 | 0 | 0 | 0 | 0
F9_Commercial_WA - Miscellaneous_New_Space Heating_Natural Gas_HVAC - Shut Off Damper_A_Technical Potential | F9 | Commercial | WA - Miscellaneous | New | Space Heating | Natural Gas | HVAC - Shut Off Damper | A | Cumulative Winter Peak Savings (MW) | Technical Potential | 0 | 0 | 0 | 0 | 0 | 0 | 0 | 0 | 0 | 0 | 0 | 0 | 0 | 0 | 0 | 0 | 0 | 0 | 0 | 0 | 0 | 0 | 0 | 0 | 0 | 0 | 0
F10_Commercial_WA - Miscellaneous_New_Space Heating_Natural Gas_HVAC - Shut Off Damper_A_Technical Potential | F10 | Commercial | WA - Miscellaneous | New | Space Heating | Natural Gas | HVAC - Shut Off Damper | A | Purchases (Incremental) | Technical Potential | 0 | 0 | 0 | 0 | 0 | 0 | 0 | 0 | 0 | 0 | 0 | 0 | 0 | 0 | 0 | 0 | 0 | 0 | 0 | 0 | 0 | 0 | 0 | 0 | 0 | 0 | 0
F11_Commercial_WA - Miscellaneous_New_Space Heating_Natural Gas_HVAC - Shut Off Damper_A_Technical Potential | F11 | Commercial | WA - Miscellaneous | New | Space Heating | Natural Gas | HVAC - Shut Off Damper | A | Purchases (Cumulative) | Technical Potential | 0 | 0 | 0 | 0 | 0 | 0 | 0 | 0 | 0 | 0 | 0 | 0 | 0 | 0 | 0 | 0 | 0 | 0 | 0 | 0 | 0 | 0 | 0 | 0 | 0 | 0 | 0
F1_Commercial_WA - Miscellaneous_New_Space Heating_Natural Gas_Gas Furnace - Tube Inserts_A_Technical Potential | F1 | Commercial | WA - Miscellaneous | New | Space Heating | Natural Gas | Gas Furnace - Tube Inserts | A | Integrated Unit Energy Savings (kWh or therms) | Technical Potential | 0 | 0 | 0 | 0 | 0 | 0 | 0 | 0 | 0 | 0 | 0 | 0 | 0 | 0 | 0 | 0 | 0 | 0 | 0 | 0 | 0 | 0 | 0 | 0 | 0 | 0 | 0
F2_Commercial_WA - Miscellaneous_New_Space Heating_Natural Gas_Gas Furnace - Tube Inserts_A_Technical Potential | F2 | Commercial | WA - Miscellaneous | New | Space Heating | Natural Gas | Gas Furnace - Tube Inserts | A | Integrated Unit Summer Peak Savings (kW) | Technical Potential | 0 | 0 | 0 | 0 | 0 | 0 | 0 | 0 | 0 | 0 | 0 | 0 | 0 | 0 | 0 | 0 | 0 | 0 | 0 | 0 | 0 | 0 | 0 | 0 | 0 | 0 | 0
F3_Commercial_WA - Miscellaneous_New_Space Heating_Natural Gas_Gas Furnace - Tube Inserts_A_Technical Potential | F3 | Commercial | WA - Miscellaneous | New | Space Heating | Natural Gas | Gas Furnace - Tube Inserts | A | Integrated Unit Winter Peak Savings (kW) | Technical Potential | 0 | 0 | 0 | 0 | 0 | 0 | 0 | 0 | 0 | 0 | 0 | 0 | 0 | 0 | 0 | 0 | 0 | 0 | 0 | 0 | 0 | 0 | 0 | 0 | 0 | 0 | 0
F4_Commercial_WA - Miscellaneous_New_Space Heating_Natural Gas_Gas Furnace - Tube Inserts_A_Technical Potential | F4 | Commercial | WA - Miscellaneous | New | Space Heating | Natural Gas | Gas Furnace - Tube Inserts | A | Incremental Energy Savings (MWh or mTherms) | Technical Potential | 0 | 0 | 0 | 0 | 0 | 0 | 0 | 0 | 0 | 0 | 0 | 0 | 0 | 0 | 0 | 0 | 0 | 0 | 0 | 0 | 0 | 0 | 0 | 0 | 0 | 0 | 0
F5_Commercial_WA - Miscellaneous_New_Space Heating_Natural Gas_Gas Furnace - Tube Inserts_A_Technical Potential | F5 | Commercial | WA - Miscellaneous | New | Space Heating | Natural Gas | Gas Furnace - Tube Inserts | A | Incremental Summer Peak Savings (MW) | Technical Potential | 0 | 0 | 0 | 0 | 0 | 0 | 0 | 0 | 0 | 0 | 0 | 0 | 0 | 0 | 0 | 0 | 0 | 0 | 0 | 0 | 0 | 0 | 0 | 0 | 0 | 0 | 0
F6_Commercial_WA - Miscellaneous_New_Space Heating_Natural Gas_Gas Furnace - Tube Inserts_A_Technical Potential | F6 | Commercial | WA - Miscellaneous | New | Space Heating | Natural Gas | Gas Furnace - Tube Inserts | A | Incremental Winter Peak Savings (MW) | Technical Potential | 0 | 0 | 0 | 0 | 0 | 0 | 0 | 0 | 0 | 0 | 0 | 0 | 0 | 0 | 0 | 0 | 0 | 0 | 0 | 0 | 0 | 0 | 0 | 0 | 0 | 0 | 0
F7_Commercial_WA - Miscellaneous_New_Space Heating_Natural Gas_Gas Furnace - Tube Inserts_A_Technical Potential | F7 | Commercial | WA - Miscellaneous | New | Space Heating | Natural Gas | Gas Furnace - Tube Inserts | A | Cumulative Energy Savings (MWh or mTherms) | Technical Potential | 0 | 0 | 0 | 0 | 0 | 0 | 0 | 0 | 0 | 0 | 0 | 0 | 0 | 0 | 0 | 0 | 0 | 0 | 0 | 0 | 0 | 0 | 0 | 0 | 0 | 0 | 0
F8_Commercial_WA - Miscellaneous_New_Space Heating_Natural Gas_Gas Furnace - Tube Inserts_A_Technical Potential | F8 | Commercial | WA - Miscellaneous | New | Space Heating | Natural Gas | Gas Furnace - Tube Inserts | A | Cumulative Summer Peak Savings (MW) | Technical Potential | 0 | 0 | 0 | 0 | 0 | 0 | 0 | 0 | 0 | 0 | 0 | 0 | 0 | 0 | 0 | 0 | 0 | 0 | 0 | 0 | 0 | 0 | 0 | 0 | 0 | 0 | 0
F9_Commercial_WA - Miscellaneous_New_Space Heating_Natural Gas_Gas Furnace - Tube Inserts_A_Technical Potential | F9 | Commercial | WA - Miscellaneous | New | Space Heating | Natural Gas | Gas Furnace - Tube Inserts | A | Cumulative Winter Peak Savings (MW) | Technical Potential | 0 | 0 | 0 | 0 | 0 | 0 | 0 | 0 | 0 | 0 | 0 | 0 | 0 | 0 | 0 | 0 | 0 | 0 | 0 | 0 | 0 | 0 | 0 | 0 | 0 | 0 | 0
F10_Commercial_WA - Miscellaneous_New_Space Heating_Natural Gas_Gas Furnace - Tube Inserts_A_Technical Potential | F10 | Commercial | WA - Miscellaneous | New | Space Heating | Natural Gas | Gas Furnace - Tube Inserts | A | Purchases (Incremental) | Technical Potential | 0 | 0 | 0 | 0 | 0 | 0 | 0 | 0 | 0 | 0 | 0 | 0 | 0 | 0 | 0 | 0 | 0 | 0 | 0 | 0 | 0 | 0 | 0 | 0 | 0 | 0 | 0
F11_Commercial_WA - Miscellaneous_New_Space Heating_Natural Gas_Gas Furnace - Tube Inserts_A_Technical Potential | F11 | Commercial | WA - Miscellaneous | New | Space Heating | Natural Gas | Gas Furnace - Tube Inserts | A | Purchases (Cumulative) | Technical Potential | 0 | 0 | 0 | 0 | 0 | 0 | 0 | 0 | 0 | 0 | 0 | 0 | 0 | 0 | 0 | 0 | 0 | 0 | 0 | 0 | 0 | 0 | 0 | 0 | 0 | 0 | 0
F1_Commercial_WA - Miscellaneous_New_Space Heating_Natural Gas_Gas Boiler - Insulate Steam Lines/Condensate Tank_A_Technical Potential | F1 | Commercial | WA - Miscellaneous | New | Space Heating | Natural Gas | Gas Boiler - Insulate Steam Lines/Condensate Tank | A | Integrated Unit Energy Savings (kWh or therms) | Technical Potential | 0 | 0 | 0 | 0 | 0 | 0 | 0 | 0 | 0 | 0 | 0 | 0 | 0 | 0 | 0 | 0 | 0 | 0 | 0 | 0 | 0 | 0 | 0 | 0 | 0 | 0 | 0
F2_Commercial_WA - Miscellaneous_New_Space Heating_Natural Gas_Gas Boiler - Insulate Steam Lines/Condensate Tank_A_Technical Potential | F2 | Commercial | WA - Miscellaneous | New | Space Heating | Natural Gas | Gas Boiler - Insulate Steam Lines/Condensate Tank | A | Integrated Unit Summer Peak Savings (kW) | Technical Potential | 0 | 0 | 0 | 0 | 0 | 0 | 0 | 0 | 0 | 0 | 0 | 0 | 0 | 0 | 0 | 0 | 0 | 0 | 0 | 0 | 0 | 0 | 0 | 0 | 0 | 0 | 0
F3_Commercial_WA - Miscellaneous_New_Space Heating_Natural Gas_Gas Boiler - Insulate Steam Lines/Condensate Tank_A_Technical Potential | F3 | Commercial | WA - Miscellaneous | New | Space Heating | Natural Gas | Gas Boiler - Insulate Steam Lines/Condensate Tank | A | Integrated Unit Winter Peak Savings (kW) | Technical Potential | 0 | 0 | 0 | 0 | 0 | 0 | 0 | 0 | 0 | 0 | 0 | 0 | 0 | 0 | 0 | 0 | 0 | 0 | 0 | 0 | 0 | 0 | 0 | 0 | 0 | 0 | 0
F4_Commercial_WA - Miscellaneous_New_Space Heating_Natural Gas_Gas Boiler - Insulate Steam Lines/Condensate Tank_A_Technical Potential | F4 | Commercial | WA - Miscellaneous | New | Space Heating | Natural Gas | Gas Boiler - Insulate Steam Lines/Condensate Tank | A | Incremental Energy Savings (MWh or mTherms) | Technical Potential | 0 | 0 | 0 | 0 | 0 | 0 | 0 | 0 | 0 | 0 | 0 | 0 | 0 | 0 | 0 | 0 | 0 | 0 | 0 | 0 | 0 | 0 | 0 | 0 | 0 | 0 | 0
F5_Commercial_WA - Miscellaneous_New_Space Heating_Natural Gas_Gas Boiler - Insulate Steam Lines/Condensate Tank_A_Technical Potential | F5 | Commercial | WA - Miscellaneous | New | Space Heating | Natural Gas | Gas Boiler - Insulate Steam Lines/Condensate Tank | A | Incremental Summer Peak Savings (MW) | Technical Potential | 0 | 0 | 0 | 0 | 0 | 0 | 0 | 0 | 0 | 0 | 0 | 0 | 0 | 0 | 0 | 0 | 0 | 0 | 0 | 0 | 0 | 0 | 0 | 0 | 0 | 0 | 0
F6_Commercial_WA - Miscellaneous_New_Space Heating_Natural Gas_Gas Boiler - Insulate Steam Lines/Condensate Tank_A_Technical Potential | F6 | Commercial | WA - Miscellaneous | New | Space Heating | Natural Gas | Gas Boiler - Insulate Steam Lines/Condensate Tank | A | Incremental Winter Peak Savings (MW) | Technical Potential | 0 | 0 | 0 | 0 | 0 | 0 | 0 | 0 | 0 | 0 | 0 | 0 | 0 | 0 | 0 | 0 | 0 | 0 | 0 | 0 | 0 | 0 | 0 | 0 | 0 | 0 | 0
F7_Commercial_WA - Miscellaneous_New_Space Heating_Natural Gas_Gas Boiler - Insulate Steam Lines/Condensate Tank_A_Technical Potential | F7 | Commercial | WA - Miscellaneous | New | Space Heating | Natural Gas | Gas Boiler - Insulate Steam Lines/Condensate Tank | A | Cumulative Energy Savings (MWh or mTherms) | Technical Potential | 0 | 0 | 0 | 0 | 0 | 0 | 0 | 0 | 0 | 0 | 0 | 0 | 0 | 0 | 0 | 0 | 0 | 0 | 0 | 0 | 0 | 0 | 0 | 0 | 0 | 0 | 0
F8_Commercial_WA - Miscellaneous_New_Space Heating_Natural Gas_Gas Boiler - Insulate Steam Lines/Condensate Tank_A_Technical Potential | F8 | Commercial | WA - Miscellaneous | New | Space Heating | Natural Gas | Gas Boiler - Insulate Steam Lines/Condensate Tank | A | Cumulative Summer Peak Savings (MW) | Technical Potential | 0 | 0 | 0 | 0 | 0 | 0 | 0 | 0 | 0 | 0 | 0 | 0 | 0 | 0 | 0 | 0 | 0 | 0 | 0 | 0 | 0 | 0 | 0 | 0 | 0 | 0 | 0
F9_Commercial_WA - Miscellaneous_New_Space Heating_Natural Gas_Gas Boiler - Insulate Steam Lines/Condensate Tank_A_Technical Potential | F9 | Commercial | WA - Miscellaneous | New | Space Heating | Natural Gas | Gas Boiler - Insulate Steam Lines/Condensate Tank | A | Cumulative Winter Peak Savings (MW) | Technical Potential | 0 | 0 | 0 | 0 | 0 | 0 | 0 | 0 | 0 | 0 | 0 | 0 | 0 | 0 | 0 | 0 | 0 | 0 | 0 | 0 | 0 | 0 | 0 | 0 | 0 | 0 | 0
F10_Commercial_WA - Miscellaneous_New_Space Heating_Natural Gas_Gas Boiler - Insulate Steam Lines/Condensate Tank_A_Technical Potential | F10 | Commercial | WA - Miscellaneous | New | Space Heating | Natural Gas | Gas Boiler - Insulate Steam Lines/Condensate Tank | A | Purchases (Incremental) | Technical Potential | 0 | 0 | 0 | 0 | 0 | 0 | 0 | 0 | 0 | 0 | 0 | 0 | 0 | 0 | 0 | 0 | 0 | 0 | 0 | 0 | 0 | 0 | 0 | 0 | 0 | 0 | 0
F11_Commercial_WA - Miscellaneous_New_Space Heating_Natural Gas_Gas Boiler - Insulate Steam Lines/Condensate Tank_A_Technical Potential | F11 | Commercial | WA - Miscellaneous | New | Space Heating | Natural Gas | Gas Boiler - Insulate Steam Lines/Condensate Tank | A | Purchases (Cumulative) | Technical Potential | 0 | 0 | 0 | 0 | 0 | 0 | 0 | 0 | 0 | 0 | 0 | 0 | 0 | 0 | 0 | 0 | 0 | 0 | 0 | 0 | 0 | 0 | 0 | 0 | 0 | 0 | 0
F1_Commercial_WA - Miscellaneous_New_Space Heating_Natural Gas_Gas Boiler - Insulate Hot Water Lines_A_Technical Potential | F1 | Commercial | WA - Miscellaneous | New | Space Heating | Natural Gas | Gas Boiler - Insulate Hot Water Lines | A | Integrated Unit Energy Savings (kWh or therms) | Technical Potential | 0 | 0 | 0 | 0 | 0 | 0 | 0 | 0 | 0 | 0 | 0 | 0 | 0 | 0 | 0 | 0 | 0 | 0 | 0 | 0 | 0 | 0 | 0 | 0 | 0 | 0 | 0
F2_Commercial_WA - Miscellaneous_New_Space Heating_Natural Gas_Gas Boiler - Insulate Hot Water Lines_A_Technical Potential | F2 | Commercial | WA - Miscellaneous | New | Space Heating | Natural Gas | Gas Boiler - Insulate Hot Water Lines | A | Integrated Unit Summer Peak Savings (kW) | Technical Potential | 0 | 0 | 0 | 0 | 0 | 0 | 0 | 0 | 0 | 0 | 0 | 0 | 0 | 0 | 0 | 0 | 0 | 0 | 0 | 0 | 0 | 0 | 0 | 0 | 0 | 0 | 0
F3_Commercial_WA - Miscellaneous_New_Space Heating_Natural Gas_Gas Boiler - Insulate Hot Water Lines_A_Technical Potential | F3 | Commercial | WA - Miscellaneous | New | Space Heating | Natural Gas | Gas Boiler - Insulate Hot Water Lines | A | Integrated Unit Winter Peak Savings (kW) | Technical Potential | 0 | 0 | 0 | 0 | 0 | 0 | 0 | 0 | 0 | 0 | 0 | 0 | 0 | 0 | 0 | 0 | 0 | 0 | 0 | 0 | 0 | 0 | 0 | 0 | 0 | 0 | 0
F4_Commercial_WA - Miscellaneous_New_Space Heating_Natural Gas_Gas Boiler - Insulate Hot Water Lines_A_Technical Potential | F4 | Commercial | WA - Miscellaneous | New | Space Heating | Natural Gas | Gas Boiler - Insulate Hot Water Lines | A | Incremental Energy Savings (MWh or mTherms) | Technical Potential | 0 | 0 | 0 | 0 | 0 | 0 | 0 | 0 | 0 | 0 | 0 | 0 | 0 | 0 | 0 | 0 | 0 | 0 | 0 | 0 | 0 | 0 | 0 | 0 | 0 | 0 | 0
F5_Commercial_WA - Miscellaneous_New_Space Heating_Natural Gas_Gas Boiler - Insulate Hot Water Lines_A_Technical Potential | F5 | Commercial | WA - Miscellaneous | New | Space Heating | Natural Gas | Gas Boiler - Insulate Hot Water Lines | A | Incremental Summer Peak Savings (MW) | Technical Potential | 0 | 0 | 0 | 0 | 0 | 0 | 0 | 0 | 0 | 0 | 0 | 0 | 0 | 0 | 0 | 0 | 0 | 0 | 0 | 0 | 0 | 0 | 0 | 0 | 0 | 0 | 0
F6_Commercial_WA - Miscellaneous_New_Space Heating_Natural Gas_Gas Boiler - Insulate Hot Water Lines_A_Technical Potential | F6 | Commercial | WA - Miscellaneous | New | Space Heating | Natural Gas | Gas Boiler - Insulate Hot Water Lines | A | Incremental Winter Peak Savings (MW) | Technical Potential | 0 | 0 | 0 | 0 | 0 | 0 | 0 | 0 | 0 | 0 | 0 | 0 | 0 | 0 | 0 | 0 | 0 | 0 | 0 | 0 | 0 | 0 | 0 | 0 | 0 | 0 | 0
F7_Commercial_WA - Miscellaneous_New_Space Heating_Natural Gas_Gas Boiler - Insulate Hot Water Lines_A_Technical Potential | F7 | Commercial | WA - Miscellaneous | New | Space Heating | Natural Gas | Gas Boiler - Insulate Hot Water Lines | A | Cumulative Energy Savings (MWh or mTherms) | Technical Potential | 0 | 0 | 0 | 0 | 0 | 0 | 0 | 0 | 0 | 0 | 0 | 0 | 0 | 0 | 0 | 0 | 0 | 0 | 0 | 0 | 0 | 0 | 0 | 0 | 0 | 0 | 0
F8_Commercial_WA - Miscellaneous_New_Space Heating_Natural Gas_Gas Boiler - Insulate Hot Water Lines_A_Technical Potential | F8 | Commercial | WA - Miscellaneous | New | Space Heating | Natural Gas | Gas Boiler - Insulate Hot Water Lines | A | Cumulative Summer Peak Savings (MW) | Technical Potential | 0 | 0 | 0 | 0 | 0 | 0 | 0 | 0 | 0 | 0 | 0 | 0 | 0 | 0 | 0 | 0 | 0 | 0 | 0 | 0 | 0 | 0 | 0 | 0 | 0 | 0 | 0
F9_Commercial_WA - Miscellaneous_New_Space Heating_Natural Gas_Gas Boiler - Insulate Hot Water Lines_A_Technical Potential | F9 | Commercial | WA - Miscellaneous | New | Space Heating | Natural Gas | Gas Boiler - Insulate Hot Water Lines | A | Cumulative Winter Peak Savings (MW) | Technical Potential | 0 | 0 | 0 | 0 | 0 | 0 | 0 | 0 | 0 | 0 | 0 | 0 | 0 | 0 | 0 | 0 | 0 | 0 | 0 | 0 | 0 | 0 | 0 | 0 | 0 | 0 | 0
F10_Commercial_WA - Miscellaneous_New_Space Heating_Natural Gas_Gas Boiler - Insulate Hot Water Lines_A_Technical Potential | F10 | Commercial | WA - Miscellaneous | New | Space Heating | Natural Gas | Gas Boiler - Insulate Hot Water Lines | A | Purchases (Incremental) | Technical Potential | 0 | 0 | 0 | 0 | 0 | 0 | 0 | 0 | 0 | 0 | 0 | 0 | 0 | 0 | 0 | 0 | 0 | 0 | 0 | 0 | 0 | 0 | 0 | 0 | 0 | 0 | 0
F11_Commercial_WA - Miscellaneous_New_Space Heating_Natural Gas_Gas Boiler - Insulate Hot Water Lines_A_Technical Potential | F11 | Commercial | WA - Miscellaneous | New | Space Heating | Natural Gas | Gas Boiler - Insulate Hot Water Lines | A | Purchases (Cumulative) | Technical Potential | 0 | 0 | 0 | 0 | 0 | 0 | 0 | 0 | 0 | 0 | 0 | 0 | 0 | 0 | 0 | 0 | 0 | 0 | 0 | 0 | 0 | 0 | 0 | 0 | 0 | 0 | 0
F1_Commercial_WA - Miscellaneous_New_Space Heating_Natural Gas_Condensing RTU_A_Technical Potential | F1 | Commercial | WA - Miscellaneous | New | Space Heating | Natural Gas | Condensing RTU | A | Integrated Unit Energy Savings (kWh or therms) | Technical Potential | 0 | 0 | 0 | 0 | 0 | 0 | 0 | 0 | 0 | 0 | 0 | 0 | 0 | 0 | 0 | 0 | 0 | 0 | 0 | 0 | 0 | 0 | 0 | 0 | 0 | 0 | 0
F2_Commercial_WA - Miscellaneous_New_Space Heating_Natural Gas_Condensing RTU_A_Technical Potential | F2 | Commercial | WA - Miscellaneous | New | Space Heating | Natural Gas | Condensing RTU | A | Integrated Unit Summer Peak Savings (kW) | Technical Potential | 0 | 0 | 0 | 0 | 0 | 0 | 0 | 0 | 0 | 0 | 0 | 0 | 0 | 0 | 0 | 0 | 0 | 0 | 0 | 0 | 0 | 0 | 0 | 0 | 0 | 0 | 0
F3_Commercial_WA - Miscellaneous_New_Space Heating_Natural Gas_Condensing RTU_A_Technical Potential | F3 | Commercial | WA - Miscellaneous | New | Space Heating | Natural Gas | Condensing RTU | A | Integrated Unit Winter Peak Savings (kW) | Technical Potential | 0 | 0 | 0 | 0 | 0 | 0 | 0 | 0 | 0 | 0 | 0 | 0 | 0 | 0 | 0 | 0 | 0 | 0 | 0 | 0 | 0 | 0 | 0 | 0 | 0 | 0 | 0
F4_Commercial_WA - Miscellaneous_New_Space Heating_Natural Gas_Condensing RTU_A_Technical Potential | F4 | Commercial | WA - Miscellaneous | New | Space Heating | Natural Gas | Condensing RTU | A | Incremental Energy Savings (MWh or mTherms) | Technical Potential | 0 | 0 | 0 | 0 | 0 | 0 | 0 | 0 | 0 | 0 | 0 | 0 | 0 | 0 | 0 | 0 | 0 | 0 | 0 | 0 | 0 | 0 | 0 | 0 | 0 | 0 | 0
F5_Commercial_WA - Miscellaneous_New_Space Heating_Natural Gas_Condensing RTU_A_Technical Potential | F5 | Commercial | WA - Miscellaneous | New | Space Heating | Natural Gas | Condensing RTU | A | Incremental Summer Peak Savings (MW) | Technical Potential | 0 | 0 | 0 | 0 | 0 | 0 | 0 | 0 | 0 | 0 | 0 | 0 | 0 | 0 | 0 | 0 | 0 | 0 | 0 | 0 | 0 | 0 | 0 | 0 | 0 | 0 | 0
F6_Commercial_WA - Miscellaneous_New_Space Heating_Natural Gas_Condensing RTU_A_Technical Potential | F6 | Commercial | WA - Miscellaneous | New | Space Heating | Natural Gas | Condensing RTU | A | Incremental Winter Peak Savings (MW) | Technical Potential | 0 | 0 | 0 | 0 | 0 | 0 | 0 | 0 | 0 | 0 | 0 | 0 | 0 | 0 | 0 | 0 | 0 | 0 | 0 | 0 | 0 | 0 | 0 | 0 | 0 | 0 | 0
F7_Commercial_WA - Miscellaneous_New_Space Heating_Natural Gas_Condensing RTU_A_Technical Potential | F7 | Commercial | WA - Miscellaneous | New | Space Heating | Natural Gas | Condensing RTU | A | Cumulative Energy Savings (MWh or mTherms) | Technical Potential | 0 | 0 | 0 | 0 | 0 | 0 | 0 | 0 | 0 | 0 | 0 | 0 | 0 | 0 | 0 | 0 | 0 | 0 | 0 | 0 | 0 | 0 | 0 | 0 | 0 | 0 | 0
F8_Commercial_WA - Miscellaneous_New_Space Heating_Natural Gas_Condensing RTU_A_Technical Potential | F8 | Commercial | WA - Miscellaneous | New | Space Heating | Natural Gas | Condensing RTU | A | Cumulative Summer Peak Savings (MW) | Technical Potential | 0 | 0 | 0 | 0 | 0 | 0 | 0 | 0 | 0 | 0 | 0 | 0 | 0 | 0 | 0 | 0 | 0 | 0 | 0 | 0 | 0 | 0 | 0 | 0 | 0 | 0 | 0
F9_Commercial_WA - Miscellaneous_New_Space Heating_Natural Gas_Condensing RTU_A_Technical Potential | F9 | Commercial | WA - Miscellaneous | New | Space Heating | Natural Gas | Condensing RTU | A | Cumulative Winter Peak Savings (MW) | Technical Potential | 0 | 0 | 0 | 0 | 0 | 0 | 0 | 0 | 0 | 0 | 0 | 0 | 0 | 0 | 0 | 0 | 0 | 0 | 0 | 0 | 0 | 0 | 0 | 0 | 0 | 0 | 0
F10_Commercial_WA - Miscellaneous_New_Space Heating_Natural Gas_Condensing RTU_A_Technical Potential | F10 | Commercial | WA - Miscellaneous | New | Space Heating | Natural Gas | Condensing RTU | A | Purchases (Incremental) | Technical Potential | 0 | 0 | 0 | 0 | 0 | 0 | 0 | 0 | 0 | 0 | 0 | 0 | 0 | 0 | 0 | 0 | 0 | 0 | 0 | 0 | 0 | 0 | 0 | 0 | 0 | 0 | 0
F11_Commercial_WA - Miscellaneous_New_Space Heating_Natural Gas_Condensing RTU_A_Technical Potential | F11 | Commercial | WA - Miscellaneous | New | Space Heating | Natural Gas | Condensing RTU | A | Purchases (Cumulative) | Technical Potential | 0 | 0 | 0 | 0 | 0 | 0 | 0 | 0 | 0 | 0 | 0 | 0 | 0 | 0 | 0 | 0 | 0 | 0 | 0 | 0 | 0 | 0 | 0 | 0 | 0 | 0 | 0
F1_Commercial_WA - Miscellaneous_New_Space Heating_Natural Gas_Hydronic Heating Radiator Replacement_A_Technical Potential | F1 | Commercial | WA - Miscellaneous | New | Space Heating | Natural Gas | Hydronic Heating Radiator Replacement | A | Integrated Unit Energy Savings (kWh or therms) | Technical Potential | 0 | 0 | 0 | 0 | 0 | 0 | 0 | 0 | 0 | 0 | 0 | 0 | 0 | 0 | 0 | 0 | 0 | 0 | 0 | 0 | 0 | 0 | 0 | 0 | 0 | 0 | 0
F2_Commercial_WA - Miscellaneous_New_Space Heating_Natural Gas_Hydronic Heating Radiator Replacement_A_Technical Potential | F2 | Commercial | WA - Miscellaneous | New | Space Heating | Natural Gas | Hydronic Heating Radiator Replacement | A | Integrated Unit Summer Peak Savings (kW) | Technical Potential | 0 | 0 | 0 | 0 | 0 | 0 | 0 | 0 | 0 | 0 | 0 | 0 | 0 | 0 | 0 | 0 | 0 | 0 | 0 | 0 | 0 | 0 | 0 | 0 | 0 | 0 | 0
F3_Commercial_WA - Miscellaneous_New_Space Heating_Natural Gas_Hydronic Heating Radiator Replacement_A_Technical Potential | F3 | Commercial | WA - Miscellaneous | New | Space Heating | Natural Gas | Hydronic Heating Radiator Replacement | A | Integrated Unit Winter Peak Savings (kW) | Technical Potential | 0 | 0 | 0 | 0 | 0 | 0 | 0 | 0 | 0 | 0 | 0 | 0 | 0 | 0 | 0 | 0 | 0 | 0 | 0 | 0 | 0 | 0 | 0 | 0 | 0 | 0 | 0
F4_Commercial_WA - Miscellaneous_New_Space Heating_Natural Gas_Hydronic Heating Radiator Replacement_A_Technical Potential | F4 | Commercial | WA - Miscellaneous | New | Space Heating | Natural Gas | Hydronic Heating Radiator Replacement | A | Incremental Energy Savings (MWh or mTherms) | Technical Potential | 0 | 0 | 0 | 0 | 0 | 0 | 0 | 0 | 0 | 0 | 0 | 0 | 0 | 0 | 0 | 0 | 0 | 0 | 0 | 0 | 0 | 0 | 0 | 0 | 0 | 0 | 0
F5_Commercial_WA - Miscellaneous_New_Space Heating_Natural Gas_Hydronic Heating Radiator Replacement_A_Technical Potential | F5 | Commercial | WA - Miscellaneous | New | Space Heating | Natural Gas | Hydronic Heating Radiator Replacement | A | Incremental Summer Peak Savings (MW) | Technical Potential | 0 | 0 | 0 | 0 | 0 | 0 | 0 | 0 | 0 | 0 | 0 | 0 | 0 | 0 | 0 | 0 | 0 | 0 | 0 | 0 | 0 | 0 | 0 | 0 | 0 | 0 | 0
F6_Commercial_WA - Miscellaneous_New_Space Heating_Natural Gas_Hydronic Heating Radiator Replacement_A_Technical Potential | F6 | Commercial | WA - Miscellaneous | New | Space Heating | Natural Gas | Hydronic Heating Radiator Replacement | A | Incremental Winter Peak Savings (MW) | Technical Potential | 0 | 0 | 0 | 0 | 0 | 0 | 0 | 0 | 0 | 0 | 0 | 0 | 0 | 0 | 0 | 0 | 0 | 0 | 0 | 0 | 0 | 0 | 0 | 0 | 0 | 0 | 0
F7_Commercial_WA - Miscellaneous_New_Space Heating_Natural Gas_Hydronic Heating Radiator Replacement_A_Technical Potential | F7 | Commercial | WA - Miscellaneous | New | Space Heating | Natural Gas | Hydronic Heating Radiator Replacement | A | Cumulative Energy Savings (MWh or mTherms) | Technical Potential | 0 | 0 | 0 | 0 | 0 | 0 | 0 | 0 | 0 | 0 | 0 | 0 | 0 | 0 | 0 | 0 | 0 | 0 | 0 | 0 | 0 | 0 | 0 | 0 | 0 | 0 | 0
F8_Commercial_WA - Miscellaneous_New_Space Heating_Natural Gas_Hydronic Heating Radiator Replacement_A_Technical Potential | F8 | Commercial | WA - Miscellaneous | New | Space Heating | Natural Gas | Hydronic Heating Radiator Replacement | A | Cumulative Summer Peak Savings (MW) | Technical Potential | 0 | 0 | 0 | 0 | 0 | 0 | 0 | 0 | 0 | 0 | 0 | 0 | 0 | 0 | 0 | 0 | 0 | 0 | 0 | 0 | 0 | 0 | 0 | 0 | 0 | 0 | 0
F9_Commercial_WA - Miscellaneous_New_Space Heating_Natural Gas_Hydronic Heating Radiator Replacement_A_Technical Potential | F9 | Commercial | WA - Miscellaneous | New | Space Heating | Natural Gas | Hydronic Heating Radiator Replacement | A | Cumulative Winter Peak Savings (MW) | Technical Potential | 0 | 0 | 0 | 0 | 0 | 0 | 0 | 0 | 0 | 0 | 0 | 0 | 0 | 0 | 0 | 0 | 0 | 0 | 0 | 0 | 0 | 0 | 0 | 0 | 0 | 0 | 0
F10_Commercial_WA - Miscellaneous_New_Space Heating_Natural Gas_Hydronic Heating Radiator Replacement_A_Technical Potential | F10 | Commercial | WA - Miscellaneous | New | Space Heating | Natural Gas | Hydronic Heating Radiator Replacement | A | Purchases (Incremental) | Technical Potential | 0 | 0 | 0 | 0 | 0 | 0 | 0 | 0 | 0 | 0 | 0 | 0 | 0 | 0 | 0 | 0 | 0 | 0 | 0 | 0 | 0 | 0 | 0 | 0 | 0 | 0 | 0
F11_Commercial_WA - Miscellaneous_New_Space Heating_Natural Gas_Hydronic Heating Radiator Replacement_A_Technical Potential | F11 | Commercial | WA - Miscellaneous | New | Space Heating | Natural Gas | Hydronic Heating Radiator Replacement | A | Purchases (Cumulative) | Technical Potential | 0 | 0 | 0 | 0 | 0 | 0 | 0 | 0 | 0 | 0 | 0 | 0 | 0 | 0 | 0 | 0 | 0 | 0 | 0 | 0 | 0 | 0 | 0 | 0 | 0 | 0 | 0
F1_Commercial_WA - Miscellaneous_New_Space Heating_Natural Gas_Thermostat - Connected_A_Technical Potential | F1 | Commercial | WA - Miscellaneous | New | Space Heating | Natural Gas | Thermostat - Connected | A | Integrated Unit Energy Savings (kWh or therms) | Technical Potential | 0 | 0 | 0 | 0 | 0 | 0 | 0 | 0 | 0 | 0 | 0 | 0 | 0 | 0 | 0 | 0 | 0 | 0 | 0 | 0 | 0 | 0 | 0 | 0 | 0 | 0 | 0
F2_Commercial_WA - Miscellaneous_New_Space Heating_Natural Gas_Thermostat - Connected_A_Technical Potential | F2 | Commercial | WA - Miscellaneous | New | Space Heating | Natural Gas | Thermostat - Connected | A | Integrated Unit Summer Peak Savings (kW) | Technical Potential | 0 | 0 | 0 | 0 | 0 | 0 | 0 | 0 | 0 | 0 | 0 | 0 | 0 | 0 | 0 | 0 | 0 | 0 | 0 | 0 | 0 | 0 | 0 | 0 | 0 | 0 | 0
F3_Commercial_WA - Miscellaneous_New_Space Heating_Natural Gas_Thermostat - Connected_A_Technical Potential | F3 | Commercial | WA - Miscellaneous | New | Space Heating | Natural Gas | Thermostat - Connected | A | Integrated Unit Winter Peak Savings (kW) | Technical Potential | 0 | 0 | 0 | 0 | 0 | 0 | 0 | 0 | 0 | 0 | 0 | 0 | 0 | 0 | 0 | 0 | 0 | 0 | 0 | 0 | 0 | 0 | 0 | 0 | 0 | 0 | 0
F4_Commercial_WA - Miscellaneous_New_Space Heating_Natural Gas_Thermostat - Connected_A_Technical Potential | F4 | Commercial | WA - Miscellaneous | New | Space Heating | Natural Gas | Thermostat - Connected | A | Incremental Energy Savings (MWh or mTherms) | Technical Potential | 0 | 0 | 0 | 0 | 0 | 0 | 0 | 0 | 0 | 0 | 0 | 0 | 0 | 0 | 0 | 0 | 0 | 0 | 0 | 0 | 0 | 0 | 0 | 0 | 0 | 0 | 0
F5_Commercial_WA - Miscellaneous_New_Space Heating_Natural Gas_Thermostat - Connected_A_Technical Potential | F5 | Commercial | WA - Miscellaneous | New | Space Heating | Natural Gas | Thermostat - Connected | A | Incremental Summer Peak Savings (MW) | Technical Potential | 0 | 0 | 0 | 0 | 0 | 0 | 0 | 0 | 0 | 0 | 0 | 0 | 0 | 0 | 0 | 0 | 0 | 0 | 0 | 0 | 0 | 0 | 0 | 0 | 0 | 0 | 0
F6_Commercial_WA - Miscellaneous_New_Space Heating_Natural Gas_Thermostat - Connected_A_Technical Potential | F6 | Commercial | WA - Miscellaneous | New | Space Heating | Natural Gas | Thermostat - Connected | A | Incremental Winter Peak Savings (MW) | Technical Potential | 0 | 0 | 0 | 0 | 0 | 0 | 0 | 0 | 0 | 0 | 0 | 0 | 0 | 0 | 0 | 0 | 0 | 0 | 0 | 0 | 0 | 0 | 0 | 0 | 0 | 0 | 0
F7_Commercial_WA - Miscellaneous_New_Space Heating_Natural Gas_Thermostat - Connected_A_Technical Potential | F7 | Commercial | WA - Miscellaneous | New | Space Heating | Natural Gas | Thermostat - Connected | A | Cumulative Energy Savings (MWh or mTherms) | Technical Potential | 0 | 0 | 0 | 0 | 0 | 0 | 0 | 0 | 0 | 0 | 0 | 0 | 0 | 0 | 0 | 0 | 0 | 0 | 0 | 0 | 0 | 0 | 0 | 0 | 0 | 0 | 0
F8_Commercial_WA - Miscellaneous_New_Space Heating_Natural Gas_Thermostat - Connected_A_Technical Potential | F8 | Commercial | WA - Miscellaneous | New | Space Heating | Natural Gas | Thermostat - Connected | A | Cumulative Summer Peak Savings (MW) | Technical Potential | 0 | 0 | 0 | 0 | 0 | 0 | 0 | 0 | 0 | 0 | 0 | 0 | 0 | 0 | 0 | 0 | 0 | 0 | 0 | 0 | 0 | 0 | 0 | 0 | 0 | 0 | 0
F9_Commercial_WA - Miscellaneous_New_Space Heating_Natural Gas_Thermostat - Connected_A_Technical Potential | F9 | Commercial | WA - Miscellaneous | New | Space Heating | Natural Gas | Thermostat - Connected | A | Cumulative Winter Peak Savings (MW) | Technical Potential | 0 | 0 | 0 | 0 | 0 | 0 | 0 | 0 | 0 | 0 | 0 | 0 | 0 | 0 | 0 | 0 | 0 | 0 | 0 | 0 | 0 | 0 | 0 | 0 | 0 | 0 | 0
F10_Commercial_WA - Miscellaneous_New_Space Heating_Natural Gas_Thermostat - Connected_A_Technical Potential | F10 | Commercial | WA - Miscellaneous | New | Space Heating | Natural Gas | Thermostat - Connected | A | Purchases (Incremental) | Technical Potential | 0 | 0 | 0 | 0 | 0 | 0 | 0 | 0 | 0 | 0 | 0 | 0 | 0 | 0 | 0 | 0 | 0 | 0 | 0 | 0 | 0 | 0 | 0 | 0 | 0 | 0 | 0
F11_Commercial_WA - Miscellaneous_New_Space Heating_Natural Gas_Thermostat - Connected_A_Technical Potential | F11 | Commercial | WA - Miscellaneous | New | Space Heating | Natural Gas | Thermostat - Connected | A | Purchases (Cumulative) | Technical Potential | 0 | 0 | 0 | 0 | 0 | 0 | 0 | 0 | 0 | 0 | 0 | 0 | 0 | 0 | 0 | 0 | 0 | 0 | 0 | 0 | 0 | 0 | 0 | 0 | 0 | 0 | 0
F1_Commercial_WA - Miscellaneous_New_Water Heating_Natural Gas_Water Heater - Thermostatic Shower Restriction Valve_A_Technical Potential | F1 | Commercial | WA - Miscellaneous | New | Water Heating | Natural Gas | Water Heater - Thermostatic Shower Restriction Valve | A | Integrated Unit Energy Savings (kWh or therms) | Technical Potential | 0 | 0 | 0 | 0 | 0 | 0 | 0 | 0 | 0 | 0 | 0 | 0 | 0 | 0 | 0 | 0 | 0 | 0 | 0 | 0 | 0 | 0 | 0 | 0 | 0 | 0 | 0
F2_Commercial_WA - Miscellaneous_New_Water Heating_Natural Gas_Water Heater - Thermostatic Shower Restriction Valve_A_Technical Potential | F2 | Commercial | WA - Miscellaneous | New | Water Heating | Natural Gas | Water Heater - Thermostatic Shower Restriction Valve | A | Integrated Unit Summer Peak Savings (kW) | Technical Potential | 0 | 0 | 0 | 0 | 0 | 0 | 0 | 0 | 0 | 0 | 0 | 0 | 0 | 0 | 0 | 0 | 0 | 0 | 0 | 0 | 0 | 0 | 0 | 0 | 0 | 0 | 0
F3_Commercial_WA - Miscellaneous_New_Water Heating_Natural Gas_Water Heater - Thermostatic Shower Restriction Valve_A_Technical Potential | F3 | Commercial | WA - Miscellaneous | New | Water Heating | Natural Gas | Water Heater - Thermostatic Shower Restriction Valve | A | Integrated Unit Winter Peak Savings (kW) | Technical Potential | 0 | 0 | 0 | 0 | 0 | 0 | 0 | 0 | 0 | 0 | 0 | 0 | 0 | 0 | 0 | 0 | 0 | 0 | 0 | 0 | 0 | 0 | 0 | 0 | 0 | 0 | 0
F4_Commercial_WA - Miscellaneous_New_Water Heating_Natural Gas_Water Heater - Thermostatic Shower Restriction Valve_A_Technical Potential | F4 | Commercial | WA - Miscellaneous | New | Water Heating | Natural Gas | Water Heater - Thermostatic Shower Restriction Valve | A | Incremental Energy Savings (MWh or mTherms) | Technical Potential | 0 | 0 | 0 | 0 | 0 | 0 | 0 | 0 | 0 | 0 | 0 | 0 | 0 | 0 | 0 | 0 | 0 | 0 | 0 | 0 | 0 | 0 | 0 | 0 | 0 | 0 | 0
F5_Commercial_WA - Miscellaneous_New_Water Heating_Natural Gas_Water Heater - Thermostatic Shower Restriction Valve_A_Technical Potential | F5 | Commercial | WA - Miscellaneous | New | Water Heating | Natural Gas | Water Heater - Thermostatic Shower Restriction Valve | A | Incremental Summer Peak Savings (MW) | Technical Potential | 0 | 0 | 0 | 0 | 0 | 0 | 0 | 0 | 0 | 0 | 0 | 0 | 0 | 0 | 0 | 0 | 0 | 0 | 0 | 0 | 0 | 0 | 0 | 0 | 0 | 0 | 0
F6_Commercial_WA - Miscellaneous_New_Water Heating_Natural Gas_Water Heater - Thermostatic Shower Restriction Valve_A_Technical Potential | F6 | Commercial | WA - Miscellaneous | New | Water Heating | Natural Gas | Water Heater - Thermostatic Shower Restriction Valve | A | Incremental Winter Peak Savings (MW) | Technical Potential | 0 | 0 | 0 | 0 | 0 | 0 | 0 | 0 | 0 | 0 | 0 | 0 | 0 | 0 | 0 | 0 | 0 | 0 | 0 | 0 | 0 | 0 | 0 | 0 | 0 | 0 | 0
F7_Commercial_WA - Miscellaneous_New_Water Heating_Natural Gas_Water Heater - Thermostatic Shower Restriction Valve_A_Technical Potential | F7 | Commercial | WA - Miscellaneous | New | Water Heating | Natural Gas | Water Heater - Thermostatic Shower Restriction Valve | A | Cumulative Energy Savings (MWh or mTherms) | Technical Potential | 0 | 0 | 0 | 0 | 0 | 0 | 0 | 0 | 0 | 0 | 0 | 0 | 0 | 0 | 0 | 0 | 0 | 0 | 0 | 0 | 0 | 0 | 0 | 0 | 0 | 0 | 0
F8_Commercial_WA - Miscellaneous_New_Water Heating_Natural Gas_Water Heater - Thermostatic Shower Restriction Valve_A_Technical Potential | F8 | Commercial | WA - Miscellaneous | New | Water Heating | Natural Gas | Water Heater - Thermostatic Shower Restriction Valve | A | Cumulative Summer Peak Savings (MW) | Technical Potential | 0 | 0 | 0 | 0 | 0 | 0 | 0 | 0 | 0 | 0 | 0 | 0 | 0 | 0 | 0 | 0 | 0 | 0 | 0 | 0 | 0 | 0 | 0 | 0 | 0 | 0 | 0
F9_Commercial_WA - Miscellaneous_New_Water Heating_Natural Gas_Water Heater - Thermostatic Shower Restriction Valve_A_Technical Potential | F9 | Commercial | WA - Miscellaneous | New | Water Heating | Natural Gas | Water Heater - Thermostatic Shower Restriction Valve | A | Cumulative Winter Peak Savings (MW) | Technical Potential | 0 | 0 | 0 | 0 | 0 | 0 | 0 | 0 | 0 | 0 | 0 | 0 | 0 | 0 | 0 | 0 | 0 | 0 | 0 | 0 | 0 | 0 | 0 | 0 | 0 | 0 | 0
F10_Commercial_WA - Miscellaneous_New_Water Heating_Natural Gas_Water Heater - Thermostatic Shower Restriction Valve_A_Technical Potential | F10 | Commercial | WA - Miscellaneous | New | Water Heating | Natural Gas | Water Heater - Thermostatic Shower Restriction Valve | A | Purchases (Incremental) | Technical Potential | 0 | 0 | 0 | 0 | 0 | 0 | 0 | 0 | 0 | 0 | 0 | 0 | 0 | 0 | 0 | 0 | 0 | 0 | 0 | 0 | 0 | 0 | 0 | 0 | 0 | 0 | 0
F11_Commercial_WA - Miscellaneous_New_Water Heating_Natural Gas_Water Heater - Thermostatic Shower Restriction Valve_A_Technical Potential | F11 | Commercial | WA - Miscellaneous | New | Water Heating | Natural Gas | Water Heater - Thermostatic Shower Restriction Valve | A | Purchases (Cumulative) | Technical Potential | 0 | 0 | 0 | 0 | 0 | 0 | 0 | 0 | 0 | 0 | 0 | 0 | 0 | 0 | 0 | 0 | 0 | 0 | 0 | 0 | 0 | 0 | 0 | 0 | 0 | 0 | 0
F1_Commercial_WA - Miscellaneous_New_Water Heating_Natural Gas_Water Heater - Pre-Rinse Spray Valve_A_Technical Potential | F1 | Commercial | WA - Miscellaneous | New | Water Heating | Natural Gas | Water Heater - Pre-Rinse Spray Valve | A | Integrated Unit Energy Savings (kWh or therms) | Technical Potential | 0 | 0 | 0 | 0 | 0 | 0 | 0 | 0 | 0 | 0 | 0 | 0 | 0 | 0 | 0 | 0 | 0 | 0 | 0 | 0 | 0 | 0 | 0 | 0 | 0 | 0 | 0
F2_Commercial_WA - Miscellaneous_New_Water Heating_Natural Gas_Water Heater - Pre-Rinse Spray Valve_A_Technical Potential | F2 | Commercial | WA - Miscellaneous | New | Water Heating | Natural Gas | Water Heater - Pre-Rinse Spray Valve | A | Integrated Unit Summer Peak Savings (kW) | Technical Potential | 0 | 0 | 0 | 0 | 0 | 0 | 0 | 0 | 0 | 0 | 0 | 0 | 0 | 0 | 0 | 0 | 0 | 0 | 0 | 0 | 0 | 0 | 0 | 0 | 0 | 0 | 0
F3_Commercial_WA - Miscellaneous_New_Water Heating_Natural Gas_Water Heater - Pre-Rinse Spray Valve_A_Technical Potential | F3 | Commercial | WA - Miscellaneous | New | Water Heating | Natural Gas | Water Heater - Pre-Rinse Spray Valve | A | Integrated Unit Winter Peak Savings (kW) | Technical Potential | 0 | 0 | 0 | 0 | 0 | 0 | 0 | 0 | 0 | 0 | 0 | 0 | 0 | 0 | 0 | 0 | 0 | 0 | 0 | 0 | 0 | 0 | 0 | 0 | 0 | 0 | 0
F4_Commercial_WA - Miscellaneous_New_Water Heating_Natural Gas_Water Heater - Pre-Rinse Spray Valve_A_Technical Potential | F4 | Commercial | WA - Miscellaneous | New | Water Heating | Natural Gas | Water Heater - Pre-Rinse Spray Valve | A | Incremental Energy Savings (MWh or mTherms) | Technical Potential | 0 | 0 | 0 | 0 | 0 | 0 | 0 | 0 | 0 | 0 | 0 | 0 | 0 | 0 | 0 | 0 | 0 | 0 | 0 | 0 | 0 | 0 | 0 | 0 | 0 | 0 | 0
F5_Commercial_WA - Miscellaneous_New_Water Heating_Natural Gas_Water Heater - Pre-Rinse Spray Valve_A_Technical Potential | F5 | Commercial | WA - Miscellaneous | New | Water Heating | Natural Gas | Water Heater - Pre-Rinse Spray Valve | A | Incremental Summer Peak Savings (MW) | Technical Potential | 0 | 0 | 0 | 0 | 0 | 0 | 0 | 0 | 0 | 0 | 0 | 0 | 0 | 0 | 0 | 0 | 0 | 0 | 0 | 0 | 0 | 0 | 0 | 0 | 0 | 0 | 0
F6_Commercial_WA - Miscellaneous_New_Water Heating_Natural Gas_Water Heater - Pre-Rinse Spray Valve_A_Technical Potential | F6 | Commercial | WA - Miscellaneous | New | Water Heating | Natural Gas | Water Heater - Pre-Rinse Spray Valve | A | Incremental Winter Peak Savings (MW) | Technical Potential | 0 | 0 | 0 | 0 | 0 | 0 | 0 | 0 | 0 | 0 | 0 | 0 | 0 | 0 | 0 | 0 | 0 | 0 | 0 | 0 | 0 | 0 | 0 | 0 | 0 | 0 | 0
F7_Commercial_WA - Miscellaneous_New_Water Heating_Natural Gas_Water Heater - Pre-Rinse Spray Valve_A_Technical Potential | F7 | Commercial | WA - Miscellaneous | New | Water Heating | Natural Gas | Water Heater - Pre-Rinse Spray Valve | A | Cumulative Energy Savings (MWh or mTherms) | Technical Potential | 0 | 0 | 0 | 0 | 0 | 0 | 0 | 0 | 0 | 0 | 0 | 0 | 0 | 0 | 0 | 0 | 0 | 0 | 0 | 0 | 0 | 0 | 0 | 0 | 0 | 0 | 0
F8_Commercial_WA - Miscellaneous_New_Water Heating_Natural Gas_Water Heater - Pre-Rinse Spray Valve_A_Technical Potential | F8 | Commercial | WA - Miscellaneous | New | Water Heating | Natural Gas | Water Heater - Pre-Rinse Spray Valve | A | Cumulative Summer Peak Savings (MW) | Technical Potential | 0 | 0 | 0 | 0 | 0 | 0 | 0 | 0 | 0 | 0 | 0 | 0 | 0 | 0 | 0 | 0 | 0 | 0 | 0 | 0 | 0 | 0 | 0 | 0 | 0 | 0 | 0
F9_Commercial_WA - Miscellaneous_New_Water Heating_Natural Gas_Water Heater - Pre-Rinse Spray Valve_A_Technical Potential | F9 | Commercial | WA - Miscellaneous | New | Water Heating | Natural Gas | Water Heater - Pre-Rinse Spray Valve | A | Cumulative Winter Peak Savings (MW) | Technical Potential | 0 | 0 | 0 | 0 | 0 | 0 | 0 | 0 | 0 | 0 | 0 | 0 | 0 | 0 | 0 | 0 | 0 | 0 | 0 | 0 | 0 | 0 | 0 | 0 | 0 | 0 | 0
F10_Commercial_WA - Miscellaneous_New_Water Heating_Natural Gas_Water Heater - Pre-Rinse Spray Valve_A_Technical Potential | F10 | Commercial | WA - Miscellaneous | New | Water Heating | Natural Gas | Water Heater - Pre-Rinse Spray Valve | A | Purchases (Incremental) | Technical Potential | 0 | 0 | 0 | 0 | 0 | 0 | 0 | 0 | 0 | 0 | 0 | 0 | 0 | 0 | 0 | 0 | 0 | 0 | 0 | 0 | 0 | 0 | 0 | 0 | 0 | 0 | 0
F11_Commercial_WA - Miscellaneous_New_Water Heating_Natural Gas_Water Heater - Pre-Rinse Spray Valve_A_Technical Potential | F11 | Commercial | WA - Miscellaneous | New | Water Heating | Natural Gas | Water Heater - Pre-Rinse Spray Valve | A | Purchases (Cumulative) | Technical Potential | 0 | 0 | 0 | 0 | 0 | 0 | 0 | 0 | 0 | 0 | 0 | 0 | 0 | 0 | 0 | 0 | 0 | 0 | 0 | 0 | 0 | 0 | 0 | 0 | 0 | 0 | 0
F1_Commercial_WA - Miscellaneous_New_Water Heating_Natural Gas_Water Heater - Temperature Setback_A_Technical Potential | F1 | Commercial | WA - Miscellaneous | New | Water Heating | Natural Gas | Water Heater - Temperature Setback | A | Integrated Unit Energy Savings (kWh or therms) | Technical Potential | 0 | 0 | 0 | 0 | 0 | 0 | 0 | 0 | 0 | 0 | 0 | 0 | 0 | 0 | 0 | 0 | 0 | 0 | 0 | 0 | 0 | 0 | 0 | 0 | 0 | 0 | 0
F2_Commercial_WA - Miscellaneous_New_Water Heating_Natural Gas_Water Heater - Temperature Setback_A_Technical Potential | F2 | Commercial | WA - Miscellaneous | New | Water Heating | Natural Gas | Water Heater - Temperature Setback | A | Integrated Unit Summer Peak Savings (kW) | Technical Potential | 0 | 0 | 0 | 0 | 0 | 0 | 0 | 0 | 0 | 0 | 0 | 0 | 0 | 0 | 0 | 0 | 0 | 0 | 0 | 0 | 0 | 0 | 0 | 0 | 0 | 0 | 0
F3_Commercial_WA - Miscellaneous_New_Water Heating_Natural Gas_Water Heater - Temperature Setback_A_Technical Potential | F3 | Commercial | WA - Miscellaneous | New | Water Heating | Natural Gas | Water Heater - Temperature Setback | A | Integrated Unit Winter Peak Savings (kW) | Technical Potential | 0 | 0 | 0 | 0 | 0 | 0 | 0 | 0 | 0 | 0 | 0 | 0 | 0 | 0 | 0 | 0 | 0 | 0 | 0 | 0 | 0 | 0 | 0 | 0 | 0 | 0 | 0
F4_Commercial_WA - Miscellaneous_New_Water Heating_Natural Gas_Water Heater - Temperature Setback_A_Technical Potential | F4 | Commercial | WA - Miscellaneous | New | Water Heating | Natural Gas | Water Heater - Temperature Setback | A | Incremental Energy Savings (MWh or mTherms) | Technical Potential | 0 | 0 | 0 | 0 | 0 | 0 | 0 | 0 | 0 | 0 | 0 | 0 | 0 | 0 | 0 | 0 | 0 | 0 | 0 | 0 | 0 | 0 | 0 | 0 | 0 | 0 | 0
F5_Commercial_WA - Miscellaneous_New_Water Heating_Natural Gas_Water Heater - Temperature Setback_A_Technical Potential | F5 | Commercial | WA - Miscellaneous | New | Water Heating | Natural Gas | Water Heater - Temperature Setback | A | Incremental Summer Peak Savings (MW) | Technical Potential | 0 | 0 | 0 | 0 | 0 | 0 | 0 | 0 | 0 | 0 | 0 | 0 | 0 | 0 | 0 | 0 | 0 | 0 | 0 | 0 | 0 | 0 | 0 | 0 | 0 | 0 | 0
F6_Commercial_WA - Miscellaneous_New_Water Heating_Natural Gas_Water Heater - Temperature Setback_A_Technical Potential | F6 | Commercial | WA - Miscellaneous | New | Water Heating | Natural Gas | Water Heater - Temperature Setback | A | Incremental Winter Peak Savings (MW) | Technical Potential | 0 | 0 | 0 | 0 | 0 | 0 | 0 | 0 | 0 | 0 | 0 | 0 | 0 | 0 | 0 | 0 | 0 | 0 | 0 | 0 | 0 | 0 | 0 | 0 | 0 | 0 | 0
F7_Commercial_WA - Miscellaneous_New_Water Heating_Natural Gas_Water Heater - Temperature Setback_A_Technical Potential | F7 | Commercial | WA - Miscellaneous | New | Water Heating | Natural Gas | Water Heater - Temperature Setback | A | Cumulative Energy Savings (MWh or mTherms) | Technical Potential | 0 | 0 | 0 | 0 | 0 | 0 | 0 | 0 | 0 | 0 | 0 | 0 | 0 | 0 | 0 | 0 | 0 | 0 | 0 | 0 | 0 | 0 | 0 | 0 | 0 | 0 | 0
F8_Commercial_WA - Miscellaneous_New_Water Heating_Natural Gas_Water Heater - Temperature Setback_A_Technical Potential | F8 | Commercial | WA - Miscellaneous | New | Water Heating | Natural Gas | Water Heater - Temperature Setback | A | Cumulative Summer Peak Savings (MW) | Technical Potential | 0 | 0 | 0 | 0 | 0 | 0 | 0 | 0 | 0 | 0 | 0 | 0 | 0 | 0 | 0 | 0 | 0 | 0 | 0 | 0 | 0 | 0 | 0 | 0 | 0 | 0 | 0
F9_Commercial_WA - Miscellaneous_New_Water Heating_Natural Gas_Water Heater - Temperature Setback_A_Technical Potential | F9 | Commercial | WA - Miscellaneous | New | Water Heating | Natural Gas | Water Heater - Temperature Setback | A | Cumulative Winter Peak Savings (MW) | Technical Potential | 0 | 0 | 0 | 0 | 0 | 0 | 0 | 0 | 0 | 0 | 0 | 0 | 0 | 0 | 0 | 0 | 0 | 0 | 0 | 0 | 0 | 0 | 0 | 0 | 0 | 0 | 0
F10_Commercial_WA - Miscellaneous_New_Water Heating_Natural Gas_Water Heater - Temperature Setback_A_Technical Potential | F10 | Commercial | WA - Miscellaneous | New | Water Heating | Natural Gas | Water Heater - Temperature Setback | A | Purchases (Incremental) | Technical Potential | 0 | 0 | 0 | 0 | 0 | 0 | 0 | 0 | 0 | 0 | 0 | 0 | 0 | 0 | 0 | 0 | 0 | 0 | 0 | 0 | 0 | 0 | 0 | 0 | 0 | 0 | 0
F11_Commercial_WA - Miscellaneous_New_Water Heating_Natural Gas_Water Heater - Temperature Setback_A_Technical Potential | F11 | Commercial | WA - Miscellaneous | New | Water Heating | Natural Gas | Water Heater - Temperature Setback | A | Purchases (Cumulative) | Technical Potential | 0 | 0 | 0 | 0 | 0 | 0 | 0 | 0 | 0 | 0 | 0 | 0 | 0 | 0 | 0 | 0 | 0 | 0 | 0 | 0 | 0 | 0 | 0 | 0 | 0 | 0 | 0
F1_Commercial_WA - Miscellaneous_New_Water Heating_Natural Gas_Water Heater - Faucet Aerators_A_Technical Potential | F1 | Commercial | WA - Miscellaneous | New | Water Heating | Natural Gas | Water Heater - Faucet Aerators | A | Integrated Unit Energy Savings (kWh or therms) | Technical Potential | 0 | 0 | 0 | 0 | 0 | 0 | 0 | 0 | 0 | 0 | 0 | 0 | 0 | 0 | 0 | 0 | 0 | 0 | 0 | 0 | 0 | 0 | 0 | 0 | 0 | 0 | 0
F2_Commercial_WA - Miscellaneous_New_Water Heating_Natural Gas_Water Heater - Faucet Aerators_A_Technical Potential | F2 | Commercial | WA - Miscellaneous | New | Water Heating | Natural Gas | Water Heater - Faucet Aerators | A | Integrated Unit Summer Peak Savings (kW) | Technical Potential | 0 | 0 | 0 | 0 | 0 | 0 | 0 | 0 | 0 | 0 | 0 | 0 | 0 | 0 | 0 | 0 | 0 | 0 | 0 | 0 | 0 | 0 | 0 | 0 | 0 | 0 | 0
F3_Commercial_WA - Miscellaneous_New_Water Heating_Natural Gas_Water Heater - Faucet Aerators_A_Technical Potential | F3 | Commercial | WA - Miscellaneous | New | Water Heating | Natural Gas | Water Heater - Faucet Aerators | A | Integrated Unit Winter Peak Savings (kW) | Technical Potential | 0 | 0 | 0 | 0 | 0 | 0 | 0 | 0 | 0 | 0 | 0 | 0 | 0 | 0 | 0 | 0 | 0 | 0 | 0 | 0 | 0 | 0 | 0 | 0 | 0 | 0 | 0
F4_Commercial_WA - Miscellaneous_New_Water Heating_Natural Gas_Water Heater - Faucet Aerators_A_Technical Potential | F4 | Commercial | WA - Miscellaneous | New | Water Heating | Natural Gas | Water Heater - Faucet Aerators | A | Incremental Energy Savings (MWh or mTherms) | Technical Potential | 0 | 0 | 0 | 0 | 0 | 0 | 0 | 0 | 0 | 0 | 0 | 0 | 0 | 0 | 0 | 0 | 0 | 0 | 0 | 0 | 0 | 0 | 0 | 0 | 0 | 0 | 0
F5_Commercial_WA - Miscellaneous_New_Water Heating_Natural Gas_Water Heater - Faucet Aerators_A_Technical Potential | F5 | Commercial | WA - Miscellaneous | New | Water Heating | Natural Gas | Water Heater - Faucet Aerators | A | Incremental Summer Peak Savings (MW) | Technical Potential | 0 | 0 | 0 | 0 | 0 | 0 | 0 | 0 | 0 | 0 | 0 | 0 | 0 | 0 | 0 | 0 | 0 | 0 | 0 | 0 | 0 | 0 | 0 | 0 | 0 | 0 | 0
F6_Commercial_WA - Miscellaneous_New_Water Heating_Natural Gas_Water Heater - Faucet Aerators_A_Technical Potential | F6 | Commercial | WA - Miscellaneous | New | Water Heating | Natural Gas | Water Heater - Faucet Aerators | A | Incremental Winter Peak Savings (MW) | Technical Potential | 0 | 0 | 0 | 0 | 0 | 0 | 0 | 0 | 0 | 0 | 0 | 0 | 0 | 0 | 0 | 0 | 0 | 0 | 0 | 0 | 0 | 0 | 0 | 0 | 0 | 0 | 0
F7_Commercial_WA - Miscellaneous_New_Water Heating_Natural Gas_Water Heater - Faucet Aerators_A_Technical Potential | F7 | Commercial | WA - Miscellaneous | New | Water Heating | Natural Gas | Water Heater - Faucet Aerators | A | Cumulative Energy Savings (MWh or mTherms) | Technical Potential | 0 | 0 | 0 | 0 | 0 | 0 | 0 | 0 | 0 | 0 | 0 | 0 | 0 | 0 | 0 | 0 | 0 | 0 | 0 | 0 | 0 | 0 | 0 | 0 | 0 | 0 | 0
F8_Commercial_WA - Miscellaneous_New_Water Heating_Natural Gas_Water Heater - Faucet Aerators_A_Technical Potential | F8 | Commercial | WA - Miscellaneous | New | Water Heating | Natural Gas | Water Heater - Faucet Aerators | A | Cumulative Summer Peak Savings (MW) | Technical Potential | 0 | 0 | 0 | 0 | 0 | 0 | 0 | 0 | 0 | 0 | 0 | 0 | 0 | 0 | 0 | 0 | 0 | 0 | 0 | 0 | 0 | 0 | 0 | 0 | 0 | 0 | 0
F9_Commercial_WA - Miscellaneous_New_Water Heating_Natural Gas_Water Heater - Faucet Aerators_A_Technical Potential | F9 | Commercial | WA - Miscellaneous | New | Water Heating | Natural Gas | Water Heater - Faucet Aerators | A | Cumulative Winter Peak Savings (MW) | Technical Potential | 0 | 0 | 0 | 0 | 0 | 0 | 0 | 0 | 0 | 0 | 0 | 0 | 0 | 0 | 0 | 0 | 0 | 0 | 0 | 0 | 0 | 0 | 0 | 0 | 0 | 0 | 0
F10_Commercial_WA - Miscellaneous_New_Water Heating_Natural Gas_Water Heater - Faucet Aerators_A_Technical Potential | F10 | Commercial | WA - Miscellaneous | New | Water Heating | Natural Gas | Water Heater - Faucet Aerators | A | Purchases (Incremental) | Technical Potential | 0 | 0 | 0 | 0 | 0 | 0 | 0 | 0 | 0 | 0 | 0 | 0 | 0 | 0 | 0 | 0 | 0 | 0 | 0 | 0 | 0 | 0 | 0 | 0 | 0 | 0 | 0
F11_Commercial_WA - Miscellaneous_New_Water Heating_Natural Gas_Water Heater - Faucet Aerators_A_Technical Potential | F11 | Commercial | WA - Miscellaneous | New | Water Heating | Natural Gas | Water Heater - Faucet Aerators | A | Purchases (Cumulative) | Technical Potential | 0 | 0 | 0 | 0 | 0 | 0 | 0 | 0 | 0 | 0 | 0 | 0 | 0 | 0 | 0 | 0 | 0 | 0 | 0 | 0 | 0 | 0 | 0 | 0 | 0 | 0 | 0
F1_Commercial_WA - Miscellaneous_New_Water Heating_Natural Gas_Water Heater - Low-Flow Showerheads_A_Technical Potential | F1 | Commercial | WA - Miscellaneous | New | Water Heating | Natural Gas | Water Heater - Low-Flow Showerheads | A | Integrated Unit Energy Savings (kWh or therms) | Technical Potential | 0 | 0 | 0 | 0 | 0 | 0 | 0 | 0 | 0 | 0 | 0 | 0 | 0 | 0 | 0 | 0 | 0 | 0 | 0 | 0 | 0 | 0 | 0 | 0 | 0 | 0 | 0
F2_Commercial_WA - Miscellaneous_New_Water Heating_Natural Gas_Water Heater - Low-Flow Showerheads_A_Technical Potential | F2 | Commercial | WA - Miscellaneous | New | Water Heating | Natural Gas | Water Heater - Low-Flow Showerheads | A | Integrated Unit Summer Peak Savings (kW) | Technical Potential | 0 | 0 | 0 | 0 | 0 | 0 | 0 | 0 | 0 | 0 | 0 | 0 | 0 | 0 | 0 | 0 | 0 | 0 | 0 | 0 | 0 | 0 | 0 | 0 | 0 | 0 | 0
F3_Commercial_WA - Miscellaneous_New_Water Heating_Natural Gas_Water Heater - Low-Flow Showerheads_A_Technical Potential | F3 | Commercial | WA - Miscellaneous | New | Water Heating | Natural Gas | Water Heater - Low-Flow Showerheads | A | Integrated Unit Winter Peak Savings (kW) | Technical Potential | 0 | 0 | 0 | 0 | 0 | 0 | 0 | 0 | 0 | 0 | 0 | 0 | 0 | 0 | 0 | 0 | 0 | 0 | 0 | 0 | 0 | 0 | 0 | 0 | 0 | 0 | 0
F4_Commercial_WA - Miscellaneous_New_Water Heating_Natural Gas_Water Heater - Low-Flow Showerheads_A_Technical Potential | F4 | Commercial | WA - Miscellaneous | New | Water Heating | Natural Gas | Water Heater - Low-Flow Showerheads | A | Incremental Energy Savings (MWh or mTherms) | Technical Potential | 0 | 0 | 0 | 0 | 0 | 0 | 0 | 0 | 0 | 0 | 0 | 0 | 0 | 0 | 0 | 0 | 0 | 0 | 0 | 0 | 0 | 0 | 0 | 0 | 0 | 0 | 0
F5_Commercial_WA - Miscellaneous_New_Water Heating_Natural Gas_Water Heater - Low-Flow Showerheads_A_Technical Potential | F5 | Commercial | WA - Miscellaneous | New | Water Heating | Natural Gas | Water Heater - Low-Flow Showerheads | A | Incremental Summer Peak Savings (MW) | Technical Potential | 0 | 0 | 0 | 0 | 0 | 0 | 0 | 0 | 0 | 0 | 0 | 0 | 0 | 0 | 0 | 0 | 0 | 0 | 0 | 0 | 0 | 0 | 0 | 0 | 0 | 0 | 0
F6_Commercial_WA - Miscellaneous_New_Water Heating_Natural Gas_Water Heater - Low-Flow Showerheads_A_Technical Potential | F6 | Commercial | WA - Miscellaneous | New | Water Heating | Natural Gas | Water Heater - Low-Flow Showerheads | A | Incremental Winter Peak Savings (MW) | Technical Potential | 0 | 0 | 0 | 0 | 0 | 0 | 0 | 0 | 0 | 0 | 0 | 0 | 0 | 0 | 0 | 0 | 0 | 0 | 0 | 0 | 0 | 0 | 0 | 0 | 0 | 0 | 0
F7_Commercial_WA - Miscellaneous_New_Water Heating_Natural Gas_Water Heater - Low-Flow Showerheads_A_Technical Potential | F7 | Commercial | WA - Miscellaneous | New | Water Heating | Natural Gas | Water Heater - Low-Flow Showerheads | A | Cumulative Energy Savings (MWh or mTherms) | Technical Potential | 0 | 0 | 0 | 0 | 0 | 0 | 0 | 0 | 0 | 0 | 0 | 0 | 0 | 0 | 0 | 0 | 0 | 0 | 0 | 0 | 0 | 0 | 0 | 0 | 0 | 0 | 0
F8_Commercial_WA - Miscellaneous_New_Water Heating_Natural Gas_Water Heater - Low-Flow Showerheads_A_Technical Potential | F8 | Commercial | WA - Miscellaneous | New | Water Heating | Natural Gas | Water Heater - Low-Flow Showerheads | A | Cumulative Summer Peak Savings (MW) | Technical Potential | 0 | 0 | 0 | 0 | 0 | 0 | 0 | 0 | 0 | 0 | 0 | 0 | 0 | 0 | 0 | 0 | 0 | 0 | 0 | 0 | 0 | 0 | 0 | 0 | 0 | 0 | 0
F9_Commercial_WA - Miscellaneous_New_Water Heating_Natural Gas_Water Heater - Low-Flow Showerheads_A_Technical Potential | F9 | Commercial | WA - Miscellaneous | New | Water Heating | Natural Gas | Water Heater - Low-Flow Showerheads | A | Cumulative Winter Peak Savings (MW) | Technical Potential | 0 | 0 | 0 | 0 | 0 | 0 | 0 | 0 | 0 | 0 | 0 | 0 | 0 | 0 | 0 | 0 | 0 | 0 | 0 | 0 | 0 | 0 | 0 | 0 | 0 | 0 | 0
F10_Commercial_WA - Miscellaneous_New_Water Heating_Natural Gas_Water Heater - Low-Flow Showerheads_A_Technical Potential | F10 | Commercial | WA - Miscellaneous | New | Water Heating | Natural Gas | Water Heater - Low-Flow Showerheads | A | Purchases (Incremental) | Technical Potential | 0 | 0 | 0 | 0 | 0 | 0 | 0 | 0 | 0 | 0 | 0 | 0 | 0 | 0 | 0 | 0 | 0 | 0 | 0 | 0 | 0 | 0 | 0 | 0 | 0 | 0 | 0
F11_Commercial_WA - Miscellaneous_New_Water Heating_Natural Gas_Water Heater - Low-Flow Showerheads_A_Technical Potential | F11 | Commercial | WA - Miscellaneous | New | Water Heating | Natural Gas | Water Heater - Low-Flow Showerheads | A | Purchases (Cumulative) | Technical Potential | 0 | 0 | 0 | 0 | 0 | 0 | 0 | 0 | 0 | 0 | 0 | 0 | 0 | 0 | 0 | 0 | 0 | 0 | 0 | 0 | 0 | 0 | 0 | 0 | 0 | 0 | 0
F1_Commercial_WA - Miscellaneous_New_Water Heating_Natural Gas_Water Heater - Tank Blanket/Insulation_A_Technical Potential | F1 | Commercial | WA - Miscellaneous | New | Water Heating | Natural Gas | Water Heater - Tank Blanket/Insulation | A | Integrated Unit Energy Savings (kWh or therms) | Technical Potential | 0 | 0 | 0 | 0 | 0 | 0 | 0 | 0 | 0 | 0 | 0 | 0 | 0 | 0 | 0 | 0 | 0 | 0 | 0 | 0 | 0 | 0 | 0 | 0 | 0 | 0 | 0
F2_Commercial_WA - Miscellaneous_New_Water Heating_Natural Gas_Water Heater - Tank Blanket/Insulation_A_Technical Potential | F2 | Commercial | WA - Miscellaneous | New | Water Heating | Natural Gas | Water Heater - Tank Blanket/Insulation | A | Integrated Unit Summer Peak Savings (kW) | Technical Potential | 0 | 0 | 0 | 0 | 0 | 0 | 0 | 0 | 0 | 0 | 0 | 0 | 0 | 0 | 0 | 0 | 0 | 0 | 0 | 0 | 0 | 0 | 0 | 0 | 0 | 0 | 0
F3_Commercial_WA - Miscellaneous_New_Water Heating_Natural Gas_Water Heater - Tank Blanket/Insulation_A_Technical Potential | F3 | Commercial | WA - Miscellaneous | New | Water Heating | Natural Gas | Water Heater - Tank Blanket/Insulation | A | Integrated Unit Winter Peak Savings (kW) | Technical Potential | 0 | 0 | 0 | 0 | 0 | 0 | 0 | 0 | 0 | 0 | 0 | 0 | 0 | 0 | 0 | 0 | 0 | 0 | 0 | 0 | 0 | 0 | 0 | 0 | 0 | 0 | 0
F4_Commercial_WA - Miscellaneous_New_Water Heating_Natural Gas_Water Heater - Tank Blanket/Insulation_A_Technical Potential | F4 | Commercial | WA - Miscellaneous | New | Water Heating | Natural Gas | Water Heater - Tank Blanket/Insulation | A | Incremental Energy Savings (MWh or mTherms) | Technical Potential | 0 | 0 | 0 | 0 | 0 | 0 | 0 | 0 | 0 | 0 | 0 | 0 | 0 | 0 | 0 | 0 | 0 | 0 | 0 | 0 | 0 | 0 | 0 | 0 | 0 | 0 | 0
F5_Commercial_WA - Miscellaneous_New_Water Heating_Natural Gas_Water Heater - Tank Blanket/Insulation_A_Technical Potential | F5 | Commercial | WA - Miscellaneous | New | Water Heating | Natural Gas | Water Heater - Tank Blanket/Insulation | A | Incremental Summer Peak Savings (MW) | Technical Potential | 0 | 0 | 0 | 0 | 0 | 0 | 0 | 0 | 0 | 0 | 0 | 0 | 0 | 0 | 0 | 0 | 0 | 0 | 0 | 0 | 0 | 0 | 0 | 0 | 0 | 0 | 0
F6_Commercial_WA - Miscellaneous_New_Water Heating_Natural Gas_Water Heater - Tank Blanket/Insulation_A_Technical Potential | F6 | Commercial | WA - Miscellaneous | New | Water Heating | Natural Gas | Water Heater - Tank Blanket/Insulation | A | Incremental Winter Peak Savings (MW) | Technical Potential | 0 | 0 | 0 | 0 | 0 | 0 | 0 | 0 | 0 | 0 | 0 | 0 | 0 | 0 | 0 | 0 | 0 | 0 | 0 | 0 | 0 | 0 | 0 | 0 | 0 | 0 | 0
F7_Commercial_WA - Miscellaneous_New_Water Heating_Natural Gas_Water Heater - Tank Blanket/Insulation_A_Technical Potential | F7 | Commercial | WA - Miscellaneous | New | Water Heating | Natural Gas | Water Heater - Tank Blanket/Insulation | A | Cumulative Energy Savings (MWh or mTherms) | Technical Potential | 0 | 0 | 0 | 0 | 0 | 0 | 0 | 0 | 0 | 0 | 0 | 0 | 0 | 0 | 0 | 0 | 0 | 0 | 0 | 0 | 0 | 0 | 0 | 0 | 0 | 0 | 0
F8_Commercial_WA - Miscellaneous_New_Water Heating_Natural Gas_Water Heater - Tank Blanket/Insulation_A_Technical Potential | F8 | Commercial | WA - Miscellaneous | New | Water Heating | Natural Gas | Water Heater - Tank Blanket/Insulation | A | Cumulative Summer Peak Savings (MW) | Technical Potential | 0 | 0 | 0 | 0 | 0 | 0 | 0 | 0 | 0 | 0 | 0 | 0 | 0 | 0 | 0 | 0 | 0 | 0 | 0 | 0 | 0 | 0 | 0 | 0 | 0 | 0 | 0
F9_Commercial_WA - Miscellaneous_New_Water Heating_Natural Gas_Water Heater - Tank Blanket/Insulation_A_Technical Potential | F9 | Commercial | WA - Miscellaneous | New | Water Heating | Natural Gas | Water Heater - Tank Blanket/Insulation | A | Cumulative Winter Peak Savings (MW) | Technical Potential | 0 | 0 | 0 | 0 | 0 | 0 | 0 | 0 | 0 | 0 | 0 | 0 | 0 | 0 | 0 | 0 | 0 | 0 | 0 | 0 | 0 | 0 | 0 | 0 | 0 | 0 | 0
F10_Commercial_WA - Miscellaneous_New_Water Heating_Natural Gas_Water Heater - Tank Blanket/Insulation_A_Technical Potential | F10 | Commercial | WA - Miscellaneous | New | Water Heating | Natural Gas | Water Heater - Tank Blanket/Insulation | A | Purchases (Incremental) | Technical Potential | 0 | 0 | 0 | 0 | 0 | 0 | 0 | 0 | 0 | 0 | 0 | 0 | 0 | 0 | 0 | 0 | 0 | 0 | 0 | 0 | 0 | 0 | 0 | 0 | 0 | 0 | 0
F11_Commercial_WA - Miscellaneous_New_Water Heating_Natural Gas_Water Heater - Tank Blanket/Insulation_A_Technical Potential | F11 | Commercial | WA - Miscellaneous | New | Water Heating | Natural Gas | Water Heater - Tank Blanket/Insulation | A | Purchases (Cumulative) | Technical Potential | 0 | 0 | 0 | 0 | 0 | 0 | 0 | 0 | 0 | 0 | 0 | 0 | 0 | 0 | 0 | 0 | 0 | 0 | 0 | 0 | 0 | 0 | 0 | 0 | 0 | 0 | 0
F1_Commercial_WA - Miscellaneous_New_Water Heating_Natural Gas_Water Heater - Drainwater Heat Recovery_A_Technical Potential | F1 | Commercial | WA - Miscellaneous | New | Water Heating | Natural Gas | Water Heater - Drainwater Heat Recovery | A | Integrated Unit Energy Savings (kWh or therms) | Technical Potential | 0 | 0 | 0 | 0 | 0 | 0 | 0 | 0 | 0 | 0 | 0 | 0 | 0 | 0 | 0 | 0 | 0 | 0 | 0 | 0 | 0 | 0 | 0 | 0 | 0 | 0 | 0
F2_Commercial_WA - Miscellaneous_New_Water Heating_Natural Gas_Water Heater - Drainwater Heat Recovery_A_Technical Potential | F2 | Commercial | WA - Miscellaneous | New | Water Heating | Natural Gas | Water Heater - Drainwater Heat Recovery | A | Integrated Unit Summer Peak Savings (kW) | Technical Potential | 0 | 0 | 0 | 0 | 0 | 0 | 0 | 0 | 0 | 0 | 0 | 0 | 0 | 0 | 0 | 0 | 0 | 0 | 0 | 0 | 0 | 0 | 0 | 0 | 0 | 0 | 0
F3_Commercial_WA - Miscellaneous_New_Water Heating_Natural Gas_Water Heater - Drainwater Heat Recovery_A_Technical Potential | F3 | Commercial | WA - Miscellaneous | New | Water Heating | Natural Gas | Water Heater - Drainwater Heat Recovery | A | Integrated Unit Winter Peak Savings (kW) | Technical Potential | 0 | 0 | 0 | 0 | 0 | 0 | 0 | 0 | 0 | 0 | 0 | 0 | 0 | 0 | 0 | 0 | 0 | 0 | 0 | 0 | 0 | 0 | 0 | 0 | 0 | 0 | 0
F4_Commercial_WA - Miscellaneous_New_Water Heating_Natural Gas_Water Heater - Drainwater Heat Recovery_A_Technical Potential | F4 | Commercial | WA - Miscellaneous | New | Water Heating | Natural Gas | Water Heater - Drainwater Heat Recovery | A | Incremental Energy Savings (MWh or mTherms) | Technical Potential | 0 | 0 | 0 | 0 | 0 | 0 | 0 | 0 | 0 | 0 | 0 | 0 | 0 | 0 | 0 | 0 | 0 | 0 | 0 | 0 | 0 | 0 | 0 | 0 | 0 | 0 | 0
F5_Commercial_WA - Miscellaneous_New_Water Heating_Natural Gas_Water Heater - Drainwater Heat Recovery_A_Technical Potential | F5 | Commercial | WA - Miscellaneous | New | Water Heating | Natural Gas | Water Heater - Drainwater Heat Recovery | A | Incremental Summer Peak Savings (MW) | Technical Potential | 0 | 0 | 0 | 0 | 0 | 0 | 0 | 0 | 0 | 0 | 0 | 0 | 0 | 0 | 0 | 0 | 0 | 0 | 0 | 0 | 0 | 0 | 0 | 0 | 0 | 0 | 0
F6_Commercial_WA - Miscellaneous_New_Water Heating_Natural Gas_Water Heater - Drainwater Heat Recovery_A_Technical Potential | F6 | Commercial | WA - Miscellaneous | New | Water Heating | Natural Gas | Water Heater - Drainwater Heat Recovery | A | Incremental Winter Peak Savings (MW) | Technical Potential | 0 | 0 | 0 | 0 | 0 | 0 | 0 | 0 | 0 | 0 | 0 | 0 | 0 | 0 | 0 | 0 | 0 | 0 | 0 | 0 | 0 | 0 | 0 | 0 | 0 | 0 | 0
F7_Commercial_WA - Miscellaneous_New_Water Heating_Natural Gas_Water Heater - Drainwater Heat Recovery_A_Technical Potential | F7 | Commercial | WA - Miscellaneous | New | Water Heating | Natural Gas | Water Heater - Drainwater Heat Recovery | A | Cumulative Energy Savings (MWh or mTherms) | Technical Potential | 0 | 0 | 0 | 0 | 0 | 0 | 0 | 0 | 0 | 0 | 0 | 0 | 0 | 0 | 0 | 0 | 0 | 0 | 0 | 0 | 0 | 0 | 0 | 0 | 0 | 0 | 0
F8_Commercial_WA - Miscellaneous_New_Water Heating_Natural Gas_Water Heater - Drainwater Heat Recovery_A_Technical Potential | F8 | Commercial | WA - Miscellaneous | New | Water Heating | Natural Gas | Water Heater - Drainwater Heat Recovery | A | Cumulative Summer Peak Savings (MW) | Technical Potential | 0 | 0 | 0 | 0 | 0 | 0 | 0 | 0 | 0 | 0 | 0 | 0 | 0 | 0 | 0 | 0 | 0 | 0 | 0 | 0 | 0 | 0 | 0 | 0 | 0 | 0 | 0
F9_Commercial_WA - Miscellaneous_New_Water Heating_Natural Gas_Water Heater - Drainwater Heat Recovery_A_Technical Potential | F9 | Commercial | WA - Miscellaneous | New | Water Heating | Natural Gas | Water Heater - Drainwater Heat Recovery | A | Cumulative Winter Peak Savings (MW) | Technical Potential | 0 | 0 | 0 | 0 | 0 | 0 | 0 | 0 | 0 | 0 | 0 | 0 | 0 | 0 | 0 | 0 | 0 | 0 | 0 | 0 | 0 | 0 | 0 | 0 | 0 | 0 | 0
F10_Commercial_WA - Miscellaneous_New_Water Heating_Natural Gas_Water Heater - Drainwater Heat Recovery_A_Technical Potential | F10 | Commercial | WA - Miscellaneous | New | Water Heating | Natural Gas | Water Heater - Drainwater Heat Recovery | A | Purchases (Incremental) | Technical Potential | 0 | 0 | 0 | 0 | 0 | 0 | 0 | 0 | 0 | 0 | 0 | 0 | 0 | 0 | 0 | 0 | 0 | 0 | 0 | 0 | 0 | 0 | 0 | 0 | 0 | 0 | 0
F11_Commercial_WA - Miscellaneous_New_Water Heating_Natural Gas_Water Heater - Drainwater Heat Recovery_A_Technical Potential | F11 | Commercial | WA - Miscellaneous | New | Water Heating | Natural Gas | Water Heater - Drainwater Heat Recovery | A | Purchases (Cumulative) | Technical Potential | 0 | 0 | 0 | 0 | 0 | 0 | 0 | 0 | 0 | 0 | 0 | 0 | 0 | 0 | 0 | 0 | 0 | 0 | 0 | 0 | 0 | 0 | 0 | 0 | 0 | 0 | 0
F1_Commercial_WA - Miscellaneous_New_Water Heating_Natural Gas_Water Heater - Circulation Pump Controls_A_Technical Potential | F1 | Commercial | WA - Miscellaneous | New | Water Heating | Natural Gas | Water Heater - Circulation Pump Controls | A | Integrated Unit Energy Savings (kWh or therms) | Technical Potential | 0 | 0 | 0 | 0 | 0 | 0 | 0 | 0 | 0 | 0 | 0 | 0 | 0 | 0 | 0 | 0 | 0 | 0 | 0 | 0 | 0 | 0 | 0 | 0 | 0 | 0 | 0
F2_Commercial_WA - Miscellaneous_New_Water Heating_Natural Gas_Water Heater - Circulation Pump Controls_A_Technical Potential | F2 | Commercial | WA - Miscellaneous | New | Water Heating | Natural Gas | Water Heater - Circulation Pump Controls | A | Integrated Unit Summer Peak Savings (kW) | Technical Potential | 0 | 0 | 0 | 0 | 0 | 0 | 0 | 0 | 0 | 0 | 0 | 0 | 0 | 0 | 0 | 0 | 0 | 0 | 0 | 0 | 0 | 0 | 0 | 0 | 0 | 0 | 0
F3_Commercial_WA - Miscellaneous_New_Water Heating_Natural Gas_Water Heater - Circulation Pump Controls_A_Technical Potential | F3 | Commercial | WA - Miscellaneous | New | Water Heating | Natural Gas | Water Heater - Circulation Pump Controls | A | Integrated Unit Winter Peak Savings (kW) | Technical Potential | 0 | 0 | 0 | 0 | 0 | 0 | 0 | 0 | 0 | 0 | 0 | 0 | 0 | 0 | 0 | 0 | 0 | 0 | 0 | 0 | 0 | 0 | 0 | 0 | 0 | 0 | 0
F4_Commercial_WA - Miscellaneous_New_Water Heating_Natural Gas_Water Heater - Circulation Pump Controls_A_Technical Potential | F4 | Commercial | WA - Miscellaneous | New | Water Heating | Natural Gas | Water Heater - Circulation Pump Controls | A | Incremental Energy Savings (MWh or mTherms) | Technical Potential | 0 | 0 | 0 | 0 | 0 | 0 | 0 | 0 | 0 | 0 | 0 | 0 | 0 | 0 | 0 | 0 | 0 | 0 | 0 | 0 | 0 | 0 | 0 | 0 | 0 | 0 | 0
F5_Commercial_WA - Miscellaneous_New_Water Heating_Natural Gas_Water Heater - Circulation Pump Controls_A_Technical Potential | F5 | Commercial | WA - Miscellaneous | New | Water Heating | Natural Gas | Water Heater - Circulation Pump Controls | A | Incremental Summer Peak Savings (MW) | Technical Potential | 0 | 0 | 0 | 0 | 0 | 0 | 0 | 0 | 0 | 0 | 0 | 0 | 0 | 0 | 0 | 0 | 0 | 0 | 0 | 0 | 0 | 0 | 0 | 0 | 0 | 0 | 0
F6_Commercial_WA - Miscellaneous_New_Water Heating_Natural Gas_Water Heater - Circulation Pump Controls_A_Technical Potential | F6 | Commercial | WA - Miscellaneous | New | Water Heating | Natural Gas | Water Heater - Circulation Pump Controls | A | Incremental Winter Peak Savings (MW) | Technical Potential | 0 | 0 | 0 | 0 | 0 | 0 | 0 | 0 | 0 | 0 | 0 | 0 | 0 | 0 | 0 | 0 | 0 | 0 | 0 | 0 | 0 | 0 | 0 | 0 | 0 | 0 | 0
F7_Commercial_WA - Miscellaneous_New_Water Heating_Natural Gas_Water Heater - Circulation Pump Controls_A_Technical Potential | F7 | Commercial | WA - Miscellaneous | New | Water Heating | Natural Gas | Water Heater - Circulation Pump Controls | A | Cumulative Energy Savings (MWh or mTherms) | Technical Potential | 0 | 0 | 0 | 0 | 0 | 0 | 0 | 0 | 0 | 0 | 0 | 0 | 0 | 0 | 0 | 0 | 0 | 0 | 0 | 0 | 0 | 0 | 0 | 0 | 0 | 0 | 0
F8_Commercial_WA - Miscellaneous_New_Water Heating_Natural Gas_Water Heater - Circulation Pump Controls_A_Technical Potential | F8 | Commercial | WA - Miscellaneous | New | Water Heating | Natural Gas | Water Heater - Circulation Pump Controls | A | Cumulative Summer Peak Savings (MW) | Technical Potential | 0 | 0 | 0 | 0 | 0 | 0 | 0 | 0 | 0 | 0 | 0 | 0 | 0 | 0 | 0 | 0 | 0 | 0 | 0 | 0 | 0 | 0 | 0 | 0 | 0 | 0 | 0
F9_Commercial_WA - Miscellaneous_New_Water Heating_Natural Gas_Water Heater - Circulation Pump Controls_A_Technical Potential | F9 | Commercial | WA - Miscellaneous | New | Water Heating | Natural Gas | Water Heater - Circulation Pump Controls | A | Cumulative Winter Peak Savings (MW) | Technical Potential | 0 | 0 | 0 | 0 | 0 | 0 | 0 | 0 | 0 | 0 | 0 | 0 | 0 | 0 | 0 | 0 | 0 | 0 | 0 | 0 | 0 | 0 | 0 | 0 | 0 | 0 | 0
F10_Commercial_WA - Miscellaneous_New_Water Heating_Natural Gas_Water Heater - Circulation Pump Controls_A_Technical Potential | F10 | Commercial | WA - Miscellaneous | New | Water Heating | Natural Gas | Water Heater - Circulation Pump Controls | A | Purchases (Incremental) | Technical Potential | 0 | 0 | 0 | 0 | 0 | 0 | 0 | 0 | 0 | 0 | 0 | 0 | 0 | 0 | 0 | 0 | 0 | 0 | 0 | 0 | 0 | 0 | 0 | 0 | 0 | 0 | 0
F11_Commercial_WA - Miscellaneous_New_Water Heating_Natural Gas_Water Heater - Circulation Pump Controls_A_Technical Potential | F11 | Commercial | WA - Miscellaneous | New | Water Heating | Natural Gas | Water Heater - Circulation Pump Controls | A | Purchases (Cumulative) | Technical Potential | 0 | 0 | 0 | 0 | 0 | 0 | 0 | 0 | 0 | 0 | 0 | 0 | 0 | 0 | 0 | 0 | 0 | 0 | 0 | 0 | 0 | 0 | 0 | 0 | 0 | 0 | 0
F1_Commercial_WA - Miscellaneous_New_Water Heating_Natural Gas_Water Heater - Pipe Insulation_A_Technical Potential | F1 | Commercial | WA - Miscellaneous | New | Water Heating | Natural Gas | Water Heater - Pipe Insulation | A | Integrated Unit Energy Savings (kWh or therms) | Technical Potential | 0 | 0 | 0 | 0 | 0 | 0 | 0 | 0 | 0 | 0 | 0 | 0 | 0 | 0 | 0 | 0 | 0 | 0 | 0 | 0 | 0 | 0 | 0 | 0 | 0 | 0 | 0
F2_Commercial_WA - Miscellaneous_New_Water Heating_Natural Gas_Water Heater - Pipe Insulation_A_Technical Potential | F2 | Commercial | WA - Miscellaneous | New | Water Heating | Natural Gas | Water Heater - Pipe Insulation | A | Integrated Unit Summer Peak Savings (kW) | Technical Potential | 0 | 0 | 0 | 0 | 0 | 0 | 0 | 0 | 0 | 0 | 0 | 0 | 0 | 0 | 0 | 0 | 0 | 0 | 0 | 0 | 0 | 0 | 0 | 0 | 0 | 0 | 0
F3_Commercial_WA - Miscellaneous_New_Water Heating_Natural Gas_Water Heater - Pipe Insulation_A_Technical Potential | F3 | Commercial | WA - Miscellaneous | New | Water Heating | Natural Gas | Water Heater - Pipe Insulation | A | Integrated Unit Winter Peak Savings (kW) | Technical Potential | 0 | 0 | 0 | 0 | 0 | 0 | 0 | 0 | 0 | 0 | 0 | 0 | 0 | 0 | 0 | 0 | 0 | 0 | 0 | 0 | 0 | 0 | 0 | 0 | 0 | 0 | 0
F4_Commercial_WA - Miscellaneous_New_Water Heating_Natural Gas_Water Heater - Pipe Insulation_A_Technical Potential | F4 | Commercial | WA - Miscellaneous | New | Water Heating | Natural Gas | Water Heater - Pipe Insulation | A | Incremental Energy Savings (MWh or mTherms) | Technical Potential | 0 | 0 | 0 | 0 | 0 | 0 | 0 | 0 | 0 | 0 | 0 | 0 | 0 | 0 | 0 | 0 | 0 | 0 | 0 | 0 | 0 | 0 | 0 | 0 | 0 | 0 | 0
F5_Commercial_WA - Miscellaneous_New_Water Heating_Natural Gas_Water Heater - Pipe Insulation_A_Technical Potential | F5 | Commercial | WA - Miscellaneous | New | Water Heating | Natural Gas | Water Heater - Pipe Insulation | A | Incremental Summer Peak Savings (MW) | Technical Potential | 0 | 0 | 0 | 0 | 0 | 0 | 0 | 0 | 0 | 0 | 0 | 0 | 0 | 0 | 0 | 0 | 0 | 0 | 0 | 0 | 0 | 0 | 0 | 0 | 0 | 0 | 0
F6_Commercial_WA - Miscellaneous_New_Water Heating_Natural Gas_Water Heater - Pipe Insulation_A_Technical Potential | F6 | Commercial | WA - Miscellaneous | New | Water Heating | Natural Gas | Water Heater - Pipe Insulation | A | Incremental Winter Peak Savings (MW) | Technical Potential | 0 | 0 | 0 | 0 | 0 | 0 | 0 | 0 | 0 | 0 | 0 | 0 | 0 | 0 | 0 | 0 | 0 | 0 | 0 | 0 | 0 | 0 | 0 | 0 | 0 | 0 | 0
F7_Commercial_WA - Miscellaneous_New_Water Heating_Natural Gas_Water Heater - Pipe Insulation_A_Technical Potential | F7 | Commercial | WA - Miscellaneous | New | Water Heating | Natural Gas | Water Heater - Pipe Insulation | A | Cumulative Energy Savings (MWh or mTherms) | Technical Potential | 0 | 0 | 0 | 0 | 0 | 0 | 0 | 0 | 0 | 0 | 0 | 0 | 0 | 0 | 0 | 0 | 0 | 0 | 0 | 0 | 0 | 0 | 0 | 0 | 0 | 0 | 0
F8_Commercial_WA - Miscellaneous_New_Water Heating_Natural Gas_Water Heater - Pipe Insulation_A_Technical Potential | F8 | Commercial | WA - Miscellaneous | New | Water Heating | Natural Gas | Water Heater - Pipe Insulation | A | Cumulative Summer Peak Savings (MW) | Technical Potential | 0 | 0 | 0 | 0 | 0 | 0 | 0 | 0 | 0 | 0 | 0 | 0 | 0 | 0 | 0 | 0 | 0 | 0 | 0 | 0 | 0 | 0 | 0 | 0 | 0 | 0 | 0
F9_Commercial_WA - Miscellaneous_New_Water Heating_Natural Gas_Water Heater - Pipe Insulation_A_Technical Potential | F9 | Commercial | WA - Miscellaneous | New | Water Heating | Natural Gas | Water Heater - Pipe Insulation | A | Cumulative Winter Peak Savings (MW) | Technical Potential | 0 | 0 | 0 | 0 | 0 | 0 | 0 | 0 | 0 | 0 | 0 | 0 | 0 | 0 | 0 | 0 | 0 | 0 | 0 | 0 | 0 | 0 | 0 | 0 | 0 | 0 | 0
F10_Commercial_WA - Miscellaneous_New_Water Heating_Natural Gas_Water Heater - Pipe Insulation_A_Technical Potential | F10 | Commercial | WA - Miscellaneous | New | Water Heating | Natural Gas | Water Heater - Pipe Insulation | A | Purchases (Incremental) | Technical Potential | 0 | 0 | 0 | 0 | 0 | 0 | 0 | 0 | 0 | 0 | 0 | 0 | 0 | 0 | 0 | 0 | 0 | 0 | 0 | 0 | 0 | 0 | 0 | 0 | 0 | 0 | 0
F11_Commercial_WA - Miscellaneous_New_Water Heating_Natural Gas_Water Heater - Pipe Insulation_A_Technical Potential | F11 | Commercial | WA - Miscellaneous | New | Water Heating | Natural Gas | Water Heater - Pipe Insulation | A | Purchases (Cumulative) | Technical Potential | 0 | 0 | 0 | 0 | 0 | 0 | 0 | 0 | 0 | 0 | 0 | 0 | 0 | 0 | 0 | 0 | 0 | 0 | 0 | 0 | 0 | 0 | 0 | 0 | 0 | 0 | 0
F1_Commercial_WA - Miscellaneous_New_Water Heating_Natural Gas_Water Heater - Motion Control Faucet_A_Technical Potential | F1 | Commercial | WA - Miscellaneous | New | Water Heating | Natural Gas | Water Heater - Motion Control Faucet | A | Integrated Unit Energy Savings (kWh or therms) | Technical Potential | 0 | 0 | 0 | 0 | 0 | 0 | 0 | 0 | 0 | 0 | 0 | 0 | 0 | 0 | 0 | 0 | 0 | 0 | 0 | 0 | 0 | 0 | 0 | 0 | 0 | 0 | 0
F2_Commercial_WA - Miscellaneous_New_Water Heating_Natural Gas_Water Heater - Motion Control Faucet_A_Technical Potential | F2 | Commercial | WA - Miscellaneous | New | Water Heating | Natural Gas | Water Heater - Motion Control Faucet | A | Integrated Unit Summer Peak Savings (kW) | Technical Potential | 0 | 0 | 0 | 0 | 0 | 0 | 0 | 0 | 0 | 0 | 0 | 0 | 0 | 0 | 0 | 0 | 0 | 0 | 0 | 0 | 0 | 0 | 0 | 0 | 0 | 0 | 0
F3_Commercial_WA - Miscellaneous_New_Water Heating_Natural Gas_Water Heater - Motion Control Faucet_A_Technical Potential | F3 | Commercial | WA - Miscellaneous | New | Water Heating | Natural Gas | Water Heater - Motion Control Faucet | A | Integrated Unit Winter Peak Savings (kW) | Technical Potential | 0 | 0 | 0 | 0 | 0 | 0 | 0 | 0 | 0 | 0 | 0 | 0 | 0 | 0 | 0 | 0 | 0 | 0 | 0 | 0 | 0 | 0 | 0 | 0 | 0 | 0 | 0
F4_Commercial_WA - Miscellaneous_New_Water Heating_Natural Gas_Water Heater - Motion Control Faucet_A_Technical Potential | F4 | Commercial | WA - Miscellaneous | New | Water Heating | Natural Gas | Water Heater - Motion Control Faucet | A | Incremental Energy Savings (MWh or mTherms) | Technical Potential | 0 | 0 | 0 | 0 | 0 | 0 | 0 | 0 | 0 | 0 | 0 | 0 | 0 | 0 | 0 | 0 | 0 | 0 | 0 | 0 | 0 | 0 | 0 | 0 | 0 | 0 | 0
F5_Commercial_WA - Miscellaneous_New_Water Heating_Natural Gas_Water Heater - Motion Control Faucet_A_Technical Potential | F5 | Commercial | WA - Miscellaneous | New | Water Heating | Natural Gas | Water Heater - Motion Control Faucet | A | Incremental Summer Peak Savings (MW) | Technical Potential | 0 | 0 | 0 | 0 | 0 | 0 | 0 | 0 | 0 | 0 | 0 | 0 | 0 | 0 | 0 | 0 | 0 | 0 | 0 | 0 | 0 | 0 | 0 | 0 | 0 | 0 | 0
F6_Commercial_WA - Miscellaneous_New_Water Heating_Natural Gas_Water Heater - Motion Control Faucet_A_Technical Potential | F6 | Commercial | WA - Miscellaneous | New | Water Heating | Natural Gas | Water Heater - Motion Control Faucet | A | Incremental Winter Peak Savings (MW) | Technical Potential | 0 | 0 | 0 | 0 | 0 | 0 | 0 | 0 | 0 | 0 | 0 | 0 | 0 | 0 | 0 | 0 | 0 | 0 | 0 | 0 | 0 | 0 | 0 | 0 | 0 | 0 | 0
F7_Commercial_WA - Miscellaneous_New_Water Heating_Natural Gas_Water Heater - Motion Control Faucet_A_Technical Potential | F7 | Commercial | WA - Miscellaneous | New | Water Heating | Natural Gas | Water Heater - Motion Control Faucet | A | Cumulative Energy Savings (MWh or mTherms) | Technical Potential | 0 | 0 | 0 | 0 | 0 | 0 | 0 | 0 | 0 | 0 | 0 | 0 | 0 | 0 | 0 | 0 | 0 | 0 | 0 | 0 | 0 | 0 | 0 | 0 | 0 | 0 | 0
F8_Commercial_WA - Miscellaneous_New_Water Heating_Natural Gas_Water Heater - Motion Control Faucet_A_Technical Potential | F8 | Commercial | WA - Miscellaneous | New | Water Heating | Natural Gas | Water Heater - Motion Control Faucet | A | Cumulative Summer Peak Savings (MW) | Technical Potential | 0 | 0 | 0 | 0 | 0 | 0 | 0 | 0 | 0 | 0 | 0 | 0 | 0 | 0 | 0 | 0 | 0 | 0 | 0 | 0 | 0 | 0 | 0 | 0 | 0 | 0 | 0
F9_Commercial_WA - Miscellaneous_New_Water Heating_Natural Gas_Water Heater - Motion Control Faucet_A_Technical Potential | F9 | Commercial | WA - Miscellaneous | New | Water Heating | Natural Gas | Water Heater - Motion Control Faucet | A | Cumulative Winter Peak Savings (MW) | Technical Potential | 0 | 0 | 0 | 0 | 0 | 0 | 0 | 0 | 0 | 0 | 0 | 0 | 0 | 0 | 0 | 0 | 0 | 0 | 0 | 0 | 0 | 0 | 0 | 0 | 0 | 0 | 0
F10_Commercial_WA - Miscellaneous_New_Water Heating_Natural Gas_Water Heater - Motion Control Faucet_A_Technical Potential | F10 | Commercial | WA - Miscellaneous | New | Water Heating | Natural Gas | Water Heater - Motion Control Faucet | A | Purchases (Incremental) | Technical Potential | 0 | 0 | 0 | 0 | 0 | 0 | 0 | 0 | 0 | 0 | 0 | 0 | 0 | 0 | 0 | 0 | 0 | 0 | 0 | 0 | 0 | 0 | 0 | 0 | 0 | 0 | 0
F11_Commercial_WA - Miscellaneous_New_Water Heating_Natural Gas_Water Heater - Motion Control Faucet_A_Technical Potential | F11 | Commercial | WA - Miscellaneous | New | Water Heating | Natural Gas | Water Heater - Motion Control Faucet | A | Purchases (Cumulative) | Technical Potential | 0 | 0 | 0 | 0 | 0 | 0 | 0 | 0 | 0 | 0 | 0 | 0 | 0 | 0 | 0 | 0 | 0 | 0 | 0 | 0 | 0 | 0 | 0 | 0 | 0 | 0 | 0
F1_Commercial_WA - Miscellaneous_New_Water Heating_Natural Gas_Water Heater - Solar System_A_Technical Potential | F1 | Commercial | WA - Miscellaneous | New | Water Heating | Natural Gas | Water Heater - Solar System | A | Integrated Unit Energy Savings (kWh or therms) | Technical Potential | 0 | 0 | 0 | 0 | 0 | 0 | 0 | 0 | 0 | 0 | 0 | 0 | 0 | 0 | 0 | 0 | 0 | 0 | 0 | 0 | 0 | 0 | 0 | 0 | 0 | 0 | 0
F2_Commercial_WA - Miscellaneous_New_Water Heating_Natural Gas_Water Heater - Solar System_A_Technical Potential | F2 | Commercial | WA - Miscellaneous | New | Water Heating | Natural Gas | Water Heater - Solar System | A | Integrated Unit Summer Peak Savings (kW) | Technical Potential | 0 | 0 | 0 | 0 | 0 | 0 | 0 | 0 | 0 | 0 | 0 | 0 | 0 | 0 | 0 | 0 | 0 | 0 | 0 | 0 | 0 | 0 | 0 | 0 | 0 | 0 | 0
F3_Commercial_WA - Miscellaneous_New_Water Heating_Natural Gas_Water Heater - Solar System_A_Technical Potential | F3 | Commercial | WA - Miscellaneous | New | Water Heating | Natural Gas | Water Heater - Solar System | A | Integrated Unit Winter Peak Savings (kW) | Technical Potential | 0 | 0 | 0 | 0 | 0 | 0 | 0 | 0 | 0 | 0 | 0 | 0 | 0 | 0 | 0 | 0 | 0 | 0 | 0 | 0 | 0 | 0 | 0 | 0 | 0 | 0 | 0
F4_Commercial_WA - Miscellaneous_New_Water Heating_Natural Gas_Water Heater - Solar System_A_Technical Potential | F4 | Commercial | WA - Miscellaneous | New | Water Heating | Natural Gas | Water Heater - Solar System | A | Incremental Energy Savings (MWh or mTherms) | Technical Potential | 0 | 0 | 0 | 0 | 0 | 0 | 0 | 0 | 0 | 0 | 0 | 0 | 0 | 0 | 0 | 0 | 0 | 0 | 0 | 0 | 0 | 0 | 0 | 0 | 0 | 0 | 0
F5_Commercial_WA - Miscellaneous_New_Water Heating_Natural Gas_Water Heater - Solar System_A_Technical Potential | F5 | Commercial | WA - Miscellaneous | New | Water Heating | Natural Gas | Water Heater - Solar System | A | Incremental Summer Peak Savings (MW) | Technical Potential | 0 | 0 | 0 | 0 | 0 | 0 | 0 | 0 | 0 | 0 | 0 | 0 | 0 | 0 | 0 | 0 | 0 | 0 | 0 | 0 | 0 | 0 | 0 | 0 | 0 | 0 | 0
F6_Commercial_WA - Miscellaneous_New_Water Heating_Natural Gas_Water Heater - Solar System_A_Technical Potential | F6 | Commercial | WA - Miscellaneous | New | Water Heating | Natural Gas | Water Heater - Solar System | A | Incremental Winter Peak Savings (MW) | Technical Potential | 0 | 0 | 0 | 0 | 0 | 0 | 0 | 0 | 0 | 0 | 0 | 0 | 0 | 0 | 0 | 0 | 0 | 0 | 0 | 0 | 0 | 0 | 0 | 0 | 0 | 0 | 0
F7_Commercial_WA - Miscellaneous_New_Water Heating_Natural Gas_Water Heater - Solar System_A_Technical Potential | F7 | Commercial | WA - Miscellaneous | New | Water Heating | Natural Gas | Water Heater - Solar System | A | Cumulative Energy Savings (MWh or mTherms) | Technical Potential | 0 | 0 | 0 | 0 | 0 | 0 | 0 | 0 | 0 | 0 | 0 | 0 | 0 | 0 | 0 | 0 | 0 | 0 | 0 | 0 | 0 | 0 | 0 | 0 | 0 | 0 | 0
F8_Commercial_WA - Miscellaneous_New_Water Heating_Natural Gas_Water Heater - Solar System_A_Technical Potential | F8 | Commercial | WA - Miscellaneous | New | Water Heating | Natural Gas | Water Heater - Solar System | A | Cumulative Summer Peak Savings (MW) | Technical Potential | 0 | 0 | 0 | 0 | 0 | 0 | 0 | 0 | 0 | 0 | 0 | 0 | 0 | 0 | 0 | 0 | 0 | 0 | 0 | 0 | 0 | 0 | 0 | 0 | 0 | 0 | 0
F9_Commercial_WA - Miscellaneous_New_Water Heating_Natural Gas_Water Heater - Solar System_A_Technical Potential | F9 | Commercial | WA - Miscellaneous | New | Water Heating | Natural Gas | Water Heater - Solar System | A | Cumulative Winter Peak Savings (MW) | Technical Potential | 0 | 0 | 0 | 0 | 0 | 0 | 0 | 0 | 0 | 0 | 0 | 0 | 0 | 0 | 0 | 0 | 0 | 0 | 0 | 0 | 0 | 0 | 0 | 0 | 0 | 0 | 0
F10_Commercial_WA - Miscellaneous_New_Water Heating_Natural Gas_Water Heater - Solar System_A_Technical Potential | F10 | Commercial | WA - Miscellaneous | New | Water Heating | Natural Gas | Water Heater - Solar System | A | Purchases (Incremental) | Technical Potential | 0 | 0 | 0 | 0 | 0 | 0 | 0 | 0 | 0 | 0 | 0 | 0 | 0 | 0 | 0 | 0 | 0 | 0 | 0 | 0 | 0 | 0 | 0 | 0 | 0 | 0 | 0
F11_Commercial_WA - Miscellaneous_New_Water Heating_Natural Gas_Water Heater - Solar System_A_Technical Potential | F11 | Commercial | WA - Miscellaneous | New | Water Heating | Natural Gas | Water Heater - Solar System | A | Purchases (Cumulative) | Technical Potential | 0 | 0 | 0 | 0 | 0 | 0 | 0 | 0 | 0 | 0 | 0 | 0 | 0 | 0 | 0 | 0 | 0 | 0 | 0 | 0 | 0 | 0 | 0 | 0 | 0 | 0 | 0
F1_Commercial_WA - Miscellaneous_New_Water Heating_Natural Gas_Commercial Laundry - Ozone Treatment_A_Technical Potential | F1 | Commercial | WA - Miscellaneous | New | Water Heating | Natural Gas | Commercial Laundry - Ozone Treatment | A | Integrated Unit Energy Savings (kWh or therms) | Technical Potential | 0 | 0 | 0 | 0 | 0 | 0 | 0 | 0 | 0 | 0 | 0 | 0 | 0 | 0 | 0 | 0 | 0 | 0 | 0 | 0 | 0 | 0 | 0 | 0 | 0 | 0 | 0
F2_Commercial_WA - Miscellaneous_New_Water Heating_Natural Gas_Commercial Laundry - Ozone Treatment_A_Technical Potential | F2 | Commercial | WA - Miscellaneous | New | Water Heating | Natural Gas | Commercial Laundry - Ozone Treatment | A | Integrated Unit Summer Peak Savings (kW) | Technical Potential | 0 | 0 | 0 | 0 | 0 | 0 | 0 | 0 | 0 | 0 | 0 | 0 | 0 | 0 | 0 | 0 | 0 | 0 | 0 | 0 | 0 | 0 | 0 | 0 | 0 | 0 | 0
F3_Commercial_WA - Miscellaneous_New_Water Heating_Natural Gas_Commercial Laundry - Ozone Treatment_A_Technical Potential | F3 | Commercial | WA - Miscellaneous | New | Water Heating | Natural Gas | Commercial Laundry - Ozone Treatment | A | Integrated Unit Winter Peak Savings (kW) | Technical Potential | 0 | 0 | 0 | 0 | 0 | 0 | 0 | 0 | 0 | 0 | 0 | 0 | 0 | 0 | 0 | 0 | 0 | 0 | 0 | 0 | 0 | 0 | 0 | 0 | 0 | 0 | 0
F4_Commercial_WA - Miscellaneous_New_Water Heating_Natural Gas_Commercial Laundry - Ozone Treatment_A_Technical Potential | F4 | Commercial | WA - Miscellaneous | New | Water Heating | Natural Gas | Commercial Laundry - Ozone Treatment | A | Incremental Energy Savings (MWh or mTherms) | Technical Potential | 0 | 0 | 0 | 0 | 0 | 0 | 0 | 0 | 0 | 0 | 0 | 0 | 0 | 0 | 0 | 0 | 0 | 0 | 0 | 0 | 0 | 0 | 0 | 0 | 0 | 0 | 0
F5_Commercial_WA - Miscellaneous_New_Water Heating_Natural Gas_Commercial Laundry - Ozone Treatment_A_Technical Potential | F5 | Commercial | WA - Miscellaneous | New | Water Heating | Natural Gas | Commercial Laundry - Ozone Treatment | A | Incremental Summer Peak Savings (MW) | Technical Potential | 0 | 0 | 0 | 0 | 0 | 0 | 0 | 0 | 0 | 0 | 0 | 0 | 0 | 0 | 0 | 0 | 0 | 0 | 0 | 0 | 0 | 0 | 0 | 0 | 0 | 0 | 0
F6_Commercial_WA - Miscellaneous_New_Water Heating_Natural Gas_Commercial Laundry - Ozone Treatment_A_Technical Potential | F6 | Commercial | WA - Miscellaneous | New | Water Heating | Natural Gas | Commercial Laundry - Ozone Treatment | A | Incremental Winter Peak Savings (MW) | Technical Potential | 0 | 0 | 0 | 0 | 0 | 0 | 0 | 0 | 0 | 0 | 0 | 0 | 0 | 0 | 0 | 0 | 0 | 0 | 0 | 0 | 0 | 0 | 0 | 0 | 0 | 0 | 0
F7_Commercial_WA - Miscellaneous_New_Water Heating_Natural Gas_Commercial Laundry - Ozone Treatment_A_Technical Potential | F7 | Commercial | WA - Miscellaneous | New | Water Heating | Natural Gas | Commercial Laundry - Ozone Treatment | A | Cumulative Energy Savings (MWh or mTherms) | Technical Potential | 0 | 0 | 0 | 0 | 0 | 0 | 0 | 0 | 0 | 0 | 0 | 0 | 0 | 0 | 0 | 0 | 0 | 0 | 0 | 0 | 0 | 0 | 0 | 0 | 0 | 0 | 0
F8_Commercial_WA - Miscellaneous_New_Water Heating_Natural Gas_Commercial Laundry - Ozone Treatment_A_Technical Potential | F8 | Commercial | WA - Miscellaneous | New | Water Heating | Natural Gas | Commercial Laundry - Ozone Treatment | A | Cumulative Summer Peak Savings (MW) | Technical Potential | 0 | 0 | 0 | 0 | 0 | 0 | 0 | 0 | 0 | 0 | 0 | 0 | 0 | 0 | 0 | 0 | 0 | 0 | 0 | 0 | 0 | 0 | 0 | 0 | 0 | 0 | 0
F9_Commercial_WA - Miscellaneous_New_Water Heating_Natural Gas_Commercial Laundry - Ozone Treatment_A_Technical Potential | F9 | Commercial | WA - Miscellaneous | New | Water Heating | Natural Gas | Commercial Laundry - Ozone Treatment | A | Cumulative Winter Peak Savings (MW) | Technical Potential | 0 | 0 | 0 | 0 | 0 | 0 | 0 | 0 | 0 | 0 | 0 | 0 | 0 | 0 | 0 | 0 | 0 | 0 | 0 | 0 | 0 | 0 | 0 | 0 | 0 | 0 | 0
F10_Commercial_WA - Miscellaneous_New_Water Heating_Natural Gas_Commercial Laundry - Ozone Treatment_A_Technical Potential | F10 | Commercial | WA - Miscellaneous | New | Water Heating | Natural Gas | Commercial Laundry - Ozone Treatment | A | Purchases (Incremental) | Technical Potential | 0 | 0 | 0 | 0 | 0 | 0 | 0 | 0 | 0 | 0 | 0 | 0 | 0 | 0 | 0 | 0 | 0 | 0 | 0 | 0 | 0 | 0 | 0 | 0 | 0 | 0 | 0
F11_Commercial_WA - Miscellaneous_New_Water Heating_Natural Gas_Commercial Laundry - Ozone Treatment_A_Technical Potential | F11 | Commercial | WA - Miscellaneous | New | Water Heating | Natural Gas | Commercial Laundry - Ozone Treatment | A | Purchases (Cumulative) | Technical Potential | 0 | 0 | 0 | 0 | 0 | 0 | 0 | 0 | 0 | 0 | 0 | 0 | 0 | 0 | 0 | 0 | 0 | 0 | 0 | 0 | 0 | 0 | 0 | 0 | 0 | 0 | 0
F1_Commercial_WA - Miscellaneous_New_Water Heating_Natural Gas_Commercial Laundry - ENERGY STAR Washer_A_Technical Potential | F1 | Commercial | WA - Miscellaneous | New | Water Heating | Natural Gas | Commercial Laundry - ENERGY STAR Washer | A | Integrated Unit Energy Savings (kWh or therms) | Technical Potential | 0 | 0 | 0 | 0 | 0 | 0 | 0 | 0 | 0 | 0 | 0 | 0 | 0 | 0 | 0 | 0 | 0 | 0 | 0 | 0 | 0 | 0 | 0 | 0 | 0 | 0 | 0
F2_Commercial_WA - Miscellaneous_New_Water Heating_Natural Gas_Commercial Laundry - ENERGY STAR Washer_A_Technical Potential | F2 | Commercial | WA - Miscellaneous | New | Water Heating | Natural Gas | Commercial Laundry - ENERGY STAR Washer | A | Integrated Unit Summer Peak Savings (kW) | Technical Potential | 0 | 0 | 0 | 0 | 0 | 0 | 0 | 0 | 0 | 0 | 0 | 0 | 0 | 0 | 0 | 0 | 0 | 0 | 0 | 0 | 0 | 0 | 0 | 0 | 0 | 0 | 0
F3_Commercial_WA - Miscellaneous_New_Water Heating_Natural Gas_Commercial Laundry - ENERGY STAR Washer_A_Technical Potential | F3 | Commercial | WA - Miscellaneous | New | Water Heating | Natural Gas | Commercial Laundry - ENERGY STAR Washer | A | Integrated Unit Winter Peak Savings (kW) | Technical Potential | 0 | 0 | 0 | 0 | 0 | 0 | 0 | 0 | 0 | 0 | 0 | 0 | 0 | 0 | 0 | 0 | 0 | 0 | 0 | 0 | 0 | 0 | 0 | 0 | 0 | 0 | 0
F4_Commercial_WA - Miscellaneous_New_Water Heating_Natural Gas_Commercial Laundry - ENERGY STAR Washer_A_Technical Potential | F4 | Commercial | WA - Miscellaneous | New | Water Heating | Natural Gas | Commercial Laundry - ENERGY STAR Washer | A | Incremental Energy Savings (MWh or mTherms) | Technical Potential | 0 | 0 | 0 | 0 | 0 | 0 | 0 | 0 | 0 | 0 | 0 | 0 | 0 | 0 | 0 | 0 | 0 | 0 | 0 | 0 | 0 | 0 | 0 | 0 | 0 | 0 | 0
F5_Commercial_WA - Miscellaneous_New_Water Heating_Natural Gas_Commercial Laundry - ENERGY STAR Washer_A_Technical Potential | F5 | Commercial | WA - Miscellaneous | New | Water Heating | Natural Gas | Commercial Laundry - ENERGY STAR Washer | A | Incremental Summer Peak Savings (MW) | Technical Potential | 0 | 0 | 0 | 0 | 0 | 0 | 0 | 0 | 0 | 0 | 0 | 0 | 0 | 0 | 0 | 0 | 0 | 0 | 0 | 0 | 0 | 0 | 0 | 0 | 0 | 0 | 0
F6_Commercial_WA - Miscellaneous_New_Water Heating_Natural Gas_Commercial Laundry - ENERGY STAR Washer_A_Technical Potential | F6 | Commercial | WA - Miscellaneous | New | Water Heating | Natural Gas | Commercial Laundry - ENERGY STAR Washer | A | Incremental Winter Peak Savings (MW) | Technical Potential | 0 | 0 | 0 | 0 | 0 | 0 | 0 | 0 | 0 | 0 | 0 | 0 | 0 | 0 | 0 | 0 | 0 | 0 | 0 | 0 | 0 | 0 | 0 | 0 | 0 | 0 | 0
F7_Commercial_WA - Miscellaneous_New_Water Heating_Natural Gas_Commercial Laundry - ENERGY STAR Washer_A_Technical Potential | F7 | Commercial | WA - Miscellaneous | New | Water Heating | Natural Gas | Commercial Laundry - ENERGY STAR Washer | A | Cumulative Energy Savings (MWh or mTherms) | Technical Potential | 0 | 0 | 0 | 0 | 0 | 0 | 0 | 0 | 0 | 0 | 0 | 0 | 0 | 0 | 0 | 0 | 0 | 0 | 0 | 0 | 0 | 0 | 0 | 0 | 0 | 0 | 0
F8_Commercial_WA - Miscellaneous_New_Water Heating_Natural Gas_Commercial Laundry - ENERGY STAR Washer_A_Technical Potential | F8 | Commercial | WA - Miscellaneous | New | Water Heating | Natural Gas | Commercial Laundry - ENERGY STAR Washer | A | Cumulative Summer Peak Savings (MW) | Technical Potential | 0 | 0 | 0 | 0 | 0 | 0 | 0 | 0 | 0 | 0 | 0 | 0 | 0 | 0 | 0 | 0 | 0 | 0 | 0 | 0 | 0 | 0 | 0 | 0 | 0 | 0 | 0
F9_Commercial_WA - Miscellaneous_New_Water Heating_Natural Gas_Commercial Laundry - ENERGY STAR Washer_A_Technical Potential | F9 | Commercial | WA - Miscellaneous | New | Water Heating | Natural Gas | Commercial Laundry - ENERGY STAR Washer | A | Cumulative Winter Peak Savings (MW) | Technical Potential | 0 | 0 | 0 | 0 | 0 | 0 | 0 | 0 | 0 | 0 | 0 | 0 | 0 | 0 | 0 | 0 | 0 | 0 | 0 | 0 | 0 | 0 | 0 | 0 | 0 | 0 | 0
F10_Commercial_WA - Miscellaneous_New_Water Heating_Natural Gas_Commercial Laundry - ENERGY STAR Washer_A_Technical Potential | F10 | Commercial | WA - Miscellaneous | New | Water Heating | Natural Gas | Commercial Laundry - ENERGY STAR Washer | A | Purchases (Incremental) | Technical Potential | 0 | 0 | 0 | 0 | 0 | 0 | 0 | 0 | 0 | 0 | 0 | 0 | 0 | 0 | 0 | 0 | 0 | 0 | 0 | 0 | 0 | 0 | 0 | 0 | 0 | 0 | 0
F11_Commercial_WA - Miscellaneous_New_Water Heating_Natural Gas_Commercial Laundry - ENERGY STAR Washer_A_Technical Potential | F11 | Commercial | WA - Miscellaneous | New | Water Heating | Natural Gas | Commercial Laundry - ENERGY STAR Washer | A | Purchases (Cumulative) | Technical Potential | 0 | 0 | 0 | 0 | 0 | 0 | 0 | 0 | 0 | 0 | 0 | 0 | 0 | 0 | 0 | 0 | 0 | 0 | 0 | 0 | 0 | 0 | 0 | 0 | 0 | 0 | 0
F1_Commercial_WA - Miscellaneous_New_Water Heating_Natural Gas_Water Heater - Efficient Dishwasher_A_Technical Potential | F1 | Commercial | WA - Miscellaneous | New | Water Heating | Natural Gas | Water Heater - Efficient Dishwasher | A | Integrated Unit Energy Savings (kWh or therms) | Technical Potential | 0 | 0 | 0 | 0 | 0 | 0 | 0 | 0 | 0 | 0 | 0 | 0 | 0 | 0 | 0 | 0 | 0 | 0 | 0 | 0 | 0 | 0 | 0 | 0 | 0 | 0 | 0
F2_Commercial_WA - Miscellaneous_New_Water Heating_Natural Gas_Water Heater - Efficient Dishwasher_A_Technical Potential | F2 | Commercial | WA - Miscellaneous | New | Water Heating | Natural Gas | Water Heater - Efficient Dishwasher | A | Integrated Unit Summer Peak Savings (kW) | Technical Potential | 0 | 0 | 0 | 0 | 0 | 0 | 0 | 0 | 0 | 0 | 0 | 0 | 0 | 0 | 0 | 0 | 0 | 0 | 0 | 0 | 0 | 0 | 0 | 0 | 0 | 0 | 0
F3_Commercial_WA - Miscellaneous_New_Water Heating_Natural Gas_Water Heater - Efficient Dishwasher_A_Technical Potential | F3 | Commercial | WA - Miscellaneous | New | Water Heating | Natural Gas | Water Heater - Efficient Dishwasher | A | Integrated Unit Winter Peak Savings (kW) | Technical Potential | 0 | 0 | 0 | 0 | 0 | 0 | 0 | 0 | 0 | 0 | 0 | 0 | 0 | 0 | 0 | 0 | 0 | 0 | 0 | 0 | 0 | 0 | 0 | 0 | 0 | 0 | 0
F4_Commercial_WA - Miscellaneous_New_Water Heating_Natural Gas_Water Heater - Efficient Dishwasher_A_Technical Potential | F4 | Commercial | WA - Miscellaneous | New | Water Heating | Natural Gas | Water Heater - Efficient Dishwasher | A | Incremental Energy Savings (MWh or mTherms) | Technical Potential | 0 | 0 | 0 | 0 | 0 | 0 | 0 | 0 | 0 | 0 | 0 | 0 | 0 | 0 | 0 | 0 | 0 | 0 | 0 | 0 | 0 | 0 | 0 | 0 | 0 | 0 | 0
F5_Commercial_WA - Miscellaneous_New_Water Heating_Natural Gas_Water Heater - Efficient Dishwasher_A_Technical Potential | F5 | Commercial | WA - Miscellaneous | New | Water Heating | Natural Gas | Water Heater - Efficient Dishwasher | A | Incremental Summer Peak Savings (MW) | Technical Potential | 0 | 0 | 0 | 0 | 0 | 0 | 0 | 0 | 0 | 0 | 0 | 0 | 0 | 0 | 0 | 0 | 0 | 0 | 0 | 0 | 0 | 0 | 0 | 0 | 0 | 0 | 0
F6_Commercial_WA - Miscellaneous_New_Water Heating_Natural Gas_Water Heater - Efficient Dishwasher_A_Technical Potential | F6 | Commercial | WA - Miscellaneous | New | Water Heating | Natural Gas | Water Heater - Efficient Dishwasher | A | Incremental Winter Peak Savings (MW) | Technical Potential | 0 | 0 | 0 | 0 | 0 | 0 | 0 | 0 | 0 | 0 | 0 | 0 | 0 | 0 | 0 | 0 | 0 | 0 | 0 | 0 | 0 | 0 | 0 | 0 | 0 | 0 | 0
F7_Commercial_WA - Miscellaneous_New_Water Heating_Natural Gas_Water Heater - Efficient Dishwasher_A_Technical Potential | F7 | Commercial | WA - Miscellaneous | New | Water Heating | Natural Gas | Water Heater - Efficient Dishwasher | A | Cumulative Energy Savings (MWh or mTherms) | Technical Potential | 0 | 0 | 0 | 0 | 0 | 0 | 0 | 0 | 0 | 0 | 0 | 0 | 0 | 0 | 0 | 0 | 0 | 0 | 0 | 0 | 0 | 0 | 0 | 0 | 0 | 0 | 0
F8_Commercial_WA - Miscellaneous_New_Water Heating_Natural Gas_Water Heater - Efficient Dishwasher_A_Technical Potential | F8 | Commercial | WA - Miscellaneous | New | Water Heating | Natural Gas | Water Heater - Efficient Dishwasher | A | Cumulative Summer Peak Savings (MW) | Technical Potential | 0 | 0 | 0 | 0 | 0 | 0 | 0 | 0 | 0 | 0 | 0 | 0 | 0 | 0 | 0 | 0 | 0 | 0 | 0 | 0 | 0 | 0 | 0 | 0 | 0 | 0 | 0
F9_Commercial_WA - Miscellaneous_New_Water Heating_Natural Gas_Water Heater - Efficient Dishwasher_A_Technical Potential | F9 | Commercial | WA - Miscellaneous | New | Water Heating | Natural Gas | Water Heater - Efficient Dishwasher | A | Cumulative Winter Peak Savings (MW) | Technical Potential | 0 | 0 | 0 | 0 | 0 | 0 | 0 | 0 | 0 | 0 | 0 | 0 | 0 | 0 | 0 | 0 | 0 | 0 | 0 | 0 | 0 | 0 | 0 | 0 | 0 | 0 | 0
F10_Commercial_WA - Miscellaneous_New_Water Heating_Natural Gas_Water Heater - Efficient Dishwasher_A_Technical Potential | F10 | Commercial | WA - Miscellaneous | New | Water Heating | Natural Gas | Water Heater - Efficient Dishwasher | A | Purchases (Incremental) | Technical Potential | 0 | 0 | 0 | 0 | 0 | 0 | 0 | 0 | 0 | 0 | 0 | 0 | 0 | 0 | 0 | 0 | 0 | 0 | 0 | 0 | 0 | 0 | 0 | 0 | 0 | 0 | 0
F11_Commercial_WA - Miscellaneous_New_Water Heating_Natural Gas_Water Heater - Efficient Dishwasher_A_Technical Potential | F11 | Commercial | WA - Miscellaneous | New | Water Heating | Natural Gas | Water Heater - Efficient Dishwasher | A | Purchases (Cumulative) | Technical Potential | 0 | 0 | 0 | 0 | 0 | 0 | 0 | 0 | 0 | 0 | 0 | 0 | 0 | 0 | 0 | 0 | 0 | 0 | 0 | 0 | 0 | 0 | 0 | 0 | 0 | 0 | 0
F1_Commercial_WA - Miscellaneous_New_Water Heating_Natural Gas_Commercial Laundry - Alternative Dry-Cleaning Methods_A_Technical Potential | F1 | Commercial | WA - Miscellaneous | New | Water Heating | Natural Gas | Commercial Laundry - Alternative Dry-Cleaning Methods | A | Integrated Unit Energy Savings (kWh or therms) | Technical Potential | 0 | 0 | 0 | 0 | 0 | 0 | 0 | 0 | 0 | 0 | 0 | 0 | 0 | 0 | 0 | 0 | 0 | 0 | 0 | 0 | 0 | 0 | 0 | 0 | 0 | 0 | 0
F2_Commercial_WA - Miscellaneous_New_Water Heating_Natural Gas_Commercial Laundry - Alternative Dry-Cleaning Methods_A_Technical Potential | F2 | Commercial | WA - Miscellaneous | New | Water Heating | Natural Gas | Commercial Laundry - Alternative Dry-Cleaning Methods | A | Integrated Unit Summer Peak Savings (kW) | Technical Potential | 0 | 0 | 0 | 0 | 0 | 0 | 0 | 0 | 0 | 0 | 0 | 0 | 0 | 0 | 0 | 0 | 0 | 0 | 0 | 0 | 0 | 0 | 0 | 0 | 0 | 0 | 0
F3_Commercial_WA - Miscellaneous_New_Water Heating_Natural Gas_Commercial Laundry - Alternative Dry-Cleaning Methods_A_Technical Potential | F3 | Commercial | WA - Miscellaneous | New | Water Heating | Natural Gas | Commercial Laundry - Alternative Dry-Cleaning Methods | A | Integrated Unit Winter Peak Savings (kW) | Technical Potential | 0 | 0 | 0 | 0 | 0 | 0 | 0 | 0 | 0 | 0 | 0 | 0 | 0 | 0 | 0 | 0 | 0 | 0 | 0 | 0 | 0 | 0 | 0 | 0 | 0 | 0 | 0
F4_Commercial_WA - Miscellaneous_New_Water Heating_Natural Gas_Commercial Laundry - Alternative Dry-Cleaning Methods_A_Technical Potential | F4 | Commercial | WA - Miscellaneous | New | Water Heating | Natural Gas | Commercial Laundry - Alternative Dry-Cleaning Methods | A | Incremental Energy Savings (MWh or mTherms) | Technical Potential | 0 | 0 | 0 | 0 | 0 | 0 | 0 | 0 | 0 | 0 | 0 | 0 | 0 | 0 | 0 | 0 | 0 | 0 | 0 | 0 | 0 | 0 | 0 | 0 | 0 | 0 | 0
F5_Commercial_WA - Miscellaneous_New_Water Heating_Natural Gas_Commercial Laundry - Alternative Dry-Cleaning Methods_A_Technical Potential | F5 | Commercial | WA - Miscellaneous | New | Water Heating | Natural Gas | Commercial Laundry - Alternative Dry-Cleaning Methods | A | Incremental Summer Peak Savings (MW) | Technical Potential | 0 | 0 | 0 | 0 | 0 | 0 | 0 | 0 | 0 | 0 | 0 | 0 | 0 | 0 | 0 | 0 | 0 | 0 | 0 | 0 | 0 | 0 | 0 | 0 | 0 | 0 | 0
F6_Commercial_WA - Miscellaneous_New_Water Heating_Natural Gas_Commercial Laundry - Alternative Dry-Cleaning Methods_A_Technical Potential | F6 | Commercial | WA - Miscellaneous | New | Water Heating | Natural Gas | Commercial Laundry - Alternative Dry-Cleaning Methods | A | Incremental Winter Peak Savings (MW) | Technical Potential | 0 | 0 | 0 | 0 | 0 | 0 | 0 | 0 | 0 | 0 | 0 | 0 | 0 | 0 | 0 | 0 | 0 | 0 | 0 | 0 | 0 | 0 | 0 | 0 | 0 | 0 | 0
F7_Commercial_WA - Miscellaneous_New_Water Heating_Natural Gas_Commercial Laundry - Alternative Dry-Cleaning Methods_A_Technical Potential | F7 | Commercial | WA - Miscellaneous | New | Water Heating | Natural Gas | Commercial Laundry - Alternative Dry-Cleaning Methods | A | Cumulative Energy Savings (MWh or mTherms) | Technical Potential | 0 | 0 | 0 | 0 | 0 | 0 | 0 | 0 | 0 | 0 | 0 | 0 | 0 | 0 | 0 | 0 | 0 | 0 | 0 | 0 | 0 | 0 | 0 | 0 | 0 | 0 | 0
F8_Commercial_WA - Miscellaneous_New_Water Heating_Natural Gas_Commercial Laundry - Alternative Dry-Cleaning Methods_A_Technical Potential | F8 | Commercial | WA - Miscellaneous | New | Water Heating | Natural Gas | Commercial Laundry - Alternative Dry-Cleaning Methods | A | Cumulative Summer Peak Savings (MW) | Technical Potential | 0 | 0 | 0 | 0 | 0 | 0 | 0 | 0 | 0 | 0 | 0 | 0 | 0 | 0 | 0 | 0 | 0 | 0 | 0 | 0 | 0 | 0 | 0 | 0 | 0 | 0 | 0
F9_Commercial_WA - Miscellaneous_New_Water Heating_Natural Gas_Commercial Laundry - Alternative Dry-Cleaning Methods_A_Technical Potential | F9 | Commercial | WA - Miscellaneous | New | Water Heating | Natural Gas | Commercial Laundry - Alternative Dry-Cleaning Methods | A | Cumulative Winter Peak Savings (MW) | Technical Potential | 0 | 0 | 0 | 0 | 0 | 0 | 0 | 0 | 0 | 0 | 0 | 0 | 0 | 0 | 0 | 0 | 0 | 0 | 0 | 0 | 0 | 0 | 0 | 0 | 0 | 0 | 0
F10_Commercial_WA - Miscellaneous_New_Water Heating_Natural Gas_Commercial Laundry - Alternative Dry-Cleaning Methods_A_Technical Potential | F10 | Commercial | WA - Miscellaneous | New | Water Heating | Natural Gas | Commercial Laundry - Alternative Dry-Cleaning Methods | A | Purchases (Incremental) | Technical Potential | 0 | 0 | 0 | 0 | 0 | 0 | 0 | 0 | 0 | 0 | 0 | 0 | 0 | 0 | 0 | 0 | 0 | 0 | 0 | 0 | 0 | 0 | 0 | 0 | 0 | 0 | 0
F11_Commercial_WA - Miscellaneous_New_Water Heating_Natural Gas_Commercial Laundry - Alternative Dry-Cleaning Methods_A_Technical Potential | F11 | Commercial | WA - Miscellaneous | New | Water Heating | Natural Gas | Commercial Laundry - Alternative Dry-Cleaning Methods | A | Purchases (Cumulative) | Technical Potential | 0 | 0 | 0 | 0 | 0 | 0 | 0 | 0 | 0 | 0 | 0 | 0 | 0 | 0 | 0 | 0 | 0 | 0 | 0 | 0 | 0 | 0 | 0 | 0 | 0 | 0 | 0
F1_Commercial_WA - Miscellaneous_New_Space Heating_Natural Gas_Advanced Kitchen Ventilation Controls_A_Technical Potential | F1 | Commercial | WA - Miscellaneous | New | Space Heating | Natural Gas | Advanced Kitchen Ventilation Controls | A | Integrated Unit Energy Savings (kWh or therms) | Technical Potential | 0 | 0 | 0 | 0 | 0 | 0 | 0 | 0 | 0 | 0 | 0 | 0 | 0 | 0 | 0 | 0 | 0 | 0 | 0 | 0 | 0 | 0 | 0 | 0 | 0 | 0 | 0
F2_Commercial_WA - Miscellaneous_New_Space Heating_Natural Gas_Advanced Kitchen Ventilation Controls_A_Technical Potential | F2 | Commercial | WA - Miscellaneous | New | Space Heating | Natural Gas | Advanced Kitchen Ventilation Controls | A | Integrated Unit Summer Peak Savings (kW) | Technical Potential | 0 | 0 | 0 | 0 | 0 | 0 | 0 | 0 | 0 | 0 | 0 | 0 | 0 | 0 | 0 | 0 | 0 | 0 | 0 | 0 | 0 | 0 | 0 | 0 | 0 | 0 | 0
F3_Commercial_WA - Miscellaneous_New_Space Heating_Natural Gas_Advanced Kitchen Ventilation Controls_A_Technical Potential | F3 | Commercial | WA - Miscellaneous | New | Space Heating | Natural Gas | Advanced Kitchen Ventilation Controls | A | Integrated Unit Winter Peak Savings (kW) | Technical Potential | 0 | 0 | 0 | 0 | 0 | 0 | 0 | 0 | 0 | 0 | 0 | 0 | 0 | 0 | 0 | 0 | 0 | 0 | 0 | 0 | 0 | 0 | 0 | 0 | 0 | 0 | 0
F4_Commercial_WA - Miscellaneous_New_Space Heating_Natural Gas_Advanced Kitchen Ventilation Controls_A_Technical Potential | F4 | Commercial | WA - Miscellaneous | New | Space Heating | Natural Gas | Advanced Kitchen Ventilation Controls | A | Incremental Energy Savings (MWh or mTherms) | Technical Potential | 0 | 0 | 0 | 0 | 0 | 0 | 0 | 0 | 0 | 0 | 0 | 0 | 0 | 0 | 0 | 0 | 0 | 0 | 0 | 0 | 0 | 0 | 0 | 0 | 0 | 0 | 0
F5_Commercial_WA - Miscellaneous_New_Space Heating_Natural Gas_Advanced Kitchen Ventilation Controls_A_Technical Potential | F5 | Commercial | WA - Miscellaneous | New | Space Heating | Natural Gas | Advanced Kitchen Ventilation Controls | A | Incremental Summer Peak Savings (MW) | Technical Potential | 0 | 0 | 0 | 0 | 0 | 0 | 0 | 0 | 0 | 0 | 0 | 0 | 0 | 0 | 0 | 0 | 0 | 0 | 0 | 0 | 0 | 0 | 0 | 0 | 0 | 0 | 0
F6_Commercial_WA - Miscellaneous_New_Space Heating_Natural Gas_Advanced Kitchen Ventilation Controls_A_Technical Potential | F6 | Commercial | WA - Miscellaneous | New | Space Heating | Natural Gas | Advanced Kitchen Ventilation Controls | A | Incremental Winter Peak Savings (MW) | Technical Potential | 0 | 0 | 0 | 0 | 0 | 0 | 0 | 0 | 0 | 0 | 0 | 0 | 0 | 0 | 0 | 0 | 0 | 0 | 0 | 0 | 0 | 0 | 0 | 0 | 0 | 0 | 0
F7_Commercial_WA - Miscellaneous_New_Space Heating_Natural Gas_Advanced Kitchen Ventilation Controls_A_Technical Potential | F7 | Commercial | WA - Miscellaneous | New | Space Heating | Natural Gas | Advanced Kitchen Ventilation Controls | A | Cumulative Energy Savings (MWh or mTherms) | Technical Potential | 0 | 0 | 0 | 0 | 0 | 0 | 0 | 0 | 0 | 0 | 0 | 0 | 0 | 0 | 0 | 0 | 0 | 0 | 0 | 0 | 0 | 0 | 0 | 0 | 0 | 0 | 0
F8_Commercial_WA - Miscellaneous_New_Space Heating_Natural Gas_Advanced Kitchen Ventilation Controls_A_Technical Potential | F8 | Commercial | WA - Miscellaneous | New | Space Heating | Natural Gas | Advanced Kitchen Ventilation Controls | A | Cumulative Summer Peak Savings (MW) | Technical Potential | 0 | 0 | 0 | 0 | 0 | 0 | 0 | 0 | 0 | 0 | 0 | 0 | 0 | 0 | 0 | 0 | 0 | 0 | 0 | 0 | 0 | 0 | 0 | 0 | 0 | 0 | 0
F9_Commercial_WA - Miscellaneous_New_Space Heating_Natural Gas_Advanced Kitchen Ventilation Controls_A_Technical Potential | F9 | Commercial | WA - Miscellaneous | New | Space Heating | Natural Gas | Advanced Kitchen Ventilation Controls | A | Cumulative Winter Peak Savings (MW) | Technical Potential | 0 | 0 | 0 | 0 | 0 | 0 | 0 | 0 | 0 | 0 | 0 | 0 | 0 | 0 | 0 | 0 | 0 | 0 | 0 | 0 | 0 | 0 | 0 | 0 | 0 | 0 | 0
F10_Commercial_WA - Miscellaneous_New_Space Heating_Natural Gas_Advanced Kitchen Ventilation Controls_A_Technical Potential | F10 | Commercial | WA - Miscellaneous | New | Space Heating | Natural Gas | Advanced Kitchen Ventilation Controls | A | Purchases (Incremental) | Technical Potential | 0 | 0 | 0 | 0 | 0 | 0 | 0 | 0 | 0 | 0 | 0 | 0 | 0 | 0 | 0 | 0 | 0 | 0 | 0 | 0 | 0 | 0 | 0 | 0 | 0 | 0 | 0
F11_Commercial_WA - Miscellaneous_New_Space Heating_Natural Gas_Advanced Kitchen Ventilation Controls_A_Technical Potential | F11 | Commercial | WA - Miscellaneous | New | Space Heating | Natural Gas | Advanced Kitchen Ventilation Controls | A | Purchases (Cumulative) | Technical Potential | 0 | 0 | 0 | 0 | 0 | 0 | 0 | 0 | 0 | 0 | 0 | 0 | 0 | 0 | 0 | 0 | 0 | 0 | 0 | 0 | 0 | 0 | 0 | 0 | 0 | 0 | 0
F1_Commercial_WA - Miscellaneous_New_Space Heating_Natural Gas_Infiltration Control - Loading Dock Sealing_A_Technical Potential | F1 | Commercial | WA - Miscellaneous | New | Space Heating | Natural Gas | Infiltration Control - Loading Dock Sealing | A | Integrated Unit Energy Savings (kWh or therms) | Technical Potential | 0 | 0 | 0 | 0 | 0 | 0 | 0 | 0 | 0 | 0 | 0 | 0 | 0 | 0 | 0 | 0 | 0 | 0 | 0 | 0 | 0 | 0 | 0 | 0 | 0 | 0 | 0
F2_Commercial_WA - Miscellaneous_New_Space Heating_Natural Gas_Infiltration Control - Loading Dock Sealing_A_Technical Potential | F2 | Commercial | WA - Miscellaneous | New | Space Heating | Natural Gas | Infiltration Control - Loading Dock Sealing | A | Integrated Unit Summer Peak Savings (kW) | Technical Potential | 0 | 0 | 0 | 0 | 0 | 0 | 0 | 0 | 0 | 0 | 0 | 0 | 0 | 0 | 0 | 0 | 0 | 0 | 0 | 0 | 0 | 0 | 0 | 0 | 0 | 0 | 0
F3_Commercial_WA - Miscellaneous_New_Space Heating_Natural Gas_Infiltration Control - Loading Dock Sealing_A_Technical Potential | F3 | Commercial | WA - Miscellaneous | New | Space Heating | Natural Gas | Infiltration Control - Loading Dock Sealing | A | Integrated Unit Winter Peak Savings (kW) | Technical Potential | 0 | 0 | 0 | 0 | 0 | 0 | 0 | 0 | 0 | 0 | 0 | 0 | 0 | 0 | 0 | 0 | 0 | 0 | 0 | 0 | 0 | 0 | 0 | 0 | 0 | 0 | 0
F4_Commercial_WA - Miscellaneous_New_Space Heating_Natural Gas_Infiltration Control - Loading Dock Sealing_A_Technical Potential | F4 | Commercial | WA - Miscellaneous | New | Space Heating | Natural Gas | Infiltration Control - Loading Dock Sealing | A | Incremental Energy Savings (MWh or mTherms) | Technical Potential | 0 | 0 | 0 | 0 | 0 | 0 | 0 | 0 | 0 | 0 | 0 | 0 | 0 | 0 | 0 | 0 | 0 | 0 | 0 | 0 | 0 | 0 | 0 | 0 | 0 | 0 | 0
F5_Commercial_WA - Miscellaneous_New_Space Heating_Natural Gas_Infiltration Control - Loading Dock Sealing_A_Technical Potential | F5 | Commercial | WA - Miscellaneous | New | Space Heating | Natural Gas | Infiltration Control - Loading Dock Sealing | A | Incremental Summer Peak Savings (MW) | Technical Potential | 0 | 0 | 0 | 0 | 0 | 0 | 0 | 0 | 0 | 0 | 0 | 0 | 0 | 0 | 0 | 0 | 0 | 0 | 0 | 0 | 0 | 0 | 0 | 0 | 0 | 0 | 0
F6_Commercial_WA - Miscellaneous_New_Space Heating_Natural Gas_Infiltration Control - Loading Dock Sealing_A_Technical Potential | F6 | Commercial | WA - Miscellaneous | New | Space Heating | Natural Gas | Infiltration Control - Loading Dock Sealing | A | Incremental Winter Peak Savings (MW) | Technical Potential | 0 | 0 | 0 | 0 | 0 | 0 | 0 | 0 | 0 | 0 | 0 | 0 | 0 | 0 | 0 | 0 | 0 | 0 | 0 | 0 | 0 | 0 | 0 | 0 | 0 | 0 | 0
F7_Commercial_WA - Miscellaneous_New_Space Heating_Natural Gas_Infiltration Control - Loading Dock Sealing_A_Technical Potential | F7 | Commercial | WA - Miscellaneous | New | Space Heating | Natural Gas | Infiltration Control - Loading Dock Sealing | A | Cumulative Energy Savings (MWh or mTherms) | Technical Potential | 0 | 0 | 0 | 0 | 0 | 0 | 0 | 0 | 0 | 0 | 0 | 0 | 0 | 0 | 0 | 0 | 0 | 0 | 0 | 0 | 0 | 0 | 0 | 0 | 0 | 0 | 0
F8_Commercial_WA - Miscellaneous_New_Space Heating_Natural Gas_Infiltration Control - Loading Dock Sealing_A_Technical Potential | F8 | Commercial | WA - Miscellaneous | New | Space Heating | Natural Gas | Infiltration Control - Loading Dock Sealing | A | Cumulative Summer Peak Savings (MW) | Technical Potential | 0 | 0 | 0 | 0 | 0 | 0 | 0 | 0 | 0 | 0 | 0 | 0 | 0 | 0 | 0 | 0 | 0 | 0 | 0 | 0 | 0 | 0 | 0 | 0 | 0 | 0 | 0
F9_Commercial_WA - Miscellaneous_New_Space Heating_Natural Gas_Infiltration Control - Loading Dock Sealing_A_Technical Potential | F9 | Commercial | WA - Miscellaneous | New | Space Heating | Natural Gas | Infiltration Control - Loading Dock Sealing | A | Cumulative Winter Peak Savings (MW) | Technical Potential | 0 | 0 | 0 | 0 | 0 | 0 | 0 | 0 | 0 | 0 | 0 | 0 | 0 | 0 | 0 | 0 | 0 | 0 | 0 | 0 | 0 | 0 | 0 | 0 | 0 | 0 | 0
F10_Commercial_WA - Miscellaneous_New_Space Heating_Natural Gas_Infiltration Control - Loading Dock Sealing_A_Technical Potential | F10 | Commercial | WA - Miscellaneous | New | Space Heating | Natural Gas | Infiltration Control - Loading Dock Sealing | A | Purchases (Incremental) | Technical Potential | 0 | 0 | 0 | 0 | 0 | 0 | 0 | 0 | 0 | 0 | 0 | 0 | 0 | 0 | 0 | 0 | 0 | 0 | 0 | 0 | 0 | 0 | 0 | 0 | 0 | 0 | 0
F11_Commercial_WA - Miscellaneous_New_Space Heating_Natural Gas_Infiltration Control - Loading Dock Sealing_A_Technical Potential | F11 | Commercial | WA - Miscellaneous | New | Space Heating | Natural Gas | Infiltration Control - Loading Dock Sealing | A | Purchases (Cumulative) | Technical Potential | 0 | 0 | 0 | 0 | 0 | 0 | 0 | 0 | 0 | 0 | 0 | 0 | 0 | 0 | 0 | 0 | 0 | 0 | 0 | 0 | 0 | 0 | 0 | 0 | 0 | 0 | 0
F1_Commercial_WA - Miscellaneous_New_Space Heating_Natural Gas_Greenhouse Heat Curtain_A_Technical Potential | F1 | Commercial | WA - Miscellaneous | New | Space Heating | Natural Gas | Greenhouse Heat Curtain | A | Integrated Unit Energy Savings (kWh or therms) | Technical Potential | 0 | 0 | 0 | 0 | 0 | 0 | 0 | 0 | 0 | 0 | 0 | 0 | 0 | 0 | 0 | 0 | 0 | 0 | 0 | 0 | 0 | 0 | 0 | 0 | 0 | 0 | 0
F2_Commercial_WA - Miscellaneous_New_Space Heating_Natural Gas_Greenhouse Heat Curtain_A_Technical Potential | F2 | Commercial | WA - Miscellaneous | New | Space Heating | Natural Gas | Greenhouse Heat Curtain | A | Integrated Unit Summer Peak Savings (kW) | Technical Potential | 0 | 0 | 0 | 0 | 0 | 0 | 0 | 0 | 0 | 0 | 0 | 0 | 0 | 0 | 0 | 0 | 0 | 0 | 0 | 0 | 0 | 0 | 0 | 0 | 0 | 0 | 0
F3_Commercial_WA - Miscellaneous_New_Space Heating_Natural Gas_Greenhouse Heat Curtain_A_Technical Potential | F3 | Commercial | WA - Miscellaneous | New | Space Heating | Natural Gas | Greenhouse Heat Curtain | A | Integrated Unit Winter Peak Savings (kW) | Technical Potential | 0 | 0 | 0 | 0 | 0 | 0 | 0 | 0 | 0 | 0 | 0 | 0 | 0 | 0 | 0 | 0 | 0 | 0 | 0 | 0 | 0 | 0 | 0 | 0 | 0 | 0 | 0
F4_Commercial_WA - Miscellaneous_New_Space Heating_Natural Gas_Greenhouse Heat Curtain_A_Technical Potential | F4 | Commercial | WA - Miscellaneous | New | Space Heating | Natural Gas | Greenhouse Heat Curtain | A | Incremental Energy Savings (MWh or mTherms) | Technical Potential | 0 | 0 | 0 | 0 | 0 | 0 | 0 | 0 | 0 | 0 | 0 | 0 | 0 | 0 | 0 | 0 | 0 | 0 | 0 | 0 | 0 | 0 | 0 | 0 | 0 | 0 | 0
F5_Commercial_WA - Miscellaneous_New_Space Heating_Natural Gas_Greenhouse Heat Curtain_A_Technical Potential | F5 | Commercial | WA - Miscellaneous | New | Space Heating | Natural Gas | Greenhouse Heat Curtain | A | Incremental Summer Peak Savings (MW) | Technical Potential | 0 | 0 | 0 | 0 | 0 | 0 | 0 | 0 | 0 | 0 | 0 | 0 | 0 | 0 | 0 | 0 | 0 | 0 | 0 | 0 | 0 | 0 | 0 | 0 | 0 | 0 | 0
F6_Commercial_WA - Miscellaneous_New_Space Heating_Natural Gas_Greenhouse Heat Curtain_A_Technical Potential | F6 | Commercial | WA - Miscellaneous | New | Space Heating | Natural Gas | Greenhouse Heat Curtain | A | Incremental Winter Peak Savings (MW) | Technical Potential | 0 | 0 | 0 | 0 | 0 | 0 | 0 | 0 | 0 | 0 | 0 | 0 | 0 | 0 | 0 | 0 | 0 | 0 | 0 | 0 | 0 | 0 | 0 | 0 | 0 | 0 | 0
F7_Commercial_WA - Miscellaneous_New_Space Heating_Natural Gas_Greenhouse Heat Curtain_A_Technical Potential | F7 | Commercial | WA - Miscellaneous | New | Space Heating | Natural Gas | Greenhouse Heat Curtain | A | Cumulative Energy Savings (MWh or mTherms) | Technical Potential | 0 | 0 | 0 | 0 | 0 | 0 | 0 | 0 | 0 | 0 | 0 | 0 | 0 | 0 | 0 | 0 | 0 | 0 | 0 | 0 | 0 | 0 | 0 | 0 | 0 | 0 | 0
F8_Commercial_WA - Miscellaneous_New_Space Heating_Natural Gas_Greenhouse Heat Curtain_A_Technical Potential | F8 | Commercial | WA - Miscellaneous | New | Space Heating | Natural Gas | Greenhouse Heat Curtain | A | Cumulative Summer Peak Savings (MW) | Technical Potential | 0 | 0 | 0 | 0 | 0 | 0 | 0 | 0 | 0 | 0 | 0 | 0 | 0 | 0 | 0 | 0 | 0 | 0 | 0 | 0 | 0 | 0 | 0 | 0 | 0 | 0 | 0
F9_Commercial_WA - Miscellaneous_New_Space Heating_Natural Gas_Greenhouse Heat Curtain_A_Technical Potential | F9 | Commercial | WA - Miscellaneous | New | Space Heating | Natural Gas | Greenhouse Heat Curtain | A | Cumulative Winter Peak Savings (MW) | Technical Potential | 0 | 0 | 0 | 0 | 0 | 0 | 0 | 0 | 0 | 0 | 0 | 0 | 0 | 0 | 0 | 0 | 0 | 0 | 0 | 0 | 0 | 0 | 0 | 0 | 0 | 0 | 0
F10_Commercial_WA - Miscellaneous_New_Space Heating_Natural Gas_Greenhouse Heat Curtain_A_Technical Potential | F10 | Commercial | WA - Miscellaneous | New | Space Heating | Natural Gas | Greenhouse Heat Curtain | A | Purchases (Incremental) | Technical Potential | 0 | 0 | 0 | 0 | 0 | 0 | 0 | 0 | 0 | 0 | 0 | 0 | 0 | 0 | 0 | 0 | 0 | 0 | 0 | 0 | 0 | 0 | 0 | 0 | 0 | 0 | 0
F11_Commercial_WA - Miscellaneous_New_Space Heating_Natural Gas_Greenhouse Heat Curtain_A_Technical Potential | F11 | Commercial | WA - Miscellaneous | New | Space Heating | Natural Gas | Greenhouse Heat Curtain | A | Purchases (Cumulative) | Technical Potential | 0 | 0 | 0 | 0 | 0 | 0 | 0 | 0 | 0 | 0 | 0 | 0 | 0 | 0 | 0 | 0 | 0 | 0 | 0 | 0 | 0 | 0 | 0 | 0 | 0 | 0 | 0
F1_Commercial_WA - Miscellaneous_New_Space Heating_Natural Gas_Ventilation - Parking Garages, Demand Controlled_A_Technical Potential | F1 | Commercial | WA - Miscellaneous | New | Space Heating | Natural Gas | Ventilation - Parking Garages, Demand Controlled | A | Integrated Unit Energy Savings (kWh or therms) | Technical Potential | 0 | 0 | 0 | 0 | 0 | 0 | 0 | 0 | 0 | 0 | 0 | 0 | 0 | 0 | 0 | 0 | 0 | 0 | 0 | 0 | 0 | 0 | 0 | 0 | 0 | 0 | 0
F2_Commercial_WA - Miscellaneous_New_Space Heating_Natural Gas_Ventilation - Parking Garages, Demand Controlled_A_Technical Potential | F2 | Commercial | WA - Miscellaneous | New | Space Heating | Natural Gas | Ventilation - Parking Garages, Demand Controlled | A | Integrated Unit Summer Peak Savings (kW) | Technical Potential | 0 | 0 | 0 | 0 | 0 | 0 | 0 | 0 | 0 | 0 | 0 | 0 | 0 | 0 | 0 | 0 | 0 | 0 | 0 | 0 | 0 | 0 | 0 | 0 | 0 | 0 | 0
F3_Commercial_WA - Miscellaneous_New_Space Heating_Natural Gas_Ventilation - Parking Garages, Demand Controlled_A_Technical Potential | F3 | Commercial | WA - Miscellaneous | New | Space Heating | Natural Gas | Ventilation - Parking Garages, Demand Controlled | A | Integrated Unit Winter Peak Savings (kW) | Technical Potential | 0 | 0 | 0 | 0 | 0 | 0 | 0 | 0 | 0 | 0 | 0 | 0 | 0 | 0 | 0 | 0 | 0 | 0 | 0 | 0 | 0 | 0 | 0 | 0 | 0 | 0 | 0
F4_Commercial_WA - Miscellaneous_New_Space Heating_Natural Gas_Ventilation - Parking Garages, Demand Controlled_A_Technical Potential | F4 | Commercial | WA - Miscellaneous | New | Space Heating | Natural Gas | Ventilation - Parking Garages, Demand Controlled | A | Incremental Energy Savings (MWh or mTherms) | Technical Potential | 0 | 0 | 0 | 0 | 0 | 0 | 0 | 0 | 0 | 0 | 0 | 0 | 0 | 0 | 0 | 0 | 0 | 0 | 0 | 0 | 0 | 0 | 0 | 0 | 0 | 0 | 0
F5_Commercial_WA - Miscellaneous_New_Space Heating_Natural Gas_Ventilation - Parking Garages, Demand Controlled_A_Technical Potential | F5 | Commercial | WA - Miscellaneous | New | Space Heating | Natural Gas | Ventilation - Parking Garages, Demand Controlled | A | Incremental Summer Peak Savings (MW) | Technical Potential | 0 | 0 | 0 | 0 | 0 | 0 | 0 | 0 | 0 | 0 | 0 | 0 | 0 | 0 | 0 | 0 | 0 | 0 | 0 | 0 | 0 | 0 | 0 | 0 | 0 | 0 | 0
F6_Commercial_WA - Miscellaneous_New_Space Heating_Natural Gas_Ventilation - Parking Garages, Demand Controlled_A_Technical Potential | F6 | Commercial | WA - Miscellaneous | New | Space Heating | Natural Gas | Ventilation - Parking Garages, Demand Controlled | A | Incremental Winter Peak Savings (MW) | Technical Potential | 0 | 0 | 0 | 0 | 0 | 0 | 0 | 0 | 0 | 0 | 0 | 0 | 0 | 0 | 0 | 0 | 0 | 0 | 0 | 0 | 0 | 0 | 0 | 0 | 0 | 0 | 0
F7_Commercial_WA - Miscellaneous_New_Space Heating_Natural Gas_Ventilation - Parking Garages, Demand Controlled_A_Technical Potential | F7 | Commercial | WA - Miscellaneous | New | Space Heating | Natural Gas | Ventilation - Parking Garages, Demand Controlled | A | Cumulative Energy Savings (MWh or mTherms) | Technical Potential | 0 | 0 | 0 | 0 | 0 | 0 | 0 | 0 | 0 | 0 | 0 | 0 | 0 | 0 | 0 | 0 | 0 | 0 | 0 | 0 | 0 | 0 | 0 | 0 | 0 | 0 | 0
F8_Commercial_WA - Miscellaneous_New_Space Heating_Natural Gas_Ventilation - Parking Garages, Demand Controlled_A_Technical Potential | F8 | Commercial | WA - Miscellaneous | New | Space Heating | Natural Gas | Ventilation - Parking Garages, Demand Controlled | A | Cumulative Summer Peak Savings (MW) | Technical Potential | 0 | 0 | 0 | 0 | 0 | 0 | 0 | 0 | 0 | 0 | 0 | 0 | 0 | 0 | 0 | 0 | 0 | 0 | 0 | 0 | 0 | 0 | 0 | 0 | 0 | 0 | 0
F9_Commercial_WA - Miscellaneous_New_Space Heating_Natural Gas_Ventilation - Parking Garages, Demand Controlled_A_Technical Potential | F9 | Commercial | WA - Miscellaneous | New | Space Heating | Natural Gas | Ventilation - Parking Garages, Demand Controlled | A | Cumulative Winter Peak Savings (MW) | Technical Potential | 0 | 0 | 0 | 0 | 0 | 0 | 0 | 0 | 0 | 0 | 0 | 0 | 0 | 0 | 0 | 0 | 0 | 0 | 0 | 0 | 0 | 0 | 0 | 0 | 0 | 0 | 0
F10_Commercial_WA - Miscellaneous_New_Space Heating_Natural Gas_Ventilation - Parking Garages, Demand Controlled_A_Technical Potential | F10 | Commercial | WA - Miscellaneous | New | Space Heating | Natural Gas | Ventilation - Parking Garages, Demand Controlled | A | Purchases (Incremental) | Technical Potential | 0 | 0 | 0 | 0 | 0 | 0 | 0 | 0 | 0 | 0 | 0 | 0 | 0 | 0 | 0 | 0 | 0 | 0 | 0 | 0 | 0 | 0 | 0 | 0 | 0 | 0 | 0
F11_Commercial_WA - Miscellaneous_New_Space Heating_Natural Gas_Ventilation - Parking Garages, Demand Controlled_A_Technical Potential | F11 | Commercial | WA - Miscellaneous | New | Space Heating | Natural Gas | Ventilation - Parking Garages, Demand Controlled | A | Purchases (Cumulative) | Technical Potential | 0 | 0 | 0 | 0 | 0 | 0 | 0 | 0 | 0 | 0 | 0 | 0 | 0 | 0 | 0 | 0 | 0 | 0 | 0 | 0 | 0 | 0 | 0 | 0 | 0 | 0 | 0
F1_Commercial_WA - Miscellaneous_New_Miscellaneous_Natural Gas_Pool Heater - Night Covers_A_Technical Potential | F1 | Commercial | WA - Miscellaneous | New | Miscellaneous | Natural Gas | Pool Heater - Night Covers | A | Integrated Unit Energy Savings (kWh or therms) | Technical Potential | 0 | 0 | 0 | 0 | 0 | 0 | 0 | 0 | 0 | 0 | 0 | 0 | 0 | 0 | 0 | 0 | 0 | 0 | 0 | 0 | 0 | 0 | 0 | 0 | 0 | 0 | 0
F2_Commercial_WA - Miscellaneous_New_Miscellaneous_Natural Gas_Pool Heater - Night Covers_A_Technical Potential | F2 | Commercial | WA - Miscellaneous | New | Miscellaneous | Natural Gas | Pool Heater - Night Covers | A | Integrated Unit Summer Peak Savings (kW) | Technical Potential | 0 | 0 | 0 | 0 | 0 | 0 | 0 | 0 | 0 | 0 | 0 | 0 | 0 | 0 | 0 | 0 | 0 | 0 | 0 | 0 | 0 | 0 | 0 | 0 | 0 | 0 | 0
F3_Commercial_WA - Miscellaneous_New_Miscellaneous_Natural Gas_Pool Heater - Night Covers_A_Technical Potential | F3 | Commercial | WA - Miscellaneous | New | Miscellaneous | Natural Gas | Pool Heater - Night Covers | A | Integrated Unit Winter Peak Savings (kW) | Technical Potential | 0 | 0 | 0 | 0 | 0 | 0 | 0 | 0 | 0 | 0 | 0 | 0 | 0 | 0 | 0 | 0 | 0 | 0 | 0 | 0 | 0 | 0 | 0 | 0 | 0 | 0 | 0
F4_Commercial_WA - Miscellaneous_New_Miscellaneous_Natural Gas_Pool Heater - Night Covers_A_Technical Potential | F4 | Commercial | WA - Miscellaneous | New | Miscellaneous | Natural Gas | Pool Heater - Night Covers | A | Incremental Energy Savings (MWh or mTherms) | Technical Potential | 0 | 0 | 0 | 0 | 0 | 0 | 0 | 0 | 0 | 0 | 0 | 0 | 0 | 0 | 0 | 0 | 0 | 0 | 0 | 0 | 0 | 0 | 0 | 0 | 0 | 0 | 0
F5_Commercial_WA - Miscellaneous_New_Miscellaneous_Natural Gas_Pool Heater - Night Covers_A_Technical Potential | F5 | Commercial | WA - Miscellaneous | New | Miscellaneous | Natural Gas | Pool Heater - Night Covers | A | Incremental Summer Peak Savings (MW) | Technical Potential | 0 | 0 | 0 | 0 | 0 | 0 | 0 | 0 | 0 | 0 | 0 | 0 | 0 | 0 | 0 | 0 | 0 | 0 | 0 | 0 | 0 | 0 | 0 | 0 | 0 | 0 | 0
F6_Commercial_WA - Miscellaneous_New_Miscellaneous_Natural Gas_Pool Heater - Night Covers_A_Technical Potential | F6 | Commercial | WA - Miscellaneous | New | Miscellaneous | Natural Gas | Pool Heater - Night Covers | A | Incremental Winter Peak Savings (MW) | Technical Potential | 0 | 0 | 0 | 0 | 0 | 0 | 0 | 0 | 0 | 0 | 0 | 0 | 0 | 0 | 0 | 0 | 0 | 0 | 0 | 0 | 0 | 0 | 0 | 0 | 0 | 0 | 0
F7_Commercial_WA - Miscellaneous_New_Miscellaneous_Natural Gas_Pool Heater - Night Covers_A_Technical Potential | F7 | Commercial | WA - Miscellaneous | New | Miscellaneous | Natural Gas | Pool Heater - Night Covers | A | Cumulative Energy Savings (MWh or mTherms) | Technical Potential | 0 | 0 | 0 | 0 | 0 | 0 | 0 | 0 | 0 | 0 | 0 | 0 | 0 | 0 | 0 | 0 | 0 | 0 | 0 | 0 | 0 | 0 | 0 | 0 | 0 | 0 | 0
F8_Commercial_WA - Miscellaneous_New_Miscellaneous_Natural Gas_Pool Heater - Night Covers_A_Technical Potential | F8 | Commercial | WA - Miscellaneous | New | Miscellaneous | Natural Gas | Pool Heater - Night Covers | A | Cumulative Summer Peak Savings (MW) | Technical Potential | 0 | 0 | 0 | 0 | 0 | 0 | 0 | 0 | 0 | 0 | 0 | 0 | 0 | 0 | 0 | 0 | 0 | 0 | 0 | 0 | 0 | 0 | 0 | 0 | 0 | 0 | 0
F9_Commercial_WA - Miscellaneous_New_Miscellaneous_Natural Gas_Pool Heater - Night Covers_A_Technical Potential | F9 | Commercial | WA - Miscellaneous | New | Miscellaneous | Natural Gas | Pool Heater - Night Covers | A | Cumulative Winter Peak Savings (MW) | Technical Potential | 0 | 0 | 0 | 0 | 0 | 0 | 0 | 0 | 0 | 0 | 0 | 0 | 0 | 0 | 0 | 0 | 0 | 0 | 0 | 0 | 0 | 0 | 0 | 0 | 0 | 0 | 0
F10_Commercial_WA - Miscellaneous_New_Miscellaneous_Natural Gas_Pool Heater - Night Covers_A_Technical Potential | F10 | Commercial | WA - Miscellaneous | New | Miscellaneous | Natural Gas | Pool Heater - Night Covers | A | Purchases (Incremental) | Technical Potential | 0 | 0 | 0 | 0 | 0 | 0 | 0 | 0 | 0 | 0 | 0 | 0 | 0 | 0 | 0 | 0 | 0 | 0 | 0 | 0 | 0 | 0 | 0 | 0 | 0 | 0 | 0
F11_Commercial_WA - Miscellaneous_New_Miscellaneous_Natural Gas_Pool Heater - Night Covers_A_Technical Potential | F11 | Commercial | WA - Miscellaneous | New | Miscellaneous | Natural Gas | Pool Heater - Night Covers | A | Purchases (Cumulative) | Technical Potential | 0 | 0 | 0 | 0 | 0 | 0 | 0 | 0 | 0 | 0 | 0 | 0 | 0 | 0 | 0 | 0 | 0 | 0 | 0 | 0 | 0 | 0 | 0 | 0 | 0 | 0 | 0
F1_Commercial_WA - Miscellaneous_New_Space Heating_Natural Gas_Advanced New Construction Designs_A_Technical Potential | F1 | Commercial | WA - Miscellaneous | New | Space Heating | Natural Gas | Advanced New Construction Designs | A | Integrated Unit Energy Savings (kWh or therms) | Technical Potential | 0 | 0 | 0 | 0 | 0 | 0 | 0 | 0 | 0 | 0 | 0 | 0 | 0 | 0 | 0 | 0 | 0 | 0 | 0 | 0 | 0 | 0 | 0 | 0 | 0 | 0 | 0
F2_Commercial_WA - Miscellaneous_New_Space Heating_Natural Gas_Advanced New Construction Designs_A_Technical Potential | F2 | Commercial | WA - Miscellaneous | New | Space Heating | Natural Gas | Advanced New Construction Designs | A | Integrated Unit Summer Peak Savings (kW) | Technical Potential | 0 | 0 | 0 | 0 | 0 | 0 | 0 | 0 | 0 | 0 | 0 | 0 | 0 | 0 | 0 | 0 | 0 | 0 | 0 | 0 | 0 | 0 | 0 | 0 | 0 | 0 | 0
F3_Commercial_WA - Miscellaneous_New_Space Heating_Natural Gas_Advanced New Construction Designs_A_Technical Potential | F3 | Commercial | WA - Miscellaneous | New | Space Heating | Natural Gas | Advanced New Construction Designs | A | Integrated Unit Winter Peak Savings (kW) | Technical Potential | 0 | 0 | 0 | 0 | 0 | 0 | 0 | 0 | 0 | 0 | 0 | 0 | 0 | 0 | 0 | 0 | 0 | 0 | 0 | 0 | 0 | 0 | 0 | 0 | 0 | 0 | 0
F4_Commercial_WA - Miscellaneous_New_Space Heating_Natural Gas_Advanced New Construction Designs_A_Technical Potential | F4 | Commercial | WA - Miscellaneous | New | Space Heating | Natural Gas | Advanced New Construction Designs | A | Incremental Energy Savings (MWh or mTherms) | Technical Potential | 0 | 0 | 0 | 0 | 0 | 0 | 0 | 0 | 0 | 0 | 0 | 0 | 0 | 0 | 0 | 0 | 0 | 0 | 0 | 0 | 0 | 0 | 0 | 0 | 0 | 0 | 0
F5_Commercial_WA - Miscellaneous_New_Space Heating_Natural Gas_Advanced New Construction Designs_A_Technical Potential | F5 | Commercial | WA - Miscellaneous | New | Space Heating | Natural Gas | Advanced New Construction Designs | A | Incremental Summer Peak Savings (MW) | Technical Potential | 0 | 0 | 0 | 0 | 0 | 0 | 0 | 0 | 0 | 0 | 0 | 0 | 0 | 0 | 0 | 0 | 0 | 0 | 0 | 0 | 0 | 0 | 0 | 0 | 0 | 0 | 0
F6_Commercial_WA - Miscellaneous_New_Space Heating_Natural Gas_Advanced New Construction Designs_A_Technical Potential | F6 | Commercial | WA - Miscellaneous | New | Space Heating | Natural Gas | Advanced New Construction Designs | A | Incremental Winter Peak Savings (MW) | Technical Potential | 0 | 0 | 0 | 0 | 0 | 0 | 0 | 0 | 0 | 0 | 0 | 0 | 0 | 0 | 0 | 0 | 0 | 0 | 0 | 0 | 0 | 0 | 0 | 0 | 0 | 0 | 0
F7_Commercial_WA - Miscellaneous_New_Space Heating_Natural Gas_Advanced New Construction Designs_A_Technical Potential | F7 | Commercial | WA - Miscellaneous | New | Space Heating | Natural Gas | Advanced New Construction Designs | A | Cumulative Energy Savings (MWh or mTherms) | Technical Potential | 0 | 0 | 0 | 0 | 0 | 0 | 0 | 0 | 0 | 0 | 0 | 0 | 0 | 0 | 0 | 0 | 0 | 0 | 0 | 0 | 0 | 0 | 0 | 0 | 0 | 0 | 0
F8_Commercial_WA - Miscellaneous_New_Space Heating_Natural Gas_Advanced New Construction Designs_A_Technical Potential | F8 | Commercial | WA - Miscellaneous | New | Space Heating | Natural Gas | Advanced New Construction Designs | A | Cumulative Summer Peak Savings (MW) | Technical Potential | 0 | 0 | 0 | 0 | 0 | 0 | 0 | 0 | 0 | 0 | 0 | 0 | 0 | 0 | 0 | 0 | 0 | 0 | 0 | 0 | 0 | 0 | 0 | 0 | 0 | 0 | 0
F9_Commercial_WA - Miscellaneous_New_Space Heating_Natural Gas_Advanced New Construction Designs_A_Technical Potential | F9 | Commercial | WA - Miscellaneous | New | Space Heating | Natural Gas | Advanced New Construction Designs | A | Cumulative Winter Peak Savings (MW) | Technical Potential | 0 | 0 | 0 | 0 | 0 | 0 | 0 | 0 | 0 | 0 | 0 | 0 | 0 | 0 | 0 | 0 | 0 | 0 | 0 | 0 | 0 | 0 | 0 | 0 | 0 | 0 | 0
F10_Commercial_WA - Miscellaneous_New_Space Heating_Natural Gas_Advanced New Construction Designs_A_Technical Potential | F10 | Commercial | WA - Miscellaneous | New | Space Heating | Natural Gas | Advanced New Construction Designs | A | Purchases (Incremental) | Technical Potential | 0 | 0 | 0 | 0 | 0 | 0 | 0 | 0 | 0 | 0 | 0 | 0 | 0 | 0 | 0 | 0 | 0 | 0 | 0 | 0 | 0 | 0 | 0 | 0 | 0 | 0 | 0
F11_Commercial_WA - Miscellaneous_New_Space Heating_Natural Gas_Advanced New Construction Designs_A_Technical Potential | F11 | Commercial | WA - Miscellaneous | New | Space Heating | Natural Gas | Advanced New Construction Designs | A | Purchases (Cumulative) | Technical Potential | 0 | 0 | 0 | 0 | 0 | 0 | 0 | 0 | 0 | 0 | 0 | 0 | 0 | 0 | 0 | 0 | 0 | 0 | 0 | 0 | 0 | 0 | 0 | 0 | 0 | 0 | 0
F1_Commercial_WA - Miscellaneous_New_Water Heating_Natural Gas_Advanced New Construction Designs_A_Technical Potential | F1 | Commercial | WA - Miscellaneous | New | Water Heating | Natural Gas | Advanced New Construction Designs | A | Integrated Unit Energy Savings (kWh or therms) | Technical Potential | 0 | 0 | 0 | 0 | 0 | 0 | 0 | 0 | 0 | 0 | 0 | 0 | 0 | 0 | 0 | 0 | 0 | 0 | 0 | 0 | 0 | 0 | 0 | 0 | 0 | 0 | 0
F2_Commercial_WA - Miscellaneous_New_Water Heating_Natural Gas_Advanced New Construction Designs_A_Technical Potential | F2 | Commercial | WA - Miscellaneous | New | Water Heating | Natural Gas | Advanced New Construction Designs | A | Integrated Unit Summer Peak Savings (kW) | Technical Potential | 0 | 0 | 0 | 0 | 0 | 0 | 0 | 0 | 0 | 0 | 0 | 0 | 0 | 0 | 0 | 0 | 0 | 0 | 0 | 0 | 0 | 0 | 0 | 0 | 0 | 0 | 0
F3_Commercial_WA - Miscellaneous_New_Water Heating_Natural Gas_Advanced New Construction Designs_A_Technical Potential | F3 | Commercial | WA - Miscellaneous | New | Water Heating | Natural Gas | Advanced New Construction Designs | A | Integrated Unit Winter Peak Savings (kW) | Technical Potential | 0 | 0 | 0 | 0 | 0 | 0 | 0 | 0 | 0 | 0 | 0 | 0 | 0 | 0 | 0 | 0 | 0 | 0 | 0 | 0 | 0 | 0 | 0 | 0 | 0 | 0 | 0
F4_Commercial_WA - Miscellaneous_New_Water Heating_Natural Gas_Advanced New Construction Designs_A_Technical Potential | F4 | Commercial | WA - Miscellaneous | New | Water Heating | Natural Gas | Advanced New Construction Designs | A | Incremental Energy Savings (MWh or mTherms) | Technical Potential | 0 | 0 | 0 | 0 | 0 | 0 | 0 | 0 | 0 | 0 | 0 | 0 | 0 | 0 | 0 | 0 | 0 | 0 | 0 | 0 | 0 | 0 | 0 | 0 | 0 | 0 | 0
F5_Commercial_WA - Miscellaneous_New_Water Heating_Natural Gas_Advanced New Construction Designs_A_Technical Potential | F5 | Commercial | WA - Miscellaneous | New | Water Heating | Natural Gas | Advanced New Construction Designs | A | Incremental Summer Peak Savings (MW) | Technical Potential | 0 | 0 | 0 | 0 | 0 | 0 | 0 | 0 | 0 | 0 | 0 | 0 | 0 | 0 | 0 | 0 | 0 | 0 | 0 | 0 | 0 | 0 | 0 | 0 | 0 | 0 | 0
F6_Commercial_WA - Miscellaneous_New_Water Heating_Natural Gas_Advanced New Construction Designs_A_Technical Potential | F6 | Commercial | WA - Miscellaneous | New | Water Heating | Natural Gas | Advanced New Construction Designs | A | Incremental Winter Peak Savings (MW) | Technical Potential | 0 | 0 | 0 | 0 | 0 | 0 | 0 | 0 | 0 | 0 | 0 | 0 | 0 | 0 | 0 | 0 | 0 | 0 | 0 | 0 | 0 | 0 | 0 | 0 | 0 | 0 | 0
F7_Commercial_WA - Miscellaneous_New_Water Heating_Natural Gas_Advanced New Construction Designs_A_Technical Potential | F7 | Commercial | WA - Miscellaneous | New | Water Heating | Natural Gas | Advanced New Construction Designs | A | Cumulative Energy Savings (MWh or mTherms) | Technical Potential | 0 | 0 | 0 | 0 | 0 | 0 | 0 | 0 | 0 | 0 | 0 | 0 | 0 | 0 | 0 | 0 | 0 | 0 | 0 | 0 | 0 | 0 | 0 | 0 | 0 | 0 | 0
F8_Commercial_WA - Miscellaneous_New_Water Heating_Natural Gas_Advanced New Construction Designs_A_Technical Potential | F8 | Commercial | WA - Miscellaneous | New | Water Heating | Natural Gas | Advanced New Construction Designs | A | Cumulative Summer Peak Savings (MW) | Technical Potential | 0 | 0 | 0 | 0 | 0 | 0 | 0 | 0 | 0 | 0 | 0 | 0 | 0 | 0 | 0 | 0 | 0 | 0 | 0 | 0 | 0 | 0 | 0 | 0 | 0 | 0 | 0
F9_Commercial_WA - Miscellaneous_New_Water Heating_Natural Gas_Advanced New Construction Designs_A_Technical Potential | F9 | Commercial | WA - Miscellaneous | New | Water Heating | Natural Gas | Advanced New Construction Designs | A | Cumulative Winter Peak Savings (MW) | Technical Potential | 0 | 0 | 0 | 0 | 0 | 0 | 0 | 0 | 0 | 0 | 0 | 0 | 0 | 0 | 0 | 0 | 0 | 0 | 0 | 0 | 0 | 0 | 0 | 0 | 0 | 0 | 0
F10_Commercial_WA - Miscellaneous_New_Water Heating_Natural Gas_Advanced New Construction Designs_A_Technical Potential | F10 | Commercial | WA - Miscellaneous | New | Water Heating | Natural Gas | Advanced New Construction Designs | A | Purchases (Incremental) | Technical Potential | 0 | 0 | 0 | 0 | 0 | 0 | 0 | 0 | 0 | 0 | 0 | 0 | 0 | 0 | 0 | 0 | 0 | 0 | 0 | 0 | 0 | 0 | 0 | 0 | 0 | 0 | 0
F11_Commercial_WA - Miscellaneous_New_Water Heating_Natural Gas_Advanced New Construction Designs_A_Technical Potential | F11 | Commercial | WA - Miscellaneous | New | Water Heating | Natural Gas | Advanced New Construction Designs | A | Purchases (Cumulative) | Technical Potential | 0 | 0 | 0 | 0 | 0 | 0 | 0 | 0 | 0 | 0 | 0 | 0 | 0 | 0 | 0 | 0 | 0 | 0 | 0 | 0 | 0 | 0 | 0 | 0 | 0 | 0 | 0
F1_Commercial_WA - Miscellaneous_New_Space Heating_Natural Gas_Strategic Energy Management_A_Technical Potential | F1 | Commercial | WA - Miscellaneous | New | Space Heating | Natural Gas | Strategic Energy Management | A | Integrated Unit Energy Savings (kWh or therms) | Technical Potential | 0 | 0 | 0 | 0 | 0 | 0 | 0 | 0 | 0 | 0 | 0 | 0 | 0 | 0 | 0 | 0 | 0 | 0 | 0 | 0 | 0 | 0 | 0 | 0 | 0 | 0 | 0
F2_Commercial_WA - Miscellaneous_New_Space Heating_Natural Gas_Strategic Energy Management_A_Technical Potential | F2 | Commercial | WA - Miscellaneous | New | Space Heating | Natural Gas | Strategic Energy Management | A | Integrated Unit Summer Peak Savings (kW) | Technical Potential | 0 | 0 | 0 | 0 | 0 | 0 | 0 | 0 | 0 | 0 | 0 | 0 | 0 | 0 | 0 | 0 | 0 | 0 | 0 | 0 | 0 | 0 | 0 | 0 | 0 | 0 | 0
F3_Commercial_WA - Miscellaneous_New_Space Heating_Natural Gas_Strategic Energy Management_A_Technical Potential | F3 | Commercial | WA - Miscellaneous | New | Space Heating | Natural Gas | Strategic Energy Management | A | Integrated Unit Winter Peak Savings (kW) | Technical Potential | 0 | 0 | 0 | 0 | 0 | 0 | 0 | 0 | 0 | 0 | 0 | 0 | 0 | 0 | 0 | 0 | 0 | 0 | 0 | 0 | 0 | 0 | 0 | 0 | 0 | 0 | 0
F4_Commercial_WA - Miscellaneous_New_Space Heating_Natural Gas_Strategic Energy Management_A_Technical Potential | F4 | Commercial | WA - Miscellaneous | New | Space Heating | Natural Gas | Strategic Energy Management | A | Incremental Energy Savings (MWh or mTherms) | Technical Potential | 0 | 0 | 0 | 0 | 0 | 0 | 0 | 0 | 0 | 0 | 0 | 0 | 0 | 0 | 0 | 0 | 0 | 0 | 0 | 0 | 0 | 0 | 0 | 0 | 0 | 0 | 0
F5_Commercial_WA - Miscellaneous_New_Space Heating_Natural Gas_Strategic Energy Management_A_Technical Potential | F5 | Commercial | WA - Miscellaneous | New | Space Heating | Natural Gas | Strategic Energy Management | A | Incremental Summer Peak Savings (MW) | Technical Potential | 0 | 0 | 0 | 0 | 0 | 0 | 0 | 0 | 0 | 0 | 0 | 0 | 0 | 0 | 0 | 0 | 0 | 0 | 0 | 0 | 0 | 0 | 0 | 0 | 0 | 0 | 0
F6_Commercial_WA - Miscellaneous_New_Space Heating_Natural Gas_Strategic Energy Management_A_Technical Potential | F6 | Commercial | WA - Miscellaneous | New | Space Heating | Natural Gas | Strategic Energy Management | A | Incremental Winter Peak Savings (MW) | Technical Potential | 0 | 0 | 0 | 0 | 0 | 0 | 0 | 0 | 0 | 0 | 0 | 0 | 0 | 0 | 0 | 0 | 0 | 0 | 0 | 0 | 0 | 0 | 0 | 0 | 0 | 0 | 0
F7_Commercial_WA - Miscellaneous_New_Space Heating_Natural Gas_Strategic Energy Management_A_Technical Potential | F7 | Commercial | WA - Miscellaneous | New | Space Heating | Natural Gas | Strategic Energy Management | A | Cumulative Energy Savings (MWh or mTherms) | Technical Potential | 0 | 0 | 0 | 0 | 0 | 0 | 0 | 0 | 0 | 0 | 0 | 0 | 0 | 0 | 0 | 0 | 0 | 0 | 0 | 0 | 0 | 0 | 0 | 0 | 0 | 0 | 0
F8_Commercial_WA - Miscellaneous_New_Space Heating_Natural Gas_Strategic Energy Management_A_Technical Potential | F8 | Commercial | WA - Miscellaneous | New | Space Heating | Natural Gas | Strategic Energy Management | A | Cumulative Summer Peak Savings (MW) | Technical Potential | 0 | 0 | 0 | 0 | 0 | 0 | 0 | 0 | 0 | 0 | 0 | 0 | 0 | 0 | 0 | 0 | 0 | 0 | 0 | 0 | 0 | 0 | 0 | 0 | 0 | 0 | 0
F9_Commercial_WA - Miscellaneous_New_Space Heating_Natural Gas_Strategic Energy Management_A_Technical Potential | F9 | Commercial | WA - Miscellaneous | New | Space Heating | Natural Gas | Strategic Energy Management | A | Cumulative Winter Peak Savings (MW) | Technical Potential | 0 | 0 | 0 | 0 | 0 | 0 | 0 | 0 | 0 | 0 | 0 | 0 | 0 | 0 | 0 | 0 | 0 | 0 | 0 | 0 | 0 | 0 | 0 | 0 | 0 | 0 | 0
F10_Commercial_WA - Miscellaneous_New_Space Heating_Natural Gas_Strategic Energy Management_A_Technical Potential | F10 | Commercial | WA - Miscellaneous | New | Space Heating | Natural Gas | Strategic Energy Management | A | Purchases (Incremental) | Technical Potential | 0 | 0 | 0 | 0 | 0 | 0 | 0 | 0 | 0 | 0 | 0 | 0 | 0 | 0 | 0 | 0 | 0 | 0 | 0 | 0 | 0 | 0 | 0 | 0 | 0 | 0 | 0
F11_Commercial_WA - Miscellaneous_New_Space Heating_Natural Gas_Strategic Energy Management_A_Technical Potential | F11 | Commercial | WA - Miscellaneous | New | Space Heating | Natural Gas | Strategic Energy Management | A | Purchases (Cumulative) | Technical Potential | 0 | 0 | 0 | 0 | 0 | 0 | 0 | 0 | 0 | 0 | 0 | 0 | 0 | 0 | 0 | 0 | 0 | 0 | 0 | 0 | 0 | 0 | 0 | 0 | 0 | 0 | 0
F1_Commercial_WA - Miscellaneous_New_Water Heating_Natural Gas_Strategic Energy Management_A_Technical Potential | F1 | Commercial | WA - Miscellaneous | New | Water Heating | Natural Gas | Strategic Energy Management | A | Integrated Unit Energy Savings (kWh or therms) | Technical Potential | 0 | 0 | 0 | 0 | 0 | 0 | 0 | 0 | 0 | 0 | 0 | 0 | 0 | 0 | 0 | 0 | 0 | 0 | 0 | 0 | 0 | 0 | 0 | 0 | 0 | 0 | 0
F2_Commercial_WA - Miscellaneous_New_Water Heating_Natural Gas_Strategic Energy Management_A_Technical Potential | F2 | Commercial | WA - Miscellaneous | New | Water Heating | Natural Gas | Strategic Energy Management | A | Integrated Unit Summer Peak Savings (kW) | Technical Potential | 0 | 0 | 0 | 0 | 0 | 0 | 0 | 0 | 0 | 0 | 0 | 0 | 0 | 0 | 0 | 0 | 0 | 0 | 0 | 0 | 0 | 0 | 0 | 0 | 0 | 0 | 0
F3_Commercial_WA - Miscellaneous_New_Water Heating_Natural Gas_Strategic Energy Management_A_Technical Potential | F3 | Commercial | WA - Miscellaneous | New | Water Heating | Natural Gas | Strategic Energy Management | A | Integrated Unit Winter Peak Savings (kW) | Technical Potential | 0 | 0 | 0 | 0 | 0 | 0 | 0 | 0 | 0 | 0 | 0 | 0 | 0 | 0 | 0 | 0 | 0 | 0 | 0 | 0 | 0 | 0 | 0 | 0 | 0 | 0 | 0
F4_Commercial_WA - Miscellaneous_New_Water Heating_Natural Gas_Strategic Energy Management_A_Technical Potential | F4 | Commercial | WA - Miscellaneous | New | Water Heating | Natural Gas | Strategic Energy Management | A | Incremental Energy Savings (MWh or mTherms) | Technical Potential | 0 | 0 | 0 | 0 | 0 | 0 | 0 | 0 | 0 | 0 | 0 | 0 | 0 | 0 | 0 | 0 | 0 | 0 | 0 | 0 | 0 | 0 | 0 | 0 | 0 | 0 | 0
F5_Commercial_WA - Miscellaneous_New_Water Heating_Natural Gas_Strategic Energy Management_A_Technical Potential | F5 | Commercial | WA - Miscellaneous | New | Water Heating | Natural Gas | Strategic Energy Management | A | Incremental Summer Peak Savings (MW) | Technical Potential | 0 | 0 | 0 | 0 | 0 | 0 | 0 | 0 | 0 | 0 | 0 | 0 | 0 | 0 | 0 | 0 | 0 | 0 | 0 | 0 | 0 | 0 | 0 | 0 | 0 | 0 | 0
F6_Commercial_WA - Miscellaneous_New_Water Heating_Natural Gas_Strategic Energy Management_A_Technical Potential | F6 | Commercial | WA - Miscellaneous | New | Water Heating | Natural Gas | Strategic Energy Management | A | Incremental Winter Peak Savings (MW) | Technical Potential | 0 | 0 | 0 | 0 | 0 | 0 | 0 | 0 | 0 | 0 | 0 | 0 | 0 | 0 | 0 | 0 | 0 | 0 | 0 | 0 | 0 | 0 | 0 | 0 | 0 | 0 | 0
F7_Commercial_WA - Miscellaneous_New_Water Heating_Natural Gas_Strategic Energy Management_A_Technical Potential | F7 | Commercial | WA - Miscellaneous | New | Water Heating | Natural Gas | Strategic Energy Management | A | Cumulative Energy Savings (MWh or mTherms) | Technical Potential | 0 | 0 | 0 | 0 | 0 | 0 | 0 | 0 | 0 | 0 | 0 | 0 | 0 | 0 | 0 | 0 | 0 | 0 | 0 | 0 | 0 | 0 | 0 | 0 | 0 | 0 | 0
F8_Commercial_WA - Miscellaneous_New_Water Heating_Natural Gas_Strategic Energy Management_A_Technical Potential | F8 | Commercial | WA - Miscellaneous | New | Water Heating | Natural Gas | Strategic Energy Management | A | Cumulative Summer Peak Savings (MW) | Technical Potential | 0 | 0 | 0 | 0 | 0 | 0 | 0 | 0 | 0 | 0 | 0 | 0 | 0 | 0 | 0 | 0 | 0 | 0 | 0 | 0 | 0 | 0 | 0 | 0 | 0 | 0 | 0
F9_Commercial_WA - Miscellaneous_New_Water Heating_Natural Gas_Strategic Energy Management_A_Technical Potential | F9 | Commercial | WA - Miscellaneous | New | Water Heating | Natural Gas | Strategic Energy Management | A | Cumulative Winter Peak Savings (MW) | Technical Potential | 0 | 0 | 0 | 0 | 0 | 0 | 0 | 0 | 0 | 0 | 0 | 0 | 0 | 0 | 0 | 0 | 0 | 0 | 0 | 0 | 0 | 0 | 0 | 0 | 0 | 0 | 0
F10_Commercial_WA - Miscellaneous_New_Water Heating_Natural Gas_Strategic Energy Management_A_Technical Potential | F10 | Commercial | WA - Miscellaneous | New | Water Heating | Natural Gas | Strategic Energy Management | A | Purchases (Incremental) | Technical Potential | 0 | 0 | 0 | 0 | 0 | 0 | 0 | 0 | 0 | 0 | 0 | 0 | 0 | 0 | 0 | 0 | 0 | 0 | 0 | 0 | 0 | 0 | 0 | 0 | 0 | 0 | 0
F11_Commercial_WA - Miscellaneous_New_Water Heating_Natural Gas_Strategic Energy Management_A_Technical Potential | F11 | Commercial | WA - Miscellaneous | New | Water Heating | Natural Gas | Strategic Energy Management | A | Purchases (Cumulative) | Technical Potential | 0 | 0 | 0 | 0 | 0 | 0 | 0 | 0 | 0 | 0 | 0 | 0 | 0 | 0 | 0 | 0 | 0 | 0 | 0 | 0 | 0 | 0 | 0 | 0 | 0 | 0 | 0
F1_Commercial_WA - Miscellaneous_New_Space Heating_Natural Gas_Retrocommissioning_A_Technical Potential | F1 | Commercial | WA - Miscellaneous | New | Space Heating | Natural Gas | Retrocommissioning | A | Integrated Unit Energy Savings (kWh or therms) | Technical Potential | 0 | 0 | 0 | 0 | 0 | 0 | 0 | 0 | 0 | 0 | 0 | 0 | 0 | 0 | 0 | 0 | 0 | 0 | 0 | 0 | 0 | 0 | 0 | 0 | 0 | 0 | 0
F2_Commercial_WA - Miscellaneous_New_Space Heating_Natural Gas_Retrocommissioning_A_Technical Potential | F2 | Commercial | WA - Miscellaneous | New | Space Heating | Natural Gas | Retrocommissioning | A | Integrated Unit Summer Peak Savings (kW) | Technical Potential | 0 | 0 | 0 | 0 | 0 | 0 | 0 | 0 | 0 | 0 | 0 | 0 | 0 | 0 | 0 | 0 | 0 | 0 | 0 | 0 | 0 | 0 | 0 | 0 | 0 | 0 | 0
F3_Commercial_WA - Miscellaneous_New_Space Heating_Natural Gas_Retrocommissioning_A_Technical Potential | F3 | Commercial | WA - Miscellaneous | New | Space Heating | Natural Gas | Retrocommissioning | A | Integrated Unit Winter Peak Savings (kW) | Technical Potential | 0 | 0 | 0 | 0 | 0 | 0 | 0 | 0 | 0 | 0 | 0 | 0 | 0 | 0 | 0 | 0 | 0 | 0 | 0 | 0 | 0 | 0 | 0 | 0 | 0 | 0 | 0
F4_Commercial_WA - Miscellaneous_New_Space Heating_Natural Gas_Retrocommissioning_A_Technical Potential | F4 | Commercial | WA - Miscellaneous | New | Space Heating | Natural Gas | Retrocommissioning | A | Incremental Energy Savings (MWh or mTherms) | Technical Potential | 0 | 0 | 0 | 0 | 0 | 0 | 0 | 0 | 0 | 0 | 0 | 0 | 0 | 0 | 0 | 0 | 0 | 0 | 0 | 0 | 0 | 0 | 0 | 0 | 0 | 0 | 0
F5_Commercial_WA - Miscellaneous_New_Space Heating_Natural Gas_Retrocommissioning_A_Technical Potential | F5 | Commercial | WA - Miscellaneous | New | Space Heating | Natural Gas | Retrocommissioning | A | Incremental Summer Peak Savings (MW) | Technical Potential | 0 | 0 | 0 | 0 | 0 | 0 | 0 | 0 | 0 | 0 | 0 | 0 | 0 | 0 | 0 | 0 | 0 | 0 | 0 | 0 | 0 | 0 | 0 | 0 | 0 | 0 | 0
F6_Commercial_WA - Miscellaneous_New_Space Heating_Natural Gas_Retrocommissioning_A_Technical Potential | F6 | Commercial | WA - Miscellaneous | New | Space Heating | Natural Gas | Retrocommissioning | A | Incremental Winter Peak Savings (MW) | Technical Potential | 0 | 0 | 0 | 0 | 0 | 0 | 0 | 0 | 0 | 0 | 0 | 0 | 0 | 0 | 0 | 0 | 0 | 0 | 0 | 0 | 0 | 0 | 0 | 0 | 0 | 0 | 0
F7_Commercial_WA - Miscellaneous_New_Space Heating_Natural Gas_Retrocommissioning_A_Technical Potential | F7 | Commercial | WA - Miscellaneous | New | Space Heating | Natural Gas | Retrocommissioning | A | Cumulative Energy Savings (MWh or mTherms) | Technical Potential | 0 | 0 | 0 | 0 | 0 | 0 | 0 | 0 | 0 | 0 | 0 | 0 | 0 | 0 | 0 | 0 | 0 | 0 | 0 | 0 | 0 | 0 | 0 | 0 | 0 | 0 | 0
F8_Commercial_WA - Miscellaneous_New_Space Heating_Natural Gas_Retrocommissioning_A_Technical Potential | F8 | Commercial | WA - Miscellaneous | New | Space Heating | Natural Gas | Retrocommissioning | A | Cumulative Summer Peak Savings (MW) | Technical Potential | 0 | 0 | 0 | 0 | 0 | 0 | 0 | 0 | 0 | 0 | 0 | 0 | 0 | 0 | 0 | 0 | 0 | 0 | 0 | 0 | 0 | 0 | 0 | 0 | 0 | 0 | 0
F9_Commercial_WA - Miscellaneous_New_Space Heating_Natural Gas_Retrocommissioning_A_Technical Potential | F9 | Commercial | WA - Miscellaneous | New | Space Heating | Natural Gas | Retrocommissioning | A | Cumulative Winter Peak Savings (MW) | Technical Potential | 0 | 0 | 0 | 0 | 0 | 0 | 0 | 0 | 0 | 0 | 0 | 0 | 0 | 0 | 0 | 0 | 0 | 0 | 0 | 0 | 0 | 0 | 0 | 0 | 0 | 0 | 0
F10_Commercial_WA - Miscellaneous_New_Space Heating_Natural Gas_Retrocommissioning_A_Technical Potential | F10 | Commercial | WA - Miscellaneous | New | Space Heating | Natural Gas | Retrocommissioning | A | Purchases (Incremental) | Technical Potential | 0 | 0 | 0 | 0 | 0 | 0 | 0 | 0 | 0 | 0 | 0 | 0 | 0 | 0 | 0 | 0 | 0 | 0 | 0 | 0 | 0 | 0 | 0 | 0 | 0 | 0 | 0
F11_Commercial_WA - Miscellaneous_New_Space Heating_Natural Gas_Retrocommissioning_A_Technical Potential | F11 | Commercial | WA - Miscellaneous | New | Space Heating | Natural Gas | Retrocommissioning | A | Purchases (Cumulative) | Technical Potential | 0 | 0 | 0 | 0 | 0 | 0 | 0 | 0 | 0 | 0 | 0 | 0 | 0 | 0 | 0 | 0 | 0 | 0 | 0 | 0 | 0 | 0 | 0 | 0 | 0 | 0 | 0
F1_Commercial_WA - Miscellaneous_New_Water Heating_Natural Gas_Retrocommissioning_A_Technical Potential | F1 | Commercial | WA - Miscellaneous | New | Water Heating | Natural Gas | Retrocommissioning | A | Integrated Unit Energy Savings (kWh or therms) | Technical Potential | 0 | 0 | 0 | 0 | 0 | 0 | 0 | 0 | 0 | 0 | 0 | 0 | 0 | 0 | 0 | 0 | 0 | 0 | 0 | 0 | 0 | 0 | 0 | 0 | 0 | 0 | 0
F2_Commercial_WA - Miscellaneous_New_Water Heating_Natural Gas_Retrocommissioning_A_Technical Potential | F2 | Commercial | WA - Miscellaneous | New | Water Heating | Natural Gas | Retrocommissioning | A | Integrated Unit Summer Peak Savings (kW) | Technical Potential | 0 | 0 | 0 | 0 | 0 | 0 | 0 | 0 | 0 | 0 | 0 | 0 | 0 | 0 | 0 | 0 | 0 | 0 | 0 | 0 | 0 | 0 | 0 | 0 | 0 | 0 | 0
F3_Commercial_WA - Miscellaneous_New_Water Heating_Natural Gas_Retrocommissioning_A_Technical Potential | F3 | Commercial | WA - Miscellaneous | New | Water Heating | Natural Gas | Retrocommissioning | A | Integrated Unit Winter Peak Savings (kW) | Technical Potential | 0 | 0 | 0 | 0 | 0 | 0 | 0 | 0 | 0 | 0 | 0 | 0 | 0 | 0 | 0 | 0 | 0 | 0 | 0 | 0 | 0 | 0 | 0 | 0 | 0 | 0 | 0
F4_Commercial_WA - Miscellaneous_New_Water Heating_Natural Gas_Retrocommissioning_A_Technical Potential | F4 | Commercial | WA - Miscellaneous | New | Water Heating | Natural Gas | Retrocommissioning | A | Incremental Energy Savings (MWh or mTherms) | Technical Potential | 0 | 0 | 0 | 0 | 0 | 0 | 0 | 0 | 0 | 0 | 0 | 0 | 0 | 0 | 0 | 0 | 0 | 0 | 0 | 0 | 0 | 0 | 0 | 0 | 0 | 0 | 0
F5_Commercial_WA - Miscellaneous_New_Water Heating_Natural Gas_Retrocommissioning_A_Technical Potential | F5 | Commercial | WA - Miscellaneous | New | Water Heating | Natural Gas | Retrocommissioning | A | Incremental Summer Peak Savings (MW) | Technical Potential | 0 | 0 | 0 | 0 | 0 | 0 | 0 | 0 | 0 | 0 | 0 | 0 | 0 | 0 | 0 | 0 | 0 | 0 | 0 | 0 | 0 | 0 | 0 | 0 | 0 | 0 | 0
F6_Commercial_WA - Miscellaneous_New_Water Heating_Natural Gas_Retrocommissioning_A_Technical Potential | F6 | Commercial | WA - Miscellaneous | New | Water Heating | Natural Gas | Retrocommissioning | A | Incremental Winter Peak Savings (MW) | Technical Potential | 0 | 0 | 0 | 0 | 0 | 0 | 0 | 0 | 0 | 0 | 0 | 0 | 0 | 0 | 0 | 0 | 0 | 0 | 0 | 0 | 0 | 0 | 0 | 0 | 0 | 0 | 0
F7_Commercial_WA - Miscellaneous_New_Water Heating_Natural Gas_Retrocommissioning_A_Technical Potential | F7 | Commercial | WA - Miscellaneous | New | Water Heating | Natural Gas | Retrocommissioning | A | Cumulative Energy Savings (MWh or mTherms) | Technical Potential | 0 | 0 | 0 | 0 | 0 | 0 | 0 | 0 | 0 | 0 | 0 | 0 | 0 | 0 | 0 | 0 | 0 | 0 | 0 | 0 | 0 | 0 | 0 | 0 | 0 | 0 | 0
F8_Commercial_WA - Miscellaneous_New_Water Heating_Natural Gas_Retrocommissioning_A_Technical Potential | F8 | Commercial | WA - Miscellaneous | New | Water Heating | Natural Gas | Retrocommissioning | A | Cumulative Summer Peak Savings (MW) | Technical Potential | 0 | 0 | 0 | 0 | 0 | 0 | 0 | 0 | 0 | 0 | 0 | 0 | 0 | 0 | 0 | 0 | 0 | 0 | 0 | 0 | 0 | 0 | 0 | 0 | 0 | 0 | 0
F9_Commercial_WA - Miscellaneous_New_Water Heating_Natural Gas_Retrocommissioning_A_Technical Potential | F9 | Commercial | WA - Miscellaneous | New | Water Heating | Natural Gas | Retrocommissioning | A | Cumulative Winter Peak Savings (MW) | Technical Potential | 0 | 0 | 0 | 0 | 0 | 0 | 0 | 0 | 0 | 0 | 0 | 0 | 0 | 0 | 0 | 0 | 0 | 0 | 0 | 0 | 0 | 0 | 0 | 0 | 0 | 0 | 0
F10_Commercial_WA - Miscellaneous_New_Water Heating_Natural Gas_Retrocommissioning_A_Technical Potential | F10 | Commercial | WA - Miscellaneous | New | Water Heating | Natural Gas | Retrocommissioning | A | Purchases (Incremental) | Technical Potential | 0 | 0 | 0 | 0 | 0 | 0 | 0 | 0 | 0 | 0 | 0 | 0 | 0 | 0 | 0 | 0 | 0 | 0 | 0 | 0 | 0 | 0 | 0 | 0 | 0 | 0 | 0
F11_Commercial_WA - Miscellaneous_New_Water Heating_Natural Gas_Retrocommissioning_A_Technical Potential | F11 | Commercial | WA - Miscellaneous | New | Water Heating | Natural Gas | Retrocommissioning | A | Purchases (Cumulative) | Technical Potential | 0 | 0 | 0 | 0 | 0 | 0 | 0 | 0 | 0 | 0 | 0 | 0 | 0 | 0 | 0 | 0 | 0 | 0 | 0 | 0 | 0 | 0 | 0 | 0 | 0 | 0 | 0
F1_Commercial_WA - Health_Existing_Space Heating_Natural Gas_Insulation - Ceiling_A_Technical Potential | F1 | Commercial | WA - Health | Existing | Space Heating | Natural Gas | Insulation - Ceiling | A | Integrated Unit Energy Savings (kWh or therms) | Technical Potential | 0 | 0 | 0.12057 | 0.11908 | 0.11714 | 0.11497 | 0.11261 | 0.11 | 0.1071 | 0.10388 | 0.10034 | 0.096468 | 0.092344 | 0.088076 | 0.0838 | 0.079683 | 0.075871 | 0.072482 | 0.069758 | 0.067715 | 0.066029 | 0.064775 | 0.063633 | 0.062929 | 0.062246 | 0.061609 | 0.060992
F2_Commercial_WA - Health_Existing_Space Heating_Natural Gas_Insulation - Ceiling_A_Technical Potential | F2 | Commercial | WA - Health | Existing | Space Heating | Natural Gas | Insulation - Ceiling | A | Integrated Unit Summer Peak Savings (kW) | Technical Potential | 0 | 0 | 0 | 0 | 0 | 0 | 0 | 0 | 0 | 0 | 0 | 0 | 0 | 0 | 0 | 0 | 0 | 0 | 0 | 0 | 0 | 0 | 0 | 0 | 0 | 0 | 0
F3_Commercial_WA - Health_Existing_Space Heating_Natural Gas_Insulation - Ceiling_A_Technical Potential | F3 | Commercial | WA - Health | Existing | Space Heating | Natural Gas | Insulation - Ceiling | A | Integrated Unit Winter Peak Savings (kW) | Technical Potential | 0 | 0 | 0 | 0 | 0 | 0 | 0 | 0 | 0 | 0 | 0 | 0 | 0 | 0 | 0 | 0 | 0 | 0 | 0 | 0 | 0 | 0 | 0 | 0 | 0 | 0 | 0
F4_Commercial_WA - Health_Existing_Space Heating_Natural Gas_Insulation - Ceiling_A_Technical Potential | F4 | Commercial | WA - Health | Existing | Space Heating | Natural Gas | Insulation - Ceiling | A | Incremental Energy Savings (MWh or mTherms) | Technical Potential | 0 | 0 | 0 | 0.97065 | 0.51379 | 1.7059 | 2.7179 | 4.0299 | 5.6194 | 7.4141 | 9.2834 | 11.0395 | 12.4617 | 13.335 | 13.4972 | 12.8876 | 11.5676 | 9.7162 | 7.6119 | 5.5229 | 3.9457 | 2.112 | 1.6598 | 0 | 0 | 0 | 0
F5_Commercial_WA - Health_Existing_Space Heating_Natural Gas_Insulation - Ceiling_A_Technical Potential | F5 | Commercial | WA - Health | Existing | Space Heating | Natural Gas | Insulation - Ceiling | A | Incremental Summer Peak Savings (MW) | Technical Potential | 0 | 0 | 0 | 0 | 0 | 0 | 0 | 0 | 0 | 0 | 0 | 0 | 0 | 0 | 0 | 0 | 0 | 0 | 0 | 0 | 0 | 0 | 0 | 0 | 0 | 0 | 0
F6_Commercial_WA - Health_Existing_Space Heating_Natural Gas_Insulation - Ceiling_A_Technical Potential | F6 | Commercial | WA - Health | Existing | Space Heating | Natural Gas | Insulation - Ceiling | A | Incremental Winter Peak Savings (MW) | Technical Potential | 0 | 0 | 0 | 0 | 0 | 0 | 0 | 0 | 0 | 0 | 0 | 0 | 0 | 0 | 0 | 0 | 0 | 0 | 0 | 0 | 0 | 0 | 0 | 0 | 0 | 0 | 0
F7_Commercial_WA - Health_Existing_Space Heating_Natural Gas_Insulation - Ceiling_A_Technical Potential | F7 | Commercial | WA - Health | Existing | Space Heating | Natural Gas | Insulation - Ceiling | A | Cumulative Energy Savings (MWh or mTherms) | Technical Potential | 0 | 0 | 0 | 0.97065 | 1.4686 | 3.1474 | 5.8007 | 9.6963 | 15.0597 | 22.0212 | 30.5532 | 40.4152 | 51.1492 | 62.1203 | 72.6016 | 81.9217 | 89.571 | 95.286 | 99.3168 | 101.9308 | 103.3387 | 103.4884 | 103.3234 | 102.1797 | 101.0705 | 100.0364 | 99.0348
F8_Commercial_WA - Health_Existing_Space Heating_Natural Gas_Insulation - Ceiling_A_Technical Potential | F8 | Commercial | WA - Health | Existing | Space Heating | Natural Gas | Insulation - Ceiling | A | Cumulative Summer Peak Savings (MW) | Technical Potential | 0 | 0 | 0 | 0 | 0 | 0 | 0 | 0 | 0 | 0 | 0 | 0 | 0 | 0 | 0 | 0 | 0 | 0 | 0 | 0 | 0 | 0 | 0 | 0 | 0 | 0 | 0
F9_Commercial_WA - Health_Existing_Space Heating_Natural Gas_Insulation - Ceiling_A_Technical Potential | F9 | Commercial | WA - Health | Existing | Space Heating | Natural Gas | Insulation - Ceiling | A | Cumulative Winter Peak Savings (MW) | Technical Potential | 0 | 0 | 0 | 0 | 0 | 0 | 0 | 0 | 0 | 0 | 0 | 0 | 0 | 0 | 0 | 0 | 0 | 0 | 0 | 0 | 0 | 0 | 0 | 0 | 0 | 0 | 0
F10_Commercial_WA - Health_Existing_Space Heating_Natural Gas_Insulation - Ceiling_A_Technical Potential | F10 | Commercial | WA - Health | Existing | Space Heating | Natural Gas | Insulation - Ceiling | A | Purchases (Incremental) | Technical Potential | 0 | 0 | 0 | 8151.3055 | 4386.15 | 14837.91 | 24135.8944 | 36634.9165 | 52469.0285 | 71372.288 | 92524.263 | 114436.567 | 134947.8971 | 151402.7706 | 161064.0421 | 161736.4631 | 152463.8928 | 134049.8613 | 109119.1884 | 81561.2534 | 59756.9554 | 32605.2218 | 26084.1775 | 0 | 0 | 0 | 0
F11_Commercial_WA - Health_Existing_Space Heating_Natural Gas_Insulation - Ceiling_A_Technical Potential | F11 | Commercial | WA - Health | Existing | Space Heating | Natural Gas | Insulation - Ceiling | A | Purchases (Cumulative) | Technical Potential | 0 | 0 | 0 | 8151.3055 | 12537.4555 | 27375.3655 | 51511.2599 | 88146.1764 | 140615.205 | 211987.4929 | 304511.756 | 418948.323 | 553896.22 | 705298.9906 | 866363.0327 | 1028099.4958 | 1180563.3886 | 1314613.2499 | 1423732.4383 | 1505293.6917 | 1565050.6471 | 1597655.8689 | 1623740.0464 | 1623740.0464 | 1623740.0464 | 1623740.0464 | 1623740.0464
F1_Commercial_WA - Health_Existing_Space Heating_Natural Gas_Insulation - Ducting_A_Technical Potential | F1 | Commercial | WA - Health | Existing | Space Heating | Natural Gas | Insulation - Ducting | A | Integrated Unit Energy Savings (kWh or therms) | Technical Potential | 0 | 0 | 0 | 0 | 0 | 0 | 0 | 0 | 0 | 0 | 0 | 0 | 0 | 0 | 0 | 0 | 0 | 0 | 0 | 0 | 0 | 0 | 0 | 0 | 0 | 0 | 0
F2_Commercial_WA - Health_Existing_Space Heating_Natural Gas_Insulation - Ducting_A_Technical Potential | F2 | Commercial | WA - Health | Existing | Space Heating | Natural Gas | Insulation - Ducting | A | Integrated Unit Summer Peak Savings (kW) | Technical Potential | 0 | 0 | 0 | 0 | 0 | 0 | 0 | 0 | 0 | 0 | 0 | 0 | 0 | 0 | 0 | 0 | 0 | 0 | 0 | 0 | 0 | 0 | 0 | 0 | 0 | 0 | 0
F3_Commercial_WA - Health_Existing_Space Heating_Natural Gas_Insulation - Ducting_A_Technical Potential | F3 | Commercial | WA - Health | Existing | Space Heating | Natural Gas | Insulation - Ducting | A | Integrated Unit Winter Peak Savings (kW) | Technical Potential | 0 | 0 | 0 | 0 | 0 | 0 | 0 | 0 | 0 | 0 | 0 | 0 | 0 | 0 | 0 | 0 | 0 | 0 | 0 | 0 | 0 | 0 | 0 | 0 | 0 | 0 | 0
F4_Commercial_WA - Health_Existing_Space Heating_Natural Gas_Insulation - Ducting_A_Technical Potential | F4 | Commercial | WA - Health | Existing | Space Heating | Natural Gas | Insulation - Ducting | A | Incremental Energy Savings (MWh or mTherms) | Technical Potential | 0 | 0 | 0 | 0 | 0 | 0 | 0 | 0 | 0 | 0 | 0 | 0 | 0 | 0 | 0 | 0 | 0 | 0 | 0 | 0 | 0 | 0 | 0 | 0 | 0 | 0 | 0
F5_Commercial_WA - Health_Existing_Space Heating_Natural Gas_Insulation - Ducting_A_Technical Potential | F5 | Commercial | WA - Health | Existing | Space Heating | Natural Gas | Insulation - Ducting | A | Incremental Summer Peak Savings (MW) | Technical Potential | 0 | 0 | 0 | 0 | 0 | 0 | 0 | 0 | 0 | 0 | 0 | 0 | 0 | 0 | 0 | 0 | 0 | 0 | 0 | 0 | 0 | 0 | 0 | 0 | 0 | 0 | 0
F6_Commercial_WA - Health_Existing_Space Heating_Natural Gas_Insulation - Ducting_A_Technical Potential | F6 | Commercial | WA - Health | Existing | Space Heating | Natural Gas | Insulation - Ducting | A | Incremental Winter Peak Savings (MW) | Technical Potential | 0 | 0 | 0 | 0 | 0 | 0 | 0 | 0 | 0 | 0 | 0 | 0 | 0 | 0 | 0 | 0 | 0 | 0 | 0 | 0 | 0 | 0 | 0 | 0 | 0 | 0 | 0
F7_Commercial_WA - Health_Existing_Space Heating_Natural Gas_Insulation - Ducting_A_Technical Potential | F7 | Commercial | WA - Health | Existing | Space Heating | Natural Gas | Insulation - Ducting | A | Cumulative Energy Savings (MWh or mTherms) | Technical Potential | 0 | 0 | 0 | 0 | 0 | 0 | 0 | 0 | 0 | 0 | 0 | 0 | 0 | 0 | 0 | 0 | 0 | 0 | 0 | 0 | 0 | 0 | 0 | 0 | 0 | 0 | 0
F8_Commercial_WA - Health_Existing_Space Heating_Natural Gas_Insulation - Ducting_A_Technical Potential | F8 | Commercial | WA - Health | Existing | Space Heating | Natural Gas | Insulation - Ducting | A | Cumulative Summer Peak Savings (MW) | Technical Potential | 0 | 0 | 0 | 0 | 0 | 0 | 0 | 0 | 0 | 0 | 0 | 0 | 0 | 0 | 0 | 0 | 0 | 0 | 0 | 0 | 0 | 0 | 0 | 0 | 0 | 0 | 0
F9_Commercial_WA - Health_Existing_Space Heating_Natural Gas_Insulation - Ducting_A_Technical Potential | F9 | Commercial | WA - Health | Existing | Space Heating | Natural Gas | Insulation - Ducting | A | Cumulative Winter Peak Savings (MW) | Technical Potential | 0 | 0 | 0 | 0 | 0 | 0 | 0 | 0 | 0 | 0 | 0 | 0 | 0 | 0 | 0 | 0 | 0 | 0 | 0 | 0 | 0 | 0 | 0 | 0 | 0 | 0 | 0
F10_Commercial_WA - Health_Existing_Space Heating_Natural Gas_Insulation - Ducting_A_Technical Potential | F10 | Commercial | WA - Health | Existing | Space Heating | Natural Gas | Insulation - Ducting | A | Purchases (Incremental) | Technical Potential | 0 | 0 | 0 | 6649.7492 | 3578.175 | 12104.6108 | 19689.8086 | 29886.3793 | 42803.6812 | 58224.7612 | 75480.3199 | 93356.1468 | 110089.0739 | 123512.7865 | 131394.3501 | 131942.9041 | 124378.4389 | 109356.4658 | 89018.2852 | 66536.812 | 48749.0952 | 26598.9967 | 21279.1974 | 0 | 0 | 0 | 0
F11_Commercial_WA - Health_Existing_Space Heating_Natural Gas_Insulation - Ducting_A_Technical Potential | F11 | Commercial | WA - Health | Existing | Space Heating | Natural Gas | Insulation - Ducting | A | Purchases (Cumulative) | Technical Potential | 0 | 0 | 0 | 6649.7492 | 10227.9242 | 22332.535 | 42022.3436 | 71908.7229 | 114712.404 | 172937.1653 | 248417.4851 | 341773.6319 | 451862.7058 | 575375.4923 | 706769.8424 | 838712.7466 | 963091.1854 | 1072447.6513 | 1161465.9365 | 1228002.7485 | 1276751.8437 | 1303350.8404 | 1324630.0378 | 1324630.0378 | 1324630.0378 | 1324630.0378 | 1324630.0378
F1_Commercial_WA - Health_Existing_Space Heating_Natural Gas_Insulation - Wall Cavity_A_Technical Potential | F1 | Commercial | WA - Health | Existing | Space Heating | Natural Gas | Insulation - Wall Cavity | A | Integrated Unit Energy Savings (kWh or therms) | Technical Potential | 0 | 0 | 0.4823 | 0.47853 | 0.47419 | 0.46973 | 0.46513 | 0.4604 | 0.45552 | 0.45058 | 0.44558 | 0.44045 | 0.43522 | 0.42991 | 0.42455 | 0.41918 | 0.41386 | 0.40862 | 0.40348 | 0.39861 | 0.3939 | 0.38934 | 0.38494 | 0.38069 | 0.37656 | 0.37271 | 0.36898
F2_Commercial_WA - Health_Existing_Space Heating_Natural Gas_Insulation - Wall Cavity_A_Technical Potential | F2 | Commercial | WA - Health | Existing | Space Heating | Natural Gas | Insulation - Wall Cavity | A | Integrated Unit Summer Peak Savings (kW) | Technical Potential | 0 | 0 | 0 | 0 | 0 | 0 | 0 | 0 | 0 | 0 | 0 | 0 | 0 | 0 | 0 | 0 | 0 | 0 | 0 | 0 | 0 | 0 | 0 | 0 | 0 | 0 | 0
F3_Commercial_WA - Health_Existing_Space Heating_Natural Gas_Insulation - Wall Cavity_A_Technical Potential | F3 | Commercial | WA - Health | Existing | Space Heating | Natural Gas | Insulation - Wall Cavity | A | Integrated Unit Winter Peak Savings (kW) | Technical Potential | 0 | 0 | 0 | 0 | 0 | 0 | 0 | 0 | 0 | 0 | 0 | 0 | 0 | 0 | 0 | 0 | 0 | 0 | 0 | 0 | 0 | 0 | 0 | 0 | 0 | 0 | 0
F4_Commercial_WA - Health_Existing_Space Heating_Natural Gas_Insulation - Wall Cavity_A_Technical Potential | F4 | Commercial | WA - Health | Existing | Space Heating | Natural Gas | Insulation - Wall Cavity | A | Incremental Energy Savings (MWh or mTherms) | Technical Potential | 0 | 0 | 0 | 2.0268 | 1.0807 | 3.6216 | 5.8334 | 8.7642 | 12.4193 | 16.7103 | 21.4223 | 26.1907 | 30.5178 | 33.8219 | 35.5308 | 35.2286 | 32.7872 | 28.462 | 22.8773 | 16.8933 | 12.2309 | 6.5963 | 5.2174 | 0 | 0 | 0 | 0
F5_Commercial_WA - Health_Existing_Space Heating_Natural Gas_Insulation - Wall Cavity_A_Technical Potential | F5 | Commercial | WA - Health | Existing | Space Heating | Natural Gas | Insulation - Wall Cavity | A | Incremental Summer Peak Savings (MW) | Technical Potential | 0 | 0 | 0 | 0 | 0 | 0 | 0 | 0 | 0 | 0 | 0 | 0 | 0 | 0 | 0 | 0 | 0 | 0 | 0 | 0 | 0 | 0 | 0 | 0 | 0 | 0 | 0
F6_Commercial_WA - Health_Existing_Space Heating_Natural Gas_Insulation - Wall Cavity_A_Technical Potential | F6 | Commercial | WA - Health | Existing | Space Heating | Natural Gas | Insulation - Wall Cavity | A | Incremental Winter Peak Savings (MW) | Technical Potential | 0 | 0 | 0 | 0 | 0 | 0 | 0 | 0 | 0 | 0 | 0 | 0 | 0 | 0 | 0 | 0 | 0 | 0 | 0 | 0 | 0 | 0 | 0 | 0 | 0 | 0 | 0
F7_Commercial_WA - Health_Existing_Space Heating_Natural Gas_Insulation - Wall Cavity_A_Technical Potential | F7 | Commercial | WA - Health | Existing | Space Heating | Natural Gas | Insulation - Wall Cavity | A | Cumulative Energy Savings (MWh or mTherms) | Technical Potential | 0 | 0 | 0 | 2.0268 | 3.0892 | 6.6817 | 12.4497 | 21.0872 | 33.2832 | 49.6324 | 70.504 | 95.8833 | 125.2608 | 157.5567 | 191.1203 | 223.9354 | 253.879 | 279.1235 | 298.4917 | 311.783 | 320.3294 | 323.2183 | 324.7842 | 321.194 | 317.7119 | 314.4651 | 311.3203
F8_Commercial_WA - Health_Existing_Space Heating_Natural Gas_Insulation - Wall Cavity_A_Technical Potential | F8 | Commercial | WA - Health | Existing | Space Heating | Natural Gas | Insulation - Wall Cavity | A | Cumulative Summer Peak Savings (MW) | Technical Potential | 0 | 0 | 0 | 0 | 0 | 0 | 0 | 0 | 0 | 0 | 0 | 0 | 0 | 0 | 0 | 0 | 0 | 0 | 0 | 0 | 0 | 0 | 0 | 0 | 0 | 0 | 0
F9_Commercial_WA - Health_Existing_Space Heating_Natural Gas_Insulation - Wall Cavity_A_Technical Potential | F9 | Commercial | WA - Health | Existing | Space Heating | Natural Gas | Insulation - Wall Cavity | A | Cumulative Winter Peak Savings (MW) | Technical Potential | 0 | 0 | 0 | 0 | 0 | 0 | 0 | 0 | 0 | 0 | 0 | 0 | 0 | 0 | 0 | 0 | 0 | 0 | 0 | 0 | 0 | 0 | 0 | 0 | 0 | 0 | 0
F10_Commercial_WA - Health_Existing_Space Heating_Natural Gas_Insulation - Wall Cavity_A_Technical Potential | F10 | Commercial | WA - Health | Existing | Space Heating | Natural Gas | Insulation - Wall Cavity | A | Purchases (Incremental) | Technical Potential | 0 | 0 | 0 | 4235.5487 | 2279.1137 | 7710.0155 | 12541.3969 | 19036.0888 | 27263.7467 | 37086.1828 | 48077.0875 | 59463.0712 | 70121.0865 | 78671.302 | 83691.4533 | 84040.854 | 79222.6781 | 69654.4527 | 56700.0762 | 42380.5323 | 31050.6701 | 16942.1949 | 13553.756 | 0 | 0 | 0 | 0
F11_Commercial_WA - Health_Existing_Space Heating_Natural Gas_Insulation - Wall Cavity_A_Technical Potential | F11 | Commercial | WA - Health | Existing | Space Heating | Natural Gas | Insulation - Wall Cavity | A | Purchases (Cumulative) | Technical Potential | 0 | 0 | 0 | 4235.5487 | 6514.6625 | 14224.6779 | 26766.0748 | 45802.1636 | 73065.9103 | 110152.0931 | 158229.1806 | 217692.2518 | 287813.3383 | 366484.6403 | 450176.0936 | 534216.9476 | 613439.6257 | 683094.0785 | 739794.1547 | 782174.6869 | 813225.357 | 830167.552 | 843721.3079 | 843721.3079 | 843721.3079 | 843721.3079 | 843721.3079
F1_Commercial_WA - Health_Existing_Space Heating_Natural Gas_Green Roof - Vegetated Rooftop_A_Technical Potential | F1 | Commercial | WA - Health | Existing | Space Heating | Natural Gas | Green Roof - Vegetated Rooftop | A | Integrated Unit Energy Savings (kWh or therms) | Technical Potential | 0 | 0 | 0.006588 | 0.0064397 | 0.006226 | 0.0059965 | 0.0057657 | 0.0055283 | 0.0052774 | 0.0050106 | 0.0047316 | 0.004445 | 0.0041581 | 0.00388 | 0.0036163 | 0.0033725 | 0.0031526 | 0.0029611 | 0.0028065 | 0.0026876 | 0.0025888 | 0.0025129 | 0.0024434 | 0.0024163 | 0.0023901 | 0.0023656 | 0.0023419
F2_Commercial_WA - Health_Existing_Space Heating_Natural Gas_Green Roof - Vegetated Rooftop_A_Technical Potential | F2 | Commercial | WA - Health | Existing | Space Heating | Natural Gas | Green Roof - Vegetated Rooftop | A | Integrated Unit Summer Peak Savings (kW) | Technical Potential | 0 | 0 | 0 | 0 | 0 | 0 | 0 | 0 | 0 | 0 | 0 | 0 | 0 | 0 | 0 | 0 | 0 | 0 | 0 | 0 | 0 | 0 | 0 | 0 | 0 | 0 | 0
F3_Commercial_WA - Health_Existing_Space Heating_Natural Gas_Green Roof - Vegetated Rooftop_A_Technical Potential | F3 | Commercial | WA - Health | Existing | Space Heating | Natural Gas | Green Roof - Vegetated Rooftop | A | Integrated Unit Winter Peak Savings (kW) | Technical Potential | 0 | 0 | 0 | 0 | 0 | 0 | 0 | 0 | 0 | 0 | 0 | 0 | 0 | 0 | 0 | 0 | 0 | 0 | 0 | 0 | 0 | 0 | 0 | 0 | 0 | 0 | 0
F4_Commercial_WA - Health_Existing_Space Heating_Natural Gas_Green Roof - Vegetated Rooftop_A_Technical Potential | F4 | Commercial | WA - Health | Existing | Space Heating | Natural Gas | Green Roof - Vegetated Rooftop | A | Incremental Energy Savings (MWh or mTherms) | Technical Potential | 0 | 0 | 0 | 0 | 0 | 0 | 0 | 0 | 0 | 0 | 0 | 0 | 0 | 0 | 0 | 0 | 0 | 0 | 0 | 0 | 0 | 0 | 0 | 0 | 0 | 0 | 0
F5_Commercial_WA - Health_Existing_Space Heating_Natural Gas_Green Roof - Vegetated Rooftop_A_Technical Potential | F5 | Commercial | WA - Health | Existing | Space Heating | Natural Gas | Green Roof - Vegetated Rooftop | A | Incremental Summer Peak Savings (MW) | Technical Potential | 0 | 0 | 0 | 0 | 0 | 0 | 0 | 0 | 0 | 0 | 0 | 0 | 0 | 0 | 0 | 0 | 0 | 0 | 0 | 0 | 0 | 0 | 0 | 0 | 0 | 0 | 0
F6_Commercial_WA - Health_Existing_Space Heating_Natural Gas_Green Roof - Vegetated Rooftop_A_Technical Potential | F6 | Commercial | WA - Health | Existing | Space Heating | Natural Gas | Green Roof - Vegetated Rooftop | A | Incremental Winter Peak Savings (MW) | Technical Potential | 0 | 0 | 0 | 0 | 0 | 0 | 0 | 0 | 0 | 0 | 0 | 0 | 0 | 0 | 0 | 0 | 0 | 0 | 0 | 0 | 0 | 0 | 0 | 0 | 0 | 0 | 0
F7_Commercial_WA - Health_Existing_Space Heating_Natural Gas_Green Roof - Vegetated Rooftop_A_Technical Potential | F7 | Commercial | WA - Health | Existing | Space Heating | Natural Gas | Green Roof - Vegetated Rooftop | A | Cumulative Energy Savings (MWh or mTherms) | Technical Potential | 0 | 0 | 0 | 0 | 0 | 0 | 0 | 0 | 0 | 0 | 0 | 0 | 0 | 0 | 0 | 0 | 0 | 0 | 0 | 0 | 0 | 0 | 0 | 0 | 0 | 0 | 0
F8_Commercial_WA - Health_Existing_Space Heating_Natural Gas_Green Roof - Vegetated Rooftop_A_Technical Potential | F8 | Commercial | WA - Health | Existing | Space Heating | Natural Gas | Green Roof - Vegetated Rooftop | A | Cumulative Summer Peak Savings (MW) | Technical Potential | 0 | 0 | 0 | 0 | 0 | 0 | 0 | 0 | 0 | 0 | 0 | 0 | 0 | 0 | 0 | 0 | 0 | 0 | 0 | 0 | 0 | 0 | 0 | 0 | 0 | 0 | 0
F9_Commercial_WA - Health_Existing_Space Heating_Natural Gas_Green Roof - Vegetated Rooftop_A_Technical Potential | F9 | Commercial | WA - Health | Existing | Space Heating | Natural Gas | Green Roof - Vegetated Rooftop | A | Cumulative Winter Peak Savings (MW) | Technical Potential | 0 | 0 | 0 | 0 | 0 | 0 | 0 | 0 | 0 | 0 | 0 | 0 | 0 | 0 | 0 | 0 | 0 | 0 | 0 | 0 | 0 | 0 | 0 | 0 | 0 | 0 | 0
F10_Commercial_WA - Health_Existing_Space Heating_Natural Gas_Green Roof - Vegetated Rooftop_A_Technical Potential | F10 | Commercial | WA - Health | Existing | Space Heating | Natural Gas | Green Roof - Vegetated Rooftop | A | Purchases (Incremental) | Technical Potential | 0 | 0 | 0 | 0 | 0 | 0 | 0 | 0 | 0 | 0 | 0 | 0 | 0 | 0 | 0 | 0 | 0 | 0 | 0 | 0 | 0 | 0 | 0 | 0 | 0 | 0 | 0
F11_Commercial_WA - Health_Existing_Space Heating_Natural Gas_Green Roof - Vegetated Rooftop_A_Technical Potential | F11 | Commercial | WA - Health | Existing | Space Heating | Natural Gas | Green Roof - Vegetated Rooftop | A | Purchases (Cumulative) | Technical Potential | 0 | 0 | 0 | 0 | 0 | 0 | 0 | 0 | 0 | 0 | 0 | 0 | 0 | 0 | 0 | 0 | 0 | 0 | 0 | 0 | 0 | 0 | 0 | 0 | 0 | 0 | 0
F1_Commercial_WA - Health_Existing_Space Heating_Natural Gas_Ducting - Repair and Sealing_A_Technical Potential | F1 | Commercial | WA - Health | Existing | Space Heating | Natural Gas | Ducting - Repair and Sealing | A | Integrated Unit Energy Savings (kWh or therms) | Technical Potential | 0 | 0 | 0.18888 | 0.1869 | 0.18449 | 0.18179 | 0.17883 | 0.17556 | 0.17191 | 0.16785 | 0.16337 | 0.15845 | 0.15316 | 0.14764 | 0.14204 | 0.13659 | 0.13147 | 0.12686 | 0.12297 | 0.11986 | 0.11722 | 0.11514 | 0.11323 | 0.11198 | 0.11077 | 0.10963 | 0.10854
F2_Commercial_WA - Health_Existing_Space Heating_Natural Gas_Ducting - Repair and Sealing_A_Technical Potential | F2 | Commercial | WA - Health | Existing | Space Heating | Natural Gas | Ducting - Repair and Sealing | A | Integrated Unit Summer Peak Savings (kW) | Technical Potential | 0 | 0 | 0 | 0 | 0 | 0 | 0 | 0 | 0 | 0 | 0 | 0 | 0 | 0 | 0 | 0 | 0 | 0 | 0 | 0 | 0 | 0 | 0 | 0 | 0 | 0 | 0
F3_Commercial_WA - Health_Existing_Space Heating_Natural Gas_Ducting - Repair and Sealing_A_Technical Potential | F3 | Commercial | WA - Health | Existing | Space Heating | Natural Gas | Ducting - Repair and Sealing | A | Integrated Unit Winter Peak Savings (kW) | Technical Potential | 0 | 0 | 0 | 0 | 0 | 0 | 0 | 0 | 0 | 0 | 0 | 0 | 0 | 0 | 0 | 0 | 0 | 0 | 0 | 0 | 0 | 0 | 0 | 0 | 0 | 0 | 0
F4_Commercial_WA - Health_Existing_Space Heating_Natural Gas_Ducting - Repair and Sealing_A_Technical Potential | F4 | Commercial | WA - Health | Existing | Space Heating | Natural Gas | Ducting - Repair and Sealing | A | Incremental Energy Savings (MWh or mTherms) | Technical Potential | 0 | 0 | 0 | 1.2429 | 0.66014 | 2.2005 | 3.5212 | 5.247 | 7.3584 | 9.7732 | 12.3313 | 14.7923 | 16.8614 | 18.2351 | 18.6634 | 18.0216 | 16.3522 | 13.8731 | 10.9467 | 7.9749 | 5.7146 | 2.297 | 2.0044 | 0 | 0 | 0 | 0
F5_Commercial_WA - Health_Existing_Space Heating_Natural Gas_Ducting - Repair and Sealing_A_Technical Potential | F5 | Commercial | WA - Health | Existing | Space Heating | Natural Gas | Ducting - Repair and Sealing | A | Incremental Summer Peak Savings (MW) | Technical Potential | 0 | 0 | 0 | 0 | 0 | 0 | 0 | 0 | 0 | 0 | 0 | 0 | 0 | 0 | 0 | 0 | 0 | 0 | 0 | 0 | 0 | 0 | 0 | 0 | 0 | 0 | 0
F6_Commercial_WA - Health_Existing_Space Heating_Natural Gas_Ducting - Repair and Sealing_A_Technical Potential | F6 | Commercial | WA - Health | Existing | Space Heating | Natural Gas | Ducting - Repair and Sealing | A | Incremental Winter Peak Savings (MW) | Technical Potential | 0 | 0 | 0 | 0 | 0 | 0 | 0 | 0 | 0 | 0 | 0 | 0 | 0 | 0 | 0 | 0 | 0 | 0 | 0 | 0 | 0 | 0 | 0 | 0 | 0 | 0 | 0
F7_Commercial_WA - Health_Existing_Space Heating_Natural Gas_Ducting - Repair and Sealing_A_Technical Potential | F7 | Commercial | WA - Health | Existing | Space Heating | Natural Gas | Ducting - Repair and Sealing | A | Cumulative Energy Savings (MWh or mTherms) | Technical Potential | 0 | 0 | 0 | 1.2429 | 1.887 | 4.0598 | 7.5151 | 12.6246 | 19.7203 | 29.028 | 40.5841 | 54.154 | 69.2079 | 84.9471 | 100.3902 | 114.5566 | 126.619 | 136.0519 | 142.8268 | 147.1855 | 149.667 | 149.3035 | 148.8363 | 147.1899 | 145.5931 | 144.1042 | 142.6622
F8_Commercial_WA - Health_Existing_Space Heating_Natural Gas_Ducting - Repair and Sealing_A_Technical Potential | F8 | Commercial | WA - Health | Existing | Space Heating | Natural Gas | Ducting - Repair and Sealing | A | Cumulative Summer Peak Savings (MW) | Technical Potential | 0 | 0 | 0 | 0 | 0 | 0 | 0 | 0 | 0 | 0 | 0 | 0 | 0 | 0 | 0 | 0 | 0 | 0 | 0 | 0 | 0 | 0 | 0 | 0 | 0 | 0 | 0
F9_Commercial_WA - Health_Existing_Space Heating_Natural Gas_Ducting - Repair and Sealing_A_Technical Potential | F9 | Commercial | WA - Health | Existing | Space Heating | Natural Gas | Ducting - Repair and Sealing | A | Cumulative Winter Peak Savings (MW) | Technical Potential | 0 | 0 | 0 | 0 | 0 | 0 | 0 | 0 | 0 | 0 | 0 | 0 | 0 | 0 | 0 | 0 | 0 | 0 | 0 | 0 | 0 | 0 | 0 | 0 | 0 | 0 | 0
F10_Commercial_WA - Health_Existing_Space Heating_Natural Gas_Ducting - Repair and Sealing_A_Technical Potential | F10 | Commercial | WA - Health | Existing | Space Heating | Natural Gas | Ducting - Repair and Sealing | A | Purchases (Incremental) | Technical Potential | 0 | 0 | 0 | 6649.7492 | 3578.175 | 12104.6108 | 19689.8086 | 29886.3793 | 42803.6812 | 58224.7612 | 75480.3199 | 93356.1468 | 110089.0739 | 123512.7865 | 131394.3501 | 131942.9041 | 124378.4389 | 109356.4658 | 89018.2852 | 66536.812 | 48749.0952 | 19949.2476 | 17701.0224 | 0 | 0 | 0 | 0
F11_Commercial_WA - Health_Existing_Space Heating_Natural Gas_Ducting - Repair and Sealing_A_Technical Potential | F11 | Commercial | WA - Health | Existing | Space Heating | Natural Gas | Ducting - Repair and Sealing | A | Purchases (Cumulative) | Technical Potential | 0 | 0 | 0 | 6649.7492 | 10227.9242 | 22332.535 | 42022.3436 | 71908.7229 | 114712.404 | 172937.1653 | 248417.4851 | 341773.6319 | 451862.7058 | 575375.4923 | 706769.8424 | 838712.7466 | 963091.1854 | 1072447.6513 | 1161465.9365 | 1228002.7485 | 1276751.8437 | 1296701.0913 | 1314402.1136 | 1314402.1136 | 1314402.1136 | 1314402.1136 | 1314402.1136
F1_Commercial_WA - Health_Existing_Space Heating_Natural Gas_Windows - High Efficiency Glazing_A_Technical Potential | F1 | Commercial | WA - Health | Existing | Space Heating | Natural Gas | Windows - High Efficiency Glazing | A | Integrated Unit Energy Savings (kWh or therms) | Technical Potential | 0 | 0 | 0.36645 | 0.36179 | 0.35584 | 0.34907 | 0.3416 | 0.33324 | 0.32382 | 0.31327 | 0.30156 | 0.28871 | 0.27499 | 0.26081 | 0.24665 | 0.23311 | 0.22068 | 0.20974 | 0.20102 | 0.19452 | 0.18924 | 0.18541 | 0.18196 | 0.17995 | 0.17799 | 0.17617 | 0.17441
F2_Commercial_WA - Health_Existing_Space Heating_Natural Gas_Windows - High Efficiency Glazing_A_Technical Potential | F2 | Commercial | WA - Health | Existing | Space Heating | Natural Gas | Windows - High Efficiency Glazing | A | Integrated Unit Summer Peak Savings (kW) | Technical Potential | 0 | 0 | 0 | 0 | 0 | 0 | 0 | 0 | 0 | 0 | 0 | 0 | 0 | 0 | 0 | 0 | 0 | 0 | 0 | 0 | 0 | 0 | 0 | 0 | 0 | 0 | 0
F3_Commercial_WA - Health_Existing_Space Heating_Natural Gas_Windows - High Efficiency Glazing_A_Technical Potential | F3 | Commercial | WA - Health | Existing | Space Heating | Natural Gas | Windows - High Efficiency Glazing | A | Integrated Unit Winter Peak Savings (kW) | Technical Potential | 0 | 0 | 0 | 0 | 0 | 0 | 0 | 0 | 0 | 0 | 0 | 0 | 0 | 0 | 0 | 0 | 0 | 0 | 0 | 0 | 0 | 0 | 0 | 0 | 0 | 0 | 0
F4_Commercial_WA - Health_Existing_Space Heating_Natural Gas_Windows - High Efficiency Glazing_A_Technical Potential | F4 | Commercial | WA - Health | Existing | Space Heating | Natural Gas | Windows - High Efficiency Glazing | A | Incremental Energy Savings (MWh or mTherms) | Technical Potential | 0 | 0 | 0 | 0.38579 | 0.20418 | 0.67756 | 1.0786 | 1.5971 | 2.2227 | 2.9249 | 3.65 | 4.3221 | 4.8546 | 5.1656 | 5.197 | 4.9321 | 4.4014 | 3.6781 | 2.8695 | 2.0755 | 1.4793 | 0.79085 | 0.6209 | 0 | 0 | 0 | 0
F5_Commercial_WA - Health_Existing_Space Heating_Natural Gas_Windows - High Efficiency Glazing_A_Technical Potential | F5 | Commercial | WA - Health | Existing | Space Heating | Natural Gas | Windows - High Efficiency Glazing | A | Incremental Summer Peak Savings (MW) | Technical Potential | 0 | 0 | 0 | 0 | 0 | 0 | 0 | 0 | 0 | 0 | 0 | 0 | 0 | 0 | 0 | 0 | 0 | 0 | 0 | 0 | 0 | 0 | 0 | 0 | 0 | 0 | 0
F6_Commercial_WA - Health_Existing_Space Heating_Natural Gas_Windows - High Efficiency Glazing_A_Technical Potential | F6 | Commercial | WA - Health | Existing | Space Heating | Natural Gas | Windows - High Efficiency Glazing | A | Incremental Winter Peak Savings (MW) | Technical Potential | 0 | 0 | 0 | 0 | 0 | 0 | 0 | 0 | 0 | 0 | 0 | 0 | 0 | 0 | 0 | 0 | 0 | 0 | 0 | 0 | 0 | 0 | 0 | 0 | 0 | 0 | 0
F7_Commercial_WA - Health_Existing_Space Heating_Natural Gas_Windows - High Efficiency Glazing_A_Technical Potential | F7 | Commercial | WA - Health | Existing | Space Heating | Natural Gas | Windows - High Efficiency Glazing | A | Cumulative Energy Savings (MWh or mTherms) | Technical Potential | 0 | 0 | 0 | 0.38579 | 0.58362 | 1.2501 | 2.3019 | 3.8426 | 5.9567 | 8.6875 | 12.0126 | 15.823 | 19.9257 | 24.0634 | 27.9544 | 31.3512 | 34.081 | 36.0707 | 37.4397 | 38.3048 | 38.7445 | 38.7518 | 38.651 | 38.2232 | 37.8083 | 37.4214 | 37.0467
F8_Commercial_WA - Health_Existing_Space Heating_Natural Gas_Windows - High Efficiency Glazing_A_Technical Potential | F8 | Commercial | WA - Health | Existing | Space Heating | Natural Gas | Windows - High Efficiency Glazing | A | Cumulative Summer Peak Savings (MW) | Technical Potential | 0 | 0 | 0 | 0 | 0 | 0 | 0 | 0 | 0 | 0 | 0 | 0 | 0 | 0 | 0 | 0 | 0 | 0 | 0 | 0 | 0 | 0 | 0 | 0 | 0 | 0 | 0
F9_Commercial_WA - Health_Existing_Space Heating_Natural Gas_Windows - High Efficiency Glazing_A_Technical Potential | F9 | Commercial | WA - Health | Existing | Space Heating | Natural Gas | Windows - High Efficiency Glazing | A | Cumulative Winter Peak Savings (MW) | Technical Potential | 0 | 0 | 0 | 0 | 0 | 0 | 0 | 0 | 0 | 0 | 0 | 0 | 0 | 0 | 0 | 0 | 0 | 0 | 0 | 0 | 0 | 0 | 0 | 0 | 0 | 0 | 0
F10_Commercial_WA - Health_Existing_Space Heating_Natural Gas_Windows - High Efficiency Glazing_A_Technical Potential | F10 | Commercial | WA - Health | Existing | Space Heating | Natural Gas | Windows - High Efficiency Glazing | A | Purchases (Incremental) | Technical Potential | 0 | 0 | 0 | 1066.3303 | 573.7835 | 1941.0527 | 3157.3882 | 4792.4744 | 6863.8473 | 9336.7173 | 12103.7578 | 14970.2624 | 17653.4955 | 19806.0747 | 21069.9345 | 21157.8987 | 19944.8877 | 17536.0171 | 14274.6582 | 10669.6085 | 7817.2329 | 4265.3213 | 3412.257 | 0 | 0 | 0 | 0
F11_Commercial_WA - Health_Existing_Space Heating_Natural Gas_Windows - High Efficiency Glazing_A_Technical Potential | F11 | Commercial | WA - Health | Existing | Space Heating | Natural Gas | Windows - High Efficiency Glazing | A | Purchases (Cumulative) | Technical Potential | 0 | 0 | 0 | 1066.3303 | 1640.1138 | 3581.1665 | 6738.5548 | 11531.0291 | 18394.8764 | 27731.5938 | 39835.3516 | 54805.6139 | 72459.1095 | 92265.1842 | 113335.1187 | 134493.0173 | 154437.905 | 171973.9221 | 186248.5803 | 196918.1887 | 204735.4217 | 209000.743 | 212413 | 212413 | 212413 | 212413 | 212413
F1_Commercial_WA - Health_Existing_Space Heating_Natural Gas_Windows - Secondary Glazing Systems_A_Technical Potential | F1 | Commercial | WA - Health | Existing | Space Heating | Natural Gas | Windows - Secondary Glazing Systems | A | Integrated Unit Energy Savings (kWh or therms) | Technical Potential | 0 | 0 | 1.4638 | 1.4491 | 1.4308 | 1.4111 | 1.3901 | 1.3676 | 1.3432 | 1.317 | 1.2888 | 1.2584 | 1.2262 | 1.1928 | 1.1588 | 1.1254 | 1.0935 | 1.064 | 1.0385 | 1.0174 | 0.99883 | 0.98311 | 0.96845 | 0.95774 | 0.94735 | 0.93766 | 0.92827
F2_Commercial_WA - Health_Existing_Space Heating_Natural Gas_Windows - Secondary Glazing Systems_A_Technical Potential | F2 | Commercial | WA - Health | Existing | Space Heating | Natural Gas | Windows - Secondary Glazing Systems | A | Integrated Unit Summer Peak Savings (kW) | Technical Potential | 0 | 0 | 0 | 0 | 0 | 0 | 0 | 0 | 0 | 0 | 0 | 0 | 0 | 0 | 0 | 0 | 0 | 0 | 0 | 0 | 0 | 0 | 0 | 0 | 0 | 0 | 0
F3_Commercial_WA - Health_Existing_Space Heating_Natural Gas_Windows - Secondary Glazing Systems_A_Technical Potential | F3 | Commercial | WA - Health | Existing | Space Heating | Natural Gas | Windows - Secondary Glazing Systems | A | Integrated Unit Winter Peak Savings (kW) | Technical Potential | 0 | 0 | 0 | 0 | 0 | 0 | 0 | 0 | 0 | 0 | 0 | 0 | 0 | 0 | 0 | 0 | 0 | 0 | 0 | 0 | 0 | 0 | 0 | 0 | 0 | 0 | 0
F4_Commercial_WA - Health_Existing_Space Heating_Natural Gas_Windows - Secondary Glazing Systems_A_Technical Potential | F4 | Commercial | WA - Health | Existing | Space Heating | Natural Gas | Windows - Secondary Glazing Systems | A | Incremental Energy Savings (MWh or mTherms) | Technical Potential | 0 | 0 | 0 | 1.5453 | 0.82097 | 2.7389 | 4.389 | 6.554 | 9.2195 | 12.2961 | 15.599 | 18.8391 | 21.6473 | 23.6245 | 24.4163 | 23.8111 | 21.8098 | 18.6584 | 14.8238 | 10.8553 | 7.8081 | 4.1933 | 3.3046 | 0 | 0 | 0 | 0
F5_Commercial_WA - Health_Existing_Space Heating_Natural Gas_Windows - Secondary Glazing Systems_A_Technical Potential | F5 | Commercial | WA - Health | Existing | Space Heating | Natural Gas | Windows - Secondary Glazing Systems | A | Incremental Summer Peak Savings (MW) | Technical Potential | 0 | 0 | 0 | 0 | 0 | 0 | 0 | 0 | 0 | 0 | 0 | 0 | 0 | 0 | 0 | 0 | 0 | 0 | 0 | 0 | 0 | 0 | 0 | 0 | 0 | 0 | 0
F6_Commercial_WA - Health_Existing_Space Heating_Natural Gas_Windows - Secondary Glazing Systems_A_Technical Potential | F6 | Commercial | WA - Health | Existing | Space Heating | Natural Gas | Windows - Secondary Glazing Systems | A | Incremental Winter Peak Savings (MW) | Technical Potential | 0 | 0 | 0 | 0 | 0 | 0 | 0 | 0 | 0 | 0 | 0 | 0 | 0 | 0 | 0 | 0 | 0 | 0 | 0 | 0 | 0 | 0 | 0 | 0 | 0 | 0 | 0
F7_Commercial_WA - Health_Existing_Space Heating_Natural Gas_Windows - Secondary Glazing Systems_A_Technical Potential | F7 | Commercial | WA - Health | Existing | Space Heating | Natural Gas | Windows - Secondary Glazing Systems | A | Cumulative Energy Savings (MWh or mTherms) | Technical Potential | 0 | 0 | 0 | 1.5453 | 2.3467 | 5.0532 | 9.3671 | 15.7693 | 24.7078 | 36.5215 | 51.3388 | 68.9691 | 88.8517 | 110.0532 | 131.3354 | 151.3582 | 168.8781 | 182.9809 | 193.4132 | 200.3448 | 204.4963 | 205.4715 | 205.711 | 203.4354 | 201.2285 | 199.1707 | 197.1776
F8_Commercial_WA - Health_Existing_Space Heating_Natural Gas_Windows - Secondary Glazing Systems_A_Technical Potential | F8 | Commercial | WA - Health | Existing | Space Heating | Natural Gas | Windows - Secondary Glazing Systems | A | Cumulative Summer Peak Savings (MW) | Technical Potential | 0 | 0 | 0 | 0 | 0 | 0 | 0 | 0 | 0 | 0 | 0 | 0 | 0 | 0 | 0 | 0 | 0 | 0 | 0 | 0 | 0 | 0 | 0 | 0 | 0 | 0 | 0
F9_Commercial_WA - Health_Existing_Space Heating_Natural Gas_Windows - Secondary Glazing Systems_A_Technical Potential | F9 | Commercial | WA - Health | Existing | Space Heating | Natural Gas | Windows - Secondary Glazing Systems | A | Cumulative Winter Peak Savings (MW) | Technical Potential | 0 | 0 | 0 | 0 | 0 | 0 | 0 | 0 | 0 | 0 | 0 | 0 | 0 | 0 | 0 | 0 | 0 | 0 | 0 | 0 | 0 | 0 | 0 | 0 | 0 | 0 | 0
F10_Commercial_WA - Health_Existing_Space Heating_Natural Gas_Windows - Secondary Glazing Systems_A_Technical Potential | F10 | Commercial | WA - Health | Existing | Space Heating | Natural Gas | Windows - Secondary Glazing Systems | A | Purchases (Incremental) | Technical Potential | 0 | 0 | 0 | 1066.3303 | 573.7835 | 1941.0527 | 3157.3882 | 4792.4744 | 6863.8473 | 9336.7173 | 12103.7578 | 14970.2624 | 17653.4955 | 19806.0747 | 21069.9345 | 21157.8987 | 19944.8877 | 17536.0171 | 14274.6582 | 10669.6085 | 7817.2329 | 4265.3213 | 3412.257 | 0 | 0 | 0 | 0
F11_Commercial_WA - Health_Existing_Space Heating_Natural Gas_Windows - Secondary Glazing Systems_A_Technical Potential | F11 | Commercial | WA - Health | Existing | Space Heating | Natural Gas | Windows - Secondary Glazing Systems | A | Purchases (Cumulative) | Technical Potential | 0 | 0 | 0 | 1066.3303 | 1640.1138 | 3581.1665 | 6738.5548 | 11531.0291 | 18394.8764 | 27731.5938 | 39835.3516 | 54805.6139 | 72459.1095 | 92265.1842 | 113335.1187 | 134493.0173 | 154437.905 | 171973.9221 | 186248.5803 | 196918.1887 | 204735.4217 | 209000.743 | 212413 | 212413 | 212413 | 212413 | 212413
F1_Commercial_WA - Health_Existing_Space Heating_Natural Gas_HVAC - Energy Recovery Ventilator_A_Technical Potential | F1 | Commercial | WA - Health | Existing | Space Heating | Natural Gas | HVAC - Energy Recovery Ventilator | A | Integrated Unit Energy Savings (kWh or therms) | Technical Potential | 0 | 0 | 0.28234 | 0.27872 | 0.27412 | 0.26885 | 0.263 | 0.25643 | 0.24899 | 0.24063 | 0.23132 | 0.2211 | 0.21018 | 0.1989 | 0.18766 | 0.17693 | 0.16712 | 0.15853 | 0.15169 | 0.14661 | 0.14251 | 0.13956 | 0.1369 | 0.13539 | 0.13392 | 0.13255 | 0.13122
F2_Commercial_WA - Health_Existing_Space Heating_Natural Gas_HVAC - Energy Recovery Ventilator_A_Technical Potential | F2 | Commercial | WA - Health | Existing | Space Heating | Natural Gas | HVAC - Energy Recovery Ventilator | A | Integrated Unit Summer Peak Savings (kW) | Technical Potential | 0 | 0 | 0 | 0 | 0 | 0 | 0 | 0 | 0 | 0 | 0 | 0 | 0 | 0 | 0 | 0 | 0 | 0 | 0 | 0 | 0 | 0 | 0 | 0 | 0 | 0 | 0
F3_Commercial_WA - Health_Existing_Space Heating_Natural Gas_HVAC - Energy Recovery Ventilator_A_Technical Potential | F3 | Commercial | WA - Health | Existing | Space Heating | Natural Gas | HVAC - Energy Recovery Ventilator | A | Integrated Unit Winter Peak Savings (kW) | Technical Potential | 0 | 0 | 0 | 0 | 0 | 0 | 0 | 0 | 0 | 0 | 0 | 0 | 0 | 0 | 0 | 0 | 0 | 0 | 0 | 0 | 0 | 0 | 0 | 0 | 0 | 0 | 0
F4_Commercial_WA - Health_Existing_Space Heating_Natural Gas_HVAC - Energy Recovery Ventilator_A_Technical Potential | F4 | Commercial | WA - Health | Existing | Space Heating | Natural Gas | HVAC - Energy Recovery Ventilator | A | Incremental Energy Savings (MWh or mTherms) | Technical Potential | 0 | 0 | 0 | 3.5873 | 7.2419 | 7.1024 | 6.948 | 6.7745 | 6.578 | 6.3571 | 6.1111 | 5.8411 | 5.5526 | 5.2545 | 4.9577 | 4.6743 | 4.4151 | 4.1881 | 4.0074 | 3.8732 | 3.7648 | 3.6868 | 3.6168 | 0 | 0 | 0 | 0
F5_Commercial_WA - Health_Existing_Space Heating_Natural Gas_HVAC - Energy Recovery Ventilator_A_Technical Potential | F5 | Commercial | WA - Health | Existing | Space Heating | Natural Gas | HVAC - Energy Recovery Ventilator | A | Incremental Summer Peak Savings (MW) | Technical Potential | 0 | 0 | 0 | 0 | 0 | 0 | 0 | 0 | 0 | 0 | 0 | 0 | 0 | 0 | 0 | 0 | 0 | 0 | 0 | 0 | 0 | 0 | 0 | 0 | 0 | 0 | 0
F6_Commercial_WA - Health_Existing_Space Heating_Natural Gas_HVAC - Energy Recovery Ventilator_A_Technical Potential | F6 | Commercial | WA - Health | Existing | Space Heating | Natural Gas | HVAC - Energy Recovery Ventilator | A | Incremental Winter Peak Savings (MW) | Technical Potential | 0 | 0 | 0 | 0 | 0 | 0 | 0 | 0 | 0 | 0 | 0 | 0 | 0 | 0 | 0 | 0 | 0 | 0 | 0 | 0 | 0 | 0 | 0 | 0 | 0 | 0 | 0
F7_Commercial_WA - Health_Existing_Space Heating_Natural Gas_HVAC - Energy Recovery Ventilator_A_Technical Potential | F7 | Commercial | WA - Health | Existing | Space Heating | Natural Gas | HVAC - Energy Recovery Ventilator | A | Cumulative Energy Savings (MWh or mTherms) | Technical Potential | 0 | 0 | 0 | 3.5873 | 10.77 | 17.6651 | 24.2291 | 30.3984 | 36.0948 | 41.2395 | 45.7549 | 49.5744 | 52.6782 | 55.1053 | 56.9494 | 58.3686 | 59.5478 | 60.6741 | 62.0641 | 63.8585 | 65.8351 | 68.1594 | 70.481 | 69.7009 | 68.9443 | 68.2388 | 67.5556
F8_Commercial_WA - Health_Existing_Space Heating_Natural Gas_HVAC - Energy Recovery Ventilator_A_Technical Potential | F8 | Commercial | WA - Health | Existing | Space Heating | Natural Gas | HVAC - Energy Recovery Ventilator | A | Cumulative Summer Peak Savings (MW) | Technical Potential | 0 | 0 | 0 | 0 | 0 | 0 | 0 | 0 | 0 | 0 | 0 | 0 | 0 | 0 | 0 | 0 | 0 | 0 | 0 | 0 | 0 | 0 | 0 | 0 | 0 | 0 | 0
F9_Commercial_WA - Health_Existing_Space Heating_Natural Gas_HVAC - Energy Recovery Ventilator_A_Technical Potential | F9 | Commercial | WA - Health | Existing | Space Heating | Natural Gas | HVAC - Energy Recovery Ventilator | A | Cumulative Winter Peak Savings (MW) | Technical Potential | 0 | 0 | 0 | 0 | 0 | 0 | 0 | 0 | 0 | 0 | 0 | 0 | 0 | 0 | 0 | 0 | 0 | 0 | 0 | 0 | 0 | 0 | 0 | 0 | 0 | 0 | 0
F10_Commercial_WA - Health_Existing_Space Heating_Natural Gas_HVAC - Energy Recovery Ventilator_A_Technical Potential | F10 | Commercial | WA - Health | Existing | Space Heating | Natural Gas | HVAC - Energy Recovery Ventilator | A | Purchases (Incremental) | Technical Potential | 0 | 0 | 0 | 12870.4823 | 26418.3584 | 26418.3584 | 26418.3584 | 26418.3584 | 26418.3584 | 26418.3584 | 26418.3584 | 26418.3584 | 26418.3584 | 26418.3584 | 26418.3584 | 26418.3584 | 26418.3584 | 26418.3584 | 26418.3584 | 26418.3584 | 26418.3584 | 26418.3584 | 26418.3584 | 0 | 0 | 0 | 0
F11_Commercial_WA - Health_Existing_Space Heating_Natural Gas_HVAC - Energy Recovery Ventilator_A_Technical Potential | F11 | Commercial | WA - Health | Existing | Space Heating | Natural Gas | HVAC - Energy Recovery Ventilator | A | Purchases (Cumulative) | Technical Potential | 0 | 0 | 0 | 12870.4823 | 39288.8407 | 65707.1991 | 92125.5575 | 118543.9159 | 144962.2743 | 171380.6327 | 197798.9911 | 224217.3495 | 250635.7079 | 277054.0663 | 303472.4246 | 329890.783 | 356309.1414 | 382727.4998 | 409145.8582 | 435564.2166 | 461982.575 | 488400.9334 | 514819.2918 | 514819.2918 | 514819.2918 | 514819.2918 | 514819.2918
F1_Commercial_WA - Health_Existing_Space Heating_Natural Gas_Building Shell - Air Sealing (Infiltration Control)_A_Technical Potential | F1 | Commercial | WA - Health | Existing | Space Heating | Natural Gas | Building Shell - Air Sealing (Infiltration Control) | A | Integrated Unit Energy Savings (kWh or therms) | Technical Potential | 0 | 0 | 5.4871 | 5.4454 | 5.3982 | 5.3498 | 5.3002 | 5.2495 | 5.1975 | 5.1444 | 5.0903 | 5.0354 | 4.9798 | 4.9237 | 4.867 | 4.8101 | 4.7529 | 4.6956 | 4.6382 | 4.5826 | 4.5284 | 4.476 | 4.4254 | 4.3765 | 4.3291 | 4.2848 | 4.242
F2_Commercial_WA - Health_Existing_Space Heating_Natural Gas_Building Shell - Air Sealing (Infiltration Control)_A_Technical Potential | F2 | Commercial | WA - Health | Existing | Space Heating | Natural Gas | Building Shell - Air Sealing (Infiltration Control) | A | Integrated Unit Summer Peak Savings (kW) | Technical Potential | 0 | 0 | 0 | 0 | 0 | 0 | 0 | 0 | 0 | 0 | 0 | 0 | 0 | 0 | 0 | 0 | 0 | 0 | 0 | 0 | 0 | 0 | 0 | 0 | 0 | 0 | 0
F3_Commercial_WA - Health_Existing_Space Heating_Natural Gas_Building Shell - Air Sealing (Infiltration Control)_A_Technical Potential | F3 | Commercial | WA - Health | Existing | Space Heating | Natural Gas | Building Shell - Air Sealing (Infiltration Control) | A | Integrated Unit Winter Peak Savings (kW) | Technical Potential | 0 | 0 | 0 | 0 | 0 | 0 | 0 | 0 | 0 | 0 | 0 | 0 | 0 | 0 | 0 | 0 | 0 | 0 | 0 | 0 | 0 | 0 | 0 | 0 | 0 | 0 | 0
F4_Commercial_WA - Health_Existing_Space Heating_Natural Gas_Building Shell - Air Sealing (Infiltration Control)_A_Technical Potential | F4 | Commercial | WA - Health | Existing | Space Heating | Natural Gas | Building Shell - Air Sealing (Infiltration Control) | A | Incremental Energy Savings (MWh or mTherms) | Technical Potential | 0 | 0 | 0 | 0.17007 | 0.090722 | 0.30415 | 0.49016 | 0.73686 | 1.0449 | 1.4068 | 1.8046 | 2.2079 | 2.5749 | 2.7025 | 2.9218 | 2.7074 | 2.337 | 1.7526 | 1.0068 | 0.1789 | 0 | 0 | 0 | 0 | 0 | 0 | 0
F5_Commercial_WA - Health_Existing_Space Heating_Natural Gas_Building Shell - Air Sealing (Infiltration Control)_A_Technical Potential | F5 | Commercial | WA - Health | Existing | Space Heating | Natural Gas | Building Shell - Air Sealing (Infiltration Control) | A | Incremental Summer Peak Savings (MW) | Technical Potential | 0 | 0 | 0 | 0 | 0 | 0 | 0 | 0 | 0 | 0 | 0 | 0 | 0 | 0 | 0 | 0 | 0 | 0 | 0 | 0 | 0 | 0 | 0 | 0 | 0 | 0 | 0
F6_Commercial_WA - Health_Existing_Space Heating_Natural Gas_Building Shell - Air Sealing (Infiltration Control)_A_Technical Potential | F6 | Commercial | WA - Health | Existing | Space Heating | Natural Gas | Building Shell - Air Sealing (Infiltration Control) | A | Incremental Winter Peak Savings (MW) | Technical Potential | 0 | 0 | 0 | 0 | 0 | 0 | 0 | 0 | 0 | 0 | 0 | 0 | 0 | 0 | 0 | 0 | 0 | 0 | 0 | 0 | 0 | 0 | 0 | 0 | 0 | 0 | 0
F7_Commercial_WA - Health_Existing_Space Heating_Natural Gas_Building Shell - Air Sealing (Infiltration Control)_A_Technical Potential | F7 | Commercial | WA - Health | Existing | Space Heating | Natural Gas | Building Shell - Air Sealing (Infiltration Control) | A | Cumulative Energy Savings (MWh or mTherms) | Technical Potential | 0 | 0 | 0 | 0.17007 | 0.25932 | 0.56115 | 1.0461 | 1.7729 | 2.8003 | 4.1785 | 5.9392 | 8.083 | 10.5687 | 13.1519 | 15.9225 | 18.4436 | 20.5613 | 22.066 | 22.8033 | 22.7085 | 22.4402 | 22.1805 | 21.9299 | 21.6875 | 21.4524 | 21.2332 | 21.0208
F8_Commercial_WA - Health_Existing_Space Heating_Natural Gas_Building Shell - Air Sealing (Infiltration Control)_A_Technical Potential | F8 | Commercial | WA - Health | Existing | Space Heating | Natural Gas | Building Shell - Air Sealing (Infiltration Control) | A | Cumulative Summer Peak Savings (MW) | Technical Potential | 0 | 0 | 0 | 0 | 0 | 0 | 0 | 0 | 0 | 0 | 0 | 0 | 0 | 0 | 0 | 0 | 0 | 0 | 0 | 0 | 0 | 0 | 0 | 0 | 0 | 0 | 0
F9_Commercial_WA - Health_Existing_Space Heating_Natural Gas_Building Shell - Air Sealing (Infiltration Control)_A_Technical Potential | F9 | Commercial | WA - Health | Existing | Space Heating | Natural Gas | Building Shell - Air Sealing (Infiltration Control) | A | Cumulative Winter Peak Savings (MW) | Technical Potential | 0 | 0 | 0 | 0 | 0 | 0 | 0 | 0 | 0 | 0 | 0 | 0 | 0 | 0 | 0 | 0 | 0 | 0 | 0 | 0 | 0 | 0 | 0 | 0 | 0 | 0 | 0
F10_Commercial_WA - Health_Existing_Space Heating_Natural Gas_Building Shell - Air Sealing (Infiltration Control)_A_Technical Potential | F10 | Commercial | WA - Health | Existing | Space Heating | Natural Gas | Building Shell - Air Sealing (Infiltration Control) | A | Purchases (Incremental) | Technical Potential | 0 | 0 | 0 | 31.2324 | 16.8059 | 56.8526 | 92.4786 | 140.3696 | 201.0392 | 273.4686 | 354.514 | 438.4727 | 517.0635 | 548.8793 | 600.3237 | 562.8534 | 491.6989 | 373.2531 | 217.0596 | 39.0398 | 0 | 0 | 0 | 0 | 0 | 0 | 0
F11_Commercial_WA - Health_Existing_Space Heating_Natural Gas_Building Shell - Air Sealing (Infiltration Control)_A_Technical Potential | F11 | Commercial | WA - Health | Existing | Space Heating | Natural Gas | Building Shell - Air Sealing (Infiltration Control) | A | Purchases (Cumulative) | Technical Potential | 0 | 0 | 0 | 31.2324 | 48.0383 | 104.8909 | 197.3695 | 337.739 | 538.7783 | 812.2468 | 1166.7608 | 1605.2336 | 2122.2971 | 2671.1764 | 3271.5001 | 3834.3535 | 4326.0524 | 4699.3054 | 4916.365 | 4955.4048 | 4955.4048 | 4955.4048 | 4955.4048 | 4955.4048 | 4955.4048 | 4955.4048 | 4955.4048
F1_Commercial_WA - Health_Existing_Space Heating_Natural Gas_Ventilation - Demand Controlled_A_Technical Potential | F1 | Commercial | WA - Health | Existing | Space Heating | Natural Gas | Ventilation - Demand Controlled | A | Integrated Unit Energy Savings (kWh or therms) | Technical Potential | 0 | 0 | 0.069723 | 0.06867 | 0.067251 | 0.065662 | 0.063935 | 0.062033 | 0.059921 | 0.057592 | 0.05505 | 0.052316 | 0.049448 | 0.046533 | 0.043695 | 0.04104 | 0.038625 | 0.036519 | 0.034834 | 0.033569 | 0.032538 | 0.031784 | 0.031102 | 0.030758 | 0.030424 | 0.030112 | 0.02981
F2_Commercial_WA - Health_Existing_Space Heating_Natural Gas_Ventilation - Demand Controlled_A_Technical Potential | F2 | Commercial | WA - Health | Existing | Space Heating | Natural Gas | Ventilation - Demand Controlled | A | Integrated Unit Summer Peak Savings (kW) | Technical Potential | 0 | 0 | 0 | 0 | 0 | 0 | 0 | 0 | 0 | 0 | 0 | 0 | 0 | 0 | 0 | 0 | 0 | 0 | 0 | 0 | 0 | 0 | 0 | 0 | 0 | 0 | 0
F3_Commercial_WA - Health_Existing_Space Heating_Natural Gas_Ventilation - Demand Controlled_A_Technical Potential | F3 | Commercial | WA - Health | Existing | Space Heating | Natural Gas | Ventilation - Demand Controlled | A | Integrated Unit Winter Peak Savings (kW) | Technical Potential | 0 | 0 | 0 | 0 | 0 | 0 | 0 | 0 | 0 | 0 | 0 | 0 | 0 | 0 | 0 | 0 | 0 | 0 | 0 | 0 | 0 | 0 | 0 | 0 | 0 | 0 | 0
F4_Commercial_WA - Health_Existing_Space Heating_Natural Gas_Ventilation - Demand Controlled_A_Technical Potential | F4 | Commercial | WA - Health | Existing | Space Heating | Natural Gas | Ventilation - Demand Controlled | A | Incremental Energy Savings (MWh or mTherms) | Technical Potential | 0 | 0 | 0 | 3.0403 | 3.6559 | 4.368 | 4.9372 | 5.464 | 6.1706 | 6.5061 | 6.3532 | 5.6897 | 4.6227 | 1.3061 | 0 | 0 | 0 | 0 | 0 | 0 | 0 | 0 | 0 | 0 | 0 | 0 | 0
F5_Commercial_WA - Health_Existing_Space Heating_Natural Gas_Ventilation - Demand Controlled_A_Technical Potential | F5 | Commercial | WA - Health | Existing | Space Heating | Natural Gas | Ventilation - Demand Controlled | A | Incremental Summer Peak Savings (MW) | Technical Potential | 0 | 0 | 0 | 0 | 0 | 0 | 0 | 0 | 0 | 0 | 0 | 0 | 0 | 0 | 0 | 0 | 0 | 0 | 0 | 0 | 0 | 0 | 0 | 0 | 0 | 0 | 0
F6_Commercial_WA - Health_Existing_Space Heating_Natural Gas_Ventilation - Demand Controlled_A_Technical Potential | F6 | Commercial | WA - Health | Existing | Space Heating | Natural Gas | Ventilation - Demand Controlled | A | Incremental Winter Peak Savings (MW) | Technical Potential | 0 | 0 | 0 | 0 | 0 | 0 | 0 | 0 | 0 | 0 | 0 | 0 | 0 | 0 | 0 | 0 | 0 | 0 | 0 | 0 | 0 | 0 | 0 | 0 | 0 | 0 | 0
F7_Commercial_WA - Health_Existing_Space Heating_Natural Gas_Ventilation - Demand Controlled_A_Technical Potential | F7 | Commercial | WA - Health | Existing | Space Heating | Natural Gas | Ventilation - Demand Controlled | A | Cumulative Energy Savings (MWh or mTherms) | Technical Potential | 0 | 0 | 0 | 3.0403 | 6.6334 | 10.8447 | 15.4967 | 20.4997 | 25.9723 | 31.4689 | 36.4334 | 40.3136 | 42.7262 | 41.5134 | 38.9821 | 36.6127 | 34.4587 | 32.5793 | 31.0765 | 29.9477 | 29.0283 | 28.3557 | 27.747 | 27.4398 | 27.1418 | 26.8639 | 26.5948
F8_Commercial_WA - Health_Existing_Space Heating_Natural Gas_Ventilation - Demand Controlled_A_Technical Potential | F8 | Commercial | WA - Health | Existing | Space Heating | Natural Gas | Ventilation - Demand Controlled | A | Cumulative Summer Peak Savings (MW) | Technical Potential | 0 | 0 | 0 | 0 | 0 | 0 | 0 | 0 | 0 | 0 | 0 | 0 | 0 | 0 | 0 | 0 | 0 | 0 | 0 | 0 | 0 | 0 | 0 | 0 | 0 | 0 | 0
F9_Commercial_WA - Health_Existing_Space Heating_Natural Gas_Ventilation - Demand Controlled_A_Technical Potential | F9 | Commercial | WA - Health | Existing | Space Heating | Natural Gas | Ventilation - Demand Controlled | A | Cumulative Winter Peak Savings (MW) | Technical Potential | 0 | 0 | 0 | 0 | 0 | 0 | 0 | 0 | 0 | 0 | 0 | 0 | 0 | 0 | 0 | 0 | 0 | 0 | 0 | 0 | 0 | 0 | 0 | 0 | 0 | 0 | 0
F10_Commercial_WA - Health_Existing_Space Heating_Natural Gas_Ventilation - Demand Controlled_A_Technical Potential | F10 | Commercial | WA - Health | Existing | Space Heating | Natural Gas | Ventilation - Demand Controlled | A | Purchases (Incremental) | Technical Potential | 0 | 0 | 0 | 44274.4591 | 54361.9748 | 66523.1485 | 77222.8938 | 88082.4893 | 102979.0178 | 112969.5817 | 115406.4075 | 108756.6891 | 93485.5863 | 28068.6346 | 0 | 0 | 0 | 0 | 0 | 0 | 0 | 0 | 0 | 0 | 0 | 0 | 0
F11_Commercial_WA - Health_Existing_Space Heating_Natural Gas_Ventilation - Demand Controlled_A_Technical Potential | F11 | Commercial | WA - Health | Existing | Space Heating | Natural Gas | Ventilation - Demand Controlled | A | Purchases (Cumulative) | Technical Potential | 0 | 0 | 0 | 44274.4591 | 98636.4339 | 165159.5824 | 242382.4762 | 330464.9655 | 433443.9833 | 546413.565 | 661819.9725 | 770576.6616 | 864062.2479 | 892130.8824 | 892130.8824 | 892130.8824 | 892130.8824 | 892130.8824 | 892130.8824 | 892130.8824 | 892130.8824 | 892130.8824 | 892130.8824 | 892130.8824 | 892130.8824 | 892130.8824 | 892130.8824
F1_Commercial_WA - Health_Existing_Space Heating_Natural Gas_HVAC - Dedicated Outdoor Air System (DOAS)_A_Technical Potential | F1 | Commercial | WA - Health | Existing | Space Heating | Natural Gas | HVAC - Dedicated Outdoor Air System (DOAS) | A | Integrated Unit Energy Savings (kWh or therms) | Technical Potential | 0 | 0 | 0.28701 | 0.28098 | 0.27253 | 0.26332 | 0.254 | 0.24433 | 0.23399 | 0.22288 | 0.21116 | 0.19902 | 0.18678 | 0.17486 | 0.16352 | 0.153 | 0.14349 | 0.13523 | 0.12859 | 0.12356 | 0.11942 | 0.11631 | 0.11347 | 0.11222 | 0.111 | 0.10986 | 0.10876
F2_Commercial_WA - Health_Existing_Space Heating_Natural Gas_HVAC - Dedicated Outdoor Air System (DOAS)_A_Technical Potential | F2 | Commercial | WA - Health | Existing | Space Heating | Natural Gas | HVAC - Dedicated Outdoor Air System (DOAS) | A | Integrated Unit Summer Peak Savings (kW) | Technical Potential | 0 | 0 | 0 | 0 | 0 | 0 | 0 | 0 | 0 | 0 | 0 | 0 | 0 | 0 | 0 | 0 | 0 | 0 | 0 | 0 | 0 | 0 | 0 | 0 | 0 | 0 | 0
F3_Commercial_WA - Health_Existing_Space Heating_Natural Gas_HVAC - Dedicated Outdoor Air System (DOAS)_A_Technical Potential | F3 | Commercial | WA - Health | Existing | Space Heating | Natural Gas | HVAC - Dedicated Outdoor Air System (DOAS) | A | Integrated Unit Winter Peak Savings (kW) | Technical Potential | 0 | 0 | 0 | 0 | 0 | 0 | 0 | 0 | 0 | 0 | 0 | 0 | 0 | 0 | 0 | 0 | 0 | 0 | 0 | 0 | 0 | 0 | 0 | 0 | 0 | 0 | 0
F4_Commercial_WA - Health_Existing_Space Heating_Natural Gas_HVAC - Dedicated Outdoor Air System (DOAS)_A_Technical Potential | F4 | Commercial | WA - Health | Existing | Space Heating | Natural Gas | HVAC - Dedicated Outdoor Air System (DOAS) | A | Incremental Energy Savings (MWh or mTherms) | Technical Potential | 0 | 0 | 0 | 5.0194 | 9.9929 | 9.6554 | 9.3136 | 8.959 | 8.58 | 8.1726 | 7.7427 | 7.2975 | 6.8487 | 6.4117 | 5.9957 | 5.61 | 5.2616 | 4.9585 | 4.7152 | 4.5307 | 4.3787 | 4.2647 | 4.1609 | 0 | 0 | 0 | 0
F5_Commercial_WA - Health_Existing_Space Heating_Natural Gas_HVAC - Dedicated Outdoor Air System (DOAS)_A_Technical Potential | F5 | Commercial | WA - Health | Existing | Space Heating | Natural Gas | HVAC - Dedicated Outdoor Air System (DOAS) | A | Incremental Summer Peak Savings (MW) | Technical Potential | 0 | 0 | 0 | 0 | 0 | 0 | 0 | 0 | 0 | 0 | 0 | 0 | 0 | 0 | 0 | 0 | 0 | 0 | 0 | 0 | 0 | 0 | 0 | 0 | 0 | 0 | 0
F6_Commercial_WA - Health_Existing_Space Heating_Natural Gas_HVAC - Dedicated Outdoor Air System (DOAS)_A_Technical Potential | F6 | Commercial | WA - Health | Existing | Space Heating | Natural Gas | HVAC - Dedicated Outdoor Air System (DOAS) | A | Incremental Winter Peak Savings (MW) | Technical Potential | 0 | 0 | 0 | 0 | 0 | 0 | 0 | 0 | 0 | 0 | 0 | 0 | 0 | 0 | 0 | 0 | 0 | 0 | 0 | 0 | 0 | 0 | 0 | 0 | 0 | 0 | 0
F7_Commercial_WA - Health_Existing_Space Heating_Natural Gas_HVAC - Dedicated Outdoor Air System (DOAS)_A_Technical Potential | F7 | Commercial | WA - Health | Existing | Space Heating | Natural Gas | HVAC - Dedicated Outdoor Air System (DOAS) | A | Cumulative Energy Savings (MWh or mTherms) | Technical Potential | 0 | 0 | 0 | 5.0194 | 14.8613 | 24.0147 | 32.4782 | 40.2005 | 47.0798 | 53.017 | 57.9709 | 61.9354 | 64.9752 | 67.2404 | 68.8742 | 70.0534 | 70.9637 | 71.8348 | 73.0255 | 74.6981 | 76.5716 | 78.8424 | 81.0835 | 80.1847 | 79.3131 | 78.5004 | 77.7135
F8_Commercial_WA - Health_Existing_Space Heating_Natural Gas_HVAC - Dedicated Outdoor Air System (DOAS)_A_Technical Potential | F8 | Commercial | WA - Health | Existing | Space Heating | Natural Gas | HVAC - Dedicated Outdoor Air System (DOAS) | A | Cumulative Summer Peak Savings (MW) | Technical Potential | 0 | 0 | 0 | 0 | 0 | 0 | 0 | 0 | 0 | 0 | 0 | 0 | 0 | 0 | 0 | 0 | 0 | 0 | 0 | 0 | 0 | 0 | 0 | 0 | 0 | 0 | 0
F9_Commercial_WA - Health_Existing_Space Heating_Natural Gas_HVAC - Dedicated Outdoor Air System (DOAS)_A_Technical Potential | F9 | Commercial | WA - Health | Existing | Space Heating | Natural Gas | HVAC - Dedicated Outdoor Air System (DOAS) | A | Cumulative Winter Peak Savings (MW) | Technical Potential | 0 | 0 | 0 | 0 | 0 | 0 | 0 | 0 | 0 | 0 | 0 | 0 | 0 | 0 | 0 | 0 | 0 | 0 | 0 | 0 | 0 | 0 | 0 | 0 | 0 | 0 | 0
F10_Commercial_WA - Health_Existing_Space Heating_Natural Gas_HVAC - Dedicated Outdoor Air System (DOAS)_A_Technical Potential | F10 | Commercial | WA - Health | Existing | Space Heating | Natural Gas | HVAC - Dedicated Outdoor Air System (DOAS) | A | Purchases (Incremental) | Technical Potential | 0 | 0 | 0 | 17863.768 | 36667.7344 | 36667.7344 | 36667.7344 | 36667.7344 | 36667.7344 | 36667.7344 | 36667.7344 | 36667.7344 | 36667.7344 | 36667.7344 | 36667.7344 | 36667.7344 | 36667.7344 | 36667.7344 | 36667.7344 | 36667.7344 | 36667.7344 | 36667.7344 | 36667.7344 | 0 | 0 | 0 | 0
F11_Commercial_WA - Health_Existing_Space Heating_Natural Gas_HVAC - Dedicated Outdoor Air System (DOAS)_A_Technical Potential | F11 | Commercial | WA - Health | Existing | Space Heating | Natural Gas | HVAC - Dedicated Outdoor Air System (DOAS) | A | Purchases (Cumulative) | Technical Potential | 0 | 0 | 0 | 17863.768 | 54531.5024 | 91199.2368 | 127866.9712 | 164534.7056 | 201202.44 | 237870.1744 | 274537.9088 | 311205.6432 | 347873.3776 | 384541.112 | 421208.8464 | 457876.5808 | 494544.3152 | 531212.0496 | 567879.784 | 604547.5184 | 641215.2528 | 677882.9872 | 714550.7216 | 714550.7216 | 714550.7216 | 714550.7216 | 714550.7216
F1_Commercial_WA - Health_Existing_Space Heating_Natural Gas_Destratification Fans (HVLS)_A_Technical Potential | F1 | Commercial | WA - Health | Existing | Space Heating | Natural Gas | Destratification Fans (HVLS) | A | Integrated Unit Energy Savings (kWh or therms) | Technical Potential | 0 | 0 | 963.1582 | 946.4426 | 923.2496 | 897.6616 | 870.186 | 840.3619 | 807.6974 | 772.2552 | 734.2777 | 694.2093 | 652.9724 | 612.3507 | 573.3614 | 536.9608 | 503.911 | 475.0464 | 451.8169 | 434.1356 | 419.5769 | 408.6522 | 398.7029 | 394.2844 | 389.9996 | 386.0046 | 382.1356
F2_Commercial_WA - Health_Existing_Space Heating_Natural Gas_Destratification Fans (HVLS)_A_Technical Potential | F2 | Commercial | WA - Health | Existing | Space Heating | Natural Gas | Destratification Fans (HVLS) | A | Integrated Unit Summer Peak Savings (kW) | Technical Potential | 0 | 0 | 0 | 0 | 0 | 0 | 0 | 0 | 0 | 0 | 0 | 0 | 0 | 0 | 0 | 0 | 0 | 0 | 0 | 0 | 0 | 0 | 0 | 0 | 0 | 0 | 0
F3_Commercial_WA - Health_Existing_Space Heating_Natural Gas_Destratification Fans (HVLS)_A_Technical Potential | F3 | Commercial | WA - Health | Existing | Space Heating | Natural Gas | Destratification Fans (HVLS) | A | Integrated Unit Winter Peak Savings (kW) | Technical Potential | 0 | 0 | 0 | 0 | 0 | 0 | 0 | 0 | 0 | 0 | 0 | 0 | 0 | 0 | 0 | 0 | 0 | 0 | 0 | 0 | 0 | 0 | 0 | 0 | 0 | 0 | 0
F4_Commercial_WA - Health_Existing_Space Heating_Natural Gas_Destratification Fans (HVLS)_A_Technical Potential | F4 | Commercial | WA - Health | Existing | Space Heating | Natural Gas | Destratification Fans (HVLS) | A | Incremental Energy Savings (MWh or mTherms) | Technical Potential | 0 | 0 | 0 | 0.52505 | 1.0513 | 1.0222 | 0.9909 | 0.95694 | 0.91974 | 0.87938 | 0.83614 | 0.79051 | 0.74355 | 0.6973 | 0.6529 | 0.61145 | 0.57381 | 0.54095 | 0.26384 | 0 | 1.0248e-15 | 9.0739e-17 | 0 | 0 | 0 | 0 | 0
F5_Commercial_WA - Health_Existing_Space Heating_Natural Gas_Destratification Fans (HVLS)_A_Technical Potential | F5 | Commercial | WA - Health | Existing | Space Heating | Natural Gas | Destratification Fans (HVLS) | A | Incremental Summer Peak Savings (MW) | Technical Potential | 0 | 0 | 0 | 0 | 0 | 0 | 0 | 0 | 0 | 0 | 0 | 0 | 0 | 0 | 0 | 0 | 0 | 0 | 0 | 0 | 0 | 0 | 0 | 0 | 0 | 0 | 0
F6_Commercial_WA - Health_Existing_Space Heating_Natural Gas_Destratification Fans (HVLS)_A_Technical Potential | F6 | Commercial | WA - Health | Existing | Space Heating | Natural Gas | Destratification Fans (HVLS) | A | Incremental Winter Peak Savings (MW) | Technical Potential | 0 | 0 | 0 | 0 | 0 | 0 | 0 | 0 | 0 | 0 | 0 | 0 | 0 | 0 | 0 | 0 | 0 | 0 | 0 | 0 | 0 | 0 | 0 | 0 | 0 | 0 | 0
F7_Commercial_WA - Health_Existing_Space Heating_Natural Gas_Destratification Fans (HVLS)_A_Technical Potential | F7 | Commercial | WA - Health | Existing | Space Heating | Natural Gas | Destratification Fans (HVLS) | A | Cumulative Energy Savings (MWh or mTherms) | Technical Potential | 0 | 0 | 0 | 0.52505 | 1.5635 | 2.5424 | 3.4554 | 4.294 | 5.0468 | 5.7047 | 6.2603 | 6.7092 | 7.0542 | 7.3127 | 7.5 | 7.6353 | 7.7391 | 7.8368 | 7.7174 | 7.4154 | 7.1667 | 6.9801 | 6.8102 | 6.7347 | 6.6615 | 6.5933 | 6.5272
F8_Commercial_WA - Health_Existing_Space Heating_Natural Gas_Destratification Fans (HVLS)_A_Technical Potential | F8 | Commercial | WA - Health | Existing | Space Heating | Natural Gas | Destratification Fans (HVLS) | A | Cumulative Summer Peak Savings (MW) | Technical Potential | 0 | 0 | 0 | 0 | 0 | 0 | 0 | 0 | 0 | 0 | 0 | 0 | 0 | 0 | 0 | 0 | 0 | 0 | 0 | 0 | 0 | 0 | 0 | 0 | 0 | 0 | 0
F9_Commercial_WA - Health_Existing_Space Heating_Natural Gas_Destratification Fans (HVLS)_A_Technical Potential | F9 | Commercial | WA - Health | Existing | Space Heating | Natural Gas | Destratification Fans (HVLS) | A | Cumulative Winter Peak Savings (MW) | Technical Potential | 0 | 0 | 0 | 0 | 0 | 0 | 0 | 0 | 0 | 0 | 0 | 0 | 0 | 0 | 0 | 0 | 0 | 0 | 0 | 0 | 0 | 0 | 0 | 0 | 0 | 0 | 0
F10_Commercial_WA - Health_Existing_Space Heating_Natural Gas_Destratification Fans (HVLS)_A_Technical Potential | F10 | Commercial | WA - Health | Existing | Space Heating | Natural Gas | Destratification Fans (HVLS) | A | Purchases (Incremental) | Technical Potential | 0 | 0 | 0 | 0.55476 | 1.1387 | 1.1387 | 1.1387 | 1.1387 | 1.1387 | 1.1387 | 1.1387 | 1.1387 | 1.1387 | 1.1387 | 1.1387 | 1.1387 | 1.1387 | 1.1387 | 0.58396 | 0 | 2.4425e-15 | 2.2204e-16 | 0 | 0 | 0 | 0 | 0
F11_Commercial_WA - Health_Existing_Space Heating_Natural Gas_Destratification Fans (HVLS)_A_Technical Potential | F11 | Commercial | WA - Health | Existing | Space Heating | Natural Gas | Destratification Fans (HVLS) | A | Purchases (Cumulative) | Technical Potential | 0 | 0 | 0 | 0.55476 | 1.6935 | 2.8322 | 3.9709 | 5.1097 | 6.2484 | 7.3871 | 8.5258 | 9.6645 | 10.8033 | 11.942 | 13.0807 | 14.2194 | 15.3582 | 16.4969 | 17.0808 | 17.0808 | 17.0808 | 17.0808 | 17.0808 | 17.0808 | 17.0808 | 17.0808 | 17.0808
F1_Commercial_WA - Health_Existing_Space Heating_Natural Gas_Gas Boiler - Maintenance_A_Technical Potential | F1 | Commercial | WA - Health | Existing | Space Heating | Natural Gas | Gas Boiler - Maintenance | A | Integrated Unit Energy Savings (kWh or therms) | Technical Potential | 0 | 0 | 0.35147 | 0.34471 | 0.33542 | 0.32516 | 0.31414 | 0.30222 | 0.28948 | 0.27578 | 0.26132 | 0.24635 | 0.23124 | 0.21653 | 0.20253 | 0.18954 | 0.17781 | 0.1676 | 0.15941 | 0.1532 | 0.14808 | 0.14425 | 0.14076 | 0.13922 | 0.13772 | 0.13633 | 0.13498
F2_Commercial_WA - Health_Existing_Space Heating_Natural Gas_Gas Boiler - Maintenance_A_Technical Potential | F2 | Commercial | WA - Health | Existing | Space Heating | Natural Gas | Gas Boiler - Maintenance | A | Integrated Unit Summer Peak Savings (kW) | Technical Potential | 0 | 0 | 0 | 0 | 0 | 0 | 0 | 0 | 0 | 0 | 0 | 0 | 0 | 0 | 0 | 0 | 0 | 0 | 0 | 0 | 0 | 0 | 0 | 0 | 0 | 0 | 0
F3_Commercial_WA - Health_Existing_Space Heating_Natural Gas_Gas Boiler - Maintenance_A_Technical Potential | F3 | Commercial | WA - Health | Existing | Space Heating | Natural Gas | Gas Boiler - Maintenance | A | Integrated Unit Winter Peak Savings (kW) | Technical Potential | 0 | 0 | 0 | 0 | 0 | 0 | 0 | 0 | 0 | 0 | 0 | 0 | 0 | 0 | 0 | 0 | 0 | 0 | 0 | 0 | 0 | 0 | 0 | 0 | 0 | 0 | 0
F4_Commercial_WA - Health_Existing_Space Heating_Natural Gas_Gas Boiler - Maintenance_A_Technical Potential | F4 | Commercial | WA - Health | Existing | Space Heating | Natural Gas | Gas Boiler - Maintenance | A | Incremental Energy Savings (MWh or mTherms) | Technical Potential | 0 | 0 | 0 | 1.0682 | 1.0394 | 1.0076 | 0 | 0 | 0 | 0 | 0 | 0 | 0 | 0 | 0 | 0 | 0 | 0 | 0 | 0 | 0 | 0 | 0 | 0 | 0 | 0 | 0
F5_Commercial_WA - Health_Existing_Space Heating_Natural Gas_Gas Boiler - Maintenance_A_Technical Potential | F5 | Commercial | WA - Health | Existing | Space Heating | Natural Gas | Gas Boiler - Maintenance | A | Incremental Summer Peak Savings (MW) | Technical Potential | 0 | 0 | 0 | 0 | 0 | 0 | 0 | 0 | 0 | 0 | 0 | 0 | 0 | 0 | 0 | 0 | 0 | 0 | 0 | 0 | 0 | 0 | 0 | 0 | 0 | 0 | 0
F6_Commercial_WA - Health_Existing_Space Heating_Natural Gas_Gas Boiler - Maintenance_A_Technical Potential | F6 | Commercial | WA - Health | Existing | Space Heating | Natural Gas | Gas Boiler - Maintenance | A | Incremental Winter Peak Savings (MW) | Technical Potential | 0 | 0 | 0 | 0 | 0 | 0 | 0 | 0 | 0 | 0 | 0 | 0 | 0 | 0 | 0 | 0 | 0 | 0 | 0 | 0 | 0 | 0 | 0 | 0 | 0 | 0 | 0
F7_Commercial_WA - Health_Existing_Space Heating_Natural Gas_Gas Boiler - Maintenance_A_Technical Potential | F7 | Commercial | WA - Health | Existing | Space Heating | Natural Gas | Gas Boiler - Maintenance | A | Cumulative Energy Savings (MWh or mTherms) | Technical Potential | 0 | 0 | 0 | 1.0682 | 2.0789 | 3.0229 | 2.9205 | 2.8097 | 2.6912 | 2.5639 | 2.4295 | 2.2902 | 2.1498 | 2.0131 | 1.8829 | 1.7621 | 1.653 | 1.5581 | 1.482 | 1.4242 | 1.3767 | 1.3411 | 1.3086 | 1.2943 | 1.2804 | 1.2674 | 1.2548
F8_Commercial_WA - Health_Existing_Space Heating_Natural Gas_Gas Boiler - Maintenance_A_Technical Potential | F8 | Commercial | WA - Health | Existing | Space Heating | Natural Gas | Gas Boiler - Maintenance | A | Cumulative Summer Peak Savings (MW) | Technical Potential | 0 | 0 | 0 | 0 | 0 | 0 | 0 | 0 | 0 | 0 | 0 | 0 | 0 | 0 | 0 | 0 | 0 | 0 | 0 | 0 | 0 | 0 | 0 | 0 | 0 | 0 | 0
F9_Commercial_WA - Health_Existing_Space Heating_Natural Gas_Gas Boiler - Maintenance_A_Technical Potential | F9 | Commercial | WA - Health | Existing | Space Heating | Natural Gas | Gas Boiler - Maintenance | A | Cumulative Winter Peak Savings (MW) | Technical Potential | 0 | 0 | 0 | 0 | 0 | 0 | 0 | 0 | 0 | 0 | 0 | 0 | 0 | 0 | 0 | 0 | 0 | 0 | 0 | 0 | 0 | 0 | 0 | 0 | 0 | 0 | 0
F10_Commercial_WA - Health_Existing_Space Heating_Natural Gas_Gas Boiler - Maintenance_A_Technical Potential | F10 | Commercial | WA - Health | Existing | Space Heating | Natural Gas | Gas Boiler - Maintenance | A | Purchases (Incremental) | Technical Potential | 0 | 0 | 0 | 3098.9209 | 3098.9209 | 3098.9209 | 0 | 0 | 0 | 0 | 0 | 0 | 0 | 0 | 0 | 0 | 0 | 0 | 0 | 0 | 0 | 0 | 0 | 0 | 0 | 0 | 0
F11_Commercial_WA - Health_Existing_Space Heating_Natural Gas_Gas Boiler - Maintenance_A_Technical Potential | F11 | Commercial | WA - Health | Existing | Space Heating | Natural Gas | Gas Boiler - Maintenance | A | Purchases (Cumulative) | Technical Potential | 0 | 0 | 0 | 3098.9209 | 6197.8419 | 9296.7628 | 9296.7628 | 9296.7628 | 9296.7628 | 9296.7628 | 9296.7628 | 9296.7628 | 9296.7628 | 9296.7628 | 9296.7628 | 9296.7628 | 9296.7628 | 9296.7628 | 9296.7628 | 9296.7628 | 9296.7628 | 9296.7628 | 9296.7628 | 9296.7628 | 9296.7628 | 9296.7628 | 9296.7628
F1_Commercial_WA - Health_Existing_Space Heating_Natural Gas_Gas Furnace - Maintenance_A_Technical Potential | F1 | Commercial | WA - Health | Existing | Space Heating | Natural Gas | Gas Furnace - Maintenance | A | Integrated Unit Energy Savings (kWh or therms) | Technical Potential | 0 | 0 | 0.22038 | 0.21565 | 0.20899 | 0.2017 | 0.19426 | 0.18652 | 0.17824 | 0.16937 | 0.16003 | 0.1504 | 0.14073 | 0.13134 | 0.12244 | 0.11421 | 0.10679 | 0.10034 | 0.095142 | 0.091173 | 0.087893 | 0.085402 | 0.083138 | 0.082047 | 0.080999 | 0.080025 | 0.07909
F2_Commercial_WA - Health_Existing_Space Heating_Natural Gas_Gas Furnace - Maintenance_A_Technical Potential | F2 | Commercial | WA - Health | Existing | Space Heating | Natural Gas | Gas Furnace - Maintenance | A | Integrated Unit Summer Peak Savings (kW) | Technical Potential | 0 | 0 | 0 | 0 | 0 | 0 | 0 | 0 | 0 | 0 | 0 | 0 | 0 | 0 | 0 | 0 | 0 | 0 | 0 | 0 | 0 | 0 | 0 | 0 | 0 | 0 | 0
F3_Commercial_WA - Health_Existing_Space Heating_Natural Gas_Gas Furnace - Maintenance_A_Technical Potential | F3 | Commercial | WA - Health | Existing | Space Heating | Natural Gas | Gas Furnace - Maintenance | A | Integrated Unit Winter Peak Savings (kW) | Technical Potential | 0 | 0 | 0 | 0 | 0 | 0 | 0 | 0 | 0 | 0 | 0 | 0 | 0 | 0 | 0 | 0 | 0 | 0 | 0 | 0 | 0 | 0 | 0 | 0 | 0 | 0 | 0
F4_Commercial_WA - Health_Existing_Space Heating_Natural Gas_Gas Furnace - Maintenance_A_Technical Potential | F4 | Commercial | WA - Health | Existing | Space Heating | Natural Gas | Gas Furnace - Maintenance | A | Incremental Energy Savings (MWh or mTherms) | Technical Potential | 0 | 0 | 0 | 0.11858 | 0.11491 | 0.1109 | 2.2085e-17 | 4.241e-17 | 0 | 0 | 0 | 0 | 0 | 0 | 0 | 0 | 0 | 0 | 0 | 0 | 0 | 0 | 0 | 0 | 0 | 0 | 0
F5_Commercial_WA - Health_Existing_Space Heating_Natural Gas_Gas Furnace - Maintenance_A_Technical Potential | F5 | Commercial | WA - Health | Existing | Space Heating | Natural Gas | Gas Furnace - Maintenance | A | Incremental Summer Peak Savings (MW) | Technical Potential | 0 | 0 | 0 | 0 | 0 | 0 | 0 | 0 | 0 | 0 | 0 | 0 | 0 | 0 | 0 | 0 | 0 | 0 | 0 | 0 | 0 | 0 | 0 | 0 | 0 | 0 | 0
F6_Commercial_WA - Health_Existing_Space Heating_Natural Gas_Gas Furnace - Maintenance_A_Technical Potential | F6 | Commercial | WA - Health | Existing | Space Heating | Natural Gas | Gas Furnace - Maintenance | A | Incremental Winter Peak Savings (MW) | Technical Potential | 0 | 0 | 0 | 0 | 0 | 0 | 0 | 0 | 0 | 0 | 0 | 0 | 0 | 0 | 0 | 0 | 0 | 0 | 0 | 0 | 0 | 0 | 0 | 0 | 0 | 0 | 0
F7_Commercial_WA - Health_Existing_Space Heating_Natural Gas_Gas Furnace - Maintenance_A_Technical Potential | F7 | Commercial | WA - Health | Existing | Space Heating | Natural Gas | Gas Furnace - Maintenance | A | Cumulative Energy Savings (MWh or mTherms) | Technical Potential | 0 | 0 | 0 | 0.11858 | 0.22983 | 0.33271 | 0.32045 | 0.30767 | 0.29402 | 0.27938 | 0.26397 | 0.24809 | 0.23214 | 0.21666 | 0.20197 | 0.18839 | 0.17615 | 0.16551 | 0.15694 | 0.15039 | 0.14498 | 0.14087 | 0.13714 | 0.13534 | 0.13361 | 0.132 | 0.13046
F8_Commercial_WA - Health_Existing_Space Heating_Natural Gas_Gas Furnace - Maintenance_A_Technical Potential | F8 | Commercial | WA - Health | Existing | Space Heating | Natural Gas | Gas Furnace - Maintenance | A | Cumulative Summer Peak Savings (MW) | Technical Potential | 0 | 0 | 0 | 0 | 0 | 0 | 0 | 0 | 0 | 0 | 0 | 0 | 0 | 0 | 0 | 0 | 0 | 0 | 0 | 0 | 0 | 0 | 0 | 0 | 0 | 0 | 0
F9_Commercial_WA - Health_Existing_Space Heating_Natural Gas_Gas Furnace - Maintenance_A_Technical Potential | F9 | Commercial | WA - Health | Existing | Space Heating | Natural Gas | Gas Furnace - Maintenance | A | Cumulative Winter Peak Savings (MW) | Technical Potential | 0 | 0 | 0 | 0 | 0 | 0 | 0 | 0 | 0 | 0 | 0 | 0 | 0 | 0 | 0 | 0 | 0 | 0 | 0 | 0 | 0 | 0 | 0 | 0 | 0 | 0 | 0
F10_Commercial_WA - Health_Existing_Space Heating_Natural Gas_Gas Furnace - Maintenance_A_Technical Potential | F10 | Commercial | WA - Health | Existing | Space Heating | Natural Gas | Gas Furnace - Maintenance | A | Purchases (Incremental) | Technical Potential | 0 | 0 | 0 | 549.8473 | 549.8473 | 549.8473 | 1.1369e-13 | 2.2737e-13 | 0 | 0 | 0 | 0 | 0 | 0 | 0 | 0 | 0 | 0 | 0 | 0 | 0 | 0 | 0 | 0 | 0 | 0 | 0
F11_Commercial_WA - Health_Existing_Space Heating_Natural Gas_Gas Furnace - Maintenance_A_Technical Potential | F11 | Commercial | WA - Health | Existing | Space Heating | Natural Gas | Gas Furnace - Maintenance | A | Purchases (Cumulative) | Technical Potential | 0 | 0 | 0 | 549.8473 | 1099.6945 | 1649.5418 | 1649.5418 | 1649.5418 | 1649.5418 | 1649.5418 | 1649.5418 | 1649.5418 | 1649.5418 | 1649.5418 | 1649.5418 | 1649.5418 | 1649.5418 | 1649.5418 | 1649.5418 | 1649.5418 | 1649.5418 | 1649.5418 | 1649.5418 | 1649.5418 | 1649.5418 | 1649.5418 | 1649.5418
F1_Commercial_WA - Health_Existing_Space Heating_Natural Gas_Gas Boiler - Hot Water Reset_A_Technical Potential | F1 | Commercial | WA - Health | Existing | Space Heating | Natural Gas | Gas Boiler - Hot Water Reset | A | Integrated Unit Energy Savings (kWh or therms) | Technical Potential | 0 | 0 | 624.8397 | 619.016 | 612.0587 | 604.4914 | 596.3892 | 587.6144 | 578.0314 | 567.6284 | 556.3531 | 544.1182 | 531.0445 | 517.3941 | 503.4704 | 489.7381 | 476.6256 | 464.5153 | 454.0943 | 445.5913 | 438.1518 | 431.9361 | 426.1593 | 421.5053 | 416.988 | 412.7749 | 408.6914
F2_Commercial_WA - Health_Existing_Space Heating_Natural Gas_Gas Boiler - Hot Water Reset_A_Technical Potential | F2 | Commercial | WA - Health | Existing | Space Heating | Natural Gas | Gas Boiler - Hot Water Reset | A | Integrated Unit Summer Peak Savings (kW) | Technical Potential | 0 | 0 | 0 | 0 | 0 | 0 | 0 | 0 | 0 | 0 | 0 | 0 | 0 | 0 | 0 | 0 | 0 | 0 | 0 | 0 | 0 | 0 | 0 | 0 | 0 | 0 | 0
F3_Commercial_WA - Health_Existing_Space Heating_Natural Gas_Gas Boiler - Hot Water Reset_A_Technical Potential | F3 | Commercial | WA - Health | Existing | Space Heating | Natural Gas | Gas Boiler - Hot Water Reset | A | Integrated Unit Winter Peak Savings (kW) | Technical Potential | 0 | 0 | 0 | 0 | 0 | 0 | 0 | 0 | 0 | 0 | 0 | 0 | 0 | 0 | 0 | 0 | 0 | 0 | 0 | 0 | 0 | 0 | 0 | 0 | 0 | 0 | 0
F4_Commercial_WA - Health_Existing_Space Heating_Natural Gas_Gas Boiler - Hot Water Reset_A_Technical Potential | F4 | Commercial | WA - Health | Existing | Space Heating | Natural Gas | Gas Boiler - Hot Water Reset | A | Incremental Energy Savings (MWh or mTherms) | Technical Potential | 0 | 0 | 0 | 2.1923 | 4.4495 | 4.3945 | 4.3356 | 4.2718 | 4.2021 | 4.1265 | 4.0445 | 3.9556 | 3.8605 | 3.7613 | 3.6601 | 3.5602 | 3.4649 | 3.3769 | 3.3011 | 3.2393 | 3.1852 | 3.14 | 3.098 | 0 | 0 | 0 | 0
F5_Commercial_WA - Health_Existing_Space Heating_Natural Gas_Gas Boiler - Hot Water Reset_A_Technical Potential | F5 | Commercial | WA - Health | Existing | Space Heating | Natural Gas | Gas Boiler - Hot Water Reset | A | Incremental Summer Peak Savings (MW) | Technical Potential | 0 | 0 | 0 | 0 | 0 | 0 | 0 | 0 | 0 | 0 | 0 | 0 | 0 | 0 | 0 | 0 | 0 | 0 | 0 | 0 | 0 | 0 | 0 | 0 | 0 | 0 | 0
F6_Commercial_WA - Health_Existing_Space Heating_Natural Gas_Gas Boiler - Hot Water Reset_A_Technical Potential | F6 | Commercial | WA - Health | Existing | Space Heating | Natural Gas | Gas Boiler - Hot Water Reset | A | Incremental Winter Peak Savings (MW) | Technical Potential | 0 | 0 | 0 | 0 | 0 | 0 | 0 | 0 | 0 | 0 | 0 | 0 | 0 | 0 | 0 | 0 | 0 | 0 | 0 | 0 | 0 | 0 | 0 | 0 | 0 | 0 | 0
F7_Commercial_WA - Health_Existing_Space Heating_Natural Gas_Gas Boiler - Hot Water Reset_A_Technical Potential | F7 | Commercial | WA - Health | Existing | Space Heating | Natural Gas | Gas Boiler - Hot Water Reset | A | Cumulative Energy Savings (MWh or mTherms) | Technical Potential | 0 | 0 | 0 | 2.1923 | 6.6172 | 10.9298 | 15.1189 | 19.1682 | 23.0577 | 26.7692 | 30.2819 | 33.5716 | 36.6255 | 39.4453 | 42.0438 | 44.4573 | 46.7319 | 48.9214 | 51.125 | 53.407 | 55.7005 | 58.0504 | 60.3721 | 59.7127 | 59.0728 | 58.476 | 57.8975
F8_Commercial_WA - Health_Existing_Space Heating_Natural Gas_Gas Boiler - Hot Water Reset_A_Technical Potential | F8 | Commercial | WA - Health | Existing | Space Heating | Natural Gas | Gas Boiler - Hot Water Reset | A | Cumulative Summer Peak Savings (MW) | Technical Potential | 0 | 0 | 0 | 0 | 0 | 0 | 0 | 0 | 0 | 0 | 0 | 0 | 0 | 0 | 0 | 0 | 0 | 0 | 0 | 0 | 0 | 0 | 0 | 0 | 0 | 0 | 0
F9_Commercial_WA - Health_Existing_Space Heating_Natural Gas_Gas Boiler - Hot Water Reset_A_Technical Potential | F9 | Commercial | WA - Health | Existing | Space Heating | Natural Gas | Gas Boiler - Hot Water Reset | A | Cumulative Winter Peak Savings (MW) | Technical Potential | 0 | 0 | 0 | 0 | 0 | 0 | 0 | 0 | 0 | 0 | 0 | 0 | 0 | 0 | 0 | 0 | 0 | 0 | 0 | 0 | 0 | 0 | 0 | 0 | 0 | 0 | 0
F10_Commercial_WA - Health_Existing_Space Heating_Natural Gas_Gas Boiler - Hot Water Reset_A_Technical Potential | F10 | Commercial | WA - Health | Existing | Space Heating | Natural Gas | Gas Boiler - Hot Water Reset | A | Purchases (Incremental) | Technical Potential | 0 | 0 | 0 | 3.5416 | 7.2697 | 7.2697 | 7.2697 | 7.2697 | 7.2697 | 7.2697 | 7.2697 | 7.2697 | 7.2697 | 7.2697 | 7.2697 | 7.2697 | 7.2697 | 7.2697 | 7.2697 | 7.2697 | 7.2697 | 7.2697 | 7.2697 | 0 | 0 | 0 | 0
F11_Commercial_WA - Health_Existing_Space Heating_Natural Gas_Gas Boiler - Hot Water Reset_A_Technical Potential | F11 | Commercial | WA - Health | Existing | Space Heating | Natural Gas | Gas Boiler - Hot Water Reset | A | Purchases (Cumulative) | Technical Potential | 0 | 0 | 0 | 3.5416 | 10.8113 | 18.081 | 25.3507 | 32.6203 | 39.89 | 47.1597 | 54.4294 | 61.699 | 68.9687 | 76.2384 | 83.5081 | 90.7778 | 98.0474 | 105.3171 | 112.5868 | 119.8565 | 127.1261 | 134.3958 | 141.6655 | 141.6655 | 141.6655 | 141.6655 | 141.6655
F1_Commercial_WA - Health_Existing_Space Heating_Natural Gas_Gas Boiler - Steam Trap Replacement_A_Technical Potential | F1 | Commercial | WA - Health | Existing | Space Heating | Natural Gas | Gas Boiler - Steam Trap Replacement | A | Integrated Unit Energy Savings (kWh or therms) | Technical Potential | 0 | 0 | 100.175 | 99.4136 | 98.5548 | 97.6701 | 96.7603 | 95.8236 | 94.8583 | 93.8628 | 92.8389 | 91.7888 | 90.716 | 89.63 | 88.5298 | 87.4306 | 86.3385 | 85.2618 | 84.2063 | 83.2054 | 82.2362 | 81.2975 | 80.391 | 79.5134 | 78.6616 | 77.8671 | 77.0971
F2_Commercial_WA - Health_Existing_Space Heating_Natural Gas_Gas Boiler - Steam Trap Replacement_A_Technical Potential | F2 | Commercial | WA - Health | Existing | Space Heating | Natural Gas | Gas Boiler - Steam Trap Replacement | A | Integrated Unit Summer Peak Savings (kW) | Technical Potential | 0 | 0 | 0 | 0 | 0 | 0 | 0 | 0 | 0 | 0 | 0 | 0 | 0 | 0 | 0 | 0 | 0 | 0 | 0 | 0 | 0 | 0 | 0 | 0 | 0 | 0 | 0
F3_Commercial_WA - Health_Existing_Space Heating_Natural Gas_Gas Boiler - Steam Trap Replacement_A_Technical Potential | F3 | Commercial | WA - Health | Existing | Space Heating | Natural Gas | Gas Boiler - Steam Trap Replacement | A | Integrated Unit Winter Peak Savings (kW) | Technical Potential | 0 | 0 | 0 | 0 | 0 | 0 | 0 | 0 | 0 | 0 | 0 | 0 | 0 | 0 | 0 | 0 | 0 | 0 | 0 | 0 | 0 | 0 | 0 | 0 | 0 | 0 | 0
F4_Commercial_WA - Health_Existing_Space Heating_Natural Gas_Gas Boiler - Steam Trap Replacement_A_Technical Potential | F4 | Commercial | WA - Health | Existing | Space Heating | Natural Gas | Gas Boiler - Steam Trap Replacement | A | Incremental Energy Savings (MWh or mTherms) | Technical Potential | 0 | 0 | 0 | 0.58681 | 1.1941 | 1.1834 | 1.1724 | 1.161 | 1.1493 | 0.58321 | 0 | 0 | 0 | 3.1843e-16 | 0 | 6.2123e-16 | 2.1472e-15 | 0 | 2.2437e-15 | 2.956e-16 | 2.4834e-15 | 0 | 0 | 0 | 0 | 0 | 0
F5_Commercial_WA - Health_Existing_Space Heating_Natural Gas_Gas Boiler - Steam Trap Replacement_A_Technical Potential | F5 | Commercial | WA - Health | Existing | Space Heating | Natural Gas | Gas Boiler - Steam Trap Replacement | A | Incremental Summer Peak Savings (MW) | Technical Potential | 0 | 0 | 0 | 0 | 0 | 0 | 0 | 0 | 0 | 0 | 0 | 0 | 0 | 0 | 0 | 0 | 0 | 0 | 0 | 0 | 0 | 0 | 0 | 0 | 0 | 0 | 0
F6_Commercial_WA - Health_Existing_Space Heating_Natural Gas_Gas Boiler - Steam Trap Replacement_A_Technical Potential | F6 | Commercial | WA - Health | Existing | Space Heating | Natural Gas | Gas Boiler - Steam Trap Replacement | A | Incremental Winter Peak Savings (MW) | Technical Potential | 0 | 0 | 0 | 0 | 0 | 0 | 0 | 0 | 0 | 0 | 0 | 0 | 0 | 0 | 0 | 0 | 0 | 0 | 0 | 0 | 0 | 0 | 0 | 0 | 0 | 0 | 0
F7_Commercial_WA - Health_Existing_Space Heating_Natural Gas_Gas Boiler - Steam Trap Replacement_A_Technical Potential | F7 | Commercial | WA - Health | Existing | Space Heating | Natural Gas | Gas Boiler - Steam Trap Replacement | A | Cumulative Energy Savings (MWh or mTherms) | Technical Potential | 0 | 0 | 0 | 0.58681 | 1.7758 | 2.9433 | 4.0882 | 5.2097 | 6.3065 | 6.8235 | 6.7491 | 6.6727 | 6.5948 | 6.5158 | 6.4358 | 6.3559 | 6.2765 | 6.1983 | 6.1215 | 6.0488 | 5.9783 | 5.9101 | 5.8442 | 5.7804 | 5.7184 | 5.6607 | 5.6047
F8_Commercial_WA - Health_Existing_Space Heating_Natural Gas_Gas Boiler - Steam Trap Replacement_A_Technical Potential | F8 | Commercial | WA - Health | Existing | Space Heating | Natural Gas | Gas Boiler - Steam Trap Replacement | A | Cumulative Summer Peak Savings (MW) | Technical Potential | 0 | 0 | 0 | 0 | 0 | 0 | 0 | 0 | 0 | 0 | 0 | 0 | 0 | 0 | 0 | 0 | 0 | 0 | 0 | 0 | 0 | 0 | 0 | 0 | 0 | 0 | 0
F9_Commercial_WA - Health_Existing_Space Heating_Natural Gas_Gas Boiler - Steam Trap Replacement_A_Technical Potential | F9 | Commercial | WA - Health | Existing | Space Heating | Natural Gas | Gas Boiler - Steam Trap Replacement | A | Cumulative Winter Peak Savings (MW) | Technical Potential | 0 | 0 | 0 | 0 | 0 | 0 | 0 | 0 | 0 | 0 | 0 | 0 | 0 | 0 | 0 | 0 | 0 | 0 | 0 | 0 | 0 | 0 | 0 | 0 | 0 | 0 | 0
F10_Commercial_WA - Health_Existing_Space Heating_Natural Gas_Gas Boiler - Steam Trap Replacement_A_Technical Potential | F10 | Commercial | WA - Health | Existing | Space Heating | Natural Gas | Gas Boiler - Steam Trap Replacement | A | Purchases (Incremental) | Technical Potential | 0 | 0 | 0 | 5.9027 | 12.1161 | 12.1161 | 12.1161 | 12.1161 | 12.1161 | 6.2134 | 0 | 0 | 0 | 3.5527e-15 | 0 | 7.1054e-15 | 2.4869e-14 | 0 | 2.6645e-14 | 3.5527e-15 | 3.0198e-14 | 0 | 0 | 0 | 0 | 0 | 0
F11_Commercial_WA - Health_Existing_Space Heating_Natural Gas_Gas Boiler - Steam Trap Replacement_A_Technical Potential | F11 | Commercial | WA - Health | Existing | Space Heating | Natural Gas | Gas Boiler - Steam Trap Replacement | A | Purchases (Cumulative) | Technical Potential | 0 | 0 | 0 | 5.9027 | 18.0189 | 30.135 | 42.2511 | 54.3672 | 66.4834 | 72.6968 | 72.6968 | 72.6968 | 72.6968 | 72.6968 | 72.6968 | 72.6968 | 72.6968 | 72.6968 | 72.6968 | 72.6968 | 72.6968 | 72.6968 | 72.6968 | 72.6968 | 72.6968 | 72.6968 | 72.6968
F1_Commercial_WA - Health_Existing_Space Heating_Natural Gas_Gas Boiler - High Turndown Burner_A_Technical Potential | F1 | Commercial | WA - Health | Existing | Space Heating | Natural Gas | Gas Boiler - High Turndown Burner | A | Integrated Unit Energy Savings (kWh or therms) | Technical Potential | 0 | 0 | 0.58579 | 0.5773 | 0.5658 | 0.55298 | 0.5391 | 0.52383 | 0.5069 | 0.4882 | 0.46772 | 0.44554 | 0.42209 | 0.39808 | 0.37455 | 0.3524 | 0.33216 | 0.31441 | 0.30021 | 0.28953 | 0.28081 | 0.27439 | 0.26859 | 0.26565 | 0.2628 | 0.26014 | 0.25757
F2_Commercial_WA - Health_Existing_Space Heating_Natural Gas_Gas Boiler - High Turndown Burner_A_Technical Potential | F2 | Commercial | WA - Health | Existing | Space Heating | Natural Gas | Gas Boiler - High Turndown Burner | A | Integrated Unit Summer Peak Savings (kW) | Technical Potential | 0 | 0 | 0 | 0 | 0 | 0 | 0 | 0 | 0 | 0 | 0 | 0 | 0 | 0 | 0 | 0 | 0 | 0 | 0 | 0 | 0 | 0 | 0 | 0 | 0 | 0 | 0
F3_Commercial_WA - Health_Existing_Space Heating_Natural Gas_Gas Boiler - High Turndown Burner_A_Technical Potential | F3 | Commercial | WA - Health | Existing | Space Heating | Natural Gas | Gas Boiler - High Turndown Burner | A | Integrated Unit Winter Peak Savings (kW) | Technical Potential | 0 | 0 | 0 | 0 | 0 | 0 | 0 | 0 | 0 | 0 | 0 | 0 | 0 | 0 | 0 | 0 | 0 | 0 | 0 | 0 | 0 | 0 | 0 | 0 | 0 | 0 | 0
F4_Commercial_WA - Health_Existing_Space Heating_Natural Gas_Gas Boiler - High Turndown Burner_A_Technical Potential | F4 | Commercial | WA - Health | Existing | Space Heating | Natural Gas | Gas Boiler - High Turndown Burner | A | Incremental Energy Savings (MWh or mTherms) | Technical Potential | 0 | 0 | 0 | 1.7584 | 2.116 | 2.5307 | 2.8639 | 3.1742 | 3.591 | 3.7941 | 3.7133 | 3.3334 | 2.7146 | 1.9811 | 1.2792 | 0.72024 | 0.31708 | 0 | 0 | 0 | 0 | 0 | 0 | 0 | 0 | 0 | 0
F5_Commercial_WA - Health_Existing_Space Heating_Natural Gas_Gas Boiler - High Turndown Burner_A_Technical Potential | F5 | Commercial | WA - Health | Existing | Space Heating | Natural Gas | Gas Boiler - High Turndown Burner | A | Incremental Summer Peak Savings (MW) | Technical Potential | 0 | 0 | 0 | 0 | 0 | 0 | 0 | 0 | 0 | 0 | 0 | 0 | 0 | 0 | 0 | 0 | 0 | 0 | 0 | 0 | 0 | 0 | 0 | 0 | 0 | 0 | 0
F6_Commercial_WA - Health_Existing_Space Heating_Natural Gas_Gas Boiler - High Turndown Burner_A_Technical Potential | F6 | Commercial | WA - Health | Existing | Space Heating | Natural Gas | Gas Boiler - High Turndown Burner | A | Incremental Winter Peak Savings (MW) | Technical Potential | 0 | 0 | 0 | 0 | 0 | 0 | 0 | 0 | 0 | 0 | 0 | 0 | 0 | 0 | 0 | 0 | 0 | 0 | 0 | 0 | 0 | 0 | 0 | 0 | 0 | 0 | 0
F7_Commercial_WA - Health_Existing_Space Heating_Natural Gas_Gas Boiler - High Turndown Burner_A_Technical Potential | F7 | Commercial | WA - Health | Existing | Space Heating | Natural Gas | Gas Boiler - High Turndown Burner | A | Cumulative Energy Savings (MWh or mTherms) | Technical Potential | 0 | 0 | 0 | 1.7584 | 3.8393 | 6.283 | 8.9891 | 11.9087 | 15.1148 | 18.3515 | 21.2948 | 23.6182 | 25.09 | 25.6438 | 25.4073 | 24.6249 | 23.5277 | 22.2706 | 21.2644 | 20.5079 | 19.8904 | 19.4361 | 19.0248 | 18.8168 | 18.6149 | 18.4266 | 18.2441
F8_Commercial_WA - Health_Existing_Space Heating_Natural Gas_Gas Boiler - High Turndown Burner_A_Technical Potential | F8 | Commercial | WA - Health | Existing | Space Heating | Natural Gas | Gas Boiler - High Turndown Burner | A | Cumulative Summer Peak Savings (MW) | Technical Potential | 0 | 0 | 0 | 0 | 0 | 0 | 0 | 0 | 0 | 0 | 0 | 0 | 0 | 0 | 0 | 0 | 0 | 0 | 0 | 0 | 0 | 0 | 0 | 0 | 0 | 0 | 0
F9_Commercial_WA - Health_Existing_Space Heating_Natural Gas_Gas Boiler - High Turndown Burner_A_Technical Potential | F9 | Commercial | WA - Health | Existing | Space Heating | Natural Gas | Gas Boiler - High Turndown Burner | A | Cumulative Winter Peak Savings (MW) | Technical Potential | 0 | 0 | 0 | 0 | 0 | 0 | 0 | 0 | 0 | 0 | 0 | 0 | 0 | 0 | 0 | 0 | 0 | 0 | 0 | 0 | 0 | 0 | 0 | 0 | 0 | 0 | 0
F10_Commercial_WA - Health_Existing_Space Heating_Natural Gas_Gas Boiler - High Turndown Burner_A_Technical Potential | F10 | Commercial | WA - Health | Existing | Space Heating | Natural Gas | Gas Boiler - High Turndown Burner | A | Purchases (Incremental) | Technical Potential | 0 | 0 | 0 | 3045.8079 | 3739.7663 | 4576.3796 | 5312.4556 | 6059.5283 | 7084.317 | 7771.6058 | 7939.2443 | 7481.7849 | 6431.2279 | 4976.7556 | 3415.4386 | 2043.8245 | 954.605 | 0 | 0 | 0 | 0 | 0 | 0 | 0 | 0 | 0 | 0
F11_Commercial_WA - Health_Existing_Space Heating_Natural Gas_Gas Boiler - High Turndown Burner_A_Technical Potential | F11 | Commercial | WA - Health | Existing | Space Heating | Natural Gas | Gas Boiler - High Turndown Burner | A | Purchases (Cumulative) | Technical Potential | 0 | 0 | 0 | 3045.8079 | 6785.5742 | 11361.9538 | 16674.4094 | 22733.9377 | 29818.2547 | 37589.8605 | 45529.1047 | 53010.8896 | 59442.1175 | 64418.8731 | 67834.3118 | 69878.1363 | 70832.7413 | 70832.7413 | 70832.7413 | 70832.7413 | 70832.7413 | 70832.7413 | 70832.7413 | 70832.7413 | 70832.7413 | 70832.7413 | 70832.7413
F1_Commercial_WA - Health_Existing_Space Heating_Natural Gas_Gas Boiler - Burner Control Optimization_A_Technical Potential | F1 | Commercial | WA - Health | Existing | Space Heating | Natural Gas | Gas Boiler - Burner Control Optimization | A | Integrated Unit Energy Savings (kWh or therms) | Technical Potential | 0 | 0 | 0.16988 | 0.16733 | 0.16388 | 0.16004 | 0.15588 | 0.1513 | 0.14622 | 0.14064 | 0.13454 | 0.12799 | 0.12112 | 0.11413 | 0.10731 | 0.10093 | 0.095117 | 0.090035 | 0.085966 | 0.082908 | 0.080411 | 0.078575 | 0.076911 | 0.07607 | 0.075254 | 0.074493 | 0.073755
F2_Commercial_WA - Health_Existing_Space Heating_Natural Gas_Gas Boiler - Burner Control Optimization_A_Technical Potential | F2 | Commercial | WA - Health | Existing | Space Heating | Natural Gas | Gas Boiler - Burner Control Optimization | A | Integrated Unit Summer Peak Savings (kW) | Technical Potential | 0 | 0 | 0 | 0 | 0 | 0 | 0 | 0 | 0 | 0 | 0 | 0 | 0 | 0 | 0 | 0 | 0 | 0 | 0 | 0 | 0 | 0 | 0 | 0 | 0 | 0 | 0
F3_Commercial_WA - Health_Existing_Space Heating_Natural Gas_Gas Boiler - Burner Control Optimization_A_Technical Potential | F3 | Commercial | WA - Health | Existing | Space Heating | Natural Gas | Gas Boiler - Burner Control Optimization | A | Integrated Unit Winter Peak Savings (kW) | Technical Potential | 0 | 0 | 0 | 0 | 0 | 0 | 0 | 0 | 0 | 0 | 0 | 0 | 0 | 0 | 0 | 0 | 0 | 0 | 0 | 0 | 0 | 0 | 0 | 0 | 0 | 0 | 0
F4_Commercial_WA - Health_Existing_Space Heating_Natural Gas_Gas Boiler - Burner Control Optimization_A_Technical Potential | F4 | Commercial | WA - Health | Existing | Space Heating | Natural Gas | Gas Boiler - Burner Control Optimization | A | Incremental Energy Savings (MWh or mTherms) | Technical Potential | 0 | 0 | 0 | 0.18964 | 0.099942 | 0.33017 | 0.52309 | 0.77065 | 1.0667 | 1.3956 | 1.7308 | 2.0365 | 2.2725 | 2.4024 | 2.4032 | 2.2696 | 2.0163 | 1.678 | 1.3042 | 0.94017 | 0.66809 | 0.26715 | 0.23203 | 0 | 0 | 0 | 0
F5_Commercial_WA - Health_Existing_Space Heating_Natural Gas_Gas Boiler - Burner Control Optimization_A_Technical Potential | F5 | Commercial | WA - Health | Existing | Space Heating | Natural Gas | Gas Boiler - Burner Control Optimization | A | Incremental Summer Peak Savings (MW) | Technical Potential | 0 | 0 | 0 | 0 | 0 | 0 | 0 | 0 | 0 | 0 | 0 | 0 | 0 | 0 | 0 | 0 | 0 | 0 | 0 | 0 | 0 | 0 | 0 | 0 | 0 | 0 | 0
F6_Commercial_WA - Health_Existing_Space Heating_Natural Gas_Gas Boiler - Burner Control Optimization_A_Technical Potential | F6 | Commercial | WA - Health | Existing | Space Heating | Natural Gas | Gas Boiler - Burner Control Optimization | A | Incremental Winter Peak Savings (MW) | Technical Potential | 0 | 0 | 0 | 0 | 0 | 0 | 0 | 0 | 0 | 0 | 0 | 0 | 0 | 0 | 0 | 0 | 0 | 0 | 0 | 0 | 0 | 0 | 0 | 0 | 0 | 0 | 0
F7_Commercial_WA - Health_Existing_Space Heating_Natural Gas_Gas Boiler - Burner Control Optimization_A_Technical Potential | F7 | Commercial | WA - Health | Existing | Space Heating | Natural Gas | Gas Boiler - Burner Control Optimization | A | Cumulative Energy Savings (MWh or mTherms) | Technical Potential | 0 | 0 | 0 | 0.18964 | 0.28568 | 0.60915 | 1.1164 | 1.8542 | 2.8588 | 4.1451 | 5.6964 | 7.4554 | 9.3275 | 11.1914 | 12.9266 | 14.4272 | 15.6125 | 16.4564 | 17.017 | 17.3518 | 17.4973 | 17.3648 | 17.2293 | 17.0409 | 16.8581 | 16.6875 | 16.5222
F8_Commercial_WA - Health_Existing_Space Heating_Natural Gas_Gas Boiler - Burner Control Optimization_A_Technical Potential | F8 | Commercial | WA - Health | Existing | Space Heating | Natural Gas | Gas Boiler - Burner Control Optimization | A | Cumulative Summer Peak Savings (MW) | Technical Potential | 0 | 0 | 0 | 0 | 0 | 0 | 0 | 0 | 0 | 0 | 0 | 0 | 0 | 0 | 0 | 0 | 0 | 0 | 0 | 0 | 0 | 0 | 0 | 0 | 0 | 0 | 0
F9_Commercial_WA - Health_Existing_Space Heating_Natural Gas_Gas Boiler - Burner Control Optimization_A_Technical Potential | F9 | Commercial | WA - Health | Existing | Space Heating | Natural Gas | Gas Boiler - Burner Control Optimization | A | Cumulative Winter Peak Savings (MW) | Technical Potential | 0 | 0 | 0 | 0 | 0 | 0 | 0 | 0 | 0 | 0 | 0 | 0 | 0 | 0 | 0 | 0 | 0 | 0 | 0 | 0 | 0 | 0 | 0 | 0 | 0 | 0 | 0
F10_Commercial_WA - Health_Existing_Space Heating_Natural Gas_Gas Boiler - Burner Control Optimization_A_Technical Potential | F10 | Commercial | WA - Health | Existing | Space Heating | Natural Gas | Gas Boiler - Burner Control Optimization | A | Purchases (Incremental) | Technical Potential | 0 | 0 | 0 | 1133.3239 | 609.8322 | 2063.0018 | 3355.7551 | 5093.5676 | 7295.0771 | 9923.3083 | 12864.1916 | 15910.7879 | 18762.5985 | 21050.4162 | 22393.6795 | 22487.1702 | 21197.9503 | 18637.7393 | 15171.4815 | 11339.94 | 8308.3604 | 3399.9716 | 3016.8042 | 0 | 0 | 0 | 0
F11_Commercial_WA - Health_Existing_Space Heating_Natural Gas_Gas Boiler - Burner Control Optimization_A_Technical Potential | F11 | Commercial | WA - Health | Existing | Space Heating | Natural Gas | Gas Boiler - Burner Control Optimization | A | Purchases (Cumulative) | Technical Potential | 0 | 0 | 0 | 1133.3239 | 1743.1561 | 3806.1578 | 7161.9129 | 12255.4805 | 19550.5576 | 29473.8659 | 42338.0575 | 58248.8454 | 77011.4439 | 98061.8601 | 120455.5396 | 142942.7098 | 164140.66 | 182778.3994 | 197949.8809 | 209289.8209 | 217598.1812 | 220998.1528 | 224014.957 | 224014.957 | 224014.957 | 224014.957 | 224014.957
F1_Commercial_WA - Health_Existing_Space Heating_Natural Gas_Gas Boiler - Stack Economizer_A_Technical Potential | F1 | Commercial | WA - Health | Existing | Space Heating | Natural Gas | Gas Boiler - Stack Economizer | A | Integrated Unit Energy Savings (kWh or therms) | Technical Potential | 0 | 0 | 0.56236 | 0.55199 | 0.53767 | 0.52187 | 0.50491 | 0.48656 | 0.46695 | 0.4458 | 0.42336 | 0.39992 | 0.37607 | 0.35263 | 0.33014 | 0.30915 | 0.29008 | 0.27343 | 0.26007 | 0.24993 | 0.24159 | 0.23534 | 0.22965 | 0.22713 | 0.22469 | 0.22242 | 0.22021
F2_Commercial_WA - Health_Existing_Space Heating_Natural Gas_Gas Boiler - Stack Economizer_A_Technical Potential | F2 | Commercial | WA - Health | Existing | Space Heating | Natural Gas | Gas Boiler - Stack Economizer | A | Integrated Unit Summer Peak Savings (kW) | Technical Potential | 0 | 0 | 0 | 0 | 0 | 0 | 0 | 0 | 0 | 0 | 0 | 0 | 0 | 0 | 0 | 0 | 0 | 0 | 0 | 0 | 0 | 0 | 0 | 0 | 0 | 0 | 0
F3_Commercial_WA - Health_Existing_Space Heating_Natural Gas_Gas Boiler - Stack Economizer_A_Technical Potential | F3 | Commercial | WA - Health | Existing | Space Heating | Natural Gas | Gas Boiler - Stack Economizer | A | Integrated Unit Winter Peak Savings (kW) | Technical Potential | 0 | 0 | 0 | 0 | 0 | 0 | 0 | 0 | 0 | 0 | 0 | 0 | 0 | 0 | 0 | 0 | 0 | 0 | 0 | 0 | 0 | 0 | 0 | 0 | 0 | 0 | 0
F4_Commercial_WA - Health_Existing_Space Heating_Natural Gas_Gas Boiler - Stack Economizer_A_Technical Potential | F4 | Commercial | WA - Health | Existing | Space Heating | Natural Gas | Gas Boiler - Stack Economizer | A | Incremental Energy Savings (MWh or mTherms) | Technical Potential | 0 | 0 | 0 | 2.69 | 3.2172 | 3.8212 | 4.2917 | 4.7173 | 5.2928 | 5.5434 | 5.3778 | 4.7874 | 3.8698 | 2.808 | 1.8041 | 1.0109 | 0.44306 | 0 | 0 | 0 | 0 | 0 | 0 | 0 | 0 | 0 | 0
F5_Commercial_WA - Health_Existing_Space Heating_Natural Gas_Gas Boiler - Stack Economizer_A_Technical Potential | F5 | Commercial | WA - Health | Existing | Space Heating | Natural Gas | Gas Boiler - Stack Economizer | A | Incremental Summer Peak Savings (MW) | Technical Potential | 0 | 0 | 0 | 0 | 0 | 0 | 0 | 0 | 0 | 0 | 0 | 0 | 0 | 0 | 0 | 0 | 0 | 0 | 0 | 0 | 0 | 0 | 0 | 0 | 0 | 0 | 0
F6_Commercial_WA - Health_Existing_Space Heating_Natural Gas_Gas Boiler - Stack Economizer_A_Technical Potential | F6 | Commercial | WA - Health | Existing | Space Heating | Natural Gas | Gas Boiler - Stack Economizer | A | Incremental Winter Peak Savings (MW) | Technical Potential | 0 | 0 | 0 | 0 | 0 | 0 | 0 | 0 | 0 | 0 | 0 | 0 | 0 | 0 | 0 | 0 | 0 | 0 | 0 | 0 | 0 | 0 | 0 | 0 | 0 | 0 | 0
F7_Commercial_WA - Health_Existing_Space Heating_Natural Gas_Gas Boiler - Stack Economizer_A_Technical Potential | F7 | Commercial | WA - Health | Existing | Space Heating | Natural Gas | Gas Boiler - Stack Economizer | A | Cumulative Energy Savings (MWh or mTherms) | Technical Potential | 0 | 0 | 0 | 2.69 | 5.8374 | 9.4871 | 13.4706 | 17.6981 | 22.2777 | 26.8123 | 30.8401 | 33.9201 | 35.7671 | 36.346 | 35.8319 | 34.564 | 32.8757 | 30.9885 | 29.4739 | 28.3257 | 27.3805 | 26.6718 | 26.0263 | 25.7415 | 25.465 | 25.2072 | 24.9573
F8_Commercial_WA - Health_Existing_Space Heating_Natural Gas_Gas Boiler - Stack Economizer_A_Technical Potential | F8 | Commercial | WA - Health | Existing | Space Heating | Natural Gas | Gas Boiler - Stack Economizer | A | Cumulative Summer Peak Savings (MW) | Technical Potential | 0 | 0 | 0 | 0 | 0 | 0 | 0 | 0 | 0 | 0 | 0 | 0 | 0 | 0 | 0 | 0 | 0 | 0 | 0 | 0 | 0 | 0 | 0 | 0 | 0 | 0 | 0
F9_Commercial_WA - Health_Existing_Space Heating_Natural Gas_Gas Boiler - Stack Economizer_A_Technical Potential | F9 | Commercial | WA - Health | Existing | Space Heating | Natural Gas | Gas Boiler - Stack Economizer | A | Cumulative Winter Peak Savings (MW) | Technical Potential | 0 | 0 | 0 | 0 | 0 | 0 | 0 | 0 | 0 | 0 | 0 | 0 | 0 | 0 | 0 | 0 | 0 | 0 | 0 | 0 | 0 | 0 | 0 | 0 | 0 | 0 | 0
F10_Commercial_WA - Health_Existing_Space Heating_Natural Gas_Gas Boiler - Stack Economizer_A_Technical Potential | F10 | Commercial | WA - Health | Existing | Space Heating | Natural Gas | Gas Boiler - Stack Economizer | A | Purchases (Incremental) | Technical Potential | 0 | 0 | 0 | 4873.2926 | 5983.6261 | 7322.2073 | 8499.929 | 9695.2453 | 11334.9072 | 12434.5692 | 12702.7908 | 11970.8559 | 10289.9646 | 7962.809 | 5464.7018 | 3270.1193 | 1527.3679 | 0 | 0 | 0 | 0 | 0 | 0 | 0 | 0 | 0 | 0
F11_Commercial_WA - Health_Existing_Space Heating_Natural Gas_Gas Boiler - Stack Economizer_A_Technical Potential | F11 | Commercial | WA - Health | Existing | Space Heating | Natural Gas | Gas Boiler - Stack Economizer | A | Purchases (Cumulative) | Technical Potential | 0 | 0 | 0 | 4873.2926 | 10856.9187 | 18179.126 | 26679.055 | 36374.3003 | 47709.2075 | 60143.7767 | 72846.5675 | 84817.4234 | 95107.388 | 103070.197 | 108534.8989 | 111805.0181 | 113332.3861 | 113332.3861 | 113332.3861 | 113332.3861 | 113332.3861 | 113332.3861 | 113332.3861 | 113332.3861 | 113332.3861 | 113332.3861 | 113332.3861
F1_Commercial_WA - Health_Existing_Space Heating_Natural Gas_Gas Boiler - Thermostatic Radiator Valves_A_Technical Potential | F1 | Commercial | WA - Health | Existing | Space Heating | Natural Gas | Gas Boiler - Thermostatic Radiator Valves | A | Integrated Unit Energy Savings (kWh or therms) | Technical Potential | 0 | 0 | 21.0997 | 20.8713 | 20.599 | 20.2849 | 19.9351 | 19.5396 | 19.0889 | 18.5793 | 18.0079 | 17.3747 | 16.6907 | 15.9758 | 15.2544 | 14.5568 | 13.9102 | 13.3366 | 12.8603 | 12.486 | 12.1773 | 11.9481 | 11.7392 | 11.611 | 11.4865 | 11.3704 | 11.2579
F2_Commercial_WA - Health_Existing_Space Heating_Natural Gas_Gas Boiler - Thermostatic Radiator Valves_A_Technical Potential | F2 | Commercial | WA - Health | Existing | Space Heating | Natural Gas | Gas Boiler - Thermostatic Radiator Valves | A | Integrated Unit Summer Peak Savings (kW) | Technical Potential | 0 | 0 | 0 | 0 | 0 | 0 | 0 | 0 | 0 | 0 | 0 | 0 | 0 | 0 | 0 | 0 | 0 | 0 | 0 | 0 | 0 | 0 | 0 | 0 | 0 | 0 | 0
F3_Commercial_WA - Health_Existing_Space Heating_Natural Gas_Gas Boiler - Thermostatic Radiator Valves_A_Technical Potential | F3 | Commercial | WA - Health | Existing | Space Heating | Natural Gas | Gas Boiler - Thermostatic Radiator Valves | A | Integrated Unit Winter Peak Savings (kW) | Technical Potential | 0 | 0 | 0 | 0 | 0 | 0 | 0 | 0 | 0 | 0 | 0 | 0 | 0 | 0 | 0 | 0 | 0 | 0 | 0 | 0 | 0 | 0 | 0 | 0 | 0 | 0 | 0
F4_Commercial_WA - Health_Existing_Space Heating_Natural Gas_Gas Boiler - Thermostatic Radiator Valves_A_Technical Potential | F4 | Commercial | WA - Health | Existing | Space Heating | Natural Gas | Gas Boiler - Thermostatic Radiator Valves | A | Incremental Energy Savings (MWh or mTherms) | Technical Potential | 0 | 0 | 0 | 5.1305 | 10.3936 | 10.2351 | 10.0586 | 9.859 | 9.6317 | 9.3745 | 9.0862 | 8.7667 | 8.4216 | 8.0609 | 7.6969 | 7.3449 | 7.0186 | 6.7292 | 3.3276 | 0 | 1.246e-14 | 1.3583e-15 | 0 | 0 | 0 | 0 | 0
F5_Commercial_WA - Health_Existing_Space Heating_Natural Gas_Gas Boiler - Thermostatic Radiator Valves_A_Technical Potential | F5 | Commercial | WA - Health | Existing | Space Heating | Natural Gas | Gas Boiler - Thermostatic Radiator Valves | A | Incremental Summer Peak Savings (MW) | Technical Potential | 0 | 0 | 0 | 0 | 0 | 0 | 0 | 0 | 0 | 0 | 0 | 0 | 0 | 0 | 0 | 0 | 0 | 0 | 0 | 0 | 0 | 0 | 0 | 0 | 0 | 0 | 0
F6_Commercial_WA - Health_Existing_Space Heating_Natural Gas_Gas Boiler - Thermostatic Radiator Valves_A_Technical Potential | F6 | Commercial | WA - Health | Existing | Space Heating | Natural Gas | Gas Boiler - Thermostatic Radiator Valves | A | Incremental Winter Peak Savings (MW) | Technical Potential | 0 | 0 | 0 | 0 | 0 | 0 | 0 | 0 | 0 | 0 | 0 | 0 | 0 | 0 | 0 | 0 | 0 | 0 | 0 | 0 | 0 | 0 | 0 | 0 | 0 | 0 | 0
F7_Commercial_WA - Health_Existing_Space Heating_Natural Gas_Gas Boiler - Thermostatic Radiator Valves_A_Technical Potential | F7 | Commercial | WA - Health | Existing | Space Heating | Natural Gas | Gas Boiler - Thermostatic Radiator Valves | A | Cumulative Energy Savings (MWh or mTherms) | Technical Potential | 0 | 0 | 0 | 5.1305 | 15.4571 | 25.4565 | 35.0761 | 44.2393 | 52.8507 | 60.8141 | 68.0301 | 74.4046 | 79.8971 | 84.5361 | 88.4156 | 91.7167 | 94.6616 | 97.4872 | 97.3331 | 94.5004 | 92.1642 | 90.4292 | 88.8486 | 87.8779 | 86.9358 | 86.0572 | 85.2056
F8_Commercial_WA - Health_Existing_Space Heating_Natural Gas_Gas Boiler - Thermostatic Radiator Valves_A_Technical Potential | F8 | Commercial | WA - Health | Existing | Space Heating | Natural Gas | Gas Boiler - Thermostatic Radiator Valves | A | Cumulative Summer Peak Savings (MW) | Technical Potential | 0 | 0 | 0 | 0 | 0 | 0 | 0 | 0 | 0 | 0 | 0 | 0 | 0 | 0 | 0 | 0 | 0 | 0 | 0 | 0 | 0 | 0 | 0 | 0 | 0 | 0 | 0
F9_Commercial_WA - Health_Existing_Space Heating_Natural Gas_Gas Boiler - Thermostatic Radiator Valves_A_Technical Potential | F9 | Commercial | WA - Health | Existing | Space Heating | Natural Gas | Gas Boiler - Thermostatic Radiator Valves | A | Cumulative Winter Peak Savings (MW) | Technical Potential | 0 | 0 | 0 | 0 | 0 | 0 | 0 | 0 | 0 | 0 | 0 | 0 | 0 | 0 | 0 | 0 | 0 | 0 | 0 | 0 | 0 | 0 | 0 | 0 | 0 | 0 | 0
F10_Commercial_WA - Health_Existing_Space Heating_Natural Gas_Gas Boiler - Thermostatic Radiator Valves_A_Technical Potential | F10 | Commercial | WA - Health | Existing | Space Heating | Natural Gas | Gas Boiler - Thermostatic Radiator Valves | A | Purchases (Incremental) | Technical Potential | 0 | 0 | 0 | 245.815 | 504.5677 | 504.5677 | 504.5677 | 504.5677 | 504.5677 | 504.5677 | 504.5677 | 504.5677 | 504.5677 | 504.5677 | 504.5677 | 504.5677 | 504.5677 | 504.5677 | 258.7527 | 0 | 1.0232e-12 | 1.1369e-13 | 0 | 0 | 0 | 0 | 0
F11_Commercial_WA - Health_Existing_Space Heating_Natural Gas_Gas Boiler - Thermostatic Radiator Valves_A_Technical Potential | F11 | Commercial | WA - Health | Existing | Space Heating | Natural Gas | Gas Boiler - Thermostatic Radiator Valves | A | Purchases (Cumulative) | Technical Potential | 0 | 0 | 0 | 245.815 | 750.3827 | 1254.9504 | 1759.5181 | 2264.0858 | 2768.6534 | 3273.2211 | 3777.7888 | 4282.3565 | 4786.9242 | 5291.4919 | 5796.0596 | 6300.6272 | 6805.1949 | 7309.7626 | 7568.5153 | 7568.5153 | 7568.5153 | 7568.5153 | 7568.5153 | 7568.5153 | 7568.5153 | 7568.5153 | 7568.5153
F1_Commercial_WA - Health_Existing_Space Heating_Natural Gas_HVAC - Shut Off Damper_A_Technical Potential | F1 | Commercial | WA - Health | Existing | Space Heating | Natural Gas | HVAC - Shut Off Damper | A | Integrated Unit Energy Savings (kWh or therms) | Technical Potential | 0 | 0 | 58.2973 | 56.982 | 55.085 | 53.0485 | 51.0012 | 48.8962 | 46.6742 | 44.3144 | 41.8473 | 39.3129 | 36.7749 | 34.3154 | 31.9839 | 29.8277 | 27.8824 | 26.1893 | 24.8214 | 23.7703 | 22.8961 | 22.2249 | 21.6106 | 21.3711 | 21.1388 | 20.9222 | 20.7125
F2_Commercial_WA - Health_Existing_Space Heating_Natural Gas_HVAC - Shut Off Damper_A_Technical Potential | F2 | Commercial | WA - Health | Existing | Space Heating | Natural Gas | HVAC - Shut Off Damper | A | Integrated Unit Summer Peak Savings (kW) | Technical Potential | 0 | 0 | 0 | 0 | 0 | 0 | 0 | 0 | 0 | 0 | 0 | 0 | 0 | 0 | 0 | 0 | 0 | 0 | 0 | 0 | 0 | 0 | 0 | 0 | 0 | 0 | 0
F3_Commercial_WA - Health_Existing_Space Heating_Natural Gas_HVAC - Shut Off Damper_A_Technical Potential | F3 | Commercial | WA - Health | Existing | Space Heating | Natural Gas | HVAC - Shut Off Damper | A | Integrated Unit Winter Peak Savings (kW) | Technical Potential | 0 | 0 | 0 | 0 | 0 | 0 | 0 | 0 | 0 | 0 | 0 | 0 | 0 | 0 | 0 | 0 | 0 | 0 | 0 | 0 | 0 | 0 | 0 | 0 | 0 | 0 | 0
F4_Commercial_WA - Health_Existing_Space Heating_Natural Gas_HVAC - Shut Off Damper_A_Technical Potential | F4 | Commercial | WA - Health | Existing | Space Heating | Natural Gas | HVAC - Shut Off Damper | A | Incremental Energy Savings (MWh or mTherms) | Technical Potential | 0 | 0 | 0 | 1.5326 | 1.8192 | 2.1438 | 2.3926 | 2.6164 | 2.9199 | 3.0413 | 2.9339 | 2.5974 | 2.0885 | 1.5081 | 0.96466 | 0.53834 | 0.23505 | 0 | 0 | 0 | 0 | 0 | 0 | 0 | 0 | 0 | 0
F5_Commercial_WA - Health_Existing_Space Heating_Natural Gas_HVAC - Shut Off Damper_A_Technical Potential | F5 | Commercial | WA - Health | Existing | Space Heating | Natural Gas | HVAC - Shut Off Damper | A | Incremental Summer Peak Savings (MW) | Technical Potential | 0 | 0 | 0 | 0 | 0 | 0 | 0 | 0 | 0 | 0 | 0 | 0 | 0 | 0 | 0 | 0 | 0 | 0 | 0 | 0 | 0 | 0 | 0 | 0 | 0 | 0 | 0
F6_Commercial_WA - Health_Existing_Space Heating_Natural Gas_HVAC - Shut Off Damper_A_Technical Potential | F6 | Commercial | WA - Health | Existing | Space Heating | Natural Gas | HVAC - Shut Off Damper | A | Incremental Winter Peak Savings (MW) | Technical Potential | 0 | 0 | 0 | 0 | 0 | 0 | 0 | 0 | 0 | 0 | 0 | 0 | 0 | 0 | 0 | 0 | 0 | 0 | 0 | 0 | 0 | 0 | 0 | 0 | 0 | 0 | 0
F7_Commercial_WA - Health_Existing_Space Heating_Natural Gas_HVAC - Shut Off Damper_A_Technical Potential | F7 | Commercial | WA - Health | Existing | Space Heating | Natural Gas | HVAC - Shut Off Damper | A | Cumulative Energy Savings (MWh or mTherms) | Technical Potential | 0 | 0 | 0 | 1.5326 | 3.3008 | 5.3226 | 7.5098 | 9.8163 | 12.2901 | 14.71 | 16.8249 | 18.4034 | 19.3038 | 19.5208 | 19.1592 | 18.4059 | 17.4406 | 16.3815 | 15.5259 | 14.8685 | 14.3216 | 13.9018 | 13.5175 | 13.3677 | 13.2224 | 13.087 | 12.9558
F8_Commercial_WA - Health_Existing_Space Heating_Natural Gas_HVAC - Shut Off Damper_A_Technical Potential | F8 | Commercial | WA - Health | Existing | Space Heating | Natural Gas | HVAC - Shut Off Damper | A | Cumulative Summer Peak Savings (MW) | Technical Potential | 0 | 0 | 0 | 0 | 0 | 0 | 0 | 0 | 0 | 0 | 0 | 0 | 0 | 0 | 0 | 0 | 0 | 0 | 0 | 0 | 0 | 0 | 0 | 0 | 0 | 0 | 0
F9_Commercial_WA - Health_Existing_Space Heating_Natural Gas_HVAC - Shut Off Damper_A_Technical Potential | F9 | Commercial | WA - Health | Existing | Space Heating | Natural Gas | HVAC - Shut Off Damper | A | Cumulative Winter Peak Savings (MW) | Technical Potential | 0 | 0 | 0 | 0 | 0 | 0 | 0 | 0 | 0 | 0 | 0 | 0 | 0 | 0 | 0 | 0 | 0 | 0 | 0 | 0 | 0 | 0 | 0 | 0 | 0 | 0 | 0
F10_Commercial_WA - Health_Existing_Space Heating_Natural Gas_HVAC - Shut Off Damper_A_Technical Potential | F10 | Commercial | WA - Health | Existing | Space Heating | Natural Gas | HVAC - Shut Off Damper | A | Purchases (Incremental) | Technical Potential | 0 | 0 | 0 | 26.8967 | 33.0249 | 40.4128 | 46.9129 | 53.5101 | 62.5598 | 68.629 | 70.1094 | 66.0697 | 56.7925 | 43.9484 | 30.1608 | 18.0485 | 8.4299 | 0 | 0 | 0 | 0 | 0 | 0 | 0 | 0 | 0 | 0
F11_Commercial_WA - Health_Existing_Space Heating_Natural Gas_HVAC - Shut Off Damper_A_Technical Potential | F11 | Commercial | WA - Health | Existing | Space Heating | Natural Gas | HVAC - Shut Off Damper | A | Purchases (Cumulative) | Technical Potential | 0 | 0 | 0 | 26.8967 | 59.9216 | 100.3344 | 147.2474 | 200.7575 | 263.3172 | 331.9462 | 402.0556 | 468.1253 | 524.9178 | 568.8662 | 599.0271 | 617.0756 | 625.5054 | 625.5054 | 625.5054 | 625.5054 | 625.5054 | 625.5054 | 625.5054 | 625.5054 | 625.5054 | 625.5054 | 625.5054
F1_Commercial_WA - Health_Existing_Space Heating_Natural Gas_Gas Furnace - Tube Inserts_A_Technical Potential | F1 | Commercial | WA - Health | Existing | Space Heating | Natural Gas | Gas Furnace - Tube Inserts | A | Integrated Unit Energy Savings (kWh or therms) | Technical Potential | 0 | 0 | 0 | 0 | 0 | 0 | 0 | 0 | 0 | 0 | 0 | 0 | 0 | 0 | 0 | 0 | 0 | 0 | 0 | 0 | 0 | 0 | 0 | 0 | 0 | 0 | 0
F2_Commercial_WA - Health_Existing_Space Heating_Natural Gas_Gas Furnace - Tube Inserts_A_Technical Potential | F2 | Commercial | WA - Health | Existing | Space Heating | Natural Gas | Gas Furnace - Tube Inserts | A | Integrated Unit Summer Peak Savings (kW) | Technical Potential | 0 | 0 | 0 | 0 | 0 | 0 | 0 | 0 | 0 | 0 | 0 | 0 | 0 | 0 | 0 | 0 | 0 | 0 | 0 | 0 | 0 | 0 | 0 | 0 | 0 | 0 | 0
F3_Commercial_WA - Health_Existing_Space Heating_Natural Gas_Gas Furnace - Tube Inserts_A_Technical Potential | F3 | Commercial | WA - Health | Existing | Space Heating | Natural Gas | Gas Furnace - Tube Inserts | A | Integrated Unit Winter Peak Savings (kW) | Technical Potential | 0 | 0 | 0 | 0 | 0 | 0 | 0 | 0 | 0 | 0 | 0 | 0 | 0 | 0 | 0 | 0 | 0 | 0 | 0 | 0 | 0 | 0 | 0 | 0 | 0 | 0 | 0
F4_Commercial_WA - Health_Existing_Space Heating_Natural Gas_Gas Furnace - Tube Inserts_A_Technical Potential | F4 | Commercial | WA - Health | Existing | Space Heating | Natural Gas | Gas Furnace - Tube Inserts | A | Incremental Energy Savings (MWh or mTherms) | Technical Potential | 0 | 0 | 0 | 0 | 0 | 0 | 0 | 0 | 0 | 0 | 0 | 0 | 0 | 0 | 0 | 0 | 0 | 0 | 0 | 0 | 0 | 0 | 0 | 0 | 0 | 0 | 0
F5_Commercial_WA - Health_Existing_Space Heating_Natural Gas_Gas Furnace - Tube Inserts_A_Technical Potential | F5 | Commercial | WA - Health | Existing | Space Heating | Natural Gas | Gas Furnace - Tube Inserts | A | Incremental Summer Peak Savings (MW) | Technical Potential | 0 | 0 | 0 | 0 | 0 | 0 | 0 | 0 | 0 | 0 | 0 | 0 | 0 | 0 | 0 | 0 | 0 | 0 | 0 | 0 | 0 | 0 | 0 | 0 | 0 | 0 | 0
F6_Commercial_WA - Health_Existing_Space Heating_Natural Gas_Gas Furnace - Tube Inserts_A_Technical Potential | F6 | Commercial | WA - Health | Existing | Space Heating | Natural Gas | Gas Furnace - Tube Inserts | A | Incremental Winter Peak Savings (MW) | Technical Potential | 0 | 0 | 0 | 0 | 0 | 0 | 0 | 0 | 0 | 0 | 0 | 0 | 0 | 0 | 0 | 0 | 0 | 0 | 0 | 0 | 0 | 0 | 0 | 0 | 0 | 0 | 0
F7_Commercial_WA - Health_Existing_Space Heating_Natural Gas_Gas Furnace - Tube Inserts_A_Technical Potential | F7 | Commercial | WA - Health | Existing | Space Heating | Natural Gas | Gas Furnace - Tube Inserts | A | Cumulative Energy Savings (MWh or mTherms) | Technical Potential | 0 | 0 | 0 | 0 | 0 | 0 | 0 | 0 | 0 | 0 | 0 | 0 | 0 | 0 | 0 | 0 | 0 | 0 | 0 | 0 | 0 | 0 | 0 | 0 | 0 | 0 | 0
F8_Commercial_WA - Health_Existing_Space Heating_Natural Gas_Gas Furnace - Tube Inserts_A_Technical Potential | F8 | Commercial | WA - Health | Existing | Space Heating | Natural Gas | Gas Furnace - Tube Inserts | A | Cumulative Summer Peak Savings (MW) | Technical Potential | 0 | 0 | 0 | 0 | 0 | 0 | 0 | 0 | 0 | 0 | 0 | 0 | 0 | 0 | 0 | 0 | 0 | 0 | 0 | 0 | 0 | 0 | 0 | 0 | 0 | 0 | 0
F9_Commercial_WA - Health_Existing_Space Heating_Natural Gas_Gas Furnace - Tube Inserts_A_Technical Potential | F9 | Commercial | WA - Health | Existing | Space Heating | Natural Gas | Gas Furnace - Tube Inserts | A | Cumulative Winter Peak Savings (MW) | Technical Potential | 0 | 0 | 0 | 0 | 0 | 0 | 0 | 0 | 0 | 0 | 0 | 0 | 0 | 0 | 0 | 0 | 0 | 0 | 0 | 0 | 0 | 0 | 0 | 0 | 0 | 0 | 0
F10_Commercial_WA - Health_Existing_Space Heating_Natural Gas_Gas Furnace - Tube Inserts_A_Technical Potential | F10 | Commercial | WA - Health | Existing | Space Heating | Natural Gas | Gas Furnace - Tube Inserts | A | Purchases (Incremental) | Technical Potential | 0 | 0 | 0 | 1047.332 | 563.5607 | 1906.4698 | 3101.1345 | 4707.089 | 5694.2253 | 8606.8086 | 9981.6408 | 11602.4095 | 12631.8822 | 12711.6416 | 11524.1718 | 8892.8273 | 4885.9947 | 0 | 0 | 0 | 0 | 0 | 0 | 0 | 0 | 0 | 0
F11_Commercial_WA - Health_Existing_Space Heating_Natural Gas_Gas Furnace - Tube Inserts_A_Technical Potential | F11 | Commercial | WA - Health | Existing | Space Heating | Natural Gas | Gas Furnace - Tube Inserts | A | Purchases (Cumulative) | Technical Potential | 0 | 0 | 0 | 1047.332 | 1610.8927 | 3517.3625 | 6618.497 | 11325.586 | 17019.8113 | 25626.6199 | 35608.2607 | 47210.6702 | 59842.5524 | 72554.1941 | 84078.3658 | 92971.1931 | 97857.1878 | 97857.1878 | 97857.1878 | 97857.1878 | 97857.1878 | 97857.1878 | 97857.1878 | 97857.1878 | 97857.1878 | 97857.1878 | 97857.1878
F1_Commercial_WA - Health_Existing_Space Heating_Natural Gas_Gas Boiler - Insulate Steam Lines/Condensate Tank_A_Technical Potential | F1 | Commercial | WA - Health | Existing | Space Heating | Natural Gas | Gas Boiler - Insulate Steam Lines/Condensate Tank | A | Integrated Unit Energy Savings (kWh or therms) | Technical Potential | 0 | 0 | 5.0235 | 4.9814 | 4.9349 | 4.8833 | 4.8272 | 4.7654 | 4.6968 | 4.6213 | 4.5384 | 4.4473 | 4.349 | 4.2455 | 4.1394 | 4.0345 | 3.9343 | 3.8419 | 3.7596 | 3.6892 | 3.6277 | 3.5762 | 3.5284 | 3.4899 | 3.4525 | 3.4176 | 3.3838
F2_Commercial_WA - Health_Existing_Space Heating_Natural Gas_Gas Boiler - Insulate Steam Lines/Condensate Tank_A_Technical Potential | F2 | Commercial | WA - Health | Existing | Space Heating | Natural Gas | Gas Boiler - Insulate Steam Lines/Condensate Tank | A | Integrated Unit Summer Peak Savings (kW) | Technical Potential | 0 | 0 | 0 | 0 | 0 | 0 | 0 | 0 | 0 | 0 | 0 | 0 | 0 | 0 | 0 | 0 | 0 | 0 | 0 | 0 | 0 | 0 | 0 | 0 | 0 | 0 | 0
F3_Commercial_WA - Health_Existing_Space Heating_Natural Gas_Gas Boiler - Insulate Steam Lines/Condensate Tank_A_Technical Potential | F3 | Commercial | WA - Health | Existing | Space Heating | Natural Gas | Gas Boiler - Insulate Steam Lines/Condensate Tank | A | Integrated Unit Winter Peak Savings (kW) | Technical Potential | 0 | 0 | 0 | 0 | 0 | 0 | 0 | 0 | 0 | 0 | 0 | 0 | 0 | 0 | 0 | 0 | 0 | 0 | 0 | 0 | 0 | 0 | 0 | 0 | 0 | 0 | 0
F4_Commercial_WA - Health_Existing_Space Heating_Natural Gas_Gas Boiler - Insulate Steam Lines/Condensate Tank_A_Technical Potential | F4 | Commercial | WA - Health | Existing | Space Heating | Natural Gas | Gas Boiler - Insulate Steam Lines/Condensate Tank | A | Incremental Energy Savings (MWh or mTherms) | Technical Potential | 0 | 0 | 0 | 3.0802 | 6.2636 | 6.1981 | 6.1269 | 6.0485 | 5.9614 | 5.8656 | 5.7603 | 5.6447 | 5.5199 | 5.3886 | 5.254 | 5.1208 | 4.9936 | 4.8764 | 2.4471 | 0 | 9.898e-15 | 1.6263e-15 | 0 | 0 | 0 | 0 | 0
F5_Commercial_WA - Health_Existing_Space Heating_Natural Gas_Gas Boiler - Insulate Steam Lines/Condensate Tank_A_Technical Potential | F5 | Commercial | WA - Health | Existing | Space Heating | Natural Gas | Gas Boiler - Insulate Steam Lines/Condensate Tank | A | Incremental Summer Peak Savings (MW) | Technical Potential | 0 | 0 | 0 | 0 | 0 | 0 | 0 | 0 | 0 | 0 | 0 | 0 | 0 | 0 | 0 | 0 | 0 | 0 | 0 | 0 | 0 | 0 | 0 | 0 | 0 | 0 | 0
F6_Commercial_WA - Health_Existing_Space Heating_Natural Gas_Gas Boiler - Insulate Steam Lines/Condensate Tank_A_Technical Potential | F6 | Commercial | WA - Health | Existing | Space Heating | Natural Gas | Gas Boiler - Insulate Steam Lines/Condensate Tank | A | Incremental Winter Peak Savings (MW) | Technical Potential | 0 | 0 | 0 | 0 | 0 | 0 | 0 | 0 | 0 | 0 | 0 | 0 | 0 | 0 | 0 | 0 | 0 | 0 | 0 | 0 | 0 | 0 | 0 | 0 | 0 | 0 | 0
F7_Commercial_WA - Health_Existing_Space Heating_Natural Gas_Gas Boiler - Insulate Steam Lines/Condensate Tank_A_Technical Potential | F7 | Commercial | WA - Health | Existing | Space Heating | Natural Gas | Gas Boiler - Insulate Steam Lines/Condensate Tank | A | Cumulative Energy Savings (MWh or mTherms) | Technical Potential | 0 | 0 | 0 | 3.0802 | 9.3151 | 15.4158 | 21.3656 | 27.1406 | 32.7114 | 38.051 | 43.1284 | 47.9074 | 52.3682 | 56.5113 | 60.3531 | 63.944 | 67.3491 | 70.6449 | 71.5779 | 70.238 | 69.0656 | 68.0862 | 67.1759 | 66.4425 | 65.7307 | 65.0668 | 64.4234
F8_Commercial_WA - Health_Existing_Space Heating_Natural Gas_Gas Boiler - Insulate Steam Lines/Condensate Tank_A_Technical Potential | F8 | Commercial | WA - Health | Existing | Space Heating | Natural Gas | Gas Boiler - Insulate Steam Lines/Condensate Tank | A | Cumulative Summer Peak Savings (MW) | Technical Potential | 0 | 0 | 0 | 0 | 0 | 0 | 0 | 0 | 0 | 0 | 0 | 0 | 0 | 0 | 0 | 0 | 0 | 0 | 0 | 0 | 0 | 0 | 0 | 0 | 0 | 0 | 0
F9_Commercial_WA - Health_Existing_Space Heating_Natural Gas_Gas Boiler - Insulate Steam Lines/Condensate Tank_A_Technical Potential | F9 | Commercial | WA - Health | Existing | Space Heating | Natural Gas | Gas Boiler - Insulate Steam Lines/Condensate Tank | A | Cumulative Winter Peak Savings (MW) | Technical Potential | 0 | 0 | 0 | 0 | 0 | 0 | 0 | 0 | 0 | 0 | 0 | 0 | 0 | 0 | 0 | 0 | 0 | 0 | 0 | 0 | 0 | 0 | 0 | 0 | 0 | 0 | 0
F10_Commercial_WA - Health_Existing_Space Heating_Natural Gas_Gas Boiler - Insulate Steam Lines/Condensate Tank_A_Technical Potential | F10 | Commercial | WA - Health | Existing | Space Heating | Natural Gas | Gas Boiler - Insulate Steam Lines/Condensate Tank | A | Purchases (Incremental) | Technical Potential | 0 | 0 | 0 | 618.3495 | 1269.2438 | 1269.2438 | 1269.2438 | 1269.2438 | 1269.2438 | 1269.2438 | 1269.2438 | 1269.2438 | 1269.2438 | 1269.2438 | 1269.2438 | 1269.2438 | 1269.2438 | 1269.2438 | 650.8942 | 0 | 2.7285e-12 | 4.5475e-13 | 0 | 0 | 0 | 0 | 0
F11_Commercial_WA - Health_Existing_Space Heating_Natural Gas_Gas Boiler - Insulate Steam Lines/Condensate Tank_A_Technical Potential | F11 | Commercial | WA - Health | Existing | Space Heating | Natural Gas | Gas Boiler - Insulate Steam Lines/Condensate Tank | A | Purchases (Cumulative) | Technical Potential | 0 | 0 | 0 | 618.3495 | 1887.5933 | 3156.8371 | 4426.0808 | 5695.3246 | 6964.5684 | 8233.8121 | 9503.0559 | 10772.2997 | 12041.5434 | 13310.7872 | 14580.031 | 15849.2747 | 17118.5185 | 18387.7623 | 19038.6565 | 19038.6565 | 19038.6565 | 19038.6565 | 19038.6565 | 19038.6565 | 19038.6565 | 19038.6565 | 19038.6565
F1_Commercial_WA - Health_Existing_Space Heating_Natural Gas_Gas Boiler - Insulate Hot Water Lines_A_Technical Potential | F1 | Commercial | WA - Health | Existing | Space Heating | Natural Gas | Gas Boiler - Insulate Hot Water Lines | A | Integrated Unit Energy Savings (kWh or therms) | Technical Potential | 0 | 0 | 3.363 | 3.3164 | 3.2545 | 3.1849 | 3.1089 | 3.0248 | 2.9308 | 2.8264 | 2.7113 | 2.5861 | 2.4532 | 2.3167 | 2.1812 | 2.0523 | 1.9344 | 1.831 | 1.7483 | 1.6861 | 1.6354 | 1.598 | 1.5642 | 1.5471 | 1.5305 | 1.515 | 1.5
F2_Commercial_WA - Health_Existing_Space Heating_Natural Gas_Gas Boiler - Insulate Hot Water Lines_A_Technical Potential | F2 | Commercial | WA - Health | Existing | Space Heating | Natural Gas | Gas Boiler - Insulate Hot Water Lines | A | Integrated Unit Summer Peak Savings (kW) | Technical Potential | 0 | 0 | 0 | 0 | 0 | 0 | 0 | 0 | 0 | 0 | 0 | 0 | 0 | 0 | 0 | 0 | 0 | 0 | 0 | 0 | 0 | 0 | 0 | 0 | 0 | 0 | 0
F3_Commercial_WA - Health_Existing_Space Heating_Natural Gas_Gas Boiler - Insulate Hot Water Lines_A_Technical Potential | F3 | Commercial | WA - Health | Existing | Space Heating | Natural Gas | Gas Boiler - Insulate Hot Water Lines | A | Integrated Unit Winter Peak Savings (kW) | Technical Potential | 0 | 0 | 0 | 0 | 0 | 0 | 0 | 0 | 0 | 0 | 0 | 0 | 0 | 0 | 0 | 0 | 0 | 0 | 0 | 0 | 0 | 0 | 0 | 0 | 0 | 0 | 0
F4_Commercial_WA - Health_Existing_Space Heating_Natural Gas_Gas Boiler - Insulate Hot Water Lines_A_Technical Potential | F4 | Commercial | WA - Health | Existing | Space Heating | Natural Gas | Gas Boiler - Insulate Hot Water Lines | A | Incremental Energy Savings (MWh or mTherms) | Technical Potential | 0 | 0 | 0 | 2.0507 | 4.1307 | 4.0424 | 3.946 | 3.8392 | 3.7199 | 3.5874 | 3.4413 | 3.2824 | 3.1138 | 2.9405 | 1.4198 | 0 | 5.278e-15 | 8.3266e-16 | 5.1678e-15 | 7.6676e-16 | 5.5776e-15 | 7.2669e-16 | 0 | 0 | 0 | 0 | 0
F5_Commercial_WA - Health_Existing_Space Heating_Natural Gas_Gas Boiler - Insulate Hot Water Lines_A_Technical Potential | F5 | Commercial | WA - Health | Existing | Space Heating | Natural Gas | Gas Boiler - Insulate Hot Water Lines | A | Incremental Summer Peak Savings (MW) | Technical Potential | 0 | 0 | 0 | 0 | 0 | 0 | 0 | 0 | 0 | 0 | 0 | 0 | 0 | 0 | 0 | 0 | 0 | 0 | 0 | 0 | 0 | 0 | 0 | 0 | 0 | 0 | 0
F6_Commercial_WA - Health_Existing_Space Heating_Natural Gas_Gas Boiler - Insulate Hot Water Lines_A_Technical Potential | F6 | Commercial | WA - Health | Existing | Space Heating | Natural Gas | Gas Boiler - Insulate Hot Water Lines | A | Incremental Winter Peak Savings (MW) | Technical Potential | 0 | 0 | 0 | 0 | 0 | 0 | 0 | 0 | 0 | 0 | 0 | 0 | 0 | 0 | 0 | 0 | 0 | 0 | 0 | 0 | 0 | 0 | 0 | 0 | 0 | 0 | 0
F7_Commercial_WA - Health_Existing_Space Heating_Natural Gas_Gas Boiler - Insulate Hot Water Lines_A_Technical Potential | F7 | Commercial | WA - Health | Existing | Space Heating | Natural Gas | Gas Boiler - Insulate Hot Water Lines | A | Cumulative Energy Savings (MWh or mTherms) | Technical Potential | 0 | 0 | 0 | 2.0507 | 6.1431 | 10.0541 | 13.7603 | 17.2271 | 20.4119 | 23.2721 | 25.766 | 27.8585 | 29.5409 | 30.8373 | 30.4539 | 28.653 | 27.0074 | 25.5645 | 24.4095 | 23.5411 | 22.8324 | 22.3109 | 21.8388 | 21.6001 | 21.3684 | 21.1523 | 20.9428
F8_Commercial_WA - Health_Existing_Space Heating_Natural Gas_Gas Boiler - Insulate Hot Water Lines_A_Technical Potential | F8 | Commercial | WA - Health | Existing | Space Heating | Natural Gas | Gas Boiler - Insulate Hot Water Lines | A | Cumulative Summer Peak Savings (MW) | Technical Potential | 0 | 0 | 0 | 0 | 0 | 0 | 0 | 0 | 0 | 0 | 0 | 0 | 0 | 0 | 0 | 0 | 0 | 0 | 0 | 0 | 0 | 0 | 0 | 0 | 0 | 0 | 0
F9_Commercial_WA - Health_Existing_Space Heating_Natural Gas_Gas Boiler - Insulate Hot Water Lines_A_Technical Potential | F9 | Commercial | WA - Health | Existing | Space Heating | Natural Gas | Gas Boiler - Insulate Hot Water Lines | A | Cumulative Winter Peak Savings (MW) | Technical Potential | 0 | 0 | 0 | 0 | 0 | 0 | 0 | 0 | 0 | 0 | 0 | 0 | 0 | 0 | 0 | 0 | 0 | 0 | 0 | 0 | 0 | 0 | 0 | 0 | 0 | 0 | 0
F10_Commercial_WA - Health_Existing_Space Heating_Natural Gas_Gas Boiler - Insulate Hot Water Lines_A_Technical Potential | F10 | Commercial | WA - Health | Existing | Space Heating | Natural Gas | Gas Boiler - Insulate Hot Water Lines | A | Purchases (Incremental) | Technical Potential | 0 | 0 | 0 | 618.3495 | 1269.2438 | 1269.2438 | 1269.2438 | 1269.2438 | 1269.2438 | 1269.2438 | 1269.2438 | 1269.2438 | 1269.2438 | 1269.2438 | 650.8942 | 0 | 2.7285e-12 | 4.5475e-13 | 2.9559e-12 | 4.5475e-13 | 3.4106e-12 | 4.5475e-13 | 0 | 0 | 0 | 0 | 0
F11_Commercial_WA - Health_Existing_Space Heating_Natural Gas_Gas Boiler - Insulate Hot Water Lines_A_Technical Potential | F11 | Commercial | WA - Health | Existing | Space Heating | Natural Gas | Gas Boiler - Insulate Hot Water Lines | A | Purchases (Cumulative) | Technical Potential | 0 | 0 | 0 | 618.3495 | 1887.5933 | 3156.8371 | 4426.0808 | 5695.3246 | 6964.5684 | 8233.8121 | 9503.0559 | 10772.2997 | 12041.5434 | 13310.7872 | 13961.6814 | 13961.6814 | 13961.6814 | 13961.6814 | 13961.6814 | 13961.6814 | 13961.6814 | 13961.6814 | 13961.6814 | 13961.6814 | 13961.6814 | 13961.6814 | 13961.6814
F1_Commercial_WA - Health_Existing_Space Heating_Natural Gas_Condensing RTU_A_Technical Potential | F1 | Commercial | WA - Health | Existing | Space Heating | Natural Gas | Condensing RTU | A | Integrated Unit Energy Savings (kWh or therms) | Technical Potential | 0 | 0 | 0.092357 | 0.090233 | 0.087165 | 0.083852 | 0.080501 | 0.077044 | 0.073389 | 0.069508 | 0.065463 | 0.061323 | 0.057193 | 0.053204 | 0.049435 | 0.04596 | 0.042831 | 0.04011 | 0.037906 | 0.036204 | 0.034784 | 0.033685 | 0.032681 | 0.032252 | 0.03184 | 0.031458 | 0.03109
F2_Commercial_WA - Health_Existing_Space Heating_Natural Gas_Condensing RTU_A_Technical Potential | F2 | Commercial | WA - Health | Existing | Space Heating | Natural Gas | Condensing RTU | A | Integrated Unit Summer Peak Savings (kW) | Technical Potential | 0 | 0 | 0 | 0 | 0 | 0 | 0 | 0 | 0 | 0 | 0 | 0 | 0 | 0 | 0 | 0 | 0 | 0 | 0 | 0 | 0 | 0 | 0 | 0 | 0 | 0 | 0
F3_Commercial_WA - Health_Existing_Space Heating_Natural Gas_Condensing RTU_A_Technical Potential | F3 | Commercial | WA - Health | Existing | Space Heating | Natural Gas | Condensing RTU | A | Integrated Unit Winter Peak Savings (kW) | Technical Potential | 0 | 0 | 0 | 0 | 0 | 0 | 0 | 0 | 0 | 0 | 0 | 0 | 0 | 0 | 0 | 0 | 0 | 0 | 0 | 0 | 0 | 0 | 0 | 0 | 0 | 0 | 0
F4_Commercial_WA - Health_Existing_Space Heating_Natural Gas_Condensing RTU_A_Technical Potential | F4 | Commercial | WA - Health | Existing | Space Heating | Natural Gas | Condensing RTU | A | Incremental Energy Savings (MWh or mTherms) | Technical Potential | 0 | 0 | 0 | 0.17501 | 0.34701 | 0.33382 | 0.32048 | 0.30672 | 0.14983 | 9.4826e-17 | 0 | 5.5773e-17 | 0 | 0 | 0 | 0 | 2.9216e-16 | 0 | 0 | 0 | 0 | 0 | 0 | 0 | 0 | 0 | 0
F5_Commercial_WA - Health_Existing_Space Heating_Natural Gas_Condensing RTU_A_Technical Potential | F5 | Commercial | WA - Health | Existing | Space Heating | Natural Gas | Condensing RTU | A | Incremental Summer Peak Savings (MW) | Technical Potential | 0 | 0 | 0 | 0 | 0 | 0 | 0 | 0 | 0 | 0 | 0 | 0 | 0 | 0 | 0 | 0 | 0 | 0 | 0 | 0 | 0 | 0 | 0 | 0 | 0 | 0 | 0
F6_Commercial_WA - Health_Existing_Space Heating_Natural Gas_Condensing RTU_A_Technical Potential | F6 | Commercial | WA - Health | Existing | Space Heating | Natural Gas | Condensing RTU | A | Incremental Winter Peak Savings (MW) | Technical Potential | 0 | 0 | 0 | 0 | 0 | 0 | 0 | 0 | 0 | 0 | 0 | 0 | 0 | 0 | 0 | 0 | 0 | 0 | 0 | 0 | 0 | 0 | 0 | 0 | 0 | 0 | 0
F7_Commercial_WA - Health_Existing_Space Heating_Natural Gas_Condensing RTU_A_Technical Potential | F7 | Commercial | WA - Health | Existing | Space Heating | Natural Gas | Condensing RTU | A | Cumulative Energy Savings (MWh or mTherms) | Technical Potential | 0 | 0 | 0 | 0.17501 | 0.51607 | 0.83027 | 1.1176 | 1.3763 | 1.4608 | 1.3836 | 1.3031 | 1.2207 | 1.1384 | 1.0591 | 0.98403 | 0.91485 | 0.85257 | 0.79841 | 0.75454 | 0.72065 | 0.6924 | 0.67051 | 0.65054 | 0.642 | 0.6338 | 0.62618 | 0.61886
F8_Commercial_WA - Health_Existing_Space Heating_Natural Gas_Condensing RTU_A_Technical Potential | F8 | Commercial | WA - Health | Existing | Space Heating | Natural Gas | Condensing RTU | A | Cumulative Summer Peak Savings (MW) | Technical Potential | 0 | 0 | 0 | 0 | 0 | 0 | 0 | 0 | 0 | 0 | 0 | 0 | 0 | 0 | 0 | 0 | 0 | 0 | 0 | 0 | 0 | 0 | 0 | 0 | 0 | 0 | 0
F9_Commercial_WA - Health_Existing_Space Heating_Natural Gas_Condensing RTU_A_Technical Potential | F9 | Commercial | WA - Health | Existing | Space Heating | Natural Gas | Condensing RTU | A | Cumulative Winter Peak Savings (MW) | Technical Potential | 0 | 0 | 0 | 0 | 0 | 0 | 0 | 0 | 0 | 0 | 0 | 0 | 0 | 0 | 0 | 0 | 0 | 0 | 0 | 0 | 0 | 0 | 0 | 0 | 0 | 0 | 0
F10_Commercial_WA - Health_Existing_Space Heating_Natural Gas_Condensing RTU_A_Technical Potential | F10 | Commercial | WA - Health | Existing | Space Heating | Natural Gas | Condensing RTU | A | Purchases (Incremental) | Technical Potential | 0 | 0 | 0 | 1939.5037 | 3981.0865 | 3981.0865 | 3981.0865 | 3981.0865 | 2041.5828 | 1.3642e-12 | 0 | 9.0949e-13 | 0 | 0 | 0 | 0 | 6.8212e-12 | 0 | 0 | 0 | 0 | 0 | 0 | 0 | 0 | 0 | 0
F11_Commercial_WA - Health_Existing_Space Heating_Natural Gas_Condensing RTU_A_Technical Potential | F11 | Commercial | WA - Health | Existing | Space Heating | Natural Gas | Condensing RTU | A | Purchases (Cumulative) | Technical Potential | 0 | 0 | 0 | 1939.5037 | 5920.5902 | 9901.6768 | 13882.7633 | 17863.8499 | 19905.4327 | 19905.4327 | 19905.4327 | 19905.4327 | 19905.4327 | 19905.4327 | 19905.4327 | 19905.4327 | 19905.4327 | 19905.4327 | 19905.4327 | 19905.4327 | 19905.4327 | 19905.4327 | 19905.4327 | 19905.4327 | 19905.4327 | 19905.4327 | 19905.4327
F1_Commercial_WA - Health_Existing_Space Heating_Natural Gas_Hydronic Heating Radiator Replacement_A_Technical Potential | F1 | Commercial | WA - Health | Existing | Space Heating | Natural Gas | Hydronic Heating Radiator Replacement | A | Integrated Unit Energy Savings (kWh or therms) | Technical Potential | 0 | 0 | 45.5485 | 44.8202 | 43.8463 | 42.7539 | 41.5659 | 40.2595 | 38.8097 | 37.2181 | 35.495 | 33.6604 | 31.758 | 29.8741 | 28.0585 | 26.3587 | 24.8132 | 23.4646 | 22.3866 | 21.5774 | 20.9186 | 20.4371 | 20.0014 | 19.7826 | 19.5703 | 19.3723 | 19.1804
F2_Commercial_WA - Health_Existing_Space Heating_Natural Gas_Hydronic Heating Radiator Replacement_A_Technical Potential | F2 | Commercial | WA - Health | Existing | Space Heating | Natural Gas | Hydronic Heating Radiator Replacement | A | Integrated Unit Summer Peak Savings (kW) | Technical Potential | 0 | 0 | 0 | 0 | 0 | 0 | 0 | 0 | 0 | 0 | 0 | 0 | 0 | 0 | 0 | 0 | 0 | 0 | 0 | 0 | 0 | 0 | 0 | 0 | 0 | 0 | 0
F3_Commercial_WA - Health_Existing_Space Heating_Natural Gas_Hydronic Heating Radiator Replacement_A_Technical Potential | F3 | Commercial | WA - Health | Existing | Space Heating | Natural Gas | Hydronic Heating Radiator Replacement | A | Integrated Unit Winter Peak Savings (kW) | Technical Potential | 0 | 0 | 0 | 0 | 0 | 0 | 0 | 0 | 0 | 0 | 0 | 0 | 0 | 0 | 0 | 0 | 0 | 0 | 0 | 0 | 0 | 0 | 0 | 0 | 0 | 0 | 0
F4_Commercial_WA - Health_Existing_Space Heating_Natural Gas_Hydronic Heating Radiator Replacement_A_Technical Potential | F4 | Commercial | WA - Health | Existing | Space Heating | Natural Gas | Hydronic Heating Radiator Replacement | A | Incremental Energy Savings (MWh or mTherms) | Technical Potential | 0 | 0 | 0 | 4.407 | 8.8494 | 8.6289 | 8.3891 | 8.1255 | 7.8328 | 7.5116 | 7.1638 | 6.7936 | 6.4096 | 6.0294 | 5.663 | 5.3199 | 5.008 | 4.7358 | 4.5182 | 4.3549 | 4.2219 | 4.1248 | 4.0368 | 0 | 0 | 0 | 0
F5_Commercial_WA - Health_Existing_Space Heating_Natural Gas_Hydronic Heating Radiator Replacement_A_Technical Potential | F5 | Commercial | WA - Health | Existing | Space Heating | Natural Gas | Hydronic Heating Radiator Replacement | A | Incremental Summer Peak Savings (MW) | Technical Potential | 0 | 0 | 0 | 0 | 0 | 0 | 0 | 0 | 0 | 0 | 0 | 0 | 0 | 0 | 0 | 0 | 0 | 0 | 0 | 0 | 0 | 0 | 0 | 0 | 0 | 0 | 0
F6_Commercial_WA - Health_Existing_Space Heating_Natural Gas_Hydronic Heating Radiator Replacement_A_Technical Potential | F6 | Commercial | WA - Health | Existing | Space Heating | Natural Gas | Hydronic Heating Radiator Replacement | A | Incremental Winter Peak Savings (MW) | Technical Potential | 0 | 0 | 0 | 0 | 0 | 0 | 0 | 0 | 0 | 0 | 0 | 0 | 0 | 0 | 0 | 0 | 0 | 0 | 0 | 0 | 0 | 0 | 0 | 0 | 0 | 0 | 0
F7_Commercial_WA - Health_Existing_Space Heating_Natural Gas_Hydronic Heating Radiator Replacement_A_Technical Potential | F7 | Commercial | WA - Health | Existing | Space Heating | Natural Gas | Hydronic Heating Radiator Replacement | A | Cumulative Energy Savings (MWh or mTherms) | Technical Potential | 0 | 0 | 0 | 4.407 | 13.1606 | 21.4616 | 29.2544 | 36.4604 | 42.9802 | 48.7292 | 53.637 | 57.6583 | 60.8093 | 63.2314 | 65.0515 | 66.4304 | 67.5434 | 68.6083 | 69.9747 | 71.8002 | 73.8298 | 76.2553 | 78.6663 | 77.806 | 76.9709 | 76.1922 | 75.4374
F8_Commercial_WA - Health_Existing_Space Heating_Natural Gas_Hydronic Heating Radiator Replacement_A_Technical Potential | F8 | Commercial | WA - Health | Existing | Space Heating | Natural Gas | Hydronic Heating Radiator Replacement | A | Cumulative Summer Peak Savings (MW) | Technical Potential | 0 | 0 | 0 | 0 | 0 | 0 | 0 | 0 | 0 | 0 | 0 | 0 | 0 | 0 | 0 | 0 | 0 | 0 | 0 | 0 | 0 | 0 | 0 | 0 | 0 | 0 | 0
F9_Commercial_WA - Health_Existing_Space Heating_Natural Gas_Hydronic Heating Radiator Replacement_A_Technical Potential | F9 | Commercial | WA - Health | Existing | Space Heating | Natural Gas | Hydronic Heating Radiator Replacement | A | Cumulative Winter Peak Savings (MW) | Technical Potential | 0 | 0 | 0 | 0 | 0 | 0 | 0 | 0 | 0 | 0 | 0 | 0 | 0 | 0 | 0 | 0 | 0 | 0 | 0 | 0 | 0 | 0 | 0 | 0 | 0 | 0 | 0
F10_Commercial_WA - Health_Existing_Space Heating_Natural Gas_Hydronic Heating Radiator Replacement_A_Technical Potential | F10 | Commercial | WA - Health | Existing | Space Heating | Natural Gas | Hydronic Heating Radiator Replacement | A | Purchases (Incremental) | Technical Potential | 0 | 0 | 0 | 98.326 | 201.8271 | 201.8271 | 201.8271 | 201.8271 | 201.8271 | 201.8271 | 201.8271 | 201.8271 | 201.8271 | 201.8271 | 201.8271 | 201.8271 | 201.8271 | 201.8271 | 201.8271 | 201.8271 | 201.8271 | 201.8271 | 201.8271 | 0 | 0 | 0 | 0
F11_Commercial_WA - Health_Existing_Space Heating_Natural Gas_Hydronic Heating Radiator Replacement_A_Technical Potential | F11 | Commercial | WA - Health | Existing | Space Heating | Natural Gas | Hydronic Heating Radiator Replacement | A | Purchases (Cumulative) | Technical Potential | 0 | 0 | 0 | 98.326 | 300.1531 | 501.9802 | 703.8072 | 905.6343 | 1107.4614 | 1309.2885 | 1511.1155 | 1712.9426 | 1914.7697 | 2116.5967 | 2318.4238 | 2520.2509 | 2722.078 | 2923.905 | 3125.7321 | 3327.5592 | 3529.3863 | 3731.2133 | 3933.0404 | 3933.0404 | 3933.0404 | 3933.0404 | 3933.0404
F1_Commercial_WA - Health_Existing_Space Heating_Natural Gas_Thermostat - Connected_A_Technical Potential | F1 | Commercial | WA - Health | Existing | Space Heating | Natural Gas | Thermostat - Connected | A | Integrated Unit Energy Savings (kWh or therms) | Technical Potential | 0 | 0 | 62.7457 | 61.6468 | 60.1162 | 58.4307 | 56.6235 | 54.6647 | 52.5225 | 50.2011 | 47.7165 | 45.0977 | 42.4048 | 39.7535 | 37.21 | 34.8361 | 32.6811 | 30.7988 | 29.2878 | 28.1416 | 27.1979 | 26.4897 | 25.8448 | 25.5584 | 25.2806 | 25.0217 | 24.7709
F2_Commercial_WA - Health_Existing_Space Heating_Natural Gas_Thermostat - Connected_A_Technical Potential | F2 | Commercial | WA - Health | Existing | Space Heating | Natural Gas | Thermostat - Connected | A | Integrated Unit Summer Peak Savings (kW) | Technical Potential | 0 | 0 | 0 | 0 | 0 | 0 | 0 | 0 | 0 | 0 | 0 | 0 | 0 | 0 | 0 | 0 | 0 | 0 | 0 | 0 | 0 | 0 | 0 | 0 | 0 | 0 | 0
F3_Commercial_WA - Health_Existing_Space Heating_Natural Gas_Thermostat - Connected_A_Technical Potential | F3 | Commercial | WA - Health | Existing | Space Heating | Natural Gas | Thermostat - Connected | A | Integrated Unit Winter Peak Savings (kW) | Technical Potential | 0 | 0 | 0 | 0 | 0 | 0 | 0 | 0 | 0 | 0 | 0 | 0 | 0 | 0 | 0 | 0 | 0 | 0 | 0 | 0 | 0 | 0 | 0 | 0 | 0 | 0 | 0
F4_Commercial_WA - Health_Existing_Space Heating_Natural Gas_Thermostat - Connected_A_Technical Potential | F4 | Commercial | WA - Health | Existing | Space Heating | Natural Gas | Thermostat - Connected | A | Incremental Energy Savings (MWh or mTherms) | Technical Potential | 0 | 0 | 0 | 3.1843 | 3.8127 | 4.5348 | 5.1014 | 5.6175 | 3.5972 | 3.4325 | 2.7213 | 1.6591 | 0.2673 | 0 | 0 | 0 | 0 | 0 | 0 | 0 | 0 | 0 | 0 | 0 | 0 | 0 | 0
F5_Commercial_WA - Health_Existing_Space Heating_Natural Gas_Thermostat - Connected_A_Technical Potential | F5 | Commercial | WA - Health | Existing | Space Heating | Natural Gas | Thermostat - Connected | A | Incremental Summer Peak Savings (MW) | Technical Potential | 0 | 0 | 0 | 0 | 0 | 0 | 0 | 0 | 0 | 0 | 0 | 0 | 0 | 0 | 0 | 0 | 0 | 0 | 0 | 0 | 0 | 0 | 0 | 0 | 0 | 0 | 0
F6_Commercial_WA - Health_Existing_Space Heating_Natural Gas_Thermostat - Connected_A_Technical Potential | F6 | Commercial | WA - Health | Existing | Space Heating | Natural Gas | Thermostat - Connected | A | Incremental Winter Peak Savings (MW) | Technical Potential | 0 | 0 | 0 | 0 | 0 | 0 | 0 | 0 | 0 | 0 | 0 | 0 | 0 | 0 | 0 | 0 | 0 | 0 | 0 | 0 | 0 | 0 | 0 | 0 | 0 | 0 | 0
F7_Commercial_WA - Health_Existing_Space Heating_Natural Gas_Thermostat - Connected_A_Technical Potential | F7 | Commercial | WA - Health | Existing | Space Heating | Natural Gas | Thermostat - Connected | A | Cumulative Energy Savings (MWh or mTherms) | Technical Potential | 0 | 0 | 0 | 3.1843 | 6.9179 | 11.2588 | 16.012 | 21.0756 | 23.8468 | 26.2254 | 27.6487 | 27.7904 | 26.3982 | 24.7478 | 23.1643 | 21.6865 | 20.345 | 19.1732 | 18.2325 | 17.519 | 16.9315 | 16.4907 | 16.0892 | 15.9109 | 15.738 | 15.5767 | 15.4206
F8_Commercial_WA - Health_Existing_Space Heating_Natural Gas_Thermostat - Connected_A_Technical Potential | F8 | Commercial | WA - Health | Existing | Space Heating | Natural Gas | Thermostat - Connected | A | Cumulative Summer Peak Savings (MW) | Technical Potential | 0 | 0 | 0 | 0 | 0 | 0 | 0 | 0 | 0 | 0 | 0 | 0 | 0 | 0 | 0 | 0 | 0 | 0 | 0 | 0 | 0 | 0 | 0 | 0 | 0 | 0 | 0
F9_Commercial_WA - Health_Existing_Space Heating_Natural Gas_Thermostat - Connected_A_Technical Potential | F9 | Commercial | WA - Health | Existing | Space Heating | Natural Gas | Thermostat - Connected | A | Cumulative Winter Peak Savings (MW) | Technical Potential | 0 | 0 | 0 | 0 | 0 | 0 | 0 | 0 | 0 | 0 | 0 | 0 | 0 | 0 | 0 | 0 | 0 | 0 | 0 | 0 | 0 | 0 | 0 | 0 | 0 | 0 | 0
F10_Commercial_WA - Health_Existing_Space Heating_Natural Gas_Thermostat - Connected_A_Technical Potential | F10 | Commercial | WA - Health | Existing | Space Heating | Natural Gas | Thermostat - Connected | A | Purchases (Incremental) | Technical Potential | 0 | 0 | 0 | 51.6535 | 63.4223 | 77.6103 | 90.0934 | 102.7629 | 68.4887 | 68.3755 | 57.0305 | 36.7894 | 6.3036 | 0 | 0 | 0 | 0 | 0 | 0 | 0 | 0 | 0 | 0 | 0 | 0 | 0 | 0
F11_Commercial_WA - Health_Existing_Space Heating_Natural Gas_Thermostat - Connected_A_Technical Potential | F11 | Commercial | WA - Health | Existing | Space Heating | Natural Gas | Thermostat - Connected | A | Purchases (Cumulative) | Technical Potential | 0 | 0 | 0 | 51.6535 | 115.0758 | 192.6862 | 282.7796 | 385.5425 | 454.0311 | 522.4067 | 579.4371 | 616.2265 | 622.5302 | 622.5302 | 622.5302 | 622.5302 | 622.5302 | 622.5302 | 622.5302 | 622.5302 | 622.5302 | 622.5302 | 622.5302 | 622.5302 | 622.5302 | 622.5302 | 622.5302
F1_Commercial_WA - Health_Existing_Water Heating_Natural Gas_Water Heater - Thermostatic Shower Restriction Valve_A_Technical Potential | F1 | Commercial | WA - Health | Existing | Water Heating | Natural Gas | Water Heater - Thermostatic Shower Restriction Valve | A | Integrated Unit Energy Savings (kWh or therms) | Technical Potential | 0 | 0 | 2.0836 | 2.0236 | 1.9674 | 1.9161 | 1.8681 | 1.8232 | 1.7808 | 1.742 | 1.7046 | 1.6694 | 1.656 | 1.6456 | 1.6399 | 1.6299 | 1.6222 | 1.6163 | 1.6117 | 1.6077 | 1.6054 | 1.6041 | 1.6034 | 1.6029 | 1.6013 | 1.601 | 1.6008
F2_Commercial_WA - Health_Existing_Water Heating_Natural Gas_Water Heater - Thermostatic Shower Restriction Valve_A_Technical Potential | F2 | Commercial | WA - Health | Existing | Water Heating | Natural Gas | Water Heater - Thermostatic Shower Restriction Valve | A | Integrated Unit Summer Peak Savings (kW) | Technical Potential | 0 | 0 | 0 | 0 | 0 | 0 | 0 | 0 | 0 | 0 | 0 | 0 | 0 | 0 | 0 | 0 | 0 | 0 | 0 | 0 | 0 | 0 | 0 | 0 | 0 | 0 | 0
F3_Commercial_WA - Health_Existing_Water Heating_Natural Gas_Water Heater - Thermostatic Shower Restriction Valve_A_Technical Potential | F3 | Commercial | WA - Health | Existing | Water Heating | Natural Gas | Water Heater - Thermostatic Shower Restriction Valve | A | Integrated Unit Winter Peak Savings (kW) | Technical Potential | 0 | 0 | 0 | 0 | 0 | 0 | 0 | 0 | 0 | 0 | 0 | 0 | 0 | 0 | 0 | 0 | 0 | 0 | 0 | 0 | 0 | 0 | 0 | 0 | 0 | 0 | 0
F4_Commercial_WA - Health_Existing_Water Heating_Natural Gas_Water Heater - Thermostatic Shower Restriction Valve_A_Technical Potential | F4 | Commercial | WA - Health | Existing | Water Heating | Natural Gas | Water Heater - Thermostatic Shower Restriction Valve | A | Incremental Energy Savings (MWh or mTherms) | Technical Potential | 0 | 0 | 0 | 0 | 0 | 0 | 0 | 0 | 0 | 0 | 0 | 0 | 0 | 0 | 0 | 0 | 0 | 0 | 0 | 0 | 0 | 0 | 0 | 0 | 0 | 0 | 0
F5_Commercial_WA - Health_Existing_Water Heating_Natural Gas_Water Heater - Thermostatic Shower Restriction Valve_A_Technical Potential | F5 | Commercial | WA - Health | Existing | Water Heating | Natural Gas | Water Heater - Thermostatic Shower Restriction Valve | A | Incremental Summer Peak Savings (MW) | Technical Potential | 0 | 0 | 0 | 0 | 0 | 0 | 0 | 0 | 0 | 0 | 0 | 0 | 0 | 0 | 0 | 0 | 0 | 0 | 0 | 0 | 0 | 0 | 0 | 0 | 0 | 0 | 0
F6_Commercial_WA - Health_Existing_Water Heating_Natural Gas_Water Heater - Thermostatic Shower Restriction Valve_A_Technical Potential | F6 | Commercial | WA - Health | Existing | Water Heating | Natural Gas | Water Heater - Thermostatic Shower Restriction Valve | A | Incremental Winter Peak Savings (MW) | Technical Potential | 0 | 0 | 0 | 0 | 0 | 0 | 0 | 0 | 0 | 0 | 0 | 0 | 0 | 0 | 0 | 0 | 0 | 0 | 0 | 0 | 0 | 0 | 0 | 0 | 0 | 0 | 0
F7_Commercial_WA - Health_Existing_Water Heating_Natural Gas_Water Heater - Thermostatic Shower Restriction Valve_A_Technical Potential | F7 | Commercial | WA - Health | Existing | Water Heating | Natural Gas | Water Heater - Thermostatic Shower Restriction Valve | A | Cumulative Energy Savings (MWh or mTherms) | Technical Potential | 0 | 0 | 0 | 0 | 0 | 0 | 0 | 0 | 0 | 0 | 0 | 0 | 0 | 0 | 0 | 0 | 0 | 0 | 0 | 0 | 0 | 0 | 0 | 0 | 0 | 0 | 0
F8_Commercial_WA - Health_Existing_Water Heating_Natural Gas_Water Heater - Thermostatic Shower Restriction Valve_A_Technical Potential | F8 | Commercial | WA - Health | Existing | Water Heating | Natural Gas | Water Heater - Thermostatic Shower Restriction Valve | A | Cumulative Summer Peak Savings (MW) | Technical Potential | 0 | 0 | 0 | 0 | 0 | 0 | 0 | 0 | 0 | 0 | 0 | 0 | 0 | 0 | 0 | 0 | 0 | 0 | 0 | 0 | 0 | 0 | 0 | 0 | 0 | 0 | 0
F9_Commercial_WA - Health_Existing_Water Heating_Natural Gas_Water Heater - Thermostatic Shower Restriction Valve_A_Technical Potential | F9 | Commercial | WA - Health | Existing | Water Heating | Natural Gas | Water Heater - Thermostatic Shower Restriction Valve | A | Cumulative Winter Peak Savings (MW) | Technical Potential | 0 | 0 | 0 | 0 | 0 | 0 | 0 | 0 | 0 | 0 | 0 | 0 | 0 | 0 | 0 | 0 | 0 | 0 | 0 | 0 | 0 | 0 | 0 | 0 | 0 | 0 | 0
F10_Commercial_WA - Health_Existing_Water Heating_Natural Gas_Water Heater - Thermostatic Shower Restriction Valve_A_Technical Potential | F10 | Commercial | WA - Health | Existing | Water Heating | Natural Gas | Water Heater - Thermostatic Shower Restriction Valve | A | Purchases (Incremental) | Technical Potential | 0 | 0 | 0 | 0 | 0 | 0 | 0 | 0 | 0 | 0 | 0 | 0 | 0 | 0 | 0 | 0 | 0 | 0 | 0 | 0 | 0 | 0 | 0 | 0 | 0 | 0 | 0
F11_Commercial_WA - Health_Existing_Water Heating_Natural Gas_Water Heater - Thermostatic Shower Restriction Valve_A_Technical Potential | F11 | Commercial | WA - Health | Existing | Water Heating | Natural Gas | Water Heater - Thermostatic Shower Restriction Valve | A | Purchases (Cumulative) | Technical Potential | 0 | 0 | 0 | 0 | 0 | 0 | 0 | 0 | 0 | 0 | 0 | 0 | 0 | 0 | 0 | 0 | 0 | 0 | 0 | 0 | 0 | 0 | 0 | 0 | 0 | 0 | 0
F1_Commercial_WA - Health_Existing_Water Heating_Natural Gas_Water Heater - Pre-Rinse Spray Valve_A_Technical Potential | F1 | Commercial | WA - Health | Existing | Water Heating | Natural Gas | Water Heater - Pre-Rinse Spray Valve | A | Integrated Unit Energy Savings (kWh or therms) | Technical Potential | 0 | 0 | 8.2532 | 8.0046 | 7.7695 | 7.5513 | 7.3447 | 7.149 | 6.9605 | 6.785 | 6.6157 | 6.4569 | 6.3864 | 6.3317 | 6.3002 | 6.2616 | 6.232 | 6.2096 | 6.1917 | 6.1763 | 6.1674 | 6.1624 | 6.1599 | 6.158 | 6.1519 | 6.1507 | 6.1497
F2_Commercial_WA - Health_Existing_Water Heating_Natural Gas_Water Heater - Pre-Rinse Spray Valve_A_Technical Potential | F2 | Commercial | WA - Health | Existing | Water Heating | Natural Gas | Water Heater - Pre-Rinse Spray Valve | A | Integrated Unit Summer Peak Savings (kW) | Technical Potential | 0 | 0 | 0 | 0 | 0 | 0 | 0 | 0 | 0 | 0 | 0 | 0 | 0 | 0 | 0 | 0 | 0 | 0 | 0 | 0 | 0 | 0 | 0 | 0 | 0 | 0 | 0
F3_Commercial_WA - Health_Existing_Water Heating_Natural Gas_Water Heater - Pre-Rinse Spray Valve_A_Technical Potential | F3 | Commercial | WA - Health | Existing | Water Heating | Natural Gas | Water Heater - Pre-Rinse Spray Valve | A | Integrated Unit Winter Peak Savings (kW) | Technical Potential | 0 | 0 | 0 | 0 | 0 | 0 | 0 | 0 | 0 | 0 | 0 | 0 | 0 | 0 | 0 | 0 | 0 | 0 | 0 | 0 | 0 | 0 | 0 | 0 | 0 | 0 | 0
F4_Commercial_WA - Health_Existing_Water Heating_Natural Gas_Water Heater - Pre-Rinse Spray Valve_A_Technical Potential | F4 | Commercial | WA - Health | Existing | Water Heating | Natural Gas | Water Heater - Pre-Rinse Spray Valve | A | Incremental Energy Savings (MWh or mTherms) | Technical Potential | 0 | 0 | 0 | 0 | 0 | 0 | 0 | 0 | 0 | 0 | 0 | 0 | 0 | 0 | 0 | 0 | 0 | 0 | 0 | 0 | 0 | 0 | 0 | 0 | 0 | 0 | 0
F5_Commercial_WA - Health_Existing_Water Heating_Natural Gas_Water Heater - Pre-Rinse Spray Valve_A_Technical Potential | F5 | Commercial | WA - Health | Existing | Water Heating | Natural Gas | Water Heater - Pre-Rinse Spray Valve | A | Incremental Summer Peak Savings (MW) | Technical Potential | 0 | 0 | 0 | 0 | 0 | 0 | 0 | 0 | 0 | 0 | 0 | 0 | 0 | 0 | 0 | 0 | 0 | 0 | 0 | 0 | 0 | 0 | 0 | 0 | 0 | 0 | 0
F6_Commercial_WA - Health_Existing_Water Heating_Natural Gas_Water Heater - Pre-Rinse Spray Valve_A_Technical Potential | F6 | Commercial | WA - Health | Existing | Water Heating | Natural Gas | Water Heater - Pre-Rinse Spray Valve | A | Incremental Winter Peak Savings (MW) | Technical Potential | 0 | 0 | 0 | 0 | 0 | 0 | 0 | 0 | 0 | 0 | 0 | 0 | 0 | 0 | 0 | 0 | 0 | 0 | 0 | 0 | 0 | 0 | 0 | 0 | 0 | 0 | 0
F7_Commercial_WA - Health_Existing_Water Heating_Natural Gas_Water Heater - Pre-Rinse Spray Valve_A_Technical Potential | F7 | Commercial | WA - Health | Existing | Water Heating | Natural Gas | Water Heater - Pre-Rinse Spray Valve | A | Cumulative Energy Savings (MWh or mTherms) | Technical Potential | 0 | 0 | 0 | 0 | 0 | 0 | 0 | 0 | 0 | 0 | 0 | 0 | 0 | 0 | 0 | 0 | 0 | 0 | 0 | 0 | 0 | 0 | 0 | 0 | 0 | 0 | 0
F8_Commercial_WA - Health_Existing_Water Heating_Natural Gas_Water Heater - Pre-Rinse Spray Valve_A_Technical Potential | F8 | Commercial | WA - Health | Existing | Water Heating | Natural Gas | Water Heater - Pre-Rinse Spray Valve | A | Cumulative Summer Peak Savings (MW) | Technical Potential | 0 | 0 | 0 | 0 | 0 | 0 | 0 | 0 | 0 | 0 | 0 | 0 | 0 | 0 | 0 | 0 | 0 | 0 | 0 | 0 | 0 | 0 | 0 | 0 | 0 | 0 | 0
F9_Commercial_WA - Health_Existing_Water Heating_Natural Gas_Water Heater - Pre-Rinse Spray Valve_A_Technical Potential | F9 | Commercial | WA - Health | Existing | Water Heating | Natural Gas | Water Heater - Pre-Rinse Spray Valve | A | Cumulative Winter Peak Savings (MW) | Technical Potential | 0 | 0 | 0 | 0 | 0 | 0 | 0 | 0 | 0 | 0 | 0 | 0 | 0 | 0 | 0 | 0 | 0 | 0 | 0 | 0 | 0 | 0 | 0 | 0 | 0 | 0 | 0
F10_Commercial_WA - Health_Existing_Water Heating_Natural Gas_Water Heater - Pre-Rinse Spray Valve_A_Technical Potential | F10 | Commercial | WA - Health | Existing | Water Heating | Natural Gas | Water Heater - Pre-Rinse Spray Valve | A | Purchases (Incremental) | Technical Potential | 0 | 0 | 0 | 0 | 0 | 0 | 0 | 0 | 0 | 0 | 0 | 0 | 0 | 0 | 0 | 0 | 0 | 0 | 0 | 0 | 0 | 0 | 0 | 0 | 0 | 0 | 0
F11_Commercial_WA - Health_Existing_Water Heating_Natural Gas_Water Heater - Pre-Rinse Spray Valve_A_Technical Potential | F11 | Commercial | WA - Health | Existing | Water Heating | Natural Gas | Water Heater - Pre-Rinse Spray Valve | A | Purchases (Cumulative) | Technical Potential | 0 | 0 | 0 | 0 | 0 | 0 | 0 | 0 | 0 | 0 | 0 | 0 | 0 | 0 | 0 | 0 | 0 | 0 | 0 | 0 | 0 | 0 | 0 | 0 | 0 | 0 | 0
F1_Commercial_WA - Health_Existing_Water Heating_Natural Gas_Water Heater - Temperature Setback_A_Technical Potential | F1 | Commercial | WA - Health | Existing | Water Heating | Natural Gas | Water Heater - Temperature Setback | A | Integrated Unit Energy Savings (kWh or therms) | Technical Potential | 0 | 0 | 51.023 | 49.5938 | 48.2666 | 47.0264 | 45.8684 | 44.7856 | 43.7645 | 42.8111 | 41.8926 | 41.0264 | 40.6976 | 40.4406 | 40.3024 | 40.0555 | 39.8658 | 39.7226 | 39.608 | 39.51 | 39.4531 | 39.4206 | 39.405 | 39.3924 | 39.3538 | 39.3458 | 39.3394
F2_Commercial_WA - Health_Existing_Water Heating_Natural Gas_Water Heater - Temperature Setback_A_Technical Potential | F2 | Commercial | WA - Health | Existing | Water Heating | Natural Gas | Water Heater - Temperature Setback | A | Integrated Unit Summer Peak Savings (kW) | Technical Potential | 0 | 0 | 0 | 0 | 0 | 0 | 0 | 0 | 0 | 0 | 0 | 0 | 0 | 0 | 0 | 0 | 0 | 0 | 0 | 0 | 0 | 0 | 0 | 0 | 0 | 0 | 0
F3_Commercial_WA - Health_Existing_Water Heating_Natural Gas_Water Heater - Temperature Setback_A_Technical Potential | F3 | Commercial | WA - Health | Existing | Water Heating | Natural Gas | Water Heater - Temperature Setback | A | Integrated Unit Winter Peak Savings (kW) | Technical Potential | 0 | 0 | 0 | 0 | 0 | 0 | 0 | 0 | 0 | 0 | 0 | 0 | 0 | 0 | 0 | 0 | 0 | 0 | 0 | 0 | 0 | 0 | 0 | 0 | 0 | 0 | 0
F4_Commercial_WA - Health_Existing_Water Heating_Natural Gas_Water Heater - Temperature Setback_A_Technical Potential | F4 | Commercial | WA - Health | Existing | Water Heating | Natural Gas | Water Heater - Temperature Setback | A | Incremental Energy Savings (MWh or mTherms) | Technical Potential | 0 | 0 | 0 | 0.92444 | 1.1047 | 0.4405 | 0.44147 | 0.40651 | 0.47457 | 0 | 0 | 0 | 0 | 0 | 0 | 0 | 0 | 0 | 0 | 0 | 0 | 0 | 0 | 0 | 0 | 0 | 0
F5_Commercial_WA - Health_Existing_Water Heating_Natural Gas_Water Heater - Temperature Setback_A_Technical Potential | F5 | Commercial | WA - Health | Existing | Water Heating | Natural Gas | Water Heater - Temperature Setback | A | Incremental Summer Peak Savings (MW) | Technical Potential | 0 | 0 | 0 | 0 | 0 | 0 | 0 | 0 | 0 | 0 | 0 | 0 | 0 | 0 | 0 | 0 | 0 | 0 | 0 | 0 | 0 | 0 | 0 | 0 | 0 | 0 | 0
F6_Commercial_WA - Health_Existing_Water Heating_Natural Gas_Water Heater - Temperature Setback_A_Technical Potential | F6 | Commercial | WA - Health | Existing | Water Heating | Natural Gas | Water Heater - Temperature Setback | A | Incremental Winter Peak Savings (MW) | Technical Potential | 0 | 0 | 0 | 0 | 0 | 0 | 0 | 0 | 0 | 0 | 0 | 0 | 0 | 0 | 0 | 0 | 0 | 0 | 0 | 0 | 0 | 0 | 0 | 0 | 0 | 0 | 0
F7_Commercial_WA - Health_Existing_Water Heating_Natural Gas_Water Heater - Temperature Setback_A_Technical Potential | F7 | Commercial | WA - Health | Existing | Water Heating | Natural Gas | Water Heater - Temperature Setback | A | Cumulative Energy Savings (MWh or mTherms) | Technical Potential | 0 | 0 | 0 | 0.92444 | 2.0044 | 2.3934 | 2.7759 | 3.1169 | 3.5204 | 3.4437 | 3.3698 | 3.3002 | 3.2737 | 3.253 | 3.2419 | 3.2221 | 3.2068 | 3.1953 | 3.1861 | 3.1782 | 3.1736 | 3.171 | 3.1697 | 3.1687 | 3.1656 | 3.165 | 3.1645
F8_Commercial_WA - Health_Existing_Water Heating_Natural Gas_Water Heater - Temperature Setback_A_Technical Potential | F8 | Commercial | WA - Health | Existing | Water Heating | Natural Gas | Water Heater - Temperature Setback | A | Cumulative Summer Peak Savings (MW) | Technical Potential | 0 | 0 | 0 | 0 | 0 | 0 | 0 | 0 | 0 | 0 | 0 | 0 | 0 | 0 | 0 | 0 | 0 | 0 | 0 | 0 | 0 | 0 | 0 | 0 | 0 | 0 | 0
F9_Commercial_WA - Health_Existing_Water Heating_Natural Gas_Water Heater - Temperature Setback_A_Technical Potential | F9 | Commercial | WA - Health | Existing | Water Heating | Natural Gas | Water Heater - Temperature Setback | A | Cumulative Winter Peak Savings (MW) | Technical Potential | 0 | 0 | 0 | 0 | 0 | 0 | 0 | 0 | 0 | 0 | 0 | 0 | 0 | 0 | 0 | 0 | 0 | 0 | 0 | 0 | 0 | 0 | 0 | 0 | 0 | 0 | 0
F10_Commercial_WA - Health_Existing_Water Heating_Natural Gas_Water Heater - Temperature Setback_A_Technical Potential | F10 | Commercial | WA - Health | Existing | Water Heating | Natural Gas | Water Heater - Temperature Setback | A | Purchases (Incremental) | Technical Potential | 0 | 0 | 0 | 18.6402 | 22.8872 | 9.367 | 9.6248 | 9.0768 | 10.8437 | 0 | 0 | 0 | 0 | 0 | 0 | 0 | 0 | 0 | 0 | 0 | 0 | 0 | 0 | 0 | 0 | 0 | 0
F11_Commercial_WA - Health_Existing_Water Heating_Natural Gas_Water Heater - Temperature Setback_A_Technical Potential | F11 | Commercial | WA - Health | Existing | Water Heating | Natural Gas | Water Heater - Temperature Setback | A | Purchases (Cumulative) | Technical Potential | 0 | 0 | 0 | 18.6402 | 41.5275 | 50.8945 | 60.5193 | 69.5961 | 80.4399 | 80.4399 | 80.4399 | 80.4399 | 80.4399 | 80.4399 | 80.4399 | 80.4399 | 80.4399 | 80.4399 | 80.4399 | 80.4399 | 80.4399 | 80.4399 | 80.4399 | 80.4399 | 80.4399 | 80.4399 | 80.4399
F1_Commercial_WA - Health_Existing_Water Heating_Natural Gas_Water Heater - Faucet Aerators_A_Technical Potential | F1 | Commercial | WA - Health | Existing | Water Heating | Natural Gas | Water Heater - Faucet Aerators | A | Integrated Unit Energy Savings (kWh or therms) | Technical Potential | 0 | 0 | 3.6479 | 3.5514 | 3.4631 | 3.3823 | 3.3083 | 3.2405 | 3.1785 | 3.1222 | 3.0681 | 3.0167 | 3.0029 | 2.9919 | 2.9833 | 2.9658 | 2.9521 | 2.9415 | 2.933 | 2.9258 | 2.9216 | 2.9192 | 2.918 | 2.9171 | 2.9142 | 2.9136 | 2.9131
F2_Commercial_WA - Health_Existing_Water Heating_Natural Gas_Water Heater - Faucet Aerators_A_Technical Potential | F2 | Commercial | WA - Health | Existing | Water Heating | Natural Gas | Water Heater - Faucet Aerators | A | Integrated Unit Summer Peak Savings (kW) | Technical Potential | 0 | 0 | 0 | 0 | 0 | 0 | 0 | 0 | 0 | 0 | 0 | 0 | 0 | 0 | 0 | 0 | 0 | 0 | 0 | 0 | 0 | 0 | 0 | 0 | 0 | 0 | 0
F3_Commercial_WA - Health_Existing_Water Heating_Natural Gas_Water Heater - Faucet Aerators_A_Technical Potential | F3 | Commercial | WA - Health | Existing | Water Heating | Natural Gas | Water Heater - Faucet Aerators | A | Integrated Unit Winter Peak Savings (kW) | Technical Potential | 0 | 0 | 0 | 0 | 0 | 0 | 0 | 0 | 0 | 0 | 0 | 0 | 0 | 0 | 0 | 0 | 0 | 0 | 0 | 0 | 0 | 0 | 0 | 0 | 0 | 0 | 0
F4_Commercial_WA - Health_Existing_Water Heating_Natural Gas_Water Heater - Faucet Aerators_A_Technical Potential | F4 | Commercial | WA - Health | Existing | Water Heating | Natural Gas | Water Heater - Faucet Aerators | A | Incremental Energy Savings (MWh or mTherms) | Technical Potential | 0 | 0 | 0 | 0 | 0 | 0 | 0 | 0 | 0 | 0 | 0 | 0 | 0 | 0 | 0 | 0 | 0 | 0 | 0 | 0 | 0 | 0 | 0 | 0 | 0 | 0 | 0
F5_Commercial_WA - Health_Existing_Water Heating_Natural Gas_Water Heater - Faucet Aerators_A_Technical Potential | F5 | Commercial | WA - Health | Existing | Water Heating | Natural Gas | Water Heater - Faucet Aerators | A | Incremental Summer Peak Savings (MW) | Technical Potential | 0 | 0 | 0 | 0 | 0 | 0 | 0 | 0 | 0 | 0 | 0 | 0 | 0 | 0 | 0 | 0 | 0 | 0 | 0 | 0 | 0 | 0 | 0 | 0 | 0 | 0 | 0
F6_Commercial_WA - Health_Existing_Water Heating_Natural Gas_Water Heater - Faucet Aerators_A_Technical Potential | F6 | Commercial | WA - Health | Existing | Water Heating | Natural Gas | Water Heater - Faucet Aerators | A | Incremental Winter Peak Savings (MW) | Technical Potential | 0 | 0 | 0 | 0 | 0 | 0 | 0 | 0 | 0 | 0 | 0 | 0 | 0 | 0 | 0 | 0 | 0 | 0 | 0 | 0 | 0 | 0 | 0 | 0 | 0 | 0 | 0
F7_Commercial_WA - Health_Existing_Water Heating_Natural Gas_Water Heater - Faucet Aerators_A_Technical Potential | F7 | Commercial | WA - Health | Existing | Water Heating | Natural Gas | Water Heater - Faucet Aerators | A | Cumulative Energy Savings (MWh or mTherms) | Technical Potential | 0 | 0 | 0 | 0 | 0 | 0 | 0 | 0 | 0 | 0 | 0 | 0 | 0 | 0 | 0 | 0 | 0 | 0 | 0 | 0 | 0 | 0 | 0 | 0 | 0 | 0 | 0
F8_Commercial_WA - Health_Existing_Water Heating_Natural Gas_Water Heater - Faucet Aerators_A_Technical Potential | F8 | Commercial | WA - Health | Existing | Water Heating | Natural Gas | Water Heater - Faucet Aerators | A | Cumulative Summer Peak Savings (MW) | Technical Potential | 0 | 0 | 0 | 0 | 0 | 0 | 0 | 0 | 0 | 0 | 0 | 0 | 0 | 0 | 0 | 0 | 0 | 0 | 0 | 0 | 0 | 0 | 0 | 0 | 0 | 0 | 0
F9_Commercial_WA - Health_Existing_Water Heating_Natural Gas_Water Heater - Faucet Aerators_A_Technical Potential | F9 | Commercial | WA - Health | Existing | Water Heating | Natural Gas | Water Heater - Faucet Aerators | A | Cumulative Winter Peak Savings (MW) | Technical Potential | 0 | 0 | 0 | 0 | 0 | 0 | 0 | 0 | 0 | 0 | 0 | 0 | 0 | 0 | 0 | 0 | 0 | 0 | 0 | 0 | 0 | 0 | 0 | 0 | 0 | 0 | 0
F10_Commercial_WA - Health_Existing_Water Heating_Natural Gas_Water Heater - Faucet Aerators_A_Technical Potential | F10 | Commercial | WA - Health | Existing | Water Heating | Natural Gas | Water Heater - Faucet Aerators | A | Purchases (Incremental) | Technical Potential | 0 | 0 | 0 | 0 | 0 | 0 | 0 | 0 | 0 | 0 | 0 | 0 | 0 | 0 | 0 | 0 | 0 | 0 | 0 | 0 | 0 | 0 | 0 | 0 | 0 | 0 | 0
F11_Commercial_WA - Health_Existing_Water Heating_Natural Gas_Water Heater - Faucet Aerators_A_Technical Potential | F11 | Commercial | WA - Health | Existing | Water Heating | Natural Gas | Water Heater - Faucet Aerators | A | Purchases (Cumulative) | Technical Potential | 0 | 0 | 0 | 0 | 0 | 0 | 0 | 0 | 0 | 0 | 0 | 0 | 0 | 0 | 0 | 0 | 0 | 0 | 0 | 0 | 0 | 0 | 0 | 0 | 0 | 0 | 0
F1_Commercial_WA - Health_Existing_Water Heating_Natural Gas_Water Heater - Low-Flow Showerheads_A_Technical Potential | F1 | Commercial | WA - Health | Existing | Water Heating | Natural Gas | Water Heater - Low-Flow Showerheads | A | Integrated Unit Energy Savings (kWh or therms) | Technical Potential | 0 | 0 | 6.2956 | 6.1215 | 5.9604 | 5.8105 | 5.6711 | 5.5413 | 5.4196 | 5.3066 | 5.1978 | 5.095 | 5.0581 | 5.0293 | 5.0142 | 4.9847 | 4.9617 | 4.9439 | 4.9296 | 4.9174 | 4.9103 | 4.9063 | 4.9043 | 4.9028 | 4.898 | 4.897 | 4.8962
F2_Commercial_WA - Health_Existing_Water Heating_Natural Gas_Water Heater - Low-Flow Showerheads_A_Technical Potential | F2 | Commercial | WA - Health | Existing | Water Heating | Natural Gas | Water Heater - Low-Flow Showerheads | A | Integrated Unit Summer Peak Savings (kW) | Technical Potential | 0 | 0 | 0 | 0 | 0 | 0 | 0 | 0 | 0 | 0 | 0 | 0 | 0 | 0 | 0 | 0 | 0 | 0 | 0 | 0 | 0 | 0 | 0 | 0 | 0 | 0 | 0
F3_Commercial_WA - Health_Existing_Water Heating_Natural Gas_Water Heater - Low-Flow Showerheads_A_Technical Potential | F3 | Commercial | WA - Health | Existing | Water Heating | Natural Gas | Water Heater - Low-Flow Showerheads | A | Integrated Unit Winter Peak Savings (kW) | Technical Potential | 0 | 0 | 0 | 0 | 0 | 0 | 0 | 0 | 0 | 0 | 0 | 0 | 0 | 0 | 0 | 0 | 0 | 0 | 0 | 0 | 0 | 0 | 0 | 0 | 0 | 0 | 0
F4_Commercial_WA - Health_Existing_Water Heating_Natural Gas_Water Heater - Low-Flow Showerheads_A_Technical Potential | F4 | Commercial | WA - Health | Existing | Water Heating | Natural Gas | Water Heater - Low-Flow Showerheads | A | Incremental Energy Savings (MWh or mTherms) | Technical Potential | 0 | 0 | 0 | 0 | 0 | 0 | 0 | 0 | 0 | 0 | 0 | 0 | 0 | 0 | 0 | 0 | 0 | 0 | 0 | 0 | 0 | 0 | 0 | 0 | 0 | 0 | 0
F5_Commercial_WA - Health_Existing_Water Heating_Natural Gas_Water Heater - Low-Flow Showerheads_A_Technical Potential | F5 | Commercial | WA - Health | Existing | Water Heating | Natural Gas | Water Heater - Low-Flow Showerheads | A | Incremental Summer Peak Savings (MW) | Technical Potential | 0 | 0 | 0 | 0 | 0 | 0 | 0 | 0 | 0 | 0 | 0 | 0 | 0 | 0 | 0 | 0 | 0 | 0 | 0 | 0 | 0 | 0 | 0 | 0 | 0 | 0 | 0
F6_Commercial_WA - Health_Existing_Water Heating_Natural Gas_Water Heater - Low-Flow Showerheads_A_Technical Potential | F6 | Commercial | WA - Health | Existing | Water Heating | Natural Gas | Water Heater - Low-Flow Showerheads | A | Incremental Winter Peak Savings (MW) | Technical Potential | 0 | 0 | 0 | 0 | 0 | 0 | 0 | 0 | 0 | 0 | 0 | 0 | 0 | 0 | 0 | 0 | 0 | 0 | 0 | 0 | 0 | 0 | 0 | 0 | 0 | 0 | 0
F7_Commercial_WA - Health_Existing_Water Heating_Natural Gas_Water Heater - Low-Flow Showerheads_A_Technical Potential | F7 | Commercial | WA - Health | Existing | Water Heating | Natural Gas | Water Heater - Low-Flow Showerheads | A | Cumulative Energy Savings (MWh or mTherms) | Technical Potential | 0 | 0 | 0 | 0 | 0 | 0 | 0 | 0 | 0 | 0 | 0 | 0 | 0 | 0 | 0 | 0 | 0 | 0 | 0 | 0 | 0 | 0 | 0 | 0 | 0 | 0 | 0
F8_Commercial_WA - Health_Existing_Water Heating_Natural Gas_Water Heater - Low-Flow Showerheads_A_Technical Potential | F8 | Commercial | WA - Health | Existing | Water Heating | Natural Gas | Water Heater - Low-Flow Showerheads | A | Cumulative Summer Peak Savings (MW) | Technical Potential | 0 | 0 | 0 | 0 | 0 | 0 | 0 | 0 | 0 | 0 | 0 | 0 | 0 | 0 | 0 | 0 | 0 | 0 | 0 | 0 | 0 | 0 | 0 | 0 | 0 | 0 | 0
F9_Commercial_WA - Health_Existing_Water Heating_Natural Gas_Water Heater - Low-Flow Showerheads_A_Technical Potential | F9 | Commercial | WA - Health | Existing | Water Heating | Natural Gas | Water Heater - Low-Flow Showerheads | A | Cumulative Winter Peak Savings (MW) | Technical Potential | 0 | 0 | 0 | 0 | 0 | 0 | 0 | 0 | 0 | 0 | 0 | 0 | 0 | 0 | 0 | 0 | 0 | 0 | 0 | 0 | 0 | 0 | 0 | 0 | 0 | 0 | 0
F10_Commercial_WA - Health_Existing_Water Heating_Natural Gas_Water Heater - Low-Flow Showerheads_A_Technical Potential | F10 | Commercial | WA - Health | Existing | Water Heating | Natural Gas | Water Heater - Low-Flow Showerheads | A | Purchases (Incremental) | Technical Potential | 0 | 0 | 0 | 0 | 0 | 0 | 0 | 0 | 0 | 0 | 0 | 0 | 0 | 0 | 0 | 0 | 0 | 0 | 0 | 0 | 0 | 0 | 0 | 0 | 0 | 0 | 0
F11_Commercial_WA - Health_Existing_Water Heating_Natural Gas_Water Heater - Low-Flow Showerheads_A_Technical Potential | F11 | Commercial | WA - Health | Existing | Water Heating | Natural Gas | Water Heater - Low-Flow Showerheads | A | Purchases (Cumulative) | Technical Potential | 0 | 0 | 0 | 0 | 0 | 0 | 0 | 0 | 0 | 0 | 0 | 0 | 0 | 0 | 0 | 0 | 0 | 0 | 0 | 0 | 0 | 0 | 0 | 0 | 0 | 0 | 0
F1_Commercial_WA - Health_Existing_Water Heating_Natural Gas_Water Heater - Tank Blanket/Insulation_A_Technical Potential | F1 | Commercial | WA - Health | Existing | Water Heating | Natural Gas | Water Heater - Tank Blanket/Insulation | A | Integrated Unit Energy Savings (kWh or therms) | Technical Potential | 0 | 0 | 98.5759 | 96.0134 | 93.682 | 91.56 | 89.6297 | 87.8773 | 86.2914 | 84.8631 | 83.4971 | 82.1937 | 81.8983 | 81.662 | 81.473 | 81.0201 | 80.6579 | 80.3681 | 80.1362 | 79.938 | 79.8228 | 79.7572 | 79.7254 | 79.7001 | 79.622 | 79.6058 | 79.5928
F2_Commercial_WA - Health_Existing_Water Heating_Natural Gas_Water Heater - Tank Blanket/Insulation_A_Technical Potential | F2 | Commercial | WA - Health | Existing | Water Heating | Natural Gas | Water Heater - Tank Blanket/Insulation | A | Integrated Unit Summer Peak Savings (kW) | Technical Potential | 0 | 0 | 0 | 0 | 0 | 0 | 0 | 0 | 0 | 0 | 0 | 0 | 0 | 0 | 0 | 0 | 0 | 0 | 0 | 0 | 0 | 0 | 0 | 0 | 0 | 0 | 0
F3_Commercial_WA - Health_Existing_Water Heating_Natural Gas_Water Heater - Tank Blanket/Insulation_A_Technical Potential | F3 | Commercial | WA - Health | Existing | Water Heating | Natural Gas | Water Heater - Tank Blanket/Insulation | A | Integrated Unit Winter Peak Savings (kW) | Technical Potential | 0 | 0 | 0 | 0 | 0 | 0 | 0 | 0 | 0 | 0 | 0 | 0 | 0 | 0 | 0 | 0 | 0 | 0 | 0 | 0 | 0 | 0 | 0 | 0 | 0 | 0 | 0
F4_Commercial_WA - Health_Existing_Water Heating_Natural Gas_Water Heater - Tank Blanket/Insulation_A_Technical Potential | F4 | Commercial | WA - Health | Existing | Water Heating | Natural Gas | Water Heater - Tank Blanket/Insulation | A | Incremental Energy Savings (MWh or mTherms) | Technical Potential | 0 | 0 | 0 | 0.52639 | 0.63062 | 0.75422 | 0.85707 | 0.95848 | 1.1004 | 1.1871 | 1.1932 | 1.1069 | 0.94807 | 0.73154 | 0.50088 | 0.29806 | 0.13859 | 0 | 0 | 0 | 0 | 0 | 0 | 0 | 0 | 0 | 0
F5_Commercial_WA - Health_Existing_Water Heating_Natural Gas_Water Heater - Tank Blanket/Insulation_A_Technical Potential | F5 | Commercial | WA - Health | Existing | Water Heating | Natural Gas | Water Heater - Tank Blanket/Insulation | A | Incremental Summer Peak Savings (MW) | Technical Potential | 0 | 0 | 0 | 0 | 0 | 0 | 0 | 0 | 0 | 0 | 0 | 0 | 0 | 0 | 0 | 0 | 0 | 0 | 0 | 0 | 0 | 0 | 0 | 0 | 0 | 0 | 0
F6_Commercial_WA - Health_Existing_Water Heating_Natural Gas_Water Heater - Tank Blanket/Insulation_A_Technical Potential | F6 | Commercial | WA - Health | Existing | Water Heating | Natural Gas | Water Heater - Tank Blanket/Insulation | A | Incremental Winter Peak Savings (MW) | Technical Potential | 0 | 0 | 0 | 0 | 0 | 0 | 0 | 0 | 0 | 0 | 0 | 0 | 0 | 0 | 0 | 0 | 0 | 0 | 0 | 0 | 0 | 0 | 0 | 0 | 0 | 0 | 0
F7_Commercial_WA - Health_Existing_Water Heating_Natural Gas_Water Heater - Tank Blanket/Insulation_A_Technical Potential | F7 | Commercial | WA - Health | Existing | Water Heating | Natural Gas | Water Heater - Tank Blanket/Insulation | A | Cumulative Energy Savings (MWh or mTherms) | Technical Potential | 0 | 0 | 0 | 0.52639 | 1.1442 | 1.8725 | 2.6901 | 3.596 | 4.6315 | 5.742 | 6.8427 | 7.8428 | 8.7627 | 9.469 | 9.9479 | 10.1907 | 10.2837 | 10.2468 | 10.2172 | 10.1919 | 10.1773 | 10.1689 | 10.1648 | 10.1616 | 10.1517 | 10.1496 | 10.1479
F8_Commercial_WA - Health_Existing_Water Heating_Natural Gas_Water Heater - Tank Blanket/Insulation_A_Technical Potential | F8 | Commercial | WA - Health | Existing | Water Heating | Natural Gas | Water Heater - Tank Blanket/Insulation | A | Cumulative Summer Peak Savings (MW) | Technical Potential | 0 | 0 | 0 | 0 | 0 | 0 | 0 | 0 | 0 | 0 | 0 | 0 | 0 | 0 | 0 | 0 | 0 | 0 | 0 | 0 | 0 | 0 | 0 | 0 | 0 | 0 | 0
F9_Commercial_WA - Health_Existing_Water Heating_Natural Gas_Water Heater - Tank Blanket/Insulation_A_Technical Potential | F9 | Commercial | WA - Health | Existing | Water Heating | Natural Gas | Water Heater - Tank Blanket/Insulation | A | Cumulative Winter Peak Savings (MW) | Technical Potential | 0 | 0 | 0 | 0 | 0 | 0 | 0 | 0 | 0 | 0 | 0 | 0 | 0 | 0 | 0 | 0 | 0 | 0 | 0 | 0 | 0 | 0 | 0 | 0 | 0 | 0 | 0
F10_Commercial_WA - Health_Existing_Water Heating_Natural Gas_Water Heater - Tank Blanket/Insulation_A_Technical Potential | F10 | Commercial | WA - Health | Existing | Water Heating | Natural Gas | Water Heater - Tank Blanket/Insulation | A | Purchases (Incremental) | Technical Potential | 0 | 0 | 0 | 5.4824 | 6.7315 | 8.2374 | 9.5624 | 10.9071 | 12.7517 | 13.9888 | 14.2906 | 13.4671 | 11.5761 | 8.9581 | 6.1478 | 3.6789 | 1.7183 | 0 | 0 | 0 | 0 | 0 | 0 | 0 | 0 | 0 | 0
F11_Commercial_WA - Health_Existing_Water Heating_Natural Gas_Water Heater - Tank Blanket/Insulation_A_Technical Potential | F11 | Commercial | WA - Health | Existing | Water Heating | Natural Gas | Water Heater - Tank Blanket/Insulation | A | Purchases (Cumulative) | Technical Potential | 0 | 0 | 0 | 5.4824 | 12.214 | 20.4514 | 30.0138 | 40.9208 | 53.6725 | 67.6613 | 81.9519 | 95.419 | 106.9952 | 115.9533 | 122.101 | 125.7799 | 127.4982 | 127.4982 | 127.4982 | 127.4982 | 127.4982 | 127.4982 | 127.4982 | 127.4982 | 127.4982 | 127.4982 | 127.4982
F1_Commercial_WA - Health_Existing_Water Heating_Natural Gas_Water Heater - Drainwater Heat Recovery_A_Technical Potential | F1 | Commercial | WA - Health | Existing | Water Heating | Natural Gas | Water Heater - Drainwater Heat Recovery | A | Integrated Unit Energy Savings (kWh or therms) | Technical Potential | 0 | 0 | 5.6164 | 5.4472 | 5.2872 | 5.1387 | 4.9981 | 4.8649 | 4.7366 | 4.6172 | 4.502 | 4.3939 | 4.346 | 4.3087 | 4.2873 | 4.2611 | 4.2409 | 4.2256 | 4.2135 | 4.203 | 4.197 | 4.1935 | 4.1919 | 4.1905 | 4.1864 | 4.1856 | 4.1849
F2_Commercial_WA - Health_Existing_Water Heating_Natural Gas_Water Heater - Drainwater Heat Recovery_A_Technical Potential | F2 | Commercial | WA - Health | Existing | Water Heating | Natural Gas | Water Heater - Drainwater Heat Recovery | A | Integrated Unit Summer Peak Savings (kW) | Technical Potential | 0 | 0 | 0 | 0 | 0 | 0 | 0 | 0 | 0 | 0 | 0 | 0 | 0 | 0 | 0 | 0 | 0 | 0 | 0 | 0 | 0 | 0 | 0 | 0 | 0 | 0 | 0
F3_Commercial_WA - Health_Existing_Water Heating_Natural Gas_Water Heater - Drainwater Heat Recovery_A_Technical Potential | F3 | Commercial | WA - Health | Existing | Water Heating | Natural Gas | Water Heater - Drainwater Heat Recovery | A | Integrated Unit Winter Peak Savings (kW) | Technical Potential | 0 | 0 | 0 | 0 | 0 | 0 | 0 | 0 | 0 | 0 | 0 | 0 | 0 | 0 | 0 | 0 | 0 | 0 | 0 | 0 | 0 | 0 | 0 | 0 | 0 | 0 | 0
F4_Commercial_WA - Health_Existing_Water Heating_Natural Gas_Water Heater - Drainwater Heat Recovery_A_Technical Potential | F4 | Commercial | WA - Health | Existing | Water Heating | Natural Gas | Water Heater - Drainwater Heat Recovery | A | Incremental Energy Savings (MWh or mTherms) | Technical Potential | 0 | 0 | 0 | 0 | 0 | 0 | 0 | 0 | 0 | 0 | 0 | 0 | 0 | 0 | 0 | 0 | 0 | 0 | 0 | 0 | 0 | 0 | 0 | 0 | 0 | 0 | 0
F5_Commercial_WA - Health_Existing_Water Heating_Natural Gas_Water Heater - Drainwater Heat Recovery_A_Technical Potential | F5 | Commercial | WA - Health | Existing | Water Heating | Natural Gas | Water Heater - Drainwater Heat Recovery | A | Incremental Summer Peak Savings (MW) | Technical Potential | 0 | 0 | 0 | 0 | 0 | 0 | 0 | 0 | 0 | 0 | 0 | 0 | 0 | 0 | 0 | 0 | 0 | 0 | 0 | 0 | 0 | 0 | 0 | 0 | 0 | 0 | 0
F6_Commercial_WA - Health_Existing_Water Heating_Natural Gas_Water Heater - Drainwater Heat Recovery_A_Technical Potential | F6 | Commercial | WA - Health | Existing | Water Heating | Natural Gas | Water Heater - Drainwater Heat Recovery | A | Incremental Winter Peak Savings (MW) | Technical Potential | 0 | 0 | 0 | 0 | 0 | 0 | 0 | 0 | 0 | 0 | 0 | 0 | 0 | 0 | 0 | 0 | 0 | 0 | 0 | 0 | 0 | 0 | 0 | 0 | 0 | 0 | 0
F7_Commercial_WA - Health_Existing_Water Heating_Natural Gas_Water Heater - Drainwater Heat Recovery_A_Technical Potential | F7 | Commercial | WA - Health | Existing | Water Heating | Natural Gas | Water Heater - Drainwater Heat Recovery | A | Cumulative Energy Savings (MWh or mTherms) | Technical Potential | 0 | 0 | 0 | 0 | 0 | 0 | 0 | 0 | 0 | 0 | 0 | 0 | 0 | 0 | 0 | 0 | 0 | 0 | 0 | 0 | 0 | 0 | 0 | 0 | 0 | 0 | 0
F8_Commercial_WA - Health_Existing_Water Heating_Natural Gas_Water Heater - Drainwater Heat Recovery_A_Technical Potential | F8 | Commercial | WA - Health | Existing | Water Heating | Natural Gas | Water Heater - Drainwater Heat Recovery | A | Cumulative Summer Peak Savings (MW) | Technical Potential | 0 | 0 | 0 | 0 | 0 | 0 | 0 | 0 | 0 | 0 | 0 | 0 | 0 | 0 | 0 | 0 | 0 | 0 | 0 | 0 | 0 | 0 | 0 | 0 | 0 | 0 | 0
F9_Commercial_WA - Health_Existing_Water Heating_Natural Gas_Water Heater - Drainwater Heat Recovery_A_Technical Potential | F9 | Commercial | WA - Health | Existing | Water Heating | Natural Gas | Water Heater - Drainwater Heat Recovery | A | Cumulative Winter Peak Savings (MW) | Technical Potential | 0 | 0 | 0 | 0 | 0 | 0 | 0 | 0 | 0 | 0 | 0 | 0 | 0 | 0 | 0 | 0 | 0 | 0 | 0 | 0 | 0 | 0 | 0 | 0 | 0 | 0 | 0
F10_Commercial_WA - Health_Existing_Water Heating_Natural Gas_Water Heater - Drainwater Heat Recovery_A_Technical Potential | F10 | Commercial | WA - Health | Existing | Water Heating | Natural Gas | Water Heater - Drainwater Heat Recovery | A | Purchases (Incremental) | Technical Potential | 0 | 0 | 0 | 0 | 0 | 0 | 0 | 0 | 0 | 0 | 0 | 0 | 0 | 0 | 0 | 0 | 0 | 0 | 0 | 0 | 0 | 0 | 0 | 0 | 0 | 0 | 0
F11_Commercial_WA - Health_Existing_Water Heating_Natural Gas_Water Heater - Drainwater Heat Recovery_A_Technical Potential | F11 | Commercial | WA - Health | Existing | Water Heating | Natural Gas | Water Heater - Drainwater Heat Recovery | A | Purchases (Cumulative) | Technical Potential | 0 | 0 | 0 | 0 | 0 | 0 | 0 | 0 | 0 | 0 | 0 | 0 | 0 | 0 | 0 | 0 | 0 | 0 | 0 | 0 | 0 | 0 | 0 | 0 | 0 | 0 | 0
F1_Commercial_WA - Health_Existing_Water Heating_Natural Gas_Water Heater - Circulation Pump Controls_A_Technical Potential | F1 | Commercial | WA - Health | Existing | Water Heating | Natural Gas | Water Heater - Circulation Pump Controls | A | Integrated Unit Energy Savings (kWh or therms) | Technical Potential | 0 | 0 | 294.8958 | 287.0946 | 279.9616 | 273.4263 | 267.4418 | 261.9666 | 256.9564 | 252.3985 | 248.0294 | 243.8734 | 242.7535 | 241.8652 | 241.1766 | 239.7596 | 238.6519 | 237.7944 | 237.1084 | 236.5218 | 236.181 | 235.9869 | 235.893 | 235.818 | 235.587 | 235.5389 | 235.5005
F2_Commercial_WA - Health_Existing_Water Heating_Natural Gas_Water Heater - Circulation Pump Controls_A_Technical Potential | F2 | Commercial | WA - Health | Existing | Water Heating | Natural Gas | Water Heater - Circulation Pump Controls | A | Integrated Unit Summer Peak Savings (kW) | Technical Potential | 0 | 0 | 0 | 0 | 0 | 0 | 0 | 0 | 0 | 0 | 0 | 0 | 0 | 0 | 0 | 0 | 0 | 0 | 0 | 0 | 0 | 0 | 0 | 0 | 0 | 0 | 0
F3_Commercial_WA - Health_Existing_Water Heating_Natural Gas_Water Heater - Circulation Pump Controls_A_Technical Potential | F3 | Commercial | WA - Health | Existing | Water Heating | Natural Gas | Water Heater - Circulation Pump Controls | A | Integrated Unit Winter Peak Savings (kW) | Technical Potential | 0 | 0 | 0 | 0 | 0 | 0 | 0 | 0 | 0 | 0 | 0 | 0 | 0 | 0 | 0 | 0 | 0 | 0 | 0 | 0 | 0 | 0 | 0 | 0 | 0 | 0 | 0
F4_Commercial_WA - Health_Existing_Water Heating_Natural Gas_Water Heater - Circulation Pump Controls_A_Technical Potential | F4 | Commercial | WA - Health | Existing | Water Heating | Natural Gas | Water Heater - Circulation Pump Controls | A | Incremental Energy Savings (MWh or mTherms) | Technical Potential | 0 | 0 | 0 | 1.3737 | 1.6448 | 1.9657 | 2.232 | 2.4937 | 2.8597 | 3.0815 | 3.0935 | 2.8664 | 2.4526 | 1.891 | 0.14005 | 0 | 0 | 0 | 0 | 0 | 0 | 0 | 0 | 0 | 0 | 0 | 0
F5_Commercial_WA - Health_Existing_Water Heating_Natural Gas_Water Heater - Circulation Pump Controls_A_Technical Potential | F5 | Commercial | WA - Health | Existing | Water Heating | Natural Gas | Water Heater - Circulation Pump Controls | A | Incremental Summer Peak Savings (MW) | Technical Potential | 0 | 0 | 0 | 0 | 0 | 0 | 0 | 0 | 0 | 0 | 0 | 0 | 0 | 0 | 0 | 0 | 0 | 0 | 0 | 0 | 0 | 0 | 0 | 0 | 0 | 0 | 0
F6_Commercial_WA - Health_Existing_Water Heating_Natural Gas_Water Heater - Circulation Pump Controls_A_Technical Potential | F6 | Commercial | WA - Health | Existing | Water Heating | Natural Gas | Water Heater - Circulation Pump Controls | A | Incremental Winter Peak Savings (MW) | Technical Potential | 0 | 0 | 0 | 0 | 0 | 0 | 0 | 0 | 0 | 0 | 0 | 0 | 0 | 0 | 0 | 0 | 0 | 0 | 0 | 0 | 0 | 0 | 0 | 0 | 0 | 0 | 0
F7_Commercial_WA - Health_Existing_Water Heating_Natural Gas_Water Heater - Circulation Pump Controls_A_Technical Potential | F7 | Commercial | WA - Health | Existing | Water Heating | Natural Gas | Water Heater - Circulation Pump Controls | A | Cumulative Energy Savings (MWh or mTherms) | Technical Potential | 0 | 0 | 0 | 1.3737 | 2.9844 | 4.8804 | 7.0056 | 9.3559 | 12.0367 | 14.9047 | 17.7401 | 20.3093 | 22.6686 | 24.4766 | 24.547 | 24.4028 | 24.29 | 24.2027 | 24.1329 | 24.0732 | 24.0385 | 24.0188 | 24.0092 | 24.0016 | 23.9781 | 23.9732 | 23.9693
F8_Commercial_WA - Health_Existing_Water Heating_Natural Gas_Water Heater - Circulation Pump Controls_A_Technical Potential | F8 | Commercial | WA - Health | Existing | Water Heating | Natural Gas | Water Heater - Circulation Pump Controls | A | Cumulative Summer Peak Savings (MW) | Technical Potential | 0 | 0 | 0 | 0 | 0 | 0 | 0 | 0 | 0 | 0 | 0 | 0 | 0 | 0 | 0 | 0 | 0 | 0 | 0 | 0 | 0 | 0 | 0 | 0 | 0 | 0 | 0
F9_Commercial_WA - Health_Existing_Water Heating_Natural Gas_Water Heater - Circulation Pump Controls_A_Technical Potential | F9 | Commercial | WA - Health | Existing | Water Heating | Natural Gas | Water Heater - Circulation Pump Controls | A | Cumulative Winter Peak Savings (MW) | Technical Potential | 0 | 0 | 0 | 0 | 0 | 0 | 0 | 0 | 0 | 0 | 0 | 0 | 0 | 0 | 0 | 0 | 0 | 0 | 0 | 0 | 0 | 0 | 0 | 0 | 0 | 0 | 0
F10_Commercial_WA - Health_Existing_Water Heating_Natural Gas_Water Heater - Circulation Pump Controls_A_Technical Potential | F10 | Commercial | WA - Health | Existing | Water Heating | Natural Gas | Water Heater - Circulation Pump Controls | A | Purchases (Incremental) | Technical Potential | 0 | 0 | 0 | 4.7848 | 5.875 | 7.1893 | 8.3457 | 9.5193 | 11.1292 | 12.2089 | 12.4722 | 11.7536 | 10.1032 | 7.8183 | 0.58067 | 0 | 0 | 0 | 0 | 0 | 0 | 0 | 0 | 0 | 0 | 0 | 0
F11_Commercial_WA - Health_Existing_Water Heating_Natural Gas_Water Heater - Circulation Pump Controls_A_Technical Potential | F11 | Commercial | WA - Health | Existing | Water Heating | Natural Gas | Water Heater - Circulation Pump Controls | A | Purchases (Cumulative) | Technical Potential | 0 | 0 | 0 | 4.7848 | 10.6599 | 17.8492 | 26.1948 | 35.7141 | 46.8433 | 59.0521 | 71.5244 | 83.278 | 93.3811 | 101.1994 | 101.7801 | 101.7801 | 101.7801 | 101.7801 | 101.7801 | 101.7801 | 101.7801 | 101.7801 | 101.7801 | 101.7801 | 101.7801 | 101.7801 | 101.7801
F1_Commercial_WA - Health_Existing_Water Heating_Natural Gas_Water Heater - Pipe Insulation_A_Technical Potential | F1 | Commercial | WA - Health | Existing | Water Heating | Natural Gas | Water Heater - Pipe Insulation | A | Integrated Unit Energy Savings (kWh or therms) | Technical Potential | 0 | 0 | 2.4647 | 2.3965 | 2.3335 | 2.2748 | 2.2202 | 2.1694 | 2.1218 | 2.0775 | 2.0349 | 1.9947 | 1.9802 | 1.9689 | 1.963 | 1.9515 | 1.9425 | 1.9355 | 1.9299 | 1.9251 | 1.9224 | 1.9208 | 1.92 | 1.9194 | 1.9175 | 1.9171 | 1.9168
F2_Commercial_WA - Health_Existing_Water Heating_Natural Gas_Water Heater - Pipe Insulation_A_Technical Potential | F2 | Commercial | WA - Health | Existing | Water Heating | Natural Gas | Water Heater - Pipe Insulation | A | Integrated Unit Summer Peak Savings (kW) | Technical Potential | 0 | 0 | 0 | 0 | 0 | 0 | 0 | 0 | 0 | 0 | 0 | 0 | 0 | 0 | 0 | 0 | 0 | 0 | 0 | 0 | 0 | 0 | 0 | 0 | 0 | 0 | 0
F3_Commercial_WA - Health_Existing_Water Heating_Natural Gas_Water Heater - Pipe Insulation_A_Technical Potential | F3 | Commercial | WA - Health | Existing | Water Heating | Natural Gas | Water Heater - Pipe Insulation | A | Integrated Unit Winter Peak Savings (kW) | Technical Potential | 0 | 0 | 0 | 0 | 0 | 0 | 0 | 0 | 0 | 0 | 0 | 0 | 0 | 0 | 0 | 0 | 0 | 0 | 0 | 0 | 0 | 0 | 0 | 0 | 0 | 0 | 0
F4_Commercial_WA - Health_Existing_Water Heating_Natural Gas_Water Heater - Pipe Insulation_A_Technical Potential | F4 | Commercial | WA - Health | Existing | Water Heating | Natural Gas | Water Heater - Pipe Insulation | A | Incremental Energy Savings (MWh or mTherms) | Technical Potential | 0 | 0 | 0 | 0.4138 | 0.49471 | 0.59015 | 0.66863 | 0.74521 | 0.85211 | 0.91528 | 0.91585 | 0.84601 | 0.72196 | 0.55549 | 0.38008 | 0.22611 | 0.10512 | 0 | 0 | 0 | 0 | 0 | 0 | 0 | 0 | 0 | 0
F5_Commercial_WA - Health_Existing_Water Heating_Natural Gas_Water Heater - Pipe Insulation_A_Technical Potential | F5 | Commercial | WA - Health | Existing | Water Heating | Natural Gas | Water Heater - Pipe Insulation | A | Incremental Summer Peak Savings (MW) | Technical Potential | 0 | 0 | 0 | 0 | 0 | 0 | 0 | 0 | 0 | 0 | 0 | 0 | 0 | 0 | 0 | 0 | 0 | 0 | 0 | 0 | 0 | 0 | 0 | 0 | 0 | 0 | 0
F6_Commercial_WA - Health_Existing_Water Heating_Natural Gas_Water Heater - Pipe Insulation_A_Technical Potential | F6 | Commercial | WA - Health | Existing | Water Heating | Natural Gas | Water Heater - Pipe Insulation | A | Incremental Winter Peak Savings (MW) | Technical Potential | 0 | 0 | 0 | 0 | 0 | 0 | 0 | 0 | 0 | 0 | 0 | 0 | 0 | 0 | 0 | 0 | 0 | 0 | 0 | 0 | 0 | 0 | 0 | 0 | 0 | 0 | 0
F7_Commercial_WA - Health_Existing_Water Heating_Natural Gas_Water Heater - Pipe Insulation_A_Technical Potential | F7 | Commercial | WA - Health | Existing | Water Heating | Natural Gas | Water Heater - Pipe Insulation | A | Cumulative Energy Savings (MWh or mTherms) | Technical Potential | 0 | 0 | 0 | 0.4138 | 0.89761 | 1.4652 | 2.0987 | 2.7958 | 3.5866 | 4.4271 | 5.2521 | 5.9943 | 6.6729 | 7.1903 | 7.5488 | 7.7305 | 7.7999 | 7.7719 | 7.7495 | 7.7303 | 7.7192 | 7.7128 | 7.7098 | 7.7073 | 7.6998 | 7.6982 | 7.6969
F8_Commercial_WA - Health_Existing_Water Heating_Natural Gas_Water Heater - Pipe Insulation_A_Technical Potential | F8 | Commercial | WA - Health | Existing | Water Heating | Natural Gas | Water Heater - Pipe Insulation | A | Cumulative Summer Peak Savings (MW) | Technical Potential | 0 | 0 | 0 | 0 | 0 | 0 | 0 | 0 | 0 | 0 | 0 | 0 | 0 | 0 | 0 | 0 | 0 | 0 | 0 | 0 | 0 | 0 | 0 | 0 | 0 | 0 | 0
F9_Commercial_WA - Health_Existing_Water Heating_Natural Gas_Water Heater - Pipe Insulation_A_Technical Potential | F9 | Commercial | WA - Health | Existing | Water Heating | Natural Gas | Water Heater - Pipe Insulation | A | Cumulative Winter Peak Savings (MW) | Technical Potential | 0 | 0 | 0 | 0 | 0 | 0 | 0 | 0 | 0 | 0 | 0 | 0 | 0 | 0 | 0 | 0 | 0 | 0 | 0 | 0 | 0 | 0 | 0 | 0 | 0 | 0 | 0
F10_Commercial_WA - Health_Existing_Water Heating_Natural Gas_Water Heater - Pipe Insulation_A_Technical Potential | F10 | Commercial | WA - Health | Existing | Water Heating | Natural Gas | Water Heater - Pipe Insulation | A | Purchases (Incremental) | Technical Potential | 0 | 0 | 0 | 172.6652 | 212.0053 | 259.4324 | 301.1602 | 343.5113 | 401.606 | 440.5681 | 450.0714 | 424.1383 | 364.5828 | 282.1295 | 193.6193 | 115.8633 | 54.116 | 0 | 0 | 0 | 0 | 0 | 0 | 0 | 0 | 0 | 0
F11_Commercial_WA - Health_Existing_Water Heating_Natural Gas_Water Heater - Pipe Insulation_A_Technical Potential | F11 | Commercial | WA - Health | Existing | Water Heating | Natural Gas | Water Heater - Pipe Insulation | A | Purchases (Cumulative) | Technical Potential | 0 | 0 | 0 | 172.6652 | 384.6705 | 644.1029 | 945.2631 | 1288.7744 | 1690.3804 | 2130.9485 | 2581.0199 | 3005.1582 | 3369.7409 | 3651.8705 | 3845.4898 | 3961.3531 | 4015.4691 | 4015.4691 | 4015.4691 | 4015.4691 | 4015.4691 | 4015.4691 | 4015.4691 | 4015.4691 | 4015.4691 | 4015.4691 | 4015.4691
F1_Commercial_WA - Health_Existing_Water Heating_Natural Gas_Water Heater - Motion Control Faucet_A_Technical Potential | F1 | Commercial | WA - Health | Existing | Water Heating | Natural Gas | Water Heater - Motion Control Faucet | A | Integrated Unit Energy Savings (kWh or therms) | Technical Potential | 0 | 0 | 0 | 0 | 0 | 0 | 0 | 0 | 0 | 0 | 0 | 0 | 0 | 0 | 0 | 0 | 0 | 0 | 0 | 0 | 0 | 0 | 0 | 0 | 0 | 0 | 0
F2_Commercial_WA - Health_Existing_Water Heating_Natural Gas_Water Heater - Motion Control Faucet_A_Technical Potential | F2 | Commercial | WA - Health | Existing | Water Heating | Natural Gas | Water Heater - Motion Control Faucet | A | Integrated Unit Summer Peak Savings (kW) | Technical Potential | 0 | 0 | 0 | 0 | 0 | 0 | 0 | 0 | 0 | 0 | 0 | 0 | 0 | 0 | 0 | 0 | 0 | 0 | 0 | 0 | 0 | 0 | 0 | 0 | 0 | 0 | 0
F3_Commercial_WA - Health_Existing_Water Heating_Natural Gas_Water Heater - Motion Control Faucet_A_Technical Potential | F3 | Commercial | WA - Health | Existing | Water Heating | Natural Gas | Water Heater - Motion Control Faucet | A | Integrated Unit Winter Peak Savings (kW) | Technical Potential | 0 | 0 | 0 | 0 | 0 | 0 | 0 | 0 | 0 | 0 | 0 | 0 | 0 | 0 | 0 | 0 | 0 | 0 | 0 | 0 | 0 | 0 | 0 | 0 | 0 | 0 | 0
F4_Commercial_WA - Health_Existing_Water Heating_Natural Gas_Water Heater - Motion Control Faucet_A_Technical Potential | F4 | Commercial | WA - Health | Existing | Water Heating | Natural Gas | Water Heater - Motion Control Faucet | A | Incremental Energy Savings (MWh or mTherms) | Technical Potential | 0 | 0 | 0 | 0 | 0 | 0 | 0 | 0 | 0 | 0 | 0 | 0 | 0 | 0 | 0 | 0 | 0 | 0 | 0 | 0 | 0 | 0 | 0 | 0 | 0 | 0 | 0
F5_Commercial_WA - Health_Existing_Water Heating_Natural Gas_Water Heater - Motion Control Faucet_A_Technical Potential | F5 | Commercial | WA - Health | Existing | Water Heating | Natural Gas | Water Heater - Motion Control Faucet | A | Incremental Summer Peak Savings (MW) | Technical Potential | 0 | 0 | 0 | 0 | 0 | 0 | 0 | 0 | 0 | 0 | 0 | 0 | 0 | 0 | 0 | 0 | 0 | 0 | 0 | 0 | 0 | 0 | 0 | 0 | 0 | 0 | 0
F6_Commercial_WA - Health_Existing_Water Heating_Natural Gas_Water Heater - Motion Control Faucet_A_Technical Potential | F6 | Commercial | WA - Health | Existing | Water Heating | Natural Gas | Water Heater - Motion Control Faucet | A | Incremental Winter Peak Savings (MW) | Technical Potential | 0 | 0 | 0 | 0 | 0 | 0 | 0 | 0 | 0 | 0 | 0 | 0 | 0 | 0 | 0 | 0 | 0 | 0 | 0 | 0 | 0 | 0 | 0 | 0 | 0 | 0 | 0
F7_Commercial_WA - Health_Existing_Water Heating_Natural Gas_Water Heater - Motion Control Faucet_A_Technical Potential | F7 | Commercial | WA - Health | Existing | Water Heating | Natural Gas | Water Heater - Motion Control Faucet | A | Cumulative Energy Savings (MWh or mTherms) | Technical Potential | 0 | 0 | 0 | 0 | 0 | 0 | 0 | 0 | 0 | 0 | 0 | 0 | 0 | 0 | 0 | 0 | 0 | 0 | 0 | 0 | 0 | 0 | 0 | 0 | 0 | 0 | 0
F8_Commercial_WA - Health_Existing_Water Heating_Natural Gas_Water Heater - Motion Control Faucet_A_Technical Potential | F8 | Commercial | WA - Health | Existing | Water Heating | Natural Gas | Water Heater - Motion Control Faucet | A | Cumulative Summer Peak Savings (MW) | Technical Potential | 0 | 0 | 0 | 0 | 0 | 0 | 0 | 0 | 0 | 0 | 0 | 0 | 0 | 0 | 0 | 0 | 0 | 0 | 0 | 0 | 0 | 0 | 0 | 0 | 0 | 0 | 0
F9_Commercial_WA - Health_Existing_Water Heating_Natural Gas_Water Heater - Motion Control Faucet_A_Technical Potential | F9 | Commercial | WA - Health | Existing | Water Heating | Natural Gas | Water Heater - Motion Control Faucet | A | Cumulative Winter Peak Savings (MW) | Technical Potential | 0 | 0 | 0 | 0 | 0 | 0 | 0 | 0 | 0 | 0 | 0 | 0 | 0 | 0 | 0 | 0 | 0 | 0 | 0 | 0 | 0 | 0 | 0 | 0 | 0 | 0 | 0
F10_Commercial_WA - Health_Existing_Water Heating_Natural Gas_Water Heater - Motion Control Faucet_A_Technical Potential | F10 | Commercial | WA - Health | Existing | Water Heating | Natural Gas | Water Heater - Motion Control Faucet | A | Purchases (Incremental) | Technical Potential | 0 | 0 | 0 | 92279.0638 | 113303.9735 | 138650.906 | 160951.8554 | 183585.9729 | 122355.0061 | 122152.9344 | 101884.9573 | 65724.3288 | 11261.4076 | 0 | 0 | 0 | 0 | 0 | 0 | 0 | 0 | 0 | 0 | 0 | 0 | 0 | 0
F11_Commercial_WA - Health_Existing_Water Heating_Natural Gas_Water Heater - Motion Control Faucet_A_Technical Potential | F11 | Commercial | WA - Health | Existing | Water Heating | Natural Gas | Water Heater - Motion Control Faucet | A | Purchases (Cumulative) | Technical Potential | 0 | 0 | 0 | 92279.0638 | 205583.0373 | 344233.9433 | 505185.7987 | 688771.7716 | 811126.7778 | 933279.7122 | 1035164.6695 | 1100888.9983 | 1112150.4059 | 1112150.4059 | 1112150.4059 | 1112150.4059 | 1112150.4059 | 1112150.4059 | 1112150.4059 | 1112150.4059 | 1112150.4059 | 1112150.4059 | 1112150.4059 | 1112150.4059 | 1112150.4059 | 1112150.4059 | 1112150.4059
F1_Commercial_WA - Health_Existing_Water Heating_Natural Gas_Water Heater - Solar System_A_Technical Potential | F1 | Commercial | WA - Health | Existing | Water Heating | Natural Gas | Water Heater - Solar System | A | Integrated Unit Energy Savings (kWh or therms) | Technical Potential | 0 | 0 | 19.7147 | 19.1207 | 18.5592 | 18.0379 | 17.5445 | 17.0771 | 16.6266 | 16.2076 | 15.803 | 15.4237 | 15.2554 | 15.1247 | 15.0495 | 14.9573 | 14.8864 | 14.8329 | 14.7902 | 14.7536 | 14.7323 | 14.7202 | 14.7143 | 14.7097 | 14.6953 | 14.6923 | 14.6899
F2_Commercial_WA - Health_Existing_Water Heating_Natural Gas_Water Heater - Solar System_A_Technical Potential | F2 | Commercial | WA - Health | Existing | Water Heating | Natural Gas | Water Heater - Solar System | A | Integrated Unit Summer Peak Savings (kW) | Technical Potential | 0 | 0 | 0 | 0 | 0 | 0 | 0 | 0 | 0 | 0 | 0 | 0 | 0 | 0 | 0 | 0 | 0 | 0 | 0 | 0 | 0 | 0 | 0 | 0 | 0 | 0 | 0
F3_Commercial_WA - Health_Existing_Water Heating_Natural Gas_Water Heater - Solar System_A_Technical Potential | F3 | Commercial | WA - Health | Existing | Water Heating | Natural Gas | Water Heater - Solar System | A | Integrated Unit Winter Peak Savings (kW) | Technical Potential | 0 | 0 | 0 | 0 | 0 | 0 | 0 | 0 | 0 | 0 | 0 | 0 | 0 | 0 | 0 | 0 | 0 | 0 | 0 | 0 | 0 | 0 | 0 | 0 | 0 | 0 | 0
F4_Commercial_WA - Health_Existing_Water Heating_Natural Gas_Water Heater - Solar System_A_Technical Potential | F4 | Commercial | WA - Health | Existing | Water Heating | Natural Gas | Water Heater - Solar System | A | Incremental Energy Savings (MWh or mTherms) | Technical Potential | 0 | 0 | 0 | 0.49127 | 0.56162 | 0.64525 | 0.70804 | 0.76787 | 0.85746 | 0.90275 | 0.9553 | 0.90753 | 0.78279 | 0.60227 | 0.40937 | 0.31657 | 0.13682 | 0 | 0 | 0 | 0 | 0 | 0 | 0 | 0 | 0 | 0
F5_Commercial_WA - Health_Existing_Water Heating_Natural Gas_Water Heater - Solar System_A_Technical Potential | F5 | Commercial | WA - Health | Existing | Water Heating | Natural Gas | Water Heater - Solar System | A | Incremental Summer Peak Savings (MW) | Technical Potential | 0 | 0 | 0 | 0 | 0 | 0 | 0 | 0 | 0 | 0 | 0 | 0 | 0 | 0 | 0 | 0 | 0 | 0 | 0 | 0 | 0 | 0 | 0 | 0 | 0 | 0 | 0
F6_Commercial_WA - Health_Existing_Water Heating_Natural Gas_Water Heater - Solar System_A_Technical Potential | F6 | Commercial | WA - Health | Existing | Water Heating | Natural Gas | Water Heater - Solar System | A | Incremental Winter Peak Savings (MW) | Technical Potential | 0 | 0 | 0 | 0 | 0 | 0 | 0 | 0 | 0 | 0 | 0 | 0 | 0 | 0 | 0 | 0 | 0 | 0 | 0 | 0 | 0 | 0 | 0 | 0 | 0 | 0 | 0
F7_Commercial_WA - Health_Existing_Water Heating_Natural Gas_Water Heater - Solar System_A_Technical Potential | F7 | Commercial | WA - Health | Existing | Water Heating | Natural Gas | Water Heater - Solar System | A | Cumulative Energy Savings (MWh or mTherms) | Technical Potential | 0 | 0 | 0 | 0.49127 | 1.0385 | 1.6546 | 2.3173 | 3.0235 | 3.8012 | 4.6081 | 5.4484 | 6.2252 | 6.94 | 7.4828 | 7.855 | 8.1234 | 8.2218 | 8.1922 | 8.1686 | 8.1484 | 8.1366 | 8.13 | 8.1267 | 8.1241 | 8.1162 | 8.1145 | 8.1132
F8_Commercial_WA - Health_Existing_Water Heating_Natural Gas_Water Heater - Solar System_A_Technical Potential | F8 | Commercial | WA - Health | Existing | Water Heating | Natural Gas | Water Heater - Solar System | A | Cumulative Summer Peak Savings (MW) | Technical Potential | 0 | 0 | 0 | 0 | 0 | 0 | 0 | 0 | 0 | 0 | 0 | 0 | 0 | 0 | 0 | 0 | 0 | 0 | 0 | 0 | 0 | 0 | 0 | 0 | 0 | 0 | 0
F9_Commercial_WA - Health_Existing_Water Heating_Natural Gas_Water Heater - Solar System_A_Technical Potential | F9 | Commercial | WA - Health | Existing | Water Heating | Natural Gas | Water Heater - Solar System | A | Cumulative Winter Peak Savings (MW) | Technical Potential | 0 | 0 | 0 | 0 | 0 | 0 | 0 | 0 | 0 | 0 | 0 | 0 | 0 | 0 | 0 | 0 | 0 | 0 | 0 | 0 | 0 | 0 | 0 | 0 | 0 | 0 | 0
F10_Commercial_WA - Health_Existing_Water Heating_Natural Gas_Water Heater - Solar System_A_Technical Potential | F10 | Commercial | WA - Health | Existing | Water Heating | Natural Gas | Water Heater - Solar System | A | Purchases (Incremental) | Technical Potential | 0 | 0 | 0 | 25.6933 | 30.2613 | 35.772 | 40.3565 | 44.9648 | 51.5715 | 55.699 | 60.4505 | 58.8398 | 51.3125 | 39.8204 | 27.2018 | 21.1652 | 9.1907 | 0 | 0 | 0 | 0 | 0 | 0 | 0 | 0 | 0 | 0
F11_Commercial_WA - Health_Existing_Water Heating_Natural Gas_Water Heater - Solar System_A_Technical Potential | F11 | Commercial | WA - Health | Existing | Water Heating | Natural Gas | Water Heater - Solar System | A | Purchases (Cumulative) | Technical Potential | 0 | 0 | 0 | 25.6933 | 55.9546 | 91.7266 | 132.0831 | 177.0479 | 228.6194 | 284.3184 | 344.7689 | 403.6087 | 454.9213 | 494.7417 | 521.9434 | 543.1086 | 552.2993 | 552.2993 | 552.2993 | 552.2993 | 552.2993 | 552.2993 | 552.2993 | 552.2993 | 552.2993 | 552.2993 | 552.2993
F1_Commercial_WA - Health_Existing_Water Heating_Natural Gas_Commercial Laundry - Ozone Treatment_A_Technical Potential | F1 | Commercial | WA - Health | Existing | Water Heating | Natural Gas | Commercial Laundry - Ozone Treatment | A | Integrated Unit Energy Savings (kWh or therms) | Technical Potential | 0 | 0 | 74.2335 | 71.9144 | 69.6652 | 67.5689 | 65.6259 | 63.8275 | 62.0883 | 60.4648 | 58.8935 | 57.4216 | 56.7444 | 56.2194 | 55.9134 | 55.5506 | 55.2787 | 55.0801 | 54.9212 | 54.7853 | 54.7064 | 54.6614 | 54.6397 | 54.6223 | 54.5688 | 54.5576 | 54.5487
F2_Commercial_WA - Health_Existing_Water Heating_Natural Gas_Commercial Laundry - Ozone Treatment_A_Technical Potential | F2 | Commercial | WA - Health | Existing | Water Heating | Natural Gas | Commercial Laundry - Ozone Treatment | A | Integrated Unit Summer Peak Savings (kW) | Technical Potential | 0 | 0 | 0 | 0 | 0 | 0 | 0 | 0 | 0 | 0 | 0 | 0 | 0 | 0 | 0 | 0 | 0 | 0 | 0 | 0 | 0 | 0 | 0 | 0 | 0 | 0 | 0
F3_Commercial_WA - Health_Existing_Water Heating_Natural Gas_Commercial Laundry - Ozone Treatment_A_Technical Potential | F3 | Commercial | WA - Health | Existing | Water Heating | Natural Gas | Commercial Laundry - Ozone Treatment | A | Integrated Unit Winter Peak Savings (kW) | Technical Potential | 0 | 0 | 0 | 0 | 0 | 0 | 0 | 0 | 0 | 0 | 0 | 0 | 0 | 0 | 0 | 0 | 0 | 0 | 0 | 0 | 0 | 0 | 0 | 0 | 0 | 0 | 0
F4_Commercial_WA - Health_Existing_Water Heating_Natural Gas_Commercial Laundry - Ozone Treatment_A_Technical Potential | F4 | Commercial | WA - Health | Existing | Water Heating | Natural Gas | Commercial Laundry - Ozone Treatment | A | Incremental Energy Savings (MWh or mTherms) | Technical Potential | 0 | 0 | 0 | 0.19663 | 0.23388 | 0.27758 | 0.31297 | 0.34719 | 0.39485 | 0.42183 | 0.41973 | 0.38566 | 0.3276 | 0.09745 | 0 | 0 | 0 | 0 | 0 | 0 | 0 | 0 | 0 | 0 | 0 | 0 | 0
F5_Commercial_WA - Health_Existing_Water Heating_Natural Gas_Commercial Laundry - Ozone Treatment_A_Technical Potential | F5 | Commercial | WA - Health | Existing | Water Heating | Natural Gas | Commercial Laundry - Ozone Treatment | A | Incremental Summer Peak Savings (MW) | Technical Potential | 0 | 0 | 0 | 0 | 0 | 0 | 0 | 0 | 0 | 0 | 0 | 0 | 0 | 0 | 0 | 0 | 0 | 0 | 0 | 0 | 0 | 0 | 0 | 0 | 0 | 0 | 0
F6_Commercial_WA - Health_Existing_Water Heating_Natural Gas_Commercial Laundry - Ozone Treatment_A_Technical Potential | F6 | Commercial | WA - Health | Existing | Water Heating | Natural Gas | Commercial Laundry - Ozone Treatment | A | Incremental Winter Peak Savings (MW) | Technical Potential | 0 | 0 | 0 | 0 | 0 | 0 | 0 | 0 | 0 | 0 | 0 | 0 | 0 | 0 | 0 | 0 | 0 | 0 | 0 | 0 | 0 | 0 | 0 | 0 | 0 | 0 | 0
F7_Commercial_WA - Health_Existing_Water Heating_Natural Gas_Commercial Laundry - Ozone Treatment_A_Technical Potential | F7 | Commercial | WA - Health | Existing | Water Heating | Natural Gas | Commercial Laundry - Ozone Treatment | A | Cumulative Energy Savings (MWh or mTherms) | Technical Potential | 0 | 0 | 0 | 0.19663 | 0.42435 | 0.68917 | 0.98232 | 1.3026 | 1.662 | 2.0403 | 2.407 | 2.7325 | 3.0279 | 3.0974 | 3.0805 | 3.0605 | 3.0455 | 3.0346 | 3.0258 | 3.0183 | 3.014 | 3.0115 | 3.0103 | 3.0094 | 3.0064 | 3.0058 | 3.0053
F8_Commercial_WA - Health_Existing_Water Heating_Natural Gas_Commercial Laundry - Ozone Treatment_A_Technical Potential | F8 | Commercial | WA - Health | Existing | Water Heating | Natural Gas | Commercial Laundry - Ozone Treatment | A | Cumulative Summer Peak Savings (MW) | Technical Potential | 0 | 0 | 0 | 0 | 0 | 0 | 0 | 0 | 0 | 0 | 0 | 0 | 0 | 0 | 0 | 0 | 0 | 0 | 0 | 0 | 0 | 0 | 0 | 0 | 0 | 0 | 0
F9_Commercial_WA - Health_Existing_Water Heating_Natural Gas_Commercial Laundry - Ozone Treatment_A_Technical Potential | F9 | Commercial | WA - Health | Existing | Water Heating | Natural Gas | Commercial Laundry - Ozone Treatment | A | Cumulative Winter Peak Savings (MW) | Technical Potential | 0 | 0 | 0 | 0 | 0 | 0 | 0 | 0 | 0 | 0 | 0 | 0 | 0 | 0 | 0 | 0 | 0 | 0 | 0 | 0 | 0 | 0 | 0 | 0 | 0 | 0 | 0
F10_Commercial_WA - Health_Existing_Water Heating_Natural Gas_Commercial Laundry - Ozone Treatment_A_Technical Potential | F10 | Commercial | WA - Health | Existing | Water Heating | Natural Gas | Commercial Laundry - Ozone Treatment | A | Purchases (Incremental) | Technical Potential | 0 | 0 | 0 | 2.7342 | 3.3572 | 4.1082 | 4.7689 | 5.4396 | 6.3595 | 6.9765 | 7.127 | 6.7163 | 5.7733 | 1.7334 | 0 | 0 | 0 | 0 | 0 | 0 | 0 | 0 | 0 | 0 | 0 | 0 | 0
F11_Commercial_WA - Health_Existing_Water Heating_Natural Gas_Commercial Laundry - Ozone Treatment_A_Technical Potential | F11 | Commercial | WA - Health | Existing | Water Heating | Natural Gas | Commercial Laundry - Ozone Treatment | A | Purchases (Cumulative) | Technical Potential | 0 | 0 | 0 | 2.7342 | 6.0913 | 10.1995 | 14.9685 | 20.4081 | 26.7676 | 33.7441 | 40.8711 | 47.5874 | 53.3607 | 55.0941 | 55.0941 | 55.0941 | 55.0941 | 55.0941 | 55.0941 | 55.0941 | 55.0941 | 55.0941 | 55.0941 | 55.0941 | 55.0941 | 55.0941 | 55.0941
F1_Commercial_WA - Health_Existing_Water Heating_Natural Gas_Commercial Laundry - ENERGY STAR Washer_A_Technical Potential | F1 | Commercial | WA - Health | Existing | Water Heating | Natural Gas | Commercial Laundry - ENERGY STAR Washer | A | Integrated Unit Energy Savings (kWh or therms) | Technical Potential | 0 | 0 | 17.4339 | 16.9012 | 16.3963 | 15.926 | 15.4796 | 15.0555 | 14.6454 | 14.2625 | 13.892 | 13.5448 | 13.3851 | 13.2613 | 13.1891 | 13.1035 | 13.0394 | 12.9925 | 12.955 | 12.923 | 12.9044 | 12.8938 | 12.8886 | 12.8845 | 12.8719 | 12.8693 | 12.8672
F2_Commercial_WA - Health_Existing_Water Heating_Natural Gas_Commercial Laundry - ENERGY STAR Washer_A_Technical Potential | F2 | Commercial | WA - Health | Existing | Water Heating | Natural Gas | Commercial Laundry - ENERGY STAR Washer | A | Integrated Unit Summer Peak Savings (kW) | Technical Potential | 0 | 0 | 0 | 0 | 0 | 0 | 0 | 0 | 0 | 0 | 0 | 0 | 0 | 0 | 0 | 0 | 0 | 0 | 0 | 0 | 0 | 0 | 0 | 0 | 0 | 0 | 0
F3_Commercial_WA - Health_Existing_Water Heating_Natural Gas_Commercial Laundry - ENERGY STAR Washer_A_Technical Potential | F3 | Commercial | WA - Health | Existing | Water Heating | Natural Gas | Commercial Laundry - ENERGY STAR Washer | A | Integrated Unit Winter Peak Savings (kW) | Technical Potential | 0 | 0 | 0 | 0 | 0 | 0 | 0 | 0 | 0 | 0 | 0 | 0 | 0 | 0 | 0 | 0 | 0 | 0 | 0 | 0 | 0 | 0 | 0 | 0 | 0 | 0 | 0
F4_Commercial_WA - Health_Existing_Water Heating_Natural Gas_Commercial Laundry - ENERGY STAR Washer_A_Technical Potential | F4 | Commercial | WA - Health | Existing | Water Heating | Natural Gas | Commercial Laundry - ENERGY STAR Washer | A | Incremental Energy Savings (MWh or mTherms) | Technical Potential | 0 | 0 | 0 | 0.0037456 | 0.0044616 | 0.005303 | 0.0059835 | 0.0066379 | 0.0075491 | 0.008065 | 0.0049462 | 0.0036879 | 0.0018065 | 0 | 0 | 0 | 0 | 0 | 0 | 0 | 0 | 0 | 0 | 0 | 0 | 0 | 0
F5_Commercial_WA - Health_Existing_Water Heating_Natural Gas_Commercial Laundry - ENERGY STAR Washer_A_Technical Potential | F5 | Commercial | WA - Health | Existing | Water Heating | Natural Gas | Commercial Laundry - ENERGY STAR Washer | A | Incremental Summer Peak Savings (MW) | Technical Potential | 0 | 0 | 0 | 0 | 0 | 0 | 0 | 0 | 0 | 0 | 0 | 0 | 0 | 0 | 0 | 0 | 0 | 0 | 0 | 0 | 0 | 0 | 0 | 0 | 0 | 0 | 0
F6_Commercial_WA - Health_Existing_Water Heating_Natural Gas_Commercial Laundry - ENERGY STAR Washer_A_Technical Potential | F6 | Commercial | WA - Health | Existing | Water Heating | Natural Gas | Commercial Laundry - ENERGY STAR Washer | A | Incremental Winter Peak Savings (MW) | Technical Potential | 0 | 0 | 0 | 0 | 0 | 0 | 0 | 0 | 0 | 0 | 0 | 0 | 0 | 0 | 0 | 0 | 0 | 0 | 0 | 0 | 0 | 0 | 0 | 0 | 0 | 0 | 0
F7_Commercial_WA - Health_Existing_Water Heating_Natural Gas_Commercial Laundry - ENERGY STAR Washer_A_Technical Potential | F7 | Commercial | WA - Health | Existing | Water Heating | Natural Gas | Commercial Laundry - ENERGY STAR Washer | A | Cumulative Energy Savings (MWh or mTherms) | Technical Potential | 0 | 0 | 0 | 0.0037456 | 0.0080952 | 0.013166 | 0.018781 | 0.024904 | 0.031775 | 0.039009 | 0.042942 | 0.045557 | 0.046826 | 0.046393 | 0.04614 | 0.045841 | 0.045616 | 0.045452 | 0.045321 | 0.045209 | 0.045144 | 0.045107 | 0.045089 | 0.045075 | 0.04503 | 0.045021 | 0.045014
F8_Commercial_WA - Health_Existing_Water Heating_Natural Gas_Commercial Laundry - ENERGY STAR Washer_A_Technical Potential | F8 | Commercial | WA - Health | Existing | Water Heating | Natural Gas | Commercial Laundry - ENERGY STAR Washer | A | Cumulative Summer Peak Savings (MW) | Technical Potential | 0 | 0 | 0 | 0 | 0 | 0 | 0 | 0 | 0 | 0 | 0 | 0 | 0 | 0 | 0 | 0 | 0 | 0 | 0 | 0 | 0 | 0 | 0 | 0 | 0 | 0 | 0
F9_Commercial_WA - Health_Existing_Water Heating_Natural Gas_Commercial Laundry - ENERGY STAR Washer_A_Technical Potential | F9 | Commercial | WA - Health | Existing | Water Heating | Natural Gas | Commercial Laundry - ENERGY STAR Washer | A | Cumulative Winter Peak Savings (MW) | Technical Potential | 0 | 0 | 0 | 0 | 0 | 0 | 0 | 0 | 0 | 0 | 0 | 0 | 0 | 0 | 0 | 0 | 0 | 0 | 0 | 0 | 0 | 0 | 0 | 0 | 0 | 0 | 0
F10_Commercial_WA - Health_Existing_Water Heating_Natural Gas_Commercial Laundry - ENERGY STAR Washer_A_Technical Potential | F10 | Commercial | WA - Health | Existing | Water Heating | Natural Gas | Commercial Laundry - ENERGY STAR Washer | A | Purchases (Incremental) | Technical Potential | 0 | 0 | 0 | 0.22162 | 0.27211 | 0.33298 | 0.38654 | 0.4409 | 0.51546 | 0.56547 | 0.35605 | 0.27227 | 0.13496 | 0 | 0 | 0 | 0 | 0 | 0 | 0 | 0 | 0 | 0 | 0 | 0 | 0 | 0
F11_Commercial_WA - Health_Existing_Water Heating_Natural Gas_Commercial Laundry - ENERGY STAR Washer_A_Technical Potential | F11 | Commercial | WA - Health | Existing | Water Heating | Natural Gas | Commercial Laundry - ENERGY STAR Washer | A | Purchases (Cumulative) | Technical Potential | 0 | 0 | 0 | 0.22162 | 0.49372 | 0.8267 | 1.2132 | 1.6541 | 2.1696 | 2.7351 | 3.0911 | 3.3634 | 3.4984 | 3.4984 | 3.4984 | 3.4984 | 3.4984 | 3.4984 | 3.4984 | 3.4984 | 3.4984 | 3.4984 | 3.4984 | 3.4984 | 3.4984 | 3.4984 | 3.4984
F1_Commercial_WA - Health_Existing_Water Heating_Natural Gas_Water Heater - Efficient Dishwasher_A_Technical Potential | F1 | Commercial | WA - Health | Existing | Water Heating | Natural Gas | Water Heater - Efficient Dishwasher | A | Integrated Unit Energy Savings (kWh or therms) | Technical Potential | 0 | 0 | 50.4801 | 49.0255 | 47.6649 | 46.4208 | 45.2583 | 44.1721 | 43.1441 | 42.2043 | 41.2987 | 40.4448 | 40.1207 | 39.8673 | 39.7311 | 39.4877 | 39.3007 | 39.1595 | 39.0465 | 38.9499 | 38.8938 | 38.8618 | 38.8464 | 38.834 | 38.796 | 38.7881 | 38.7817
F2_Commercial_WA - Health_Existing_Water Heating_Natural Gas_Water Heater - Efficient Dishwasher_A_Technical Potential | F2 | Commercial | WA - Health | Existing | Water Heating | Natural Gas | Water Heater - Efficient Dishwasher | A | Integrated Unit Summer Peak Savings (kW) | Technical Potential | 0 | 0 | 0 | 0 | 0 | 0 | 0 | 0 | 0 | 0 | 0 | 0 | 0 | 0 | 0 | 0 | 0 | 0 | 0 | 0 | 0 | 0 | 0 | 0 | 0 | 0 | 0
F3_Commercial_WA - Health_Existing_Water Heating_Natural Gas_Water Heater - Efficient Dishwasher_A_Technical Potential | F3 | Commercial | WA - Health | Existing | Water Heating | Natural Gas | Water Heater - Efficient Dishwasher | A | Integrated Unit Winter Peak Savings (kW) | Technical Potential | 0 | 0 | 0 | 0 | 0 | 0 | 0 | 0 | 0 | 0 | 0 | 0 | 0 | 0 | 0 | 0 | 0 | 0 | 0 | 0 | 0 | 0 | 0 | 0 | 0 | 0 | 0
F4_Commercial_WA - Health_Existing_Water Heating_Natural Gas_Water Heater - Efficient Dishwasher_A_Technical Potential | F4 | Commercial | WA - Health | Existing | Water Heating | Natural Gas | Water Heater - Efficient Dishwasher | A | Incremental Energy Savings (MWh or mTherms) | Technical Potential | 0 | 0 | 0 | 1.508 | 1.8002 | 2.1454 | 2.4281 | 2.7031 | 3.0867 | 3.3124 | 3.3113 | 3.056 | 2.6058 | 2.0037 | 1.3704 | 0 | 0 | 0 | 0 | 0 | 0 | 0 | 0 | 0 | 0 | 0 | 0
F5_Commercial_WA - Health_Existing_Water Heating_Natural Gas_Water Heater - Efficient Dishwasher_A_Technical Potential | F5 | Commercial | WA - Health | Existing | Water Heating | Natural Gas | Water Heater - Efficient Dishwasher | A | Incremental Summer Peak Savings (MW) | Technical Potential | 0 | 0 | 0 | 0 | 0 | 0 | 0 | 0 | 0 | 0 | 0 | 0 | 0 | 0 | 0 | 0 | 0 | 0 | 0 | 0 | 0 | 0 | 0 | 0 | 0 | 0 | 0
F6_Commercial_WA - Health_Existing_Water Heating_Natural Gas_Water Heater - Efficient Dishwasher_A_Technical Potential | F6 | Commercial | WA - Health | Existing | Water Heating | Natural Gas | Water Heater - Efficient Dishwasher | A | Incremental Winter Peak Savings (MW) | Technical Potential | 0 | 0 | 0 | 0 | 0 | 0 | 0 | 0 | 0 | 0 | 0 | 0 | 0 | 0 | 0 | 0 | 0 | 0 | 0 | 0 | 0 | 0 | 0 | 0 | 0 | 0 | 0
F7_Commercial_WA - Health_Existing_Water Heating_Natural Gas_Water Heater - Efficient Dishwasher_A_Technical Potential | F7 | Commercial | WA - Health | Existing | Water Heating | Natural Gas | Water Heater - Efficient Dishwasher | A | Cumulative Energy Savings (MWh or mTherms) | Technical Potential | 0 | 0 | 0 | 1.508 | 3.2664 | 5.3265 | 7.6213 | 10.1415 | 12.9922 | 16.0216 | 18.9891 | 21.6524 | 24.0847 | 25.9364 | 27.2182 | 27.0515 | 26.9234 | 26.8266 | 26.7492 | 26.6831 | 26.6446 | 26.6227 | 26.6121 | 26.6036 | 26.5776 | 26.5722 | 26.5678
F8_Commercial_WA - Health_Existing_Water Heating_Natural Gas_Water Heater - Efficient Dishwasher_A_Technical Potential | F8 | Commercial | WA - Health | Existing | Water Heating | Natural Gas | Water Heater - Efficient Dishwasher | A | Cumulative Summer Peak Savings (MW) | Technical Potential | 0 | 0 | 0 | 0 | 0 | 0 | 0 | 0 | 0 | 0 | 0 | 0 | 0 | 0 | 0 | 0 | 0 | 0 | 0 | 0 | 0 | 0 | 0 | 0 | 0 | 0 | 0
F9_Commercial_WA - Health_Existing_Water Heating_Natural Gas_Water Heater - Efficient Dishwasher_A_Technical Potential | F9 | Commercial | WA - Health | Existing | Water Heating | Natural Gas | Water Heater - Efficient Dishwasher | A | Cumulative Winter Peak Savings (MW) | Technical Potential | 0 | 0 | 0 | 0 | 0 | 0 | 0 | 0 | 0 | 0 | 0 | 0 | 0 | 0 | 0 | 0 | 0 | 0 | 0 | 0 | 0 | 0 | 0 | 0 | 0 | 0 | 0
F10_Commercial_WA - Health_Existing_Water Heating_Natural Gas_Water Heater - Efficient Dishwasher_A_Technical Potential | F10 | Commercial | WA - Health | Existing | Water Heating | Natural Gas | Water Heater - Efficient Dishwasher | A | Purchases (Incremental) | Technical Potential | 0 | 0 | 0 | 30.7597 | 37.768 | 46.217 | 53.6506 | 61.1953 | 71.5447 | 78.4856 | 80.1786 | 75.5587 | 64.9491 | 50.2604 | 34.4926 | 0 | 0 | 0 | 0 | 0 | 0 | 0 | 0 | 0 | 0 | 0 | 0
F11_Commercial_WA - Health_Existing_Water Heating_Natural Gas_Water Heater - Efficient Dishwasher_A_Technical Potential | F11 | Commercial | WA - Health | Existing | Water Heating | Natural Gas | Water Heater - Efficient Dishwasher | A | Purchases (Cumulative) | Technical Potential | 0 | 0 | 0 | 30.7597 | 68.5277 | 114.7446 | 168.3953 | 229.5906 | 301.1353 | 379.6209 | 459.7995 | 535.3583 | 600.3074 | 650.5678 | 685.0604 | 685.0604 | 685.0604 | 685.0604 | 685.0604 | 685.0604 | 685.0604 | 685.0604 | 685.0604 | 685.0604 | 685.0604 | 685.0604 | 685.0604
F1_Commercial_WA - Health_Existing_Water Heating_Natural Gas_Commercial Laundry - Alternative Dry-Cleaning Methods_A_Technical Potential | F1 | Commercial | WA - Health | Existing | Water Heating | Natural Gas | Commercial Laundry - Alternative Dry-Cleaning Methods | A | Integrated Unit Energy Savings (kWh or therms) | Technical Potential | 0 | 0 | 0 | 0 | 0 | 0 | 0 | 0 | 0 | 0 | 0 | 0 | 0 | 0 | 0 | 0 | 0 | 0 | 0 | 0 | 0 | 0 | 0 | 0 | 0 | 0 | 0
F2_Commercial_WA - Health_Existing_Water Heating_Natural Gas_Commercial Laundry - Alternative Dry-Cleaning Methods_A_Technical Potential | F2 | Commercial | WA - Health | Existing | Water Heating | Natural Gas | Commercial Laundry - Alternative Dry-Cleaning Methods | A | Integrated Unit Summer Peak Savings (kW) | Technical Potential | 0 | 0 | 0 | 0 | 0 | 0 | 0 | 0 | 0 | 0 | 0 | 0 | 0 | 0 | 0 | 0 | 0 | 0 | 0 | 0 | 0 | 0 | 0 | 0 | 0 | 0 | 0
F3_Commercial_WA - Health_Existing_Water Heating_Natural Gas_Commercial Laundry - Alternative Dry-Cleaning Methods_A_Technical Potential | F3 | Commercial | WA - Health | Existing | Water Heating | Natural Gas | Commercial Laundry - Alternative Dry-Cleaning Methods | A | Integrated Unit Winter Peak Savings (kW) | Technical Potential | 0 | 0 | 0 | 0 | 0 | 0 | 0 | 0 | 0 | 0 | 0 | 0 | 0 | 0 | 0 | 0 | 0 | 0 | 0 | 0 | 0 | 0 | 0 | 0 | 0 | 0 | 0
F4_Commercial_WA - Health_Existing_Water Heating_Natural Gas_Commercial Laundry - Alternative Dry-Cleaning Methods_A_Technical Potential | F4 | Commercial | WA - Health | Existing | Water Heating | Natural Gas | Commercial Laundry - Alternative Dry-Cleaning Methods | A | Incremental Energy Savings (MWh or mTherms) | Technical Potential | 0 | 0 | 0 | 0 | 0 | 0 | 0 | 0 | 0 | 0 | 0 | 0 | 0 | 0 | 0 | 0 | 0 | 0 | 0 | 0 | 0 | 0 | 0 | 0 | 0 | 0 | 0
F5_Commercial_WA - Health_Existing_Water Heating_Natural Gas_Commercial Laundry - Alternative Dry-Cleaning Methods_A_Technical Potential | F5 | Commercial | WA - Health | Existing | Water Heating | Natural Gas | Commercial Laundry - Alternative Dry-Cleaning Methods | A | Incremental Summer Peak Savings (MW) | Technical Potential | 0 | 0 | 0 | 0 | 0 | 0 | 0 | 0 | 0 | 0 | 0 | 0 | 0 | 0 | 0 | 0 | 0 | 0 | 0 | 0 | 0 | 0 | 0 | 0 | 0 | 0 | 0
F6_Commercial_WA - Health_Existing_Water Heating_Natural Gas_Commercial Laundry - Alternative Dry-Cleaning Methods_A_Technical Potential | F6 | Commercial | WA - Health | Existing | Water Heating | Natural Gas | Commercial Laundry - Alternative Dry-Cleaning Methods | A | Incremental Winter Peak Savings (MW) | Technical Potential | 0 | 0 | 0 | 0 | 0 | 0 | 0 | 0 | 0 | 0 | 0 | 0 | 0 | 0 | 0 | 0 | 0 | 0 | 0 | 0 | 0 | 0 | 0 | 0 | 0 | 0 | 0
F7_Commercial_WA - Health_Existing_Water Heating_Natural Gas_Commercial Laundry - Alternative Dry-Cleaning Methods_A_Technical Potential | F7 | Commercial | WA - Health | Existing | Water Heating | Natural Gas | Commercial Laundry - Alternative Dry-Cleaning Methods | A | Cumulative Energy Savings (MWh or mTherms) | Technical Potential | 0 | 0 | 0 | 0 | 0 | 0 | 0 | 0 | 0 | 0 | 0 | 0 | 0 | 0 | 0 | 0 | 0 | 0 | 0 | 0 | 0 | 0 | 0 | 0 | 0 | 0 | 0
F8_Commercial_WA - Health_Existing_Water Heating_Natural Gas_Commercial Laundry - Alternative Dry-Cleaning Methods_A_Technical Potential | F8 | Commercial | WA - Health | Existing | Water Heating | Natural Gas | Commercial Laundry - Alternative Dry-Cleaning Methods | A | Cumulative Summer Peak Savings (MW) | Technical Potential | 0 | 0 | 0 | 0 | 0 | 0 | 0 | 0 | 0 | 0 | 0 | 0 | 0 | 0 | 0 | 0 | 0 | 0 | 0 | 0 | 0 | 0 | 0 | 0 | 0 | 0 | 0
F9_Commercial_WA - Health_Existing_Water Heating_Natural Gas_Commercial Laundry - Alternative Dry-Cleaning Methods_A_Technical Potential | F9 | Commercial | WA - Health | Existing | Water Heating | Natural Gas | Commercial Laundry - Alternative Dry-Cleaning Methods | A | Cumulative Winter Peak Savings (MW) | Technical Potential | 0 | 0 | 0 | 0 | 0 | 0 | 0 | 0 | 0 | 0 | 0 | 0 | 0 | 0 | 0 | 0 | 0 | 0 | 0 | 0 | 0 | 0 | 0 | 0 | 0 | 0 | 0
F10_Commercial_WA - Health_Existing_Water Heating_Natural Gas_Commercial Laundry - Alternative Dry-Cleaning Methods_A_Technical Potential | F10 | Commercial | WA - Health | Existing | Water Heating | Natural Gas | Commercial Laundry - Alternative Dry-Cleaning Methods | A | Purchases (Incremental) | Technical Potential | 0 | 0 | 0 | 2.7342 | 3.3572 | 4.1082 | 4.7689 | 5.4396 | 6.3595 | 6.9765 | 7.127 | 6.7163 | 5.7733 | 4.4676 | 3.066 | 1.8347 | 0.85694 | 0 | 0 | 0 | 0 | 0 | 0 | 0 | 0 | 0 | 0
F11_Commercial_WA - Health_Existing_Water Heating_Natural Gas_Commercial Laundry - Alternative Dry-Cleaning Methods_A_Technical Potential | F11 | Commercial | WA - Health | Existing | Water Heating | Natural Gas | Commercial Laundry - Alternative Dry-Cleaning Methods | A | Purchases (Cumulative) | Technical Potential | 0 | 0 | 0 | 2.7342 | 6.0913 | 10.1995 | 14.9685 | 20.4081 | 26.7676 | 33.7441 | 40.8711 | 47.5874 | 53.3607 | 57.8282 | 60.8943 | 62.729 | 63.5859 | 63.5859 | 63.5859 | 63.5859 | 63.5859 | 63.5859 | 63.5859 | 63.5859 | 63.5859 | 63.5859 | 63.5859
F1_Commercial_WA - Health_Existing_Space Heating_Natural Gas_Advanced Kitchen Ventilation Controls_A_Technical Potential | F1 | Commercial | WA - Health | Existing | Space Heating | Natural Gas | Advanced Kitchen Ventilation Controls | A | Integrated Unit Energy Savings (kWh or therms) | Technical Potential | 0 | 0 | 0.075291 | 0.074502 | 0.07354 | 0.072463 | 0.071286 | 0.069982 | 0.068526 | 0.066908 | 0.065121 | 0.06316 | 0.061052 | 0.05885 | 0.056619 | 0.054445 | 0.052406 | 0.050568 | 0.049018 | 0.047777 | 0.046727 | 0.045897 | 0.045137 | 0.044637 | 0.044153 | 0.043702 | 0.043264
F2_Commercial_WA - Health_Existing_Space Heating_Natural Gas_Advanced Kitchen Ventilation Controls_A_Technical Potential | F2 | Commercial | WA - Health | Existing | Space Heating | Natural Gas | Advanced Kitchen Ventilation Controls | A | Integrated Unit Summer Peak Savings (kW) | Technical Potential | 0 | 0 | 0 | 0 | 0 | 0 | 0 | 0 | 0 | 0 | 0 | 0 | 0 | 0 | 0 | 0 | 0 | 0 | 0 | 0 | 0 | 0 | 0 | 0 | 0 | 0 | 0
F3_Commercial_WA - Health_Existing_Space Heating_Natural Gas_Advanced Kitchen Ventilation Controls_A_Technical Potential | F3 | Commercial | WA - Health | Existing | Space Heating | Natural Gas | Advanced Kitchen Ventilation Controls | A | Integrated Unit Winter Peak Savings (kW) | Technical Potential | 0 | 0 | 0 | 0 | 0 | 0 | 0 | 0 | 0 | 0 | 0 | 0 | 0 | 0 | 0 | 0 | 0 | 0 | 0 | 0 | 0 | 0 | 0 | 0 | 0 | 0 | 0
F4_Commercial_WA - Health_Existing_Space Heating_Natural Gas_Advanced Kitchen Ventilation Controls_A_Technical Potential | F4 | Commercial | WA - Health | Existing | Space Heating | Natural Gas | Advanced Kitchen Ventilation Controls | A | Incremental Energy Savings (MWh or mTherms) | Technical Potential | 0 | 0 | 0 | 0 | 0 | 0 | 0 | 0 | 0 | 0 | 0 | 0 | 0 | 0 | 0 | 0 | 0 | 0 | 0 | 0 | 0 | 0 | 0 | 0 | 0 | 0 | 0
F5_Commercial_WA - Health_Existing_Space Heating_Natural Gas_Advanced Kitchen Ventilation Controls_A_Technical Potential | F5 | Commercial | WA - Health | Existing | Space Heating | Natural Gas | Advanced Kitchen Ventilation Controls | A | Incremental Summer Peak Savings (MW) | Technical Potential | 0 | 0 | 0 | 0 | 0 | 0 | 0 | 0 | 0 | 0 | 0 | 0 | 0 | 0 | 0 | 0 | 0 | 0 | 0 | 0 | 0 | 0 | 0 | 0 | 0 | 0 | 0
F6_Commercial_WA - Health_Existing_Space Heating_Natural Gas_Advanced Kitchen Ventilation Controls_A_Technical Potential | F6 | Commercial | WA - Health | Existing | Space Heating | Natural Gas | Advanced Kitchen Ventilation Controls | A | Incremental Winter Peak Savings (MW) | Technical Potential | 0 | 0 | 0 | 0 | 0 | 0 | 0 | 0 | 0 | 0 | 0 | 0 | 0 | 0 | 0 | 0 | 0 | 0 | 0 | 0 | 0 | 0 | 0 | 0 | 0 | 0 | 0
F7_Commercial_WA - Health_Existing_Space Heating_Natural Gas_Advanced Kitchen Ventilation Controls_A_Technical Potential | F7 | Commercial | WA - Health | Existing | Space Heating | Natural Gas | Advanced Kitchen Ventilation Controls | A | Cumulative Energy Savings (MWh or mTherms) | Technical Potential | 0 | 0 | 0 | 0 | 0 | 0 | 0 | 0 | 0 | 0 | 0 | 0 | 0 | 0 | 0 | 0 | 0 | 0 | 0 | 0 | 0 | 0 | 0 | 0 | 0 | 0 | 0
F8_Commercial_WA - Health_Existing_Space Heating_Natural Gas_Advanced Kitchen Ventilation Controls_A_Technical Potential | F8 | Commercial | WA - Health | Existing | Space Heating | Natural Gas | Advanced Kitchen Ventilation Controls | A | Cumulative Summer Peak Savings (MW) | Technical Potential | 0 | 0 | 0 | 0 | 0 | 0 | 0 | 0 | 0 | 0 | 0 | 0 | 0 | 0 | 0 | 0 | 0 | 0 | 0 | 0 | 0 | 0 | 0 | 0 | 0 | 0 | 0
F9_Commercial_WA - Health_Existing_Space Heating_Natural Gas_Advanced Kitchen Ventilation Controls_A_Technical Potential | F9 | Commercial | WA - Health | Existing | Space Heating | Natural Gas | Advanced Kitchen Ventilation Controls | A | Cumulative Winter Peak Savings (MW) | Technical Potential | 0 | 0 | 0 | 0 | 0 | 0 | 0 | 0 | 0 | 0 | 0 | 0 | 0 | 0 | 0 | 0 | 0 | 0 | 0 | 0 | 0 | 0 | 0 | 0 | 0 | 0 | 0
F10_Commercial_WA - Health_Existing_Space Heating_Natural Gas_Advanced Kitchen Ventilation Controls_A_Technical Potential | F10 | Commercial | WA - Health | Existing | Space Heating | Natural Gas | Advanced Kitchen Ventilation Controls | A | Purchases (Incremental) | Technical Potential | 0 | 0 | 0 | 0 | 0 | 0 | 0 | 0 | 0 | 0 | 0 | 0 | 0 | 0 | 0 | 0 | 0 | 0 | 0 | 0 | 0 | 0 | 0 | 0 | 0 | 0 | 0
F11_Commercial_WA - Health_Existing_Space Heating_Natural Gas_Advanced Kitchen Ventilation Controls_A_Technical Potential | F11 | Commercial | WA - Health | Existing | Space Heating | Natural Gas | Advanced Kitchen Ventilation Controls | A | Purchases (Cumulative) | Technical Potential | 0 | 0 | 0 | 0 | 0 | 0 | 0 | 0 | 0 | 0 | 0 | 0 | 0 | 0 | 0 | 0 | 0 | 0 | 0 | 0 | 0 | 0 | 0 | 0 | 0 | 0 | 0
F1_Commercial_WA - Health_Existing_Space Heating_Natural Gas_Infiltration Control - Loading Dock Sealing_A_Technical Potential | F1 | Commercial | WA - Health | Existing | Space Heating | Natural Gas | Infiltration Control - Loading Dock Sealing | A | Integrated Unit Energy Savings (kWh or therms) | Technical Potential | 0 | 0 | 269.2834 | 265.9423 | 261.6116 | 256.7687 | 251.4959 | 245.6725 | 239.187 | 231.9983 | 224.0819 | 215.4456 | 206.2356 | 196.7041 | 187.1544 | 177.958 | 169.4461 | 161.8768 | 155.7929 | 151.23 | 147.4647 | 144.6645 | 142.1136 | 140.5406 | 139.015 | 137.5926 | 136.2149
F2_Commercial_WA - Health_Existing_Space Heating_Natural Gas_Infiltration Control - Loading Dock Sealing_A_Technical Potential | F2 | Commercial | WA - Health | Existing | Space Heating | Natural Gas | Infiltration Control - Loading Dock Sealing | A | Integrated Unit Summer Peak Savings (kW) | Technical Potential | 0 | 0 | 0 | 0 | 0 | 0 | 0 | 0 | 0 | 0 | 0 | 0 | 0 | 0 | 0 | 0 | 0 | 0 | 0 | 0 | 0 | 0 | 0 | 0 | 0 | 0 | 0
F3_Commercial_WA - Health_Existing_Space Heating_Natural Gas_Infiltration Control - Loading Dock Sealing_A_Technical Potential | F3 | Commercial | WA - Health | Existing | Space Heating | Natural Gas | Infiltration Control - Loading Dock Sealing | A | Integrated Unit Winter Peak Savings (kW) | Technical Potential | 0 | 0 | 0 | 0 | 0 | 0 | 0 | 0 | 0 | 0 | 0 | 0 | 0 | 0 | 0 | 0 | 0 | 0 | 0 | 0 | 0 | 0 | 0 | 0 | 0 | 0 | 0
F4_Commercial_WA - Health_Existing_Space Heating_Natural Gas_Infiltration Control - Loading Dock Sealing_A_Technical Potential | F4 | Commercial | WA - Health | Existing | Space Heating | Natural Gas | Infiltration Control - Loading Dock Sealing | A | Incremental Energy Savings (MWh or mTherms) | Technical Potential | 0 | 0 | 0 | 0 | 0 | 0 | 0 | 0 | 0 | 0 | 0 | 0 | 0 | 0 | 0 | 0 | 0 | 0 | 0 | 0 | 0 | 0 | 0 | 0 | 0 | 0 | 0
F5_Commercial_WA - Health_Existing_Space Heating_Natural Gas_Infiltration Control - Loading Dock Sealing_A_Technical Potential | F5 | Commercial | WA - Health | Existing | Space Heating | Natural Gas | Infiltration Control - Loading Dock Sealing | A | Incremental Summer Peak Savings (MW) | Technical Potential | 0 | 0 | 0 | 0 | 0 | 0 | 0 | 0 | 0 | 0 | 0 | 0 | 0 | 0 | 0 | 0 | 0 | 0 | 0 | 0 | 0 | 0 | 0 | 0 | 0 | 0 | 0
F6_Commercial_WA - Health_Existing_Space Heating_Natural Gas_Infiltration Control - Loading Dock Sealing_A_Technical Potential | F6 | Commercial | WA - Health | Existing | Space Heating | Natural Gas | Infiltration Control - Loading Dock Sealing | A | Incremental Winter Peak Savings (MW) | Technical Potential | 0 | 0 | 0 | 0 | 0 | 0 | 0 | 0 | 0 | 0 | 0 | 0 | 0 | 0 | 0 | 0 | 0 | 0 | 0 | 0 | 0 | 0 | 0 | 0 | 0 | 0 | 0
F7_Commercial_WA - Health_Existing_Space Heating_Natural Gas_Infiltration Control - Loading Dock Sealing_A_Technical Potential | F7 | Commercial | WA - Health | Existing | Space Heating | Natural Gas | Infiltration Control - Loading Dock Sealing | A | Cumulative Energy Savings (MWh or mTherms) | Technical Potential | 0 | 0 | 0 | 0 | 0 | 0 | 0 | 0 | 0 | 0 | 0 | 0 | 0 | 0 | 0 | 0 | 0 | 0 | 0 | 0 | 0 | 0 | 0 | 0 | 0 | 0 | 0
F8_Commercial_WA - Health_Existing_Space Heating_Natural Gas_Infiltration Control - Loading Dock Sealing_A_Technical Potential | F8 | Commercial | WA - Health | Existing | Space Heating | Natural Gas | Infiltration Control - Loading Dock Sealing | A | Cumulative Summer Peak Savings (MW) | Technical Potential | 0 | 0 | 0 | 0 | 0 | 0 | 0 | 0 | 0 | 0 | 0 | 0 | 0 | 0 | 0 | 0 | 0 | 0 | 0 | 0 | 0 | 0 | 0 | 0 | 0 | 0 | 0
F9_Commercial_WA - Health_Existing_Space Heating_Natural Gas_Infiltration Control - Loading Dock Sealing_A_Technical Potential | F9 | Commercial | WA - Health | Existing | Space Heating | Natural Gas | Infiltration Control - Loading Dock Sealing | A | Cumulative Winter Peak Savings (MW) | Technical Potential | 0 | 0 | 0 | 0 | 0 | 0 | 0 | 0 | 0 | 0 | 0 | 0 | 0 | 0 | 0 | 0 | 0 | 0 | 0 | 0 | 0 | 0 | 0 | 0 | 0 | 0 | 0
F10_Commercial_WA - Health_Existing_Space Heating_Natural Gas_Infiltration Control - Loading Dock Sealing_A_Technical Potential | F10 | Commercial | WA - Health | Existing | Space Heating | Natural Gas | Infiltration Control - Loading Dock Sealing | A | Purchases (Incremental) | Technical Potential | 0 | 0 | 0 | 0 | 0 | 0 | 0 | 0 | 0 | 0 | 0 | 0 | 0 | 0 | 0 | 0 | 0 | 0 | 0 | 0 | 0 | 0 | 0 | 0 | 0 | 0 | 0
F11_Commercial_WA - Health_Existing_Space Heating_Natural Gas_Infiltration Control - Loading Dock Sealing_A_Technical Potential | F11 | Commercial | WA - Health | Existing | Space Heating | Natural Gas | Infiltration Control - Loading Dock Sealing | A | Purchases (Cumulative) | Technical Potential | 0 | 0 | 0 | 0 | 0 | 0 | 0 | 0 | 0 | 0 | 0 | 0 | 0 | 0 | 0 | 0 | 0 | 0 | 0 | 0 | 0 | 0 | 0 | 0 | 0 | 0 | 0
F1_Commercial_WA - Health_Existing_Space Heating_Natural Gas_Greenhouse Heat Curtain_A_Technical Potential | F1 | Commercial | WA - Health | Existing | Space Heating | Natural Gas | Greenhouse Heat Curtain | A | Integrated Unit Energy Savings (kWh or therms) | Technical Potential | 0 | 0 | 235.1206 | 233.2835 | 231.1697 | 228.9913 | 226.7506 | 224.4438 | 222.0674 | 219.6578 | 217.2209 | 214.7211 | 212.1675 | 209.5829 | 206.966 | 204.3524 | 201.7575 | 199.2005 | 196.6962 | 194.3226 | 192.0262 | 189.8038 | 187.6595 | 185.5851 | 183.5731 | 181.6971 | 179.8801
F2_Commercial_WA - Health_Existing_Space Heating_Natural Gas_Greenhouse Heat Curtain_A_Technical Potential | F2 | Commercial | WA - Health | Existing | Space Heating | Natural Gas | Greenhouse Heat Curtain | A | Integrated Unit Summer Peak Savings (kW) | Technical Potential | 0 | 0 | 0 | 0 | 0 | 0 | 0 | 0 | 0 | 0 | 0 | 0 | 0 | 0 | 0 | 0 | 0 | 0 | 0 | 0 | 0 | 0 | 0 | 0 | 0 | 0 | 0
F3_Commercial_WA - Health_Existing_Space Heating_Natural Gas_Greenhouse Heat Curtain_A_Technical Potential | F3 | Commercial | WA - Health | Existing | Space Heating | Natural Gas | Greenhouse Heat Curtain | A | Integrated Unit Winter Peak Savings (kW) | Technical Potential | 0 | 0 | 0 | 0 | 0 | 0 | 0 | 0 | 0 | 0 | 0 | 0 | 0 | 0 | 0 | 0 | 0 | 0 | 0 | 0 | 0 | 0 | 0 | 0 | 0 | 0 | 0
F4_Commercial_WA - Health_Existing_Space Heating_Natural Gas_Greenhouse Heat Curtain_A_Technical Potential | F4 | Commercial | WA - Health | Existing | Space Heating | Natural Gas | Greenhouse Heat Curtain | A | Incremental Energy Savings (MWh or mTherms) | Technical Potential | 0 | 0 | 0 | 0 | 0 | 0 | 0 | 0 | 0 | 0 | 0 | 0 | 0 | 0 | 0 | 0 | 0 | 0 | 0 | 0 | 0 | 0 | 0 | 0 | 0 | 0 | 0
F5_Commercial_WA - Health_Existing_Space Heating_Natural Gas_Greenhouse Heat Curtain_A_Technical Potential | F5 | Commercial | WA - Health | Existing | Space Heating | Natural Gas | Greenhouse Heat Curtain | A | Incremental Summer Peak Savings (MW) | Technical Potential | 0 | 0 | 0 | 0 | 0 | 0 | 0 | 0 | 0 | 0 | 0 | 0 | 0 | 0 | 0 | 0 | 0 | 0 | 0 | 0 | 0 | 0 | 0 | 0 | 0 | 0 | 0
F6_Commercial_WA - Health_Existing_Space Heating_Natural Gas_Greenhouse Heat Curtain_A_Technical Potential | F6 | Commercial | WA - Health | Existing | Space Heating | Natural Gas | Greenhouse Heat Curtain | A | Incremental Winter Peak Savings (MW) | Technical Potential | 0 | 0 | 0 | 0 | 0 | 0 | 0 | 0 | 0 | 0 | 0 | 0 | 0 | 0 | 0 | 0 | 0 | 0 | 0 | 0 | 0 | 0 | 0 | 0 | 0 | 0 | 0
F7_Commercial_WA - Health_Existing_Space Heating_Natural Gas_Greenhouse Heat Curtain_A_Technical Potential | F7 | Commercial | WA - Health | Existing | Space Heating | Natural Gas | Greenhouse Heat Curtain | A | Cumulative Energy Savings (MWh or mTherms) | Technical Potential | 0 | 0 | 0 | 0 | 0 | 0 | 0 | 0 | 0 | 0 | 0 | 0 | 0 | 0 | 0 | 0 | 0 | 0 | 0 | 0 | 0 | 0 | 0 | 0 | 0 | 0 | 0
F8_Commercial_WA - Health_Existing_Space Heating_Natural Gas_Greenhouse Heat Curtain_A_Technical Potential | F8 | Commercial | WA - Health | Existing | Space Heating | Natural Gas | Greenhouse Heat Curtain | A | Cumulative Summer Peak Savings (MW) | Technical Potential | 0 | 0 | 0 | 0 | 0 | 0 | 0 | 0 | 0 | 0 | 0 | 0 | 0 | 0 | 0 | 0 | 0 | 0 | 0 | 0 | 0 | 0 | 0 | 0 | 0 | 0 | 0
F9_Commercial_WA - Health_Existing_Space Heating_Natural Gas_Greenhouse Heat Curtain_A_Technical Potential | F9 | Commercial | WA - Health | Existing | Space Heating | Natural Gas | Greenhouse Heat Curtain | A | Cumulative Winter Peak Savings (MW) | Technical Potential | 0 | 0 | 0 | 0 | 0 | 0 | 0 | 0 | 0 | 0 | 0 | 0 | 0 | 0 | 0 | 0 | 0 | 0 | 0 | 0 | 0 | 0 | 0 | 0 | 0 | 0 | 0
F10_Commercial_WA - Health_Existing_Space Heating_Natural Gas_Greenhouse Heat Curtain_A_Technical Potential | F10 | Commercial | WA - Health | Existing | Space Heating | Natural Gas | Greenhouse Heat Curtain | A | Purchases (Incremental) | Technical Potential | 0 | 0 | 0 | 0 | 0 | 0 | 0 | 0 | 0 | 0 | 0 | 0 | 0 | 0 | 0 | 0 | 0 | 0 | 0 | 0 | 0 | 0 | 0 | 0 | 0 | 0 | 0
F11_Commercial_WA - Health_Existing_Space Heating_Natural Gas_Greenhouse Heat Curtain_A_Technical Potential | F11 | Commercial | WA - Health | Existing | Space Heating | Natural Gas | Greenhouse Heat Curtain | A | Purchases (Cumulative) | Technical Potential | 0 | 0 | 0 | 0 | 0 | 0 | 0 | 0 | 0 | 0 | 0 | 0 | 0 | 0 | 0 | 0 | 0 | 0 | 0 | 0 | 0 | 0 | 0 | 0 | 0 | 0 | 0
F1_Commercial_WA - Health_Existing_Space Heating_Natural Gas_Ventilation - Parking Garages, Demand Controlled_A_Technical Potential | F1 | Commercial | WA - Health | Existing | Space Heating | Natural Gas | Ventilation - Parking Garages, Demand Controlled | A | Integrated Unit Energy Savings (kWh or therms) | Technical Potential | 0 | 0 | 0 | 0 | 0 | 0 | 0 | 0 | 0 | 0 | 0 | 0 | 0 | 0 | 0 | 0 | 0 | 0 | 0 | 0 | 0 | 0 | 0 | 0 | 0 | 0 | 0
F2_Commercial_WA - Health_Existing_Space Heating_Natural Gas_Ventilation - Parking Garages, Demand Controlled_A_Technical Potential | F2 | Commercial | WA - Health | Existing | Space Heating | Natural Gas | Ventilation - Parking Garages, Demand Controlled | A | Integrated Unit Summer Peak Savings (kW) | Technical Potential | 0 | 0 | 0 | 0 | 0 | 0 | 0 | 0 | 0 | 0 | 0 | 0 | 0 | 0 | 0 | 0 | 0 | 0 | 0 | 0 | 0 | 0 | 0 | 0 | 0 | 0 | 0
F3_Commercial_WA - Health_Existing_Space Heating_Natural Gas_Ventilation - Parking Garages, Demand Controlled_A_Technical Potential | F3 | Commercial | WA - Health | Existing | Space Heating | Natural Gas | Ventilation - Parking Garages, Demand Controlled | A | Integrated Unit Winter Peak Savings (kW) | Technical Potential | 0 | 0 | 0 | 0 | 0 | 0 | 0 | 0 | 0 | 0 | 0 | 0 | 0 | 0 | 0 | 0 | 0 | 0 | 0 | 0 | 0 | 0 | 0 | 0 | 0 | 0 | 0
F4_Commercial_WA - Health_Existing_Space Heating_Natural Gas_Ventilation - Parking Garages, Demand Controlled_A_Technical Potential | F4 | Commercial | WA - Health | Existing | Space Heating | Natural Gas | Ventilation - Parking Garages, Demand Controlled | A | Incremental Energy Savings (MWh or mTherms) | Technical Potential | 0 | 0 | 0 | 0 | 0 | 0 | 0 | 0 | 0 | 0 | 0 | 0 | 0 | 0 | 0 | 0 | 0 | 0 | 0 | 0 | 0 | 0 | 0 | 0 | 0 | 0 | 0
F5_Commercial_WA - Health_Existing_Space Heating_Natural Gas_Ventilation - Parking Garages, Demand Controlled_A_Technical Potential | F5 | Commercial | WA - Health | Existing | Space Heating | Natural Gas | Ventilation - Parking Garages, Demand Controlled | A | Incremental Summer Peak Savings (MW) | Technical Potential | 0 | 0 | 0 | 0 | 0 | 0 | 0 | 0 | 0 | 0 | 0 | 0 | 0 | 0 | 0 | 0 | 0 | 0 | 0 | 0 | 0 | 0 | 0 | 0 | 0 | 0 | 0
F6_Commercial_WA - Health_Existing_Space Heating_Natural Gas_Ventilation - Parking Garages, Demand Controlled_A_Technical Potential | F6 | Commercial | WA - Health | Existing | Space Heating | Natural Gas | Ventilation - Parking Garages, Demand Controlled | A | Incremental Winter Peak Savings (MW) | Technical Potential | 0 | 0 | 0 | 0 | 0 | 0 | 0 | 0 | 0 | 0 | 0 | 0 | 0 | 0 | 0 | 0 | 0 | 0 | 0 | 0 | 0 | 0 | 0 | 0 | 0 | 0 | 0
F7_Commercial_WA - Health_Existing_Space Heating_Natural Gas_Ventilation - Parking Garages, Demand Controlled_A_Technical Potential | F7 | Commercial | WA - Health | Existing | Space Heating | Natural Gas | Ventilation - Parking Garages, Demand Controlled | A | Cumulative Energy Savings (MWh or mTherms) | Technical Potential | 0 | 0 | 0 | 0 | 0 | 0 | 0 | 0 | 0 | 0 | 0 | 0 | 0 | 0 | 0 | 0 | 0 | 0 | 0 | 0 | 0 | 0 | 0 | 0 | 0 | 0 | 0
F8_Commercial_WA - Health_Existing_Space Heating_Natural Gas_Ventilation - Parking Garages, Demand Controlled_A_Technical Potential | F8 | Commercial | WA - Health | Existing | Space Heating | Natural Gas | Ventilation - Parking Garages, Demand Controlled | A | Cumulative Summer Peak Savings (MW) | Technical Potential | 0 | 0 | 0 | 0 | 0 | 0 | 0 | 0 | 0 | 0 | 0 | 0 | 0 | 0 | 0 | 0 | 0 | 0 | 0 | 0 | 0 | 0 | 0 | 0 | 0 | 0 | 0
F9_Commercial_WA - Health_Existing_Space Heating_Natural Gas_Ventilation - Parking Garages, Demand Controlled_A_Technical Potential | F9 | Commercial | WA - Health | Existing | Space Heating | Natural Gas | Ventilation - Parking Garages, Demand Controlled | A | Cumulative Winter Peak Savings (MW) | Technical Potential | 0 | 0 | 0 | 0 | 0 | 0 | 0 | 0 | 0 | 0 | 0 | 0 | 0 | 0 | 0 | 0 | 0 | 0 | 0 | 0 | 0 | 0 | 0 | 0 | 0 | 0 | 0
F10_Commercial_WA - Health_Existing_Space Heating_Natural Gas_Ventilation - Parking Garages, Demand Controlled_A_Technical Potential | F10 | Commercial | WA - Health | Existing | Space Heating | Natural Gas | Ventilation - Parking Garages, Demand Controlled | A | Purchases (Incremental) | Technical Potential | 0 | 0 | 0 | 0 | 0 | 0 | 0 | 0 | 0 | 0 | 0 | 0 | 0 | 0 | 0 | 0 | 0 | 0 | 0 | 0 | 0 | 0 | 0 | 0 | 0 | 0 | 0
F11_Commercial_WA - Health_Existing_Space Heating_Natural Gas_Ventilation - Parking Garages, Demand Controlled_A_Technical Potential | F11 | Commercial | WA - Health | Existing | Space Heating | Natural Gas | Ventilation - Parking Garages, Demand Controlled | A | Purchases (Cumulative) | Technical Potential | 0 | 0 | 0 | 0 | 0 | 0 | 0 | 0 | 0 | 0 | 0 | 0 | 0 | 0 | 0 | 0 | 0 | 0 | 0 | 0 | 0 | 0 | 0 | 0 | 0 | 0 | 0
F1_Commercial_WA - Health_Existing_Miscellaneous_Natural Gas_Pool Heater - Night Covers_A_Technical Potential | F1 | Commercial | WA - Health | Existing | Miscellaneous | Natural Gas | Pool Heater - Night Covers | A | Integrated Unit Energy Savings (kWh or therms) | Technical Potential | 0 | 0 | 0 | 0 | 0 | 0 | 0 | 0 | 0 | 0 | 0 | 0 | 0 | 0 | 0 | 0 | 0 | 0 | 0 | 0 | 0 | 0 | 0 | 0 | 0 | 0 | 0
F2_Commercial_WA - Health_Existing_Miscellaneous_Natural Gas_Pool Heater - Night Covers_A_Technical Potential | F2 | Commercial | WA - Health | Existing | Miscellaneous | Natural Gas | Pool Heater - Night Covers | A | Integrated Unit Summer Peak Savings (kW) | Technical Potential | 0 | 0 | 0 | 0 | 0 | 0 | 0 | 0 | 0 | 0 | 0 | 0 | 0 | 0 | 0 | 0 | 0 | 0 | 0 | 0 | 0 | 0 | 0 | 0 | 0 | 0 | 0
F3_Commercial_WA - Health_Existing_Miscellaneous_Natural Gas_Pool Heater - Night Covers_A_Technical Potential | F3 | Commercial | WA - Health | Existing | Miscellaneous | Natural Gas | Pool Heater - Night Covers | A | Integrated Unit Winter Peak Savings (kW) | Technical Potential | 0 | 0 | 0 | 0 | 0 | 0 | 0 | 0 | 0 | 0 | 0 | 0 | 0 | 0 | 0 | 0 | 0 | 0 | 0 | 0 | 0 | 0 | 0 | 0 | 0 | 0 | 0
F4_Commercial_WA - Health_Existing_Miscellaneous_Natural Gas_Pool Heater - Night Covers_A_Technical Potential | F4 | Commercial | WA - Health | Existing | Miscellaneous | Natural Gas | Pool Heater - Night Covers | A | Incremental Energy Savings (MWh or mTherms) | Technical Potential | 0 | 0 | 0 | 0 | 0 | 0 | 0 | 0 | 0 | 0 | 0 | 0 | 0 | 0 | 0 | 0 | 0 | 0 | 0 | 0 | 0 | 0 | 0 | 0 | 0 | 0 | 0
F5_Commercial_WA - Health_Existing_Miscellaneous_Natural Gas_Pool Heater - Night Covers_A_Technical Potential | F5 | Commercial | WA - Health | Existing | Miscellaneous | Natural Gas | Pool Heater - Night Covers | A | Incremental Summer Peak Savings (MW) | Technical Potential | 0 | 0 | 0 | 0 | 0 | 0 | 0 | 0 | 0 | 0 | 0 | 0 | 0 | 0 | 0 | 0 | 0 | 0 | 0 | 0 | 0 | 0 | 0 | 0 | 0 | 0 | 0
F6_Commercial_WA - Health_Existing_Miscellaneous_Natural Gas_Pool Heater - Night Covers_A_Technical Potential | F6 | Commercial | WA - Health | Existing | Miscellaneous | Natural Gas | Pool Heater - Night Covers | A | Incremental Winter Peak Savings (MW) | Technical Potential | 0 | 0 | 0 | 0 | 0 | 0 | 0 | 0 | 0 | 0 | 0 | 0 | 0 | 0 | 0 | 0 | 0 | 0 | 0 | 0 | 0 | 0 | 0 | 0 | 0 | 0 | 0
F7_Commercial_WA - Health_Existing_Miscellaneous_Natural Gas_Pool Heater - Night Covers_A_Technical Potential | F7 | Commercial | WA - Health | Existing | Miscellaneous | Natural Gas | Pool Heater - Night Covers | A | Cumulative Energy Savings (MWh or mTherms) | Technical Potential | 0 | 0 | 0 | 0 | 0 | 0 | 0 | 0 | 0 | 0 | 0 | 0 | 0 | 0 | 0 | 0 | 0 | 0 | 0 | 0 | 0 | 0 | 0 | 0 | 0 | 0 | 0
F8_Commercial_WA - Health_Existing_Miscellaneous_Natural Gas_Pool Heater - Night Covers_A_Technical Potential | F8 | Commercial | WA - Health | Existing | Miscellaneous | Natural Gas | Pool Heater - Night Covers | A | Cumulative Summer Peak Savings (MW) | Technical Potential | 0 | 0 | 0 | 0 | 0 | 0 | 0 | 0 | 0 | 0 | 0 | 0 | 0 | 0 | 0 | 0 | 0 | 0 | 0 | 0 | 0 | 0 | 0 | 0 | 0 | 0 | 0
F9_Commercial_WA - Health_Existing_Miscellaneous_Natural Gas_Pool Heater - Night Covers_A_Technical Potential | F9 | Commercial | WA - Health | Existing | Miscellaneous | Natural Gas | Pool Heater - Night Covers | A | Cumulative Winter Peak Savings (MW) | Technical Potential | 0 | 0 | 0 | 0 | 0 | 0 | 0 | 0 | 0 | 0 | 0 | 0 | 0 | 0 | 0 | 0 | 0 | 0 | 0 | 0 | 0 | 0 | 0 | 0 | 0 | 0 | 0
F10_Commercial_WA - Health_Existing_Miscellaneous_Natural Gas_Pool Heater - Night Covers_A_Technical Potential | F10 | Commercial | WA - Health | Existing | Miscellaneous | Natural Gas | Pool Heater - Night Covers | A | Purchases (Incremental) | Technical Potential | 0 | 0 | 0 | 0 | 0 | 0 | 0 | 0 | 0 | 0 | 0 | 0 | 0 | 0 | 0 | 0 | 0 | 0 | 0 | 0 | 0 | 0 | 0 | 0 | 0 | 0 | 0
F11_Commercial_WA - Health_Existing_Miscellaneous_Natural Gas_Pool Heater - Night Covers_A_Technical Potential | F11 | Commercial | WA - Health | Existing | Miscellaneous | Natural Gas | Pool Heater - Night Covers | A | Purchases (Cumulative) | Technical Potential | 0 | 0 | 0 | 0 | 0 | 0 | 0 | 0 | 0 | 0 | 0 | 0 | 0 | 0 | 0 | 0 | 0 | 0 | 0 | 0 | 0 | 0 | 0 | 0 | 0 | 0 | 0
F1_Commercial_WA - Health_Existing_Space Heating_Natural Gas_Advanced New Construction Designs_A_Technical Potential | F1 | Commercial | WA - Health | Existing | Space Heating | Natural Gas | Advanced New Construction Designs | A | Integrated Unit Energy Savings (kWh or therms) | Technical Potential | 0 | 0 | 0 | 0 | 0 | 0 | 0 | 0 | 0 | 0 | 0 | 0 | 0 | 0 | 0 | 0 | 0 | 0 | 0 | 0 | 0 | 0 | 0 | 0 | 0 | 0 | 0
F2_Commercial_WA - Health_Existing_Space Heating_Natural Gas_Advanced New Construction Designs_A_Technical Potential | F2 | Commercial | WA - Health | Existing | Space Heating | Natural Gas | Advanced New Construction Designs | A | Integrated Unit Summer Peak Savings (kW) | Technical Potential | 0 | 0 | 0 | 0 | 0 | 0 | 0 | 0 | 0 | 0 | 0 | 0 | 0 | 0 | 0 | 0 | 0 | 0 | 0 | 0 | 0 | 0 | 0 | 0 | 0 | 0 | 0
F3_Commercial_WA - Health_Existing_Space Heating_Natural Gas_Advanced New Construction Designs_A_Technical Potential | F3 | Commercial | WA - Health | Existing | Space Heating | Natural Gas | Advanced New Construction Designs | A | Integrated Unit Winter Peak Savings (kW) | Technical Potential | 0 | 0 | 0 | 0 | 0 | 0 | 0 | 0 | 0 | 0 | 0 | 0 | 0 | 0 | 0 | 0 | 0 | 0 | 0 | 0 | 0 | 0 | 0 | 0 | 0 | 0 | 0
F4_Commercial_WA - Health_Existing_Space Heating_Natural Gas_Advanced New Construction Designs_A_Technical Potential | F4 | Commercial | WA - Health | Existing | Space Heating | Natural Gas | Advanced New Construction Designs | A | Incremental Energy Savings (MWh or mTherms) | Technical Potential | 0 | 0 | 0 | 0 | 0 | 0 | 0 | 0 | 0 | 0 | 0 | 0 | 0 | 0 | 0 | 0 | 0 | 0 | 0 | 0 | 0 | 0 | 0 | 0 | 0 | 0 | 0
F5_Commercial_WA - Health_Existing_Space Heating_Natural Gas_Advanced New Construction Designs_A_Technical Potential | F5 | Commercial | WA - Health | Existing | Space Heating | Natural Gas | Advanced New Construction Designs | A | Incremental Summer Peak Savings (MW) | Technical Potential | 0 | 0 | 0 | 0 | 0 | 0 | 0 | 0 | 0 | 0 | 0 | 0 | 0 | 0 | 0 | 0 | 0 | 0 | 0 | 0 | 0 | 0 | 0 | 0 | 0 | 0 | 0
F6_Commercial_WA - Health_Existing_Space Heating_Natural Gas_Advanced New Construction Designs_A_Technical Potential | F6 | Commercial | WA - Health | Existing | Space Heating | Natural Gas | Advanced New Construction Designs | A | Incremental Winter Peak Savings (MW) | Technical Potential | 0 | 0 | 0 | 0 | 0 | 0 | 0 | 0 | 0 | 0 | 0 | 0 | 0 | 0 | 0 | 0 | 0 | 0 | 0 | 0 | 0 | 0 | 0 | 0 | 0 | 0 | 0
F7_Commercial_WA - Health_Existing_Space Heating_Natural Gas_Advanced New Construction Designs_A_Technical Potential | F7 | Commercial | WA - Health | Existing | Space Heating | Natural Gas | Advanced New Construction Designs | A | Cumulative Energy Savings (MWh or mTherms) | Technical Potential | 0 | 0 | 0 | 0 | 0 | 0 | 0 | 0 | 0 | 0 | 0 | 0 | 0 | 0 | 0 | 0 | 0 | 0 | 0 | 0 | 0 | 0 | 0 | 0 | 0 | 0 | 0
F8_Commercial_WA - Health_Existing_Space Heating_Natural Gas_Advanced New Construction Designs_A_Technical Potential | F8 | Commercial | WA - Health | Existing | Space Heating | Natural Gas | Advanced New Construction Designs | A | Cumulative Summer Peak Savings (MW) | Technical Potential | 0 | 0 | 0 | 0 | 0 | 0 | 0 | 0 | 0 | 0 | 0 | 0 | 0 | 0 | 0 | 0 | 0 | 0 | 0 | 0 | 0 | 0 | 0 | 0 | 0 | 0 | 0
F9_Commercial_WA - Health_Existing_Space Heating_Natural Gas_Advanced New Construction Designs_A_Technical Potential | F9 | Commercial | WA - Health | Existing | Space Heating | Natural Gas | Advanced New Construction Designs | A | Cumulative Winter Peak Savings (MW) | Technical Potential | 0 | 0 | 0 | 0 | 0 | 0 | 0 | 0 | 0 | 0 | 0 | 0 | 0 | 0 | 0 | 0 | 0 | 0 | 0 | 0 | 0 | 0 | 0 | 0 | 0 | 0 | 0
F10_Commercial_WA - Health_Existing_Space Heating_Natural Gas_Advanced New Construction Designs_A_Technical Potential | F10 | Commercial | WA - Health | Existing | Space Heating | Natural Gas | Advanced New Construction Designs | A | Purchases (Incremental) | Technical Potential | 0 | 0 | 0 | 0 | 0 | 0 | 0 | 0 | 0 | 0 | 0 | 0 | 0 | 0 | 0 | 0 | 0 | 0 | 0 | 0 | 0 | 0 | 0 | 0 | 0 | 0 | 0
F11_Commercial_WA - Health_Existing_Space Heating_Natural Gas_Advanced New Construction Designs_A_Technical Potential | F11 | Commercial | WA - Health | Existing | Space Heating | Natural Gas | Advanced New Construction Designs | A | Purchases (Cumulative) | Technical Potential | 0 | 0 | 0 | 0 | 0 | 0 | 0 | 0 | 0 | 0 | 0 | 0 | 0 | 0 | 0 | 0 | 0 | 0 | 0 | 0 | 0 | 0 | 0 | 0 | 0 | 0 | 0
F1_Commercial_WA - Health_Existing_Water Heating_Natural Gas_Advanced New Construction Designs_A_Technical Potential | F1 | Commercial | WA - Health | Existing | Water Heating | Natural Gas | Advanced New Construction Designs | A | Integrated Unit Energy Savings (kWh or therms) | Technical Potential | 0 | 0 | 0 | 0 | 0 | 0 | 0 | 0 | 0 | 0 | 0 | 0 | 0 | 0 | 0 | 0 | 0 | 0 | 0 | 0 | 0 | 0 | 0 | 0 | 0 | 0 | 0
F2_Commercial_WA - Health_Existing_Water Heating_Natural Gas_Advanced New Construction Designs_A_Technical Potential | F2 | Commercial | WA - Health | Existing | Water Heating | Natural Gas | Advanced New Construction Designs | A | Integrated Unit Summer Peak Savings (kW) | Technical Potential | 0 | 0 | 0 | 0 | 0 | 0 | 0 | 0 | 0 | 0 | 0 | 0 | 0 | 0 | 0 | 0 | 0 | 0 | 0 | 0 | 0 | 0 | 0 | 0 | 0 | 0 | 0
F3_Commercial_WA - Health_Existing_Water Heating_Natural Gas_Advanced New Construction Designs_A_Technical Potential | F3 | Commercial | WA - Health | Existing | Water Heating | Natural Gas | Advanced New Construction Designs | A | Integrated Unit Winter Peak Savings (kW) | Technical Potential | 0 | 0 | 0 | 0 | 0 | 0 | 0 | 0 | 0 | 0 | 0 | 0 | 0 | 0 | 0 | 0 | 0 | 0 | 0 | 0 | 0 | 0 | 0 | 0 | 0 | 0 | 0
F4_Commercial_WA - Health_Existing_Water Heating_Natural Gas_Advanced New Construction Designs_A_Technical Potential | F4 | Commercial | WA - Health | Existing | Water Heating | Natural Gas | Advanced New Construction Designs | A | Incremental Energy Savings (MWh or mTherms) | Technical Potential | 0 | 0 | 0 | 0 | 0 | 0 | 0 | 0 | 0 | 0 | 0 | 0 | 0 | 0 | 0 | 0 | 0 | 0 | 0 | 0 | 0 | 0 | 0 | 0 | 0 | 0 | 0
F5_Commercial_WA - Health_Existing_Water Heating_Natural Gas_Advanced New Construction Designs_A_Technical Potential | F5 | Commercial | WA - Health | Existing | Water Heating | Natural Gas | Advanced New Construction Designs | A | Incremental Summer Peak Savings (MW) | Technical Potential | 0 | 0 | 0 | 0 | 0 | 0 | 0 | 0 | 0 | 0 | 0 | 0 | 0 | 0 | 0 | 0 | 0 | 0 | 0 | 0 | 0 | 0 | 0 | 0 | 0 | 0 | 0
F6_Commercial_WA - Health_Existing_Water Heating_Natural Gas_Advanced New Construction Designs_A_Technical Potential | F6 | Commercial | WA - Health | Existing | Water Heating | Natural Gas | Advanced New Construction Designs | A | Incremental Winter Peak Savings (MW) | Technical Potential | 0 | 0 | 0 | 0 | 0 | 0 | 0 | 0 | 0 | 0 | 0 | 0 | 0 | 0 | 0 | 0 | 0 | 0 | 0 | 0 | 0 | 0 | 0 | 0 | 0 | 0 | 0
F7_Commercial_WA - Health_Existing_Water Heating_Natural Gas_Advanced New Construction Designs_A_Technical Potential | F7 | Commercial | WA - Health | Existing | Water Heating | Natural Gas | Advanced New Construction Designs | A | Cumulative Energy Savings (MWh or mTherms) | Technical Potential | 0 | 0 | 0 | 0 | 0 | 0 | 0 | 0 | 0 | 0 | 0 | 0 | 0 | 0 | 0 | 0 | 0 | 0 | 0 | 0 | 0 | 0 | 0 | 0 | 0 | 0 | 0
F8_Commercial_WA - Health_Existing_Water Heating_Natural Gas_Advanced New Construction Designs_A_Technical Potential | F8 | Commercial | WA - Health | Existing | Water Heating | Natural Gas | Advanced New Construction Designs | A | Cumulative Summer Peak Savings (MW) | Technical Potential | 0 | 0 | 0 | 0 | 0 | 0 | 0 | 0 | 0 | 0 | 0 | 0 | 0 | 0 | 0 | 0 | 0 | 0 | 0 | 0 | 0 | 0 | 0 | 0 | 0 | 0 | 0
F9_Commercial_WA - Health_Existing_Water Heating_Natural Gas_Advanced New Construction Designs_A_Technical Potential | F9 | Commercial | WA - Health | Existing | Water Heating | Natural Gas | Advanced New Construction Designs | A | Cumulative Winter Peak Savings (MW) | Technical Potential | 0 | 0 | 0 | 0 | 0 | 0 | 0 | 0 | 0 | 0 | 0 | 0 | 0 | 0 | 0 | 0 | 0 | 0 | 0 | 0 | 0 | 0 | 0 | 0 | 0 | 0 | 0
F10_Commercial_WA - Health_Existing_Water Heating_Natural Gas_Advanced New Construction Designs_A_Technical Potential | F10 | Commercial | WA - Health | Existing | Water Heating | Natural Gas | Advanced New Construction Designs | A | Purchases (Incremental) | Technical Potential | 0 | 0 | 0 | 0 | 0 | 0 | 0 | 0 | 0 | 0 | 0 | 0 | 0 | 0 | 0 | 0 | 0 | 0 | 0 | 0 | 0 | 0 | 0 | 0 | 0 | 0 | 0
F11_Commercial_WA - Health_Existing_Water Heating_Natural Gas_Advanced New Construction Designs_A_Technical Potential | F11 | Commercial | WA - Health | Existing | Water Heating | Natural Gas | Advanced New Construction Designs | A | Purchases (Cumulative) | Technical Potential | 0 | 0 | 0 | 0 | 0 | 0 | 0 | 0 | 0 | 0 | 0 | 0 | 0 | 0 | 0 | 0 | 0 | 0 | 0 | 0 | 0 | 0 | 0 | 0 | 0 | 0 | 0
F1_Commercial_WA - Health_Existing_Space Heating_Natural Gas_Strategic Energy Management_A_Technical Potential | F1 | Commercial | WA - Health | Existing | Space Heating | Natural Gas | Strategic Energy Management | A | Integrated Unit Energy Savings (kWh or therms) | Technical Potential | 0 | 0 | 0.045987 | 0.045086 | 0.043854 | 0.042495 | 0.041051 | 0.039487 | 0.037817 | 0.036021 | 0.034127 | 0.032164 | 0.030186 | 0.02826 | 0.026427 | 0.024727 | 0.023191 | 0.021855 | 0.020783 | 0.019969 | 0.0193 | 0.018797 | 0.018339 | 0.018136 | 0.017939 | 0.017755 | 0.017577
F2_Commercial_WA - Health_Existing_Space Heating_Natural Gas_Strategic Energy Management_A_Technical Potential | F2 | Commercial | WA - Health | Existing | Space Heating | Natural Gas | Strategic Energy Management | A | Integrated Unit Summer Peak Savings (kW) | Technical Potential | 0 | 0 | 0 | 0 | 0 | 0 | 0 | 0 | 0 | 0 | 0 | 0 | 0 | 0 | 0 | 0 | 0 | 0 | 0 | 0 | 0 | 0 | 0 | 0 | 0 | 0 | 0
F3_Commercial_WA - Health_Existing_Space Heating_Natural Gas_Strategic Energy Management_A_Technical Potential | F3 | Commercial | WA - Health | Existing | Space Heating | Natural Gas | Strategic Energy Management | A | Integrated Unit Winter Peak Savings (kW) | Technical Potential | 0 | 0 | 0 | 0 | 0 | 0 | 0 | 0 | 0 | 0 | 0 | 0 | 0 | 0 | 0 | 0 | 0 | 0 | 0 | 0 | 0 | 0 | 0 | 0 | 0 | 0 | 0
F4_Commercial_WA - Health_Existing_Space Heating_Natural Gas_Strategic Energy Management_A_Technical Potential | F4 | Commercial | WA - Health | Existing | Space Heating | Natural Gas | Strategic Energy Management | A | Incremental Energy Savings (MWh or mTherms) | Technical Potential | 0 | 0 | 0 | 4.4681 | 8.9209 | 8.6444 | 4.2823 | 0 | 0 | 0 | 0 | 0 | 0 | 0 | 0 | 0 | 0 | 0 | 0 | 0 | 0 | 0 | 0 | 0 | 0 | 0 | 0
F5_Commercial_WA - Health_Existing_Space Heating_Natural Gas_Strategic Energy Management_A_Technical Potential | F5 | Commercial | WA - Health | Existing | Space Heating | Natural Gas | Strategic Energy Management | A | Incremental Summer Peak Savings (MW) | Technical Potential | 0 | 0 | 0 | 0 | 0 | 0 | 0 | 0 | 0 | 0 | 0 | 0 | 0 | 0 | 0 | 0 | 0 | 0 | 0 | 0 | 0 | 0 | 0 | 0 | 0 | 0 | 0
F6_Commercial_WA - Health_Existing_Space Heating_Natural Gas_Strategic Energy Management_A_Technical Potential | F6 | Commercial | WA - Health | Existing | Space Heating | Natural Gas | Strategic Energy Management | A | Incremental Winter Peak Savings (MW) | Technical Potential | 0 | 0 | 0 | 0 | 0 | 0 | 0 | 0 | 0 | 0 | 0 | 0 | 0 | 0 | 0 | 0 | 0 | 0 | 0 | 0 | 0 | 0 | 0 | 0 | 0 | 0 | 0
F7_Commercial_WA - Health_Existing_Space Heating_Natural Gas_Strategic Energy Management_A_Technical Potential | F7 | Commercial | WA - Health | Existing | Space Heating | Natural Gas | Strategic Energy Management | A | Cumulative Energy Savings (MWh or mTherms) | Technical Potential | 0 | 0 | 0 | 4.4681 | 13.267 | 21.5001 | 25.0517 | 24.0978 | 23.0783 | 21.9826 | 20.8262 | 19.6288 | 18.4217 | 17.2461 | 16.1273 | 15.0898 | 14.1525 | 13.3373 | 12.6829 | 12.1866 | 11.7778 | 11.4711 | 11.1918 | 11.0678 | 10.9474 | 10.8353 | 10.7266
F8_Commercial_WA - Health_Existing_Space Heating_Natural Gas_Strategic Energy Management_A_Technical Potential | F8 | Commercial | WA - Health | Existing | Space Heating | Natural Gas | Strategic Energy Management | A | Cumulative Summer Peak Savings (MW) | Technical Potential | 0 | 0 | 0 | 0 | 0 | 0 | 0 | 0 | 0 | 0 | 0 | 0 | 0 | 0 | 0 | 0 | 0 | 0 | 0 | 0 | 0 | 0 | 0 | 0 | 0 | 0 | 0
F9_Commercial_WA - Health_Existing_Space Heating_Natural Gas_Strategic Energy Management_A_Technical Potential | F9 | Commercial | WA - Health | Existing | Space Heating | Natural Gas | Strategic Energy Management | A | Cumulative Winter Peak Savings (MW) | Technical Potential | 0 | 0 | 0 | 0 | 0 | 0 | 0 | 0 | 0 | 0 | 0 | 0 | 0 | 0 | 0 | 0 | 0 | 0 | 0 | 0 | 0 | 0 | 0 | 0 | 0 | 0 | 0
F10_Commercial_WA - Health_Existing_Space Heating_Natural Gas_Strategic Energy Management_A_Technical Potential | F10 | Commercial | WA - Health | Existing | Space Heating | Natural Gas | Strategic Energy Management | A | Purchases (Incremental) | Technical Potential | 0 | 0 | 0 | 99102.7137 | 203421.3596 | 203421.3596 | 104318.646 | 0 | 0 | 0 | 0 | 0 | 0 | 0 | 0 | 0 | 0 | 0 | 0 | 0 | 0 | 0 | 0 | 0 | 0 | 0 | 0
F11_Commercial_WA - Health_Existing_Space Heating_Natural Gas_Strategic Energy Management_A_Technical Potential | F11 | Commercial | WA - Health | Existing | Space Heating | Natural Gas | Strategic Energy Management | A | Purchases (Cumulative) | Technical Potential | 0 | 0 | 0 | 99102.7137 | 302524.0733 | 505945.433 | 610264.0789 | 610264.0789 | 610264.0789 | 610264.0789 | 610264.0789 | 610264.0789 | 610264.0789 | 610264.0789 | 610264.0789 | 610264.0789 | 610264.0789 | 610264.0789 | 610264.0789 | 610264.0789 | 610264.0789 | 610264.0789 | 610264.0789 | 610264.0789 | 610264.0789 | 610264.0789 | 610264.0789
F1_Commercial_WA - Health_Existing_Water Heating_Natural Gas_Strategic Energy Management_A_Technical Potential | F1 | Commercial | WA - Health | Existing | Water Heating | Natural Gas | Strategic Energy Management | A | Integrated Unit Energy Savings (kWh or therms) | Technical Potential | 0 | 0 | 0.008782 | 0.0085136 | 0.0082592 | 0.0080223 | 0.0077974 | 0.0075837 | 0.0073771 | 0.0071842 | 0.0069975 | 0.0068226 | 0.0067421 | 0.0066797 | 0.0066434 | 0.0066003 | 0.006568 | 0.0065444 | 0.0065255 | 0.0065093 | 0.0065 | 0.0064946 | 0.006492 | 0.00649 | 0.0064836 | 0.0064823 | 0.0064812
F2_Commercial_WA - Health_Existing_Water Heating_Natural Gas_Strategic Energy Management_A_Technical Potential | F2 | Commercial | WA - Health | Existing | Water Heating | Natural Gas | Strategic Energy Management | A | Integrated Unit Summer Peak Savings (kW) | Technical Potential | 0 | 0 | 0 | 0 | 0 | 0 | 0 | 0 | 0 | 0 | 0 | 0 | 0 | 0 | 0 | 0 | 0 | 0 | 0 | 0 | 0 | 0 | 0 | 0 | 0 | 0 | 0
F3_Commercial_WA - Health_Existing_Water Heating_Natural Gas_Strategic Energy Management_A_Technical Potential | F3 | Commercial | WA - Health | Existing | Water Heating | Natural Gas | Strategic Energy Management | A | Integrated Unit Winter Peak Savings (kW) | Technical Potential | 0 | 0 | 0 | 0 | 0 | 0 | 0 | 0 | 0 | 0 | 0 | 0 | 0 | 0 | 0 | 0 | 0 | 0 | 0 | 0 | 0 | 0 | 0 | 0 | 0 | 0 | 0
F4_Commercial_WA - Health_Existing_Water Heating_Natural Gas_Strategic Energy Management_A_Technical Potential | F4 | Commercial | WA - Health | Existing | Water Heating | Natural Gas | Strategic Energy Management | A | Incremental Energy Savings (MWh or mTherms) | Technical Potential | 0 | 0 | 0 | 0.78157 | 1.5563 | 1.5117 | 0.75349 | 0 | 0 | 0 | 0 | 0 | 0 | 0 | 0 | 0 | 0 | 0 | 0 | 0 | 0 | 0 | 0 | 0 | 0 | 0 | 0
F5_Commercial_WA - Health_Existing_Water Heating_Natural Gas_Strategic Energy Management_A_Technical Potential | F5 | Commercial | WA - Health | Existing | Water Heating | Natural Gas | Strategic Energy Management | A | Incremental Summer Peak Savings (MW) | Technical Potential | 0 | 0 | 0 | 0 | 0 | 0 | 0 | 0 | 0 | 0 | 0 | 0 | 0 | 0 | 0 | 0 | 0 | 0 | 0 | 0 | 0 | 0 | 0 | 0 | 0 | 0 | 0
F6_Commercial_WA - Health_Existing_Water Heating_Natural Gas_Strategic Energy Management_A_Technical Potential | F6 | Commercial | WA - Health | Existing | Water Heating | Natural Gas | Strategic Energy Management | A | Incremental Winter Peak Savings (MW) | Technical Potential | 0 | 0 | 0 | 0 | 0 | 0 | 0 | 0 | 0 | 0 | 0 | 0 | 0 | 0 | 0 | 0 | 0 | 0 | 0 | 0 | 0 | 0 | 0 | 0 | 0 | 0 | 0
F7_Commercial_WA - Health_Existing_Water Heating_Natural Gas_Strategic Energy Management_A_Technical Potential | F7 | Commercial | WA - Health | Existing | Water Heating | Natural Gas | Strategic Energy Management | A | Cumulative Energy Savings (MWh or mTherms) | Technical Potential | 0 | 0 | 0 | 0.78157 | 2.3145 | 3.7598 | 4.4079 | 4.2871 | 4.1703 | 4.0613 | 3.9557 | 3.8569 | 3.8114 | 3.7761 | 3.7556 | 3.7312 | 3.7129 | 3.6996 | 3.6889 | 3.6798 | 3.6745 | 3.6715 | 3.67 | 3.6688 | 3.6652 | 3.6645 | 3.6639
F8_Commercial_WA - Health_Existing_Water Heating_Natural Gas_Strategic Energy Management_A_Technical Potential | F8 | Commercial | WA - Health | Existing | Water Heating | Natural Gas | Strategic Energy Management | A | Cumulative Summer Peak Savings (MW) | Technical Potential | 0 | 0 | 0 | 0 | 0 | 0 | 0 | 0 | 0 | 0 | 0 | 0 | 0 | 0 | 0 | 0 | 0 | 0 | 0 | 0 | 0 | 0 | 0 | 0 | 0 | 0 | 0
F9_Commercial_WA - Health_Existing_Water Heating_Natural Gas_Strategic Energy Management_A_Technical Potential | F9 | Commercial | WA - Health | Existing | Water Heating | Natural Gas | Strategic Energy Management | A | Cumulative Winter Peak Savings (MW) | Technical Potential | 0 | 0 | 0 | 0 | 0 | 0 | 0 | 0 | 0 | 0 | 0 | 0 | 0 | 0 | 0 | 0 | 0 | 0 | 0 | 0 | 0 | 0 | 0 | 0 | 0 | 0 | 0
F10_Commercial_WA - Health_Existing_Water Heating_Natural Gas_Strategic Energy Management_A_Technical Potential | F10 | Commercial | WA - Health | Existing | Water Heating | Natural Gas | Strategic Energy Management | A | Purchases (Incremental) | Technical Potential | 0 | 0 | 0 | 91802.1694 | 188436.0319 | 188436.0319 | 96633.8625 | 0 | 0 | 0 | 0 | 0 | 0 | 0 | 0 | 0 | 0 | 0 | 0 | 0 | 0 | 0 | 0 | 0 | 0 | 0 | 0
F11_Commercial_WA - Health_Existing_Water Heating_Natural Gas_Strategic Energy Management_A_Technical Potential | F11 | Commercial | WA - Health | Existing | Water Heating | Natural Gas | Strategic Energy Management | A | Purchases (Cumulative) | Technical Potential | 0 | 0 | 0 | 91802.1694 | 280238.2013 | 468674.2332 | 565308.0958 | 565308.0958 | 565308.0958 | 565308.0958 | 565308.0958 | 565308.0958 | 565308.0958 | 565308.0958 | 565308.0958 | 565308.0958 | 565308.0958 | 565308.0958 | 565308.0958 | 565308.0958 | 565308.0958 | 565308.0958 | 565308.0958 | 565308.0958 | 565308.0958 | 565308.0958 | 565308.0958
F1_Commercial_WA - Health_Existing_Space Heating_Natural Gas_Retrocommissioning_A_Technical Potential | F1 | Commercial | WA - Health | Existing | Space Heating | Natural Gas | Retrocommissioning | A | Integrated Unit Energy Savings (kWh or therms) | Technical Potential | 0 | 0 | 0.056468 | 0.055168 | 0.053301 | 0.051293 | 0.049273 | 0.047195 | 0.045 | 0.042673 | 0.040248 | 0.037766 | 0.035292 | 0.032906 | 0.030654 | 0.028578 | 0.02671 | 0.025088 | 0.023778 | 0.022771 | 0.021934 | 0.021291 | 0.020702 | 0.020473 | 0.02025 | 0.020043 | 0.019842
F2_Commercial_WA - Health_Existing_Space Heating_Natural Gas_Retrocommissioning_A_Technical Potential | F2 | Commercial | WA - Health | Existing | Space Heating | Natural Gas | Retrocommissioning | A | Integrated Unit Summer Peak Savings (kW) | Technical Potential | 0 | 0 | 0 | 0 | 0 | 0 | 0 | 0 | 0 | 0 | 0 | 0 | 0 | 0 | 0 | 0 | 0 | 0 | 0 | 0 | 0 | 0 | 0 | 0 | 0 | 0 | 0
F3_Commercial_WA - Health_Existing_Space Heating_Natural Gas_Retrocommissioning_A_Technical Potential | F3 | Commercial | WA - Health | Existing | Space Heating | Natural Gas | Retrocommissioning | A | Integrated Unit Winter Peak Savings (kW) | Technical Potential | 0 | 0 | 0 | 0 | 0 | 0 | 0 | 0 | 0 | 0 | 0 | 0 | 0 | 0 | 0 | 0 | 0 | 0 | 0 | 0 | 0 | 0 | 0 | 0 | 0 | 0 | 0
F4_Commercial_WA - Health_Existing_Space Heating_Natural Gas_Retrocommissioning_A_Technical Potential | F4 | Commercial | WA - Health | Existing | Space Heating | Natural Gas | Retrocommissioning | A | Incremental Energy Savings (MWh or mTherms) | Technical Potential | 0 | 0 | 0 | 5.4436 | 10.7955 | 10.389 | 5.1178 | 0 | 0 | 0 | 0 | 0 | 0 | 0 | 0 | 0 | 0 | 0 | 0 | 0 | 0 | 0 | 0 | 0 | 0 | 0 | 0
F5_Commercial_WA - Health_Existing_Space Heating_Natural Gas_Retrocommissioning_A_Technical Potential | F5 | Commercial | WA - Health | Existing | Space Heating | Natural Gas | Retrocommissioning | A | Incremental Summer Peak Savings (MW) | Technical Potential | 0 | 0 | 0 | 0 | 0 | 0 | 0 | 0 | 0 | 0 | 0 | 0 | 0 | 0 | 0 | 0 | 0 | 0 | 0 | 0 | 0 | 0 | 0 | 0 | 0 | 0 | 0
F6_Commercial_WA - Health_Existing_Space Heating_Natural Gas_Retrocommissioning_A_Technical Potential | F6 | Commercial | WA - Health | Existing | Space Heating | Natural Gas | Retrocommissioning | A | Incremental Winter Peak Savings (MW) | Technical Potential | 0 | 0 | 0 | 0 | 0 | 0 | 0 | 0 | 0 | 0 | 0 | 0 | 0 | 0 | 0 | 0 | 0 | 0 | 0 | 0 | 0 | 0 | 0 | 0 | 0 | 0 | 0
F7_Commercial_WA - Health_Existing_Space Heating_Natural Gas_Retrocommissioning_A_Technical Potential | F7 | Commercial | WA - Health | Existing | Space Heating | Natural Gas | Retrocommissioning | A | Cumulative Energy Savings (MWh or mTherms) | Technical Potential | 0 | 0 | 0 | 5.4436 | 16.0549 | 25.8393 | 29.9394 | 28.6766 | 27.3432 | 25.9293 | 24.4553 | 22.9474 | 21.4442 | 19.9944 | 18.6259 | 17.3647 | 16.2298 | 15.2443 | 14.4481 | 13.8362 | 13.3274 | 12.9367 | 12.5791 | 12.4397 | 12.3045 | 12.1784 | 12.0563
F8_Commercial_WA - Health_Existing_Space Heating_Natural Gas_Retrocommissioning_A_Technical Potential | F8 | Commercial | WA - Health | Existing | Space Heating | Natural Gas | Retrocommissioning | A | Cumulative Summer Peak Savings (MW) | Technical Potential | 0 | 0 | 0 | 0 | 0 | 0 | 0 | 0 | 0 | 0 | 0 | 0 | 0 | 0 | 0 | 0 | 0 | 0 | 0 | 0 | 0 | 0 | 0 | 0 | 0 | 0 | 0
F9_Commercial_WA - Health_Existing_Space Heating_Natural Gas_Retrocommissioning_A_Technical Potential | F9 | Commercial | WA - Health | Existing | Space Heating | Natural Gas | Retrocommissioning | A | Cumulative Winter Peak Savings (MW) | Technical Potential | 0 | 0 | 0 | 0 | 0 | 0 | 0 | 0 | 0 | 0 | 0 | 0 | 0 | 0 | 0 | 0 | 0 | 0 | 0 | 0 | 0 | 0 | 0 | 0 | 0 | 0 | 0
F10_Commercial_WA - Health_Existing_Space Heating_Natural Gas_Retrocommissioning_A_Technical Potential | F10 | Commercial | WA - Health | Existing | Space Heating | Natural Gas | Retrocommissioning | A | Purchases (Incremental) | Technical Potential | 0 | 0 | 0 | 98673.6976 | 202540.7477 | 202540.7477 | 103867.0501 | 0 | 0 | 0 | 0 | 0 | 0 | 0 | 0 | 0 | 0 | 0 | 0 | 0 | 0 | 0 | 0 | 0 | 0 | 0 | 0
F11_Commercial_WA - Health_Existing_Space Heating_Natural Gas_Retrocommissioning_A_Technical Potential | F11 | Commercial | WA - Health | Existing | Space Heating | Natural Gas | Retrocommissioning | A | Purchases (Cumulative) | Technical Potential | 0 | 0 | 0 | 98673.6976 | 301214.4453 | 503755.193 | 607622.2431 | 607622.2431 | 607622.2431 | 607622.2431 | 607622.2431 | 607622.2431 | 607622.2431 | 607622.2431 | 607622.2431 | 607622.2431 | 607622.2431 | 607622.2431 | 607622.2431 | 607622.2431 | 607622.2431 | 607622.2431 | 607622.2431 | 607622.2431 | 607622.2431 | 607622.2431 | 607622.2431
F1_Commercial_WA - Health_Existing_Water Heating_Natural Gas_Retrocommissioning_A_Technical Potential | F1 | Commercial | WA - Health | Existing | Water Heating | Natural Gas | Retrocommissioning | A | Integrated Unit Energy Savings (kWh or therms) | Technical Potential | 0 | 0 | 0.010783 | 0.010445 | 0.010116 | 0.0098088 | 0.0095238 | 0.0092596 | 0.0090036 | 0.0087642 | 0.0085325 | 0.0083156 | 0.0082145 | 0.0081375 | 0.0080933 | 0.0080407 | 0.0080014 | 0.0079726 | 0.0079496 | 0.00793 | 0.0079185 | 0.007912 | 0.0079089 | 0.0079064 | 0.0078986 | 0.007897 | 0.0078957
F2_Commercial_WA - Health_Existing_Water Heating_Natural Gas_Retrocommissioning_A_Technical Potential | F2 | Commercial | WA - Health | Existing | Water Heating | Natural Gas | Retrocommissioning | A | Integrated Unit Summer Peak Savings (kW) | Technical Potential | 0 | 0 | 0 | 0 | 0 | 0 | 0 | 0 | 0 | 0 | 0 | 0 | 0 | 0 | 0 | 0 | 0 | 0 | 0 | 0 | 0 | 0 | 0 | 0 | 0 | 0 | 0
F3_Commercial_WA - Health_Existing_Water Heating_Natural Gas_Retrocommissioning_A_Technical Potential | F3 | Commercial | WA - Health | Existing | Water Heating | Natural Gas | Retrocommissioning | A | Integrated Unit Winter Peak Savings (kW) | Technical Potential | 0 | 0 | 0 | 0 | 0 | 0 | 0 | 0 | 0 | 0 | 0 | 0 | 0 | 0 | 0 | 0 | 0 | 0 | 0 | 0 | 0 | 0 | 0 | 0 | 0 | 0 | 0
F4_Commercial_WA - Health_Existing_Water Heating_Natural Gas_Retrocommissioning_A_Technical Potential | F4 | Commercial | WA - Health | Existing | Water Heating | Natural Gas | Retrocommissioning | A | Incremental Energy Savings (MWh or mTherms) | Technical Potential | 0 | 0 | 0 | 0.9547 | 1.8979 | 1.8403 | 0.91634 | 0 | 0 | 0 | 2.4833e-16 | 0 | 0 | 0 | 0 | 0 | 0 | 0 | 0 | 0 | 0 | 0 | 0 | 0 | 0 | 0 | 0
F5_Commercial_WA - Health_Existing_Water Heating_Natural Gas_Retrocommissioning_A_Technical Potential | F5 | Commercial | WA - Health | Existing | Water Heating | Natural Gas | Retrocommissioning | A | Incremental Summer Peak Savings (MW) | Technical Potential | 0 | 0 | 0 | 0 | 0 | 0 | 0 | 0 | 0 | 0 | 0 | 0 | 0 | 0 | 0 | 0 | 0 | 0 | 0 | 0 | 0 | 0 | 0 | 0 | 0 | 0 | 0
F6_Commercial_WA - Health_Existing_Water Heating_Natural Gas_Retrocommissioning_A_Technical Potential | F6 | Commercial | WA - Health | Existing | Water Heating | Natural Gas | Retrocommissioning | A | Incremental Winter Peak Savings (MW) | Technical Potential | 0 | 0 | 0 | 0 | 0 | 0 | 0 | 0 | 0 | 0 | 0 | 0 | 0 | 0 | 0 | 0 | 0 | 0 | 0 | 0 | 0 | 0 | 0 | 0 | 0 | 0 | 0
F7_Commercial_WA - Health_Existing_Water Heating_Natural Gas_Retrocommissioning_A_Technical Potential | F7 | Commercial | WA - Health | Existing | Water Heating | Natural Gas | Retrocommissioning | A | Cumulative Energy Savings (MWh or mTherms) | Technical Potential | 0 | 0 | 0 | 0.9547 | 2.8226 | 4.5772 | 5.3606 | 5.2119 | 5.0678 | 4.933 | 4.8026 | 4.6805 | 4.6236 | 4.5803 | 4.5554 | 4.5258 | 4.5037 | 4.4875 | 4.4745 | 4.4635 | 4.457 | 4.4534 | 4.4516 | 4.4502 | 4.4458 | 4.4449 | 4.4442
F8_Commercial_WA - Health_Existing_Water Heating_Natural Gas_Retrocommissioning_A_Technical Potential | F8 | Commercial | WA - Health | Existing | Water Heating | Natural Gas | Retrocommissioning | A | Cumulative Summer Peak Savings (MW) | Technical Potential | 0 | 0 | 0 | 0 | 0 | 0 | 0 | 0 | 0 | 0 | 0 | 0 | 0 | 0 | 0 | 0 | 0 | 0 | 0 | 0 | 0 | 0 | 0 | 0 | 0 | 0 | 0
F9_Commercial_WA - Health_Existing_Water Heating_Natural Gas_Retrocommissioning_A_Technical Potential | F9 | Commercial | WA - Health | Existing | Water Heating | Natural Gas | Retrocommissioning | A | Cumulative Winter Peak Savings (MW) | Technical Potential | 0 | 0 | 0 | 0 | 0 | 0 | 0 | 0 | 0 | 0 | 0 | 0 | 0 | 0 | 0 | 0 | 0 | 0 | 0 | 0 | 0 | 0 | 0 | 0 | 0 | 0 | 0
F10_Commercial_WA - Health_Existing_Water Heating_Natural Gas_Retrocommissioning_A_Technical Potential | F10 | Commercial | WA - Health | Existing | Water Heating | Natural Gas | Retrocommissioning | A | Purchases (Incremental) | Technical Potential | 0 | 0 | 0 | 91404.7574 | 187620.2915 | 187620.2915 | 96215.5341 | 0 | 0 | 0 | 2.9104e-11 | 0 | 0 | 0 | 0 | 0 | 0 | 0 | 0 | 0 | 0 | 0 | 0 | 0 | 0 | 0 | 0
F11_Commercial_WA - Health_Existing_Water Heating_Natural Gas_Retrocommissioning_A_Technical Potential | F11 | Commercial | WA - Health | Existing | Water Heating | Natural Gas | Retrocommissioning | A | Purchases (Cumulative) | Technical Potential | 0 | 0 | 0 | 91404.7574 | 279025.0489 | 466645.3405 | 562860.8746 | 562860.8746 | 562860.8746 | 562860.8746 | 562860.8746 | 562860.8746 | 562860.8746 | 562860.8746 | 562860.8746 | 562860.8746 | 562860.8746 | 562860.8746 | 562860.8746 | 562860.8746 | 562860.8746 | 562860.8746 | 562860.8746 | 562860.8746 | 562860.8746 | 562860.8746 | 562860.8746
F1_Commercial_WA - Health_New_Space Heating_Natural Gas_Insulation - Ceiling_A_Technical Potential | F1 | Commercial | WA - Health | New | Space Heating | Natural Gas | Insulation - Ceiling | A | Integrated Unit Energy Savings (kWh or therms) | Technical Potential | 0 | 0 | 0 | 0 | 0 | 0 | 0 | 0 | 0 | 0 | 0 | 0 | 0 | 0 | 0 | 0 | 0 | 0 | 0 | 0 | 0 | 0 | 0 | 0 | 0 | 0 | 0
F2_Commercial_WA - Health_New_Space Heating_Natural Gas_Insulation - Ceiling_A_Technical Potential | F2 | Commercial | WA - Health | New | Space Heating | Natural Gas | Insulation - Ceiling | A | Integrated Unit Summer Peak Savings (kW) | Technical Potential | 0 | 0 | 0 | 0 | 0 | 0 | 0 | 0 | 0 | 0 | 0 | 0 | 0 | 0 | 0 | 0 | 0 | 0 | 0 | 0 | 0 | 0 | 0 | 0 | 0 | 0 | 0
F3_Commercial_WA - Health_New_Space Heating_Natural Gas_Insulation - Ceiling_A_Technical Potential | F3 | Commercial | WA - Health | New | Space Heating | Natural Gas | Insulation - Ceiling | A | Integrated Unit Winter Peak Savings (kW) | Technical Potential | 0 | 0 | 0 | 0 | 0 | 0 | 0 | 0 | 0 | 0 | 0 | 0 | 0 | 0 | 0 | 0 | 0 | 0 | 0 | 0 | 0 | 0 | 0 | 0 | 0 | 0 | 0
F4_Commercial_WA - Health_New_Space Heating_Natural Gas_Insulation - Ceiling_A_Technical Potential | F4 | Commercial | WA - Health | New | Space Heating | Natural Gas | Insulation - Ceiling | A | Incremental Energy Savings (MWh or mTherms) | Technical Potential | 0 | 0 | 0 | 0 | 0 | 0 | 0 | 0 | 0 | 0 | 0 | 0 | 0 | 0 | 0 | 0 | 0 | 0 | 0 | 0 | 0 | 0 | 0 | 0 | 0 | 0 | 0
F5_Commercial_WA - Health_New_Space Heating_Natural Gas_Insulation - Ceiling_A_Technical Potential | F5 | Commercial | WA - Health | New | Space Heating | Natural Gas | Insulation - Ceiling | A | Incremental Summer Peak Savings (MW) | Technical Potential | 0 | 0 | 0 | 0 | 0 | 0 | 0 | 0 | 0 | 0 | 0 | 0 | 0 | 0 | 0 | 0 | 0 | 0 | 0 | 0 | 0 | 0 | 0 | 0 | 0 | 0 | 0
F6_Commercial_WA - Health_New_Space Heating_Natural Gas_Insulation - Ceiling_A_Technical Potential | F6 | Commercial | WA - Health | New | Space Heating | Natural Gas | Insulation - Ceiling | A | Incremental Winter Peak Savings (MW) | Technical Potential | 0 | 0 | 0 | 0 | 0 | 0 | 0 | 0 | 0 | 0 | 0 | 0 | 0 | 0 | 0 | 0 | 0 | 0 | 0 | 0 | 0 | 0 | 0 | 0 | 0 | 0 | 0
F7_Commercial_WA - Health_New_Space Heating_Natural Gas_Insulation - Ceiling_A_Technical Potential | F7 | Commercial | WA - Health | New | Space Heating | Natural Gas | Insulation - Ceiling | A | Cumulative Energy Savings (MWh or mTherms) | Technical Potential | 0 | 0 | 0 | 0 | 0 | 0 | 0 | 0 | 0 | 0 | 0 | 0 | 0 | 0 | 0 | 0 | 0 | 0 | 0 | 0 | 0 | 0 | 0 | 0 | 0 | 0 | 0
F8_Commercial_WA - Health_New_Space Heating_Natural Gas_Insulation - Ceiling_A_Technical Potential | F8 | Commercial | WA - Health | New | Space Heating | Natural Gas | Insulation - Ceiling | A | Cumulative Summer Peak Savings (MW) | Technical Potential | 0 | 0 | 0 | 0 | 0 | 0 | 0 | 0 | 0 | 0 | 0 | 0 | 0 | 0 | 0 | 0 | 0 | 0 | 0 | 0 | 0 | 0 | 0 | 0 | 0 | 0 | 0
F9_Commercial_WA - Health_New_Space Heating_Natural Gas_Insulation - Ceiling_A_Technical Potential | F9 | Commercial | WA - Health | New | Space Heating | Natural Gas | Insulation - Ceiling | A | Cumulative Winter Peak Savings (MW) | Technical Potential | 0 | 0 | 0 | 0 | 0 | 0 | 0 | 0 | 0 | 0 | 0 | 0 | 0 | 0 | 0 | 0 | 0 | 0 | 0 | 0 | 0 | 0 | 0 | 0 | 0 | 0 | 0
F10_Commercial_WA - Health_New_Space Heating_Natural Gas_Insulation - Ceiling_A_Technical Potential | F10 | Commercial | WA - Health | New | Space Heating | Natural Gas | Insulation - Ceiling | A | Purchases (Incremental) | Technical Potential | 0 | 0 | 0 | 0 | 0 | 0 | 0 | 0 | 0 | 0 | 0 | 0 | 0 | 0 | 0 | 0 | 0 | 0 | 0 | 0 | 0 | 0 | 0 | 0 | 0 | 0 | 0
F11_Commercial_WA - Health_New_Space Heating_Natural Gas_Insulation - Ceiling_A_Technical Potential | F11 | Commercial | WA - Health | New | Space Heating | Natural Gas | Insulation - Ceiling | A | Purchases (Cumulative) | Technical Potential | 0 | 0 | 0 | 0 | 0 | 0 | 0 | 0 | 0 | 0 | 0 | 0 | 0 | 0 | 0 | 0 | 0 | 0 | 0 | 0 | 0 | 0 | 0 | 0 | 0 | 0 | 0
F1_Commercial_WA - Health_New_Space Heating_Natural Gas_Insulation - Ducting_A_Technical Potential | F1 | Commercial | WA - Health | New | Space Heating | Natural Gas | Insulation - Ducting | A | Integrated Unit Energy Savings (kWh or therms) | Technical Potential | 0 | 0 | 0 | 0 | 0 | 0 | 0 | 0 | 0 | 0 | 0 | 0 | 0 | 0 | 0 | 0 | 0 | 0 | 0 | 0 | 0 | 0 | 0 | 0 | 0 | 0 | 0
F2_Commercial_WA - Health_New_Space Heating_Natural Gas_Insulation - Ducting_A_Technical Potential | F2 | Commercial | WA - Health | New | Space Heating | Natural Gas | Insulation - Ducting | A | Integrated Unit Summer Peak Savings (kW) | Technical Potential | 0 | 0 | 0 | 0 | 0 | 0 | 0 | 0 | 0 | 0 | 0 | 0 | 0 | 0 | 0 | 0 | 0 | 0 | 0 | 0 | 0 | 0 | 0 | 0 | 0 | 0 | 0
F3_Commercial_WA - Health_New_Space Heating_Natural Gas_Insulation - Ducting_A_Technical Potential | F3 | Commercial | WA - Health | New | Space Heating | Natural Gas | Insulation - Ducting | A | Integrated Unit Winter Peak Savings (kW) | Technical Potential | 0 | 0 | 0 | 0 | 0 | 0 | 0 | 0 | 0 | 0 | 0 | 0 | 0 | 0 | 0 | 0 | 0 | 0 | 0 | 0 | 0 | 0 | 0 | 0 | 0 | 0 | 0
F4_Commercial_WA - Health_New_Space Heating_Natural Gas_Insulation - Ducting_A_Technical Potential | F4 | Commercial | WA - Health | New | Space Heating | Natural Gas | Insulation - Ducting | A | Incremental Energy Savings (MWh or mTherms) | Technical Potential | 0 | 0 | 0 | 0 | 0 | 0 | 0 | 0 | 0 | 0 | 0 | 0 | 0 | 0 | 0 | 0 | 0 | 0 | 0 | 0 | 0 | 0 | 0 | 0 | 0 | 0 | 0
F5_Commercial_WA - Health_New_Space Heating_Natural Gas_Insulation - Ducting_A_Technical Potential | F5 | Commercial | WA - Health | New | Space Heating | Natural Gas | Insulation - Ducting | A | Incremental Summer Peak Savings (MW) | Technical Potential | 0 | 0 | 0 | 0 | 0 | 0 | 0 | 0 | 0 | 0 | 0 | 0 | 0 | 0 | 0 | 0 | 0 | 0 | 0 | 0 | 0 | 0 | 0 | 0 | 0 | 0 | 0
F6_Commercial_WA - Health_New_Space Heating_Natural Gas_Insulation - Ducting_A_Technical Potential | F6 | Commercial | WA - Health | New | Space Heating | Natural Gas | Insulation - Ducting | A | Incremental Winter Peak Savings (MW) | Technical Potential | 0 | 0 | 0 | 0 | 0 | 0 | 0 | 0 | 0 | 0 | 0 | 0 | 0 | 0 | 0 | 0 | 0 | 0 | 0 | 0 | 0 | 0 | 0 | 0 | 0 | 0 | 0
F7_Commercial_WA - Health_New_Space Heating_Natural Gas_Insulation - Ducting_A_Technical Potential | F7 | Commercial | WA - Health | New | Space Heating | Natural Gas | Insulation - Ducting | A | Cumulative Energy Savings (MWh or mTherms) | Technical Potential | 0 | 0 | 0 | 0 | 0 | 0 | 0 | 0 | 0 | 0 | 0 | 0 | 0 | 0 | 0 | 0 | 0 | 0 | 0 | 0 | 0 | 0 | 0 | 0 | 0 | 0 | 0
F8_Commercial_WA - Health_New_Space Heating_Natural Gas_Insulation - Ducting_A_Technical Potential | F8 | Commercial | WA - Health | New | Space Heating | Natural Gas | Insulation - Ducting | A | Cumulative Summer Peak Savings (MW) | Technical Potential | 0 | 0 | 0 | 0 | 0 | 0 | 0 | 0 | 0 | 0 | 0 | 0 | 0 | 0 | 0 | 0 | 0 | 0 | 0 | 0 | 0 | 0 | 0 | 0 | 0 | 0 | 0
F9_Commercial_WA - Health_New_Space Heating_Natural Gas_Insulation - Ducting_A_Technical Potential | F9 | Commercial | WA - Health | New | Space Heating | Natural Gas | Insulation - Ducting | A | Cumulative Winter Peak Savings (MW) | Technical Potential | 0 | 0 | 0 | 0 | 0 | 0 | 0 | 0 | 0 | 0 | 0 | 0 | 0 | 0 | 0 | 0 | 0 | 0 | 0 | 0 | 0 | 0 | 0 | 0 | 0 | 0 | 0
F10_Commercial_WA - Health_New_Space Heating_Natural Gas_Insulation - Ducting_A_Technical Potential | F10 | Commercial | WA - Health | New | Space Heating | Natural Gas | Insulation - Ducting | A | Purchases (Incremental) | Technical Potential | 0 | 0 | 0 | 0 | 0 | 0 | 0 | 0 | 0 | 0 | 0 | 0 | 0 | 0 | 0 | 0 | 0 | 0 | 0 | 0 | 0 | 0 | 0 | 0 | 0 | 0 | 0
F11_Commercial_WA - Health_New_Space Heating_Natural Gas_Insulation - Ducting_A_Technical Potential | F11 | Commercial | WA - Health | New | Space Heating | Natural Gas | Insulation - Ducting | A | Purchases (Cumulative) | Technical Potential | 0 | 0 | 0 | 0 | 0 | 0 | 0 | 0 | 0 | 0 | 0 | 0 | 0 | 0 | 0 | 0 | 0 | 0 | 0 | 0 | 0 | 0 | 0 | 0 | 0 | 0 | 0
F1_Commercial_WA - Health_New_Space Heating_Natural Gas_Insulation - Wall Cavity_A_Technical Potential | F1 | Commercial | WA - Health | New | Space Heating | Natural Gas | Insulation - Wall Cavity | A | Integrated Unit Energy Savings (kWh or therms) | Technical Potential | 0 | 0 | 0 | 0 | 0 | 0 | 0 | 0 | 0 | 0 | 0 | 0 | 0 | 0 | 0 | 0 | 0 | 0 | 0 | 0 | 0 | 0 | 0 | 0 | 0 | 0 | 0
F2_Commercial_WA - Health_New_Space Heating_Natural Gas_Insulation - Wall Cavity_A_Technical Potential | F2 | Commercial | WA - Health | New | Space Heating | Natural Gas | Insulation - Wall Cavity | A | Integrated Unit Summer Peak Savings (kW) | Technical Potential | 0 | 0 | 0 | 0 | 0 | 0 | 0 | 0 | 0 | 0 | 0 | 0 | 0 | 0 | 0 | 0 | 0 | 0 | 0 | 0 | 0 | 0 | 0 | 0 | 0 | 0 | 0
F3_Commercial_WA - Health_New_Space Heating_Natural Gas_Insulation - Wall Cavity_A_Technical Potential | F3 | Commercial | WA - Health | New | Space Heating | Natural Gas | Insulation - Wall Cavity | A | Integrated Unit Winter Peak Savings (kW) | Technical Potential | 0 | 0 | 0 | 0 | 0 | 0 | 0 | 0 | 0 | 0 | 0 | 0 | 0 | 0 | 0 | 0 | 0 | 0 | 0 | 0 | 0 | 0 | 0 | 0 | 0 | 0 | 0
F4_Commercial_WA - Health_New_Space Heating_Natural Gas_Insulation - Wall Cavity_A_Technical Potential | F4 | Commercial | WA - Health | New | Space Heating | Natural Gas | Insulation - Wall Cavity | A | Incremental Energy Savings (MWh or mTherms) | Technical Potential | 0 | 0 | 0 | 0 | 0 | 0 | 0 | 0 | 0 | 0 | 0 | 0 | 0 | 0 | 0 | 0 | 0 | 0 | 0 | 0 | 0 | 0 | 0 | 0 | 0 | 0 | 0
F5_Commercial_WA - Health_New_Space Heating_Natural Gas_Insulation - Wall Cavity_A_Technical Potential | F5 | Commercial | WA - Health | New | Space Heating | Natural Gas | Insulation - Wall Cavity | A | Incremental Summer Peak Savings (MW) | Technical Potential | 0 | 0 | 0 | 0 | 0 | 0 | 0 | 0 | 0 | 0 | 0 | 0 | 0 | 0 | 0 | 0 | 0 | 0 | 0 | 0 | 0 | 0 | 0 | 0 | 0 | 0 | 0
F6_Commercial_WA - Health_New_Space Heating_Natural Gas_Insulation - Wall Cavity_A_Technical Potential | F6 | Commercial | WA - Health | New | Space Heating | Natural Gas | Insulation - Wall Cavity | A | Incremental Winter Peak Savings (MW) | Technical Potential | 0 | 0 | 0 | 0 | 0 | 0 | 0 | 0 | 0 | 0 | 0 | 0 | 0 | 0 | 0 | 0 | 0 | 0 | 0 | 0 | 0 | 0 | 0 | 0 | 0 | 0 | 0
F7_Commercial_WA - Health_New_Space Heating_Natural Gas_Insulation - Wall Cavity_A_Technical Potential | F7 | Commercial | WA - Health | New | Space Heating | Natural Gas | Insulation - Wall Cavity | A | Cumulative Energy Savings (MWh or mTherms) | Technical Potential | 0 | 0 | 0 | 0 | 0 | 0 | 0 | 0 | 0 | 0 | 0 | 0 | 0 | 0 | 0 | 0 | 0 | 0 | 0 | 0 | 0 | 0 | 0 | 0 | 0 | 0 | 0
F8_Commercial_WA - Health_New_Space Heating_Natural Gas_Insulation - Wall Cavity_A_Technical Potential | F8 | Commercial | WA - Health | New | Space Heating | Natural Gas | Insulation - Wall Cavity | A | Cumulative Summer Peak Savings (MW) | Technical Potential | 0 | 0 | 0 | 0 | 0 | 0 | 0 | 0 | 0 | 0 | 0 | 0 | 0 | 0 | 0 | 0 | 0 | 0 | 0 | 0 | 0 | 0 | 0 | 0 | 0 | 0 | 0
F9_Commercial_WA - Health_New_Space Heating_Natural Gas_Insulation - Wall Cavity_A_Technical Potential | F9 | Commercial | WA - Health | New | Space Heating | Natural Gas | Insulation - Wall Cavity | A | Cumulative Winter Peak Savings (MW) | Technical Potential | 0 | 0 | 0 | 0 | 0 | 0 | 0 | 0 | 0 | 0 | 0 | 0 | 0 | 0 | 0 | 0 | 0 | 0 | 0 | 0 | 0 | 0 | 0 | 0 | 0 | 0 | 0
F10_Commercial_WA - Health_New_Space Heating_Natural Gas_Insulation - Wall Cavity_A_Technical Potential | F10 | Commercial | WA - Health | New | Space Heating | Natural Gas | Insulation - Wall Cavity | A | Purchases (Incremental) | Technical Potential | 0 | 0 | 0 | 0 | 0 | 0 | 0 | 0 | 0 | 0 | 0 | 0 | 0 | 0 | 0 | 0 | 0 | 0 | 0 | 0 | 0 | 0 | 0 | 0 | 0 | 0 | 0
F11_Commercial_WA - Health_New_Space Heating_Natural Gas_Insulation - Wall Cavity_A_Technical Potential | F11 | Commercial | WA - Health | New | Space Heating | Natural Gas | Insulation - Wall Cavity | A | Purchases (Cumulative) | Technical Potential | 0 | 0 | 0 | 0 | 0 | 0 | 0 | 0 | 0 | 0 | 0 | 0 | 0 | 0 | 0 | 0 | 0 | 0 | 0 | 0 | 0 | 0 | 0 | 0 | 0 | 0 | 0
F1_Commercial_WA - Health_New_Space Heating_Natural Gas_Green Roof - Vegetated Rooftop_A_Technical Potential | F1 | Commercial | WA - Health | New | Space Heating | Natural Gas | Green Roof - Vegetated Rooftop | A | Integrated Unit Energy Savings (kWh or therms) | Technical Potential | 0 | 0 | 0 | 0 | 0 | 0 | 0 | 0 | 0 | 0 | 0 | 0 | 0 | 0 | 0 | 0 | 0 | 0 | 0 | 0 | 0 | 0 | 0 | 0 | 0 | 0 | 0
F2_Commercial_WA - Health_New_Space Heating_Natural Gas_Green Roof - Vegetated Rooftop_A_Technical Potential | F2 | Commercial | WA - Health | New | Space Heating | Natural Gas | Green Roof - Vegetated Rooftop | A | Integrated Unit Summer Peak Savings (kW) | Technical Potential | 0 | 0 | 0 | 0 | 0 | 0 | 0 | 0 | 0 | 0 | 0 | 0 | 0 | 0 | 0 | 0 | 0 | 0 | 0 | 0 | 0 | 0 | 0 | 0 | 0 | 0 | 0
F3_Commercial_WA - Health_New_Space Heating_Natural Gas_Green Roof - Vegetated Rooftop_A_Technical Potential | F3 | Commercial | WA - Health | New | Space Heating | Natural Gas | Green Roof - Vegetated Rooftop | A | Integrated Unit Winter Peak Savings (kW) | Technical Potential | 0 | 0 | 0 | 0 | 0 | 0 | 0 | 0 | 0 | 0 | 0 | 0 | 0 | 0 | 0 | 0 | 0 | 0 | 0 | 0 | 0 | 0 | 0 | 0 | 0 | 0 | 0
F4_Commercial_WA - Health_New_Space Heating_Natural Gas_Green Roof - Vegetated Rooftop_A_Technical Potential | F4 | Commercial | WA - Health | New | Space Heating | Natural Gas | Green Roof - Vegetated Rooftop | A | Incremental Energy Savings (MWh or mTherms) | Technical Potential | 0 | 0 | 0 | 0 | 0 | 0 | 0 | 0 | 0 | 0 | 0 | 0 | 0 | 0 | 0 | 0 | 0 | 0 | 0 | 0 | 0 | 0 | 0 | 0 | 0 | 0 | 0
F5_Commercial_WA - Health_New_Space Heating_Natural Gas_Green Roof - Vegetated Rooftop_A_Technical Potential | F5 | Commercial | WA - Health | New | Space Heating | Natural Gas | Green Roof - Vegetated Rooftop | A | Incremental Summer Peak Savings (MW) | Technical Potential | 0 | 0 | 0 | 0 | 0 | 0 | 0 | 0 | 0 | 0 | 0 | 0 | 0 | 0 | 0 | 0 | 0 | 0 | 0 | 0 | 0 | 0 | 0 | 0 | 0 | 0 | 0
F6_Commercial_WA - Health_New_Space Heating_Natural Gas_Green Roof - Vegetated Rooftop_A_Technical Potential | F6 | Commercial | WA - Health | New | Space Heating | Natural Gas | Green Roof - Vegetated Rooftop | A | Incremental Winter Peak Savings (MW) | Technical Potential | 0 | 0 | 0 | 0 | 0 | 0 | 0 | 0 | 0 | 0 | 0 | 0 | 0 | 0 | 0 | 0 | 0 | 0 | 0 | 0 | 0 | 0 | 0 | 0 | 0 | 0 | 0
F7_Commercial_WA - Health_New_Space Heating_Natural Gas_Green Roof - Vegetated Rooftop_A_Technical Potential | F7 | Commercial | WA - Health | New | Space Heating | Natural Gas | Green Roof - Vegetated Rooftop | A | Cumulative Energy Savings (MWh or mTherms) | Technical Potential | 0 | 0 | 0 | 0 | 0 | 0 | 0 | 0 | 0 | 0 | 0 | 0 | 0 | 0 | 0 | 0 | 0 | 0 | 0 | 0 | 0 | 0 | 0 | 0 | 0 | 0 | 0
F8_Commercial_WA - Health_New_Space Heating_Natural Gas_Green Roof - Vegetated Rooftop_A_Technical Potential | F8 | Commercial | WA - Health | New | Space Heating | Natural Gas | Green Roof - Vegetated Rooftop | A | Cumulative Summer Peak Savings (MW) | Technical Potential | 0 | 0 | 0 | 0 | 0 | 0 | 0 | 0 | 0 | 0 | 0 | 0 | 0 | 0 | 0 | 0 | 0 | 0 | 0 | 0 | 0 | 0 | 0 | 0 | 0 | 0 | 0
F9_Commercial_WA - Health_New_Space Heating_Natural Gas_Green Roof - Vegetated Rooftop_A_Technical Potential | F9 | Commercial | WA - Health | New | Space Heating | Natural Gas | Green Roof - Vegetated Rooftop | A | Cumulative Winter Peak Savings (MW) | Technical Potential | 0 | 0 | 0 | 0 | 0 | 0 | 0 | 0 | 0 | 0 | 0 | 0 | 0 | 0 | 0 | 0 | 0 | 0 | 0 | 0 | 0 | 0 | 0 | 0 | 0 | 0 | 0
F10_Commercial_WA - Health_New_Space Heating_Natural Gas_Green Roof - Vegetated Rooftop_A_Technical Potential | F10 | Commercial | WA - Health | New | Space Heating | Natural Gas | Green Roof - Vegetated Rooftop | A | Purchases (Incremental) | Technical Potential | 0 | 0 | 0 | 0 | 0 | 0 | 0 | 0 | 0 | 0 | 0 | 0 | 0 | 0 | 0 | 0 | 0 | 0 | 0 | 0 | 0 | 0 | 0 | 0 | 0 | 0 | 0
F11_Commercial_WA - Health_New_Space Heating_Natural Gas_Green Roof - Vegetated Rooftop_A_Technical Potential | F11 | Commercial | WA - Health | New | Space Heating | Natural Gas | Green Roof - Vegetated Rooftop | A | Purchases (Cumulative) | Technical Potential | 0 | 0 | 0 | 0 | 0 | 0 | 0 | 0 | 0 | 0 | 0 | 0 | 0 | 0 | 0 | 0 | 0 | 0 | 0 | 0 | 0 | 0 | 0 | 0 | 0 | 0 | 0
F1_Commercial_WA - Health_New_Space Heating_Natural Gas_Ducting - Repair and Sealing_A_Technical Potential | F1 | Commercial | WA - Health | New | Space Heating | Natural Gas | Ducting - Repair and Sealing | A | Integrated Unit Energy Savings (kWh or therms) | Technical Potential | 0 | 0 | 0 | 0 | 0 | 0 | 0 | 0 | 0 | 0 | 0 | 0 | 0 | 0 | 0 | 0 | 0 | 0 | 0 | 0 | 0 | 0 | 0 | 0 | 0 | 0 | 0
F2_Commercial_WA - Health_New_Space Heating_Natural Gas_Ducting - Repair and Sealing_A_Technical Potential | F2 | Commercial | WA - Health | New | Space Heating | Natural Gas | Ducting - Repair and Sealing | A | Integrated Unit Summer Peak Savings (kW) | Technical Potential | 0 | 0 | 0 | 0 | 0 | 0 | 0 | 0 | 0 | 0 | 0 | 0 | 0 | 0 | 0 | 0 | 0 | 0 | 0 | 0 | 0 | 0 | 0 | 0 | 0 | 0 | 0
F3_Commercial_WA - Health_New_Space Heating_Natural Gas_Ducting - Repair and Sealing_A_Technical Potential | F3 | Commercial | WA - Health | New | Space Heating | Natural Gas | Ducting - Repair and Sealing | A | Integrated Unit Winter Peak Savings (kW) | Technical Potential | 0 | 0 | 0 | 0 | 0 | 0 | 0 | 0 | 0 | 0 | 0 | 0 | 0 | 0 | 0 | 0 | 0 | 0 | 0 | 0 | 0 | 0 | 0 | 0 | 0 | 0 | 0
F4_Commercial_WA - Health_New_Space Heating_Natural Gas_Ducting - Repair and Sealing_A_Technical Potential | F4 | Commercial | WA - Health | New | Space Heating | Natural Gas | Ducting - Repair and Sealing | A | Incremental Energy Savings (MWh or mTherms) | Technical Potential | 0 | 0 | 0 | 0 | 0 | 0 | 0 | 0 | 0 | 0 | 0 | 0 | 0 | 0 | 0 | 0 | 0 | 0 | 0 | 0 | 0 | 0 | 0 | 0 | 0 | 0 | 0
F5_Commercial_WA - Health_New_Space Heating_Natural Gas_Ducting - Repair and Sealing_A_Technical Potential | F5 | Commercial | WA - Health | New | Space Heating | Natural Gas | Ducting - Repair and Sealing | A | Incremental Summer Peak Savings (MW) | Technical Potential | 0 | 0 | 0 | 0 | 0 | 0 | 0 | 0 | 0 | 0 | 0 | 0 | 0 | 0 | 0 | 0 | 0 | 0 | 0 | 0 | 0 | 0 | 0 | 0 | 0 | 0 | 0
F6_Commercial_WA - Health_New_Space Heating_Natural Gas_Ducting - Repair and Sealing_A_Technical Potential | F6 | Commercial | WA - Health | New | Space Heating | Natural Gas | Ducting - Repair and Sealing | A | Incremental Winter Peak Savings (MW) | Technical Potential | 0 | 0 | 0 | 0 | 0 | 0 | 0 | 0 | 0 | 0 | 0 | 0 | 0 | 0 | 0 | 0 | 0 | 0 | 0 | 0 | 0 | 0 | 0 | 0 | 0 | 0 | 0
F7_Commercial_WA - Health_New_Space Heating_Natural Gas_Ducting - Repair and Sealing_A_Technical Potential | F7 | Commercial | WA - Health | New | Space Heating | Natural Gas | Ducting - Repair and Sealing | A | Cumulative Energy Savings (MWh or mTherms) | Technical Potential | 0 | 0 | 0 | 0 | 0 | 0 | 0 | 0 | 0 | 0 | 0 | 0 | 0 | 0 | 0 | 0 | 0 | 0 | 0 | 0 | 0 | 0 | 0 | 0 | 0 | 0 | 0
F8_Commercial_WA - Health_New_Space Heating_Natural Gas_Ducting - Repair and Sealing_A_Technical Potential | F8 | Commercial | WA - Health | New | Space Heating | Natural Gas | Ducting - Repair and Sealing | A | Cumulative Summer Peak Savings (MW) | Technical Potential | 0 | 0 | 0 | 0 | 0 | 0 | 0 | 0 | 0 | 0 | 0 | 0 | 0 | 0 | 0 | 0 | 0 | 0 | 0 | 0 | 0 | 0 | 0 | 0 | 0 | 0 | 0
F9_Commercial_WA - Health_New_Space Heating_Natural Gas_Ducting - Repair and Sealing_A_Technical Potential | F9 | Commercial | WA - Health | New | Space Heating | Natural Gas | Ducting - Repair and Sealing | A | Cumulative Winter Peak Savings (MW) | Technical Potential | 0 | 0 | 0 | 0 | 0 | 0 | 0 | 0 | 0 | 0 | 0 | 0 | 0 | 0 | 0 | 0 | 0 | 0 | 0 | 0 | 0 | 0 | 0 | 0 | 0 | 0 | 0
F10_Commercial_WA - Health_New_Space Heating_Natural Gas_Ducting - Repair and Sealing_A_Technical Potential | F10 | Commercial | WA - Health | New | Space Heating | Natural Gas | Ducting - Repair and Sealing | A | Purchases (Incremental) | Technical Potential | 0 | 0 | 0 | 0 | 0 | 0 | 0 | 0 | 0 | 0 | 0 | 0 | 0 | 0 | 0 | 0 | 0 | 0 | 0 | 0 | 0 | 0 | 0 | 0 | 0 | 0 | 0
F11_Commercial_WA - Health_New_Space Heating_Natural Gas_Ducting - Repair and Sealing_A_Technical Potential | F11 | Commercial | WA - Health | New | Space Heating | Natural Gas | Ducting - Repair and Sealing | A | Purchases (Cumulative) | Technical Potential | 0 | 0 | 0 | 0 | 0 | 0 | 0 | 0 | 0 | 0 | 0 | 0 | 0 | 0 | 0 | 0 | 0 | 0 | 0 | 0 | 0 | 0 | 0 | 0 | 0 | 0 | 0
F1_Commercial_WA - Health_New_Space Heating_Natural Gas_Windows - High Efficiency Glazing_A_Technical Potential | F1 | Commercial | WA - Health | New | Space Heating | Natural Gas | Windows - High Efficiency Glazing | A | Integrated Unit Energy Savings (kWh or therms) | Technical Potential | 0 | 0 | 0 | 0 | 0 | 0 | 0 | 0 | 0 | 0 | 0 | 0 | 0 | 0 | 0 | 0 | 0 | 0 | 0 | 0 | 0 | 0 | 0 | 0 | 0 | 0 | 0
F2_Commercial_WA - Health_New_Space Heating_Natural Gas_Windows - High Efficiency Glazing_A_Technical Potential | F2 | Commercial | WA - Health | New | Space Heating | Natural Gas | Windows - High Efficiency Glazing | A | Integrated Unit Summer Peak Savings (kW) | Technical Potential | 0 | 0 | 0 | 0 | 0 | 0 | 0 | 0 | 0 | 0 | 0 | 0 | 0 | 0 | 0 | 0 | 0 | 0 | 0 | 0 | 0 | 0 | 0 | 0 | 0 | 0 | 0
F3_Commercial_WA - Health_New_Space Heating_Natural Gas_Windows - High Efficiency Glazing_A_Technical Potential | F3 | Commercial | WA - Health | New | Space Heating | Natural Gas | Windows - High Efficiency Glazing | A | Integrated Unit Winter Peak Savings (kW) | Technical Potential | 0 | 0 | 0 | 0 | 0 | 0 | 0 | 0 | 0 | 0 | 0 | 0 | 0 | 0 | 0 | 0 | 0 | 0 | 0 | 0 | 0 | 0 | 0 | 0 | 0 | 0 | 0
F4_Commercial_WA - Health_New_Space Heating_Natural Gas_Windows - High Efficiency Glazing_A_Technical Potential | F4 | Commercial | WA - Health | New | Space Heating | Natural Gas | Windows - High Efficiency Glazing | A | Incremental Energy Savings (MWh or mTherms) | Technical Potential | 0 | 0 | 0 | 0 | 0 | 0 | 0 | 0 | 0 | 0 | 0 | 0 | 0 | 0 | 0 | 0 | 0 | 0 | 0 | 0 | 0 | 0 | 0 | 0 | 0 | 0 | 0
F5_Commercial_WA - Health_New_Space Heating_Natural Gas_Windows - High Efficiency Glazing_A_Technical Potential | F5 | Commercial | WA - Health | New | Space Heating | Natural Gas | Windows - High Efficiency Glazing | A | Incremental Summer Peak Savings (MW) | Technical Potential | 0 | 0 | 0 | 0 | 0 | 0 | 0 | 0 | 0 | 0 | 0 | 0 | 0 | 0 | 0 | 0 | 0 | 0 | 0 | 0 | 0 | 0 | 0 | 0 | 0 | 0 | 0
F6_Commercial_WA - Health_New_Space Heating_Natural Gas_Windows - High Efficiency Glazing_A_Technical Potential | F6 | Commercial | WA - Health | New | Space Heating | Natural Gas | Windows - High Efficiency Glazing | A | Incremental Winter Peak Savings (MW) | Technical Potential | 0 | 0 | 0 | 0 | 0 | 0 | 0 | 0 | 0 | 0 | 0 | 0 | 0 | 0 | 0 | 0 | 0 | 0 | 0 | 0 | 0 | 0 | 0 | 0 | 0 | 0 | 0
F7_Commercial_WA - Health_New_Space Heating_Natural Gas_Windows - High Efficiency Glazing_A_Technical Potential | F7 | Commercial | WA - Health | New | Space Heating | Natural Gas | Windows - High Efficiency Glazing | A | Cumulative Energy Savings (MWh or mTherms) | Technical Potential | 0 | 0 | 0 | 0 | 0 | 0 | 0 | 0 | 0 | 0 | 0 | 0 | 0 | 0 | 0 | 0 | 0 | 0 | 0 | 0 | 0 | 0 | 0 | 0 | 0 | 0 | 0
F8_Commercial_WA - Health_New_Space Heating_Natural Gas_Windows - High Efficiency Glazing_A_Technical Potential | F8 | Commercial | WA - Health | New | Space Heating | Natural Gas | Windows - High Efficiency Glazing | A | Cumulative Summer Peak Savings (MW) | Technical Potential | 0 | 0 | 0 | 0 | 0 | 0 | 0 | 0 | 0 | 0 | 0 | 0 | 0 | 0 | 0 | 0 | 0 | 0 | 0 | 0 | 0 | 0 | 0 | 0 | 0 | 0 | 0
F9_Commercial_WA - Health_New_Space Heating_Natural Gas_Windows - High Efficiency Glazing_A_Technical Potential | F9 | Commercial | WA - Health | New | Space Heating | Natural Gas | Windows - High Efficiency Glazing | A | Cumulative Winter Peak Savings (MW) | Technical Potential | 0 | 0 | 0 | 0 | 0 | 0 | 0 | 0 | 0 | 0 | 0 | 0 | 0 | 0 | 0 | 0 | 0 | 0 | 0 | 0 | 0 | 0 | 0 | 0 | 0 | 0 | 0
F10_Commercial_WA - Health_New_Space Heating_Natural Gas_Windows - High Efficiency Glazing_A_Technical Potential | F10 | Commercial | WA - Health | New | Space Heating | Natural Gas | Windows - High Efficiency Glazing | A | Purchases (Incremental) | Technical Potential | 0 | 0 | 0 | 0 | 0 | 0 | 0 | 0 | 0 | 0 | 0 | 0 | 0 | 0 | 0 | 0 | 0 | 0 | 0 | 0 | 0 | 0 | 0 | 0 | 0 | 0 | 0
F11_Commercial_WA - Health_New_Space Heating_Natural Gas_Windows - High Efficiency Glazing_A_Technical Potential | F11 | Commercial | WA - Health | New | Space Heating | Natural Gas | Windows - High Efficiency Glazing | A | Purchases (Cumulative) | Technical Potential | 0 | 0 | 0 | 0 | 0 | 0 | 0 | 0 | 0 | 0 | 0 | 0 | 0 | 0 | 0 | 0 | 0 | 0 | 0 | 0 | 0 | 0 | 0 | 0 | 0 | 0 | 0
F1_Commercial_WA - Health_New_Space Heating_Natural Gas_Windows - Secondary Glazing Systems_A_Technical Potential | F1 | Commercial | WA - Health | New | Space Heating | Natural Gas | Windows - Secondary Glazing Systems | A | Integrated Unit Energy Savings (kWh or therms) | Technical Potential | 0 | 0 | 0 | 0 | 0 | 0 | 0 | 0 | 0 | 0 | 0 | 0 | 0 | 0 | 0 | 0 | 0 | 0 | 0 | 0 | 0 | 0 | 0 | 0 | 0 | 0 | 0
F2_Commercial_WA - Health_New_Space Heating_Natural Gas_Windows - Secondary Glazing Systems_A_Technical Potential | F2 | Commercial | WA - Health | New | Space Heating | Natural Gas | Windows - Secondary Glazing Systems | A | Integrated Unit Summer Peak Savings (kW) | Technical Potential | 0 | 0 | 0 | 0 | 0 | 0 | 0 | 0 | 0 | 0 | 0 | 0 | 0 | 0 | 0 | 0 | 0 | 0 | 0 | 0 | 0 | 0 | 0 | 0 | 0 | 0 | 0
F3_Commercial_WA - Health_New_Space Heating_Natural Gas_Windows - Secondary Glazing Systems_A_Technical Potential | F3 | Commercial | WA - Health | New | Space Heating | Natural Gas | Windows - Secondary Glazing Systems | A | Integrated Unit Winter Peak Savings (kW) | Technical Potential | 0 | 0 | 0 | 0 | 0 | 0 | 0 | 0 | 0 | 0 | 0 | 0 | 0 | 0 | 0 | 0 | 0 | 0 | 0 | 0 | 0 | 0 | 0 | 0 | 0 | 0 | 0
F4_Commercial_WA - Health_New_Space Heating_Natural Gas_Windows - Secondary Glazing Systems_A_Technical Potential | F4 | Commercial | WA - Health | New | Space Heating | Natural Gas | Windows - Secondary Glazing Systems | A | Incremental Energy Savings (MWh or mTherms) | Technical Potential | 0 | 0 | 0 | 0 | 0 | 0 | 0 | 0 | 0 | 0 | 0 | 0 | 0 | 0 | 0 | 0 | 0 | 0 | 0 | 0 | 0 | 0 | 0 | 0 | 0 | 0 | 0
F5_Commercial_WA - Health_New_Space Heating_Natural Gas_Windows - Secondary Glazing Systems_A_Technical Potential | F5 | Commercial | WA - Health | New | Space Heating | Natural Gas | Windows - Secondary Glazing Systems | A | Incremental Summer Peak Savings (MW) | Technical Potential | 0 | 0 | 0 | 0 | 0 | 0 | 0 | 0 | 0 | 0 | 0 | 0 | 0 | 0 | 0 | 0 | 0 | 0 | 0 | 0 | 0 | 0 | 0 | 0 | 0 | 0 | 0
F6_Commercial_WA - Health_New_Space Heating_Natural Gas_Windows - Secondary Glazing Systems_A_Technical Potential | F6 | Commercial | WA - Health | New | Space Heating | Natural Gas | Windows - Secondary Glazing Systems | A | Incremental Winter Peak Savings (MW) | Technical Potential | 0 | 0 | 0 | 0 | 0 | 0 | 0 | 0 | 0 | 0 | 0 | 0 | 0 | 0 | 0 | 0 | 0 | 0 | 0 | 0 | 0 | 0 | 0 | 0 | 0 | 0 | 0
F7_Commercial_WA - Health_New_Space Heating_Natural Gas_Windows - Secondary Glazing Systems_A_Technical Potential | F7 | Commercial | WA - Health | New | Space Heating | Natural Gas | Windows - Secondary Glazing Systems | A | Cumulative Energy Savings (MWh or mTherms) | Technical Potential | 0 | 0 | 0 | 0 | 0 | 0 | 0 | 0 | 0 | 0 | 0 | 0 | 0 | 0 | 0 | 0 | 0 | 0 | 0 | 0 | 0 | 0 | 0 | 0 | 0 | 0 | 0
F8_Commercial_WA - Health_New_Space Heating_Natural Gas_Windows - Secondary Glazing Systems_A_Technical Potential | F8 | Commercial | WA - Health | New | Space Heating | Natural Gas | Windows - Secondary Glazing Systems | A | Cumulative Summer Peak Savings (MW) | Technical Potential | 0 | 0 | 0 | 0 | 0 | 0 | 0 | 0 | 0 | 0 | 0 | 0 | 0 | 0 | 0 | 0 | 0 | 0 | 0 | 0 | 0 | 0 | 0 | 0 | 0 | 0 | 0
F9_Commercial_WA - Health_New_Space Heating_Natural Gas_Windows - Secondary Glazing Systems_A_Technical Potential | F9 | Commercial | WA - Health | New | Space Heating | Natural Gas | Windows - Secondary Glazing Systems | A | Cumulative Winter Peak Savings (MW) | Technical Potential | 0 | 0 | 0 | 0 | 0 | 0 | 0 | 0 | 0 | 0 | 0 | 0 | 0 | 0 | 0 | 0 | 0 | 0 | 0 | 0 | 0 | 0 | 0 | 0 | 0 | 0 | 0
F10_Commercial_WA - Health_New_Space Heating_Natural Gas_Windows - Secondary Glazing Systems_A_Technical Potential | F10 | Commercial | WA - Health | New | Space Heating | Natural Gas | Windows - Secondary Glazing Systems | A | Purchases (Incremental) | Technical Potential | 0 | 0 | 0 | 0 | 0 | 0 | 0 | 0 | 0 | 0 | 0 | 0 | 0 | 0 | 0 | 0 | 0 | 0 | 0 | 0 | 0 | 0 | 0 | 0 | 0 | 0 | 0
F11_Commercial_WA - Health_New_Space Heating_Natural Gas_Windows - Secondary Glazing Systems_A_Technical Potential | F11 | Commercial | WA - Health | New | Space Heating | Natural Gas | Windows - Secondary Glazing Systems | A | Purchases (Cumulative) | Technical Potential | 0 | 0 | 0 | 0 | 0 | 0 | 0 | 0 | 0 | 0 | 0 | 0 | 0 | 0 | 0 | 0 | 0 | 0 | 0 | 0 | 0 | 0 | 0 | 0 | 0 | 0 | 0
F1_Commercial_WA - Health_New_Space Heating_Natural Gas_HVAC - Energy Recovery Ventilator_A_Technical Potential | F1 | Commercial | WA - Health | New | Space Heating | Natural Gas | HVAC - Energy Recovery Ventilator | A | Integrated Unit Energy Savings (kWh or therms) | Technical Potential | 0 | 0 | 0 | 0 | 0 | 0 | 0 | 0 | 0 | 0 | 0 | 0 | 0 | 0 | 0 | 0 | 0 | 0 | 0 | 0 | 0 | 0 | 0 | 0 | 0 | 0 | 0
F2_Commercial_WA - Health_New_Space Heating_Natural Gas_HVAC - Energy Recovery Ventilator_A_Technical Potential | F2 | Commercial | WA - Health | New | Space Heating | Natural Gas | HVAC - Energy Recovery Ventilator | A | Integrated Unit Summer Peak Savings (kW) | Technical Potential | 0 | 0 | 0 | 0 | 0 | 0 | 0 | 0 | 0 | 0 | 0 | 0 | 0 | 0 | 0 | 0 | 0 | 0 | 0 | 0 | 0 | 0 | 0 | 0 | 0 | 0 | 0
F3_Commercial_WA - Health_New_Space Heating_Natural Gas_HVAC - Energy Recovery Ventilator_A_Technical Potential | F3 | Commercial | WA - Health | New | Space Heating | Natural Gas | HVAC - Energy Recovery Ventilator | A | Integrated Unit Winter Peak Savings (kW) | Technical Potential | 0 | 0 | 0 | 0 | 0 | 0 | 0 | 0 | 0 | 0 | 0 | 0 | 0 | 0 | 0 | 0 | 0 | 0 | 0 | 0 | 0 | 0 | 0 | 0 | 0 | 0 | 0
F4_Commercial_WA - Health_New_Space Heating_Natural Gas_HVAC - Energy Recovery Ventilator_A_Technical Potential | F4 | Commercial | WA - Health | New | Space Heating | Natural Gas | HVAC - Energy Recovery Ventilator | A | Incremental Energy Savings (MWh or mTherms) | Technical Potential | 0 | 0 | 0 | 0 | 0 | 0 | 0 | 0 | 0 | 0 | 0 | 0 | 0 | 0 | 0 | 0 | 0 | 0 | 0 | 0 | 0 | 0 | 0 | 0 | 0 | 0 | 0
F5_Commercial_WA - Health_New_Space Heating_Natural Gas_HVAC - Energy Recovery Ventilator_A_Technical Potential | F5 | Commercial | WA - Health | New | Space Heating | Natural Gas | HVAC - Energy Recovery Ventilator | A | Incremental Summer Peak Savings (MW) | Technical Potential | 0 | 0 | 0 | 0 | 0 | 0 | 0 | 0 | 0 | 0 | 0 | 0 | 0 | 0 | 0 | 0 | 0 | 0 | 0 | 0 | 0 | 0 | 0 | 0 | 0 | 0 | 0
F6_Commercial_WA - Health_New_Space Heating_Natural Gas_HVAC - Energy Recovery Ventilator_A_Technical Potential | F6 | Commercial | WA - Health | New | Space Heating | Natural Gas | HVAC - Energy Recovery Ventilator | A | Incremental Winter Peak Savings (MW) | Technical Potential | 0 | 0 | 0 | 0 | 0 | 0 | 0 | 0 | 0 | 0 | 0 | 0 | 0 | 0 | 0 | 0 | 0 | 0 | 0 | 0 | 0 | 0 | 0 | 0 | 0 | 0 | 0
F7_Commercial_WA - Health_New_Space Heating_Natural Gas_HVAC - Energy Recovery Ventilator_A_Technical Potential | F7 | Commercial | WA - Health | New | Space Heating | Natural Gas | HVAC - Energy Recovery Ventilator | A | Cumulative Energy Savings (MWh or mTherms) | Technical Potential | 0 | 0 | 0 | 0 | 0 | 0 | 0 | 0 | 0 | 0 | 0 | 0 | 0 | 0 | 0 | 0 | 0 | 0 | 0 | 0 | 0 | 0 | 0 | 0 | 0 | 0 | 0
F8_Commercial_WA - Health_New_Space Heating_Natural Gas_HVAC - Energy Recovery Ventilator_A_Technical Potential | F8 | Commercial | WA - Health | New | Space Heating | Natural Gas | HVAC - Energy Recovery Ventilator | A | Cumulative Summer Peak Savings (MW) | Technical Potential | 0 | 0 | 0 | 0 | 0 | 0 | 0 | 0 | 0 | 0 | 0 | 0 | 0 | 0 | 0 | 0 | 0 | 0 | 0 | 0 | 0 | 0 | 0 | 0 | 0 | 0 | 0
F9_Commercial_WA - Health_New_Space Heating_Natural Gas_HVAC - Energy Recovery Ventilator_A_Technical Potential | F9 | Commercial | WA - Health | New | Space Heating | Natural Gas | HVAC - Energy Recovery Ventilator | A | Cumulative Winter Peak Savings (MW) | Technical Potential | 0 | 0 | 0 | 0 | 0 | 0 | 0 | 0 | 0 | 0 | 0 | 0 | 0 | 0 | 0 | 0 | 0 | 0 | 0 | 0 | 0 | 0 | 0 | 0 | 0 | 0 | 0
F10_Commercial_WA - Health_New_Space Heating_Natural Gas_HVAC - Energy Recovery Ventilator_A_Technical Potential | F10 | Commercial | WA - Health | New | Space Heating | Natural Gas | HVAC - Energy Recovery Ventilator | A | Purchases (Incremental) | Technical Potential | 0 | 0 | 0 | 0 | 0 | 0 | 0 | 0 | 0 | 0 | 0 | 0 | 0 | 0 | 0 | 0 | 0 | 0 | 0 | 0 | 0 | 0 | 0 | 0 | 0 | 0 | 0
F11_Commercial_WA - Health_New_Space Heating_Natural Gas_HVAC - Energy Recovery Ventilator_A_Technical Potential | F11 | Commercial | WA - Health | New | Space Heating | Natural Gas | HVAC - Energy Recovery Ventilator | A | Purchases (Cumulative) | Technical Potential | 0 | 0 | 0 | 0 | 0 | 0 | 0 | 0 | 0 | 0 | 0 | 0 | 0 | 0 | 0 | 0 | 0 | 0 | 0 | 0 | 0 | 0 | 0 | 0 | 0 | 0 | 0
F1_Commercial_WA - Health_New_Space Heating_Natural Gas_Building Shell - Air Sealing (Infiltration Control)_A_Technical Potential | F1 | Commercial | WA - Health | New | Space Heating | Natural Gas | Building Shell - Air Sealing (Infiltration Control) | A | Integrated Unit Energy Savings (kWh or therms) | Technical Potential | 0 | 0 | 0 | 0 | 0 | 0 | 0 | 0 | 0 | 0 | 0 | 0 | 0 | 0 | 0 | 0 | 0 | 0 | 0 | 0 | 0 | 0 | 0 | 0 | 0 | 0 | 0
F2_Commercial_WA - Health_New_Space Heating_Natural Gas_Building Shell - Air Sealing (Infiltration Control)_A_Technical Potential | F2 | Commercial | WA - Health | New | Space Heating | Natural Gas | Building Shell - Air Sealing (Infiltration Control) | A | Integrated Unit Summer Peak Savings (kW) | Technical Potential | 0 | 0 | 0 | 0 | 0 | 0 | 0 | 0 | 0 | 0 | 0 | 0 | 0 | 0 | 0 | 0 | 0 | 0 | 0 | 0 | 0 | 0 | 0 | 0 | 0 | 0 | 0
F3_Commercial_WA - Health_New_Space Heating_Natural Gas_Building Shell - Air Sealing (Infiltration Control)_A_Technical Potential | F3 | Commercial | WA - Health | New | Space Heating | Natural Gas | Building Shell - Air Sealing (Infiltration Control) | A | Integrated Unit Winter Peak Savings (kW) | Technical Potential | 0 | 0 | 0 | 0 | 0 | 0 | 0 | 0 | 0 | 0 | 0 | 0 | 0 | 0 | 0 | 0 | 0 | 0 | 0 | 0 | 0 | 0 | 0 | 0 | 0 | 0 | 0
F4_Commercial_WA - Health_New_Space Heating_Natural Gas_Building Shell - Air Sealing (Infiltration Control)_A_Technical Potential | F4 | Commercial | WA - Health | New | Space Heating | Natural Gas | Building Shell - Air Sealing (Infiltration Control) | A | Incremental Energy Savings (MWh or mTherms) | Technical Potential | 0 | 0 | 0 | 0 | 0 | 0 | 0 | 0 | 0 | 0 | 0 | 0 | 0 | 0 | 0 | 0 | 0 | 0 | 0 | 0 | 0 | 0 | 0 | 0 | 0 | 0 | 0
F5_Commercial_WA - Health_New_Space Heating_Natural Gas_Building Shell - Air Sealing (Infiltration Control)_A_Technical Potential | F5 | Commercial | WA - Health | New | Space Heating | Natural Gas | Building Shell - Air Sealing (Infiltration Control) | A | Incremental Summer Peak Savings (MW) | Technical Potential | 0 | 0 | 0 | 0 | 0 | 0 | 0 | 0 | 0 | 0 | 0 | 0 | 0 | 0 | 0 | 0 | 0 | 0 | 0 | 0 | 0 | 0 | 0 | 0 | 0 | 0 | 0
F6_Commercial_WA - Health_New_Space Heating_Natural Gas_Building Shell - Air Sealing (Infiltration Control)_A_Technical Potential | F6 | Commercial | WA - Health | New | Space Heating | Natural Gas | Building Shell - Air Sealing (Infiltration Control) | A | Incremental Winter Peak Savings (MW) | Technical Potential | 0 | 0 | 0 | 0 | 0 | 0 | 0 | 0 | 0 | 0 | 0 | 0 | 0 | 0 | 0 | 0 | 0 | 0 | 0 | 0 | 0 | 0 | 0 | 0 | 0 | 0 | 0
F7_Commercial_WA - Health_New_Space Heating_Natural Gas_Building Shell - Air Sealing (Infiltration Control)_A_Technical Potential | F7 | Commercial | WA - Health | New | Space Heating | Natural Gas | Building Shell - Air Sealing (Infiltration Control) | A | Cumulative Energy Savings (MWh or mTherms) | Technical Potential | 0 | 0 | 0 | 0 | 0 | 0 | 0 | 0 | 0 | 0 | 0 | 0 | 0 | 0 | 0 | 0 | 0 | 0 | 0 | 0 | 0 | 0 | 0 | 0 | 0 | 0 | 0
F8_Commercial_WA - Health_New_Space Heating_Natural Gas_Building Shell - Air Sealing (Infiltration Control)_A_Technical Potential | F8 | Commercial | WA - Health | New | Space Heating | Natural Gas | Building Shell - Air Sealing (Infiltration Control) | A | Cumulative Summer Peak Savings (MW) | Technical Potential | 0 | 0 | 0 | 0 | 0 | 0 | 0 | 0 | 0 | 0 | 0 | 0 | 0 | 0 | 0 | 0 | 0 | 0 | 0 | 0 | 0 | 0 | 0 | 0 | 0 | 0 | 0
F9_Commercial_WA - Health_New_Space Heating_Natural Gas_Building Shell - Air Sealing (Infiltration Control)_A_Technical Potential | F9 | Commercial | WA - Health | New | Space Heating | Natural Gas | Building Shell - Air Sealing (Infiltration Control) | A | Cumulative Winter Peak Savings (MW) | Technical Potential | 0 | 0 | 0 | 0 | 0 | 0 | 0 | 0 | 0 | 0 | 0 | 0 | 0 | 0 | 0 | 0 | 0 | 0 | 0 | 0 | 0 | 0 | 0 | 0 | 0 | 0 | 0
F10_Commercial_WA - Health_New_Space Heating_Natural Gas_Building Shell - Air Sealing (Infiltration Control)_A_Technical Potential | F10 | Commercial | WA - Health | New | Space Heating | Natural Gas | Building Shell - Air Sealing (Infiltration Control) | A | Purchases (Incremental) | Technical Potential | 0 | 0 | 0 | 0 | 0 | 0 | 0 | 0 | 0 | 0 | 0 | 0 | 0 | 0 | 0 | 0 | 0 | 0 | 0 | 0 | 0 | 0 | 0 | 0 | 0 | 0 | 0
F11_Commercial_WA - Health_New_Space Heating_Natural Gas_Building Shell - Air Sealing (Infiltration Control)_A_Technical Potential | F11 | Commercial | WA - Health | New | Space Heating | Natural Gas | Building Shell - Air Sealing (Infiltration Control) | A | Purchases (Cumulative) | Technical Potential | 0 | 0 | 0 | 0 | 0 | 0 | 0 | 0 | 0 | 0 | 0 | 0 | 0 | 0 | 0 | 0 | 0 | 0 | 0 | 0 | 0 | 0 | 0 | 0 | 0 | 0 | 0
F1_Commercial_WA - Health_New_Space Heating_Natural Gas_Ventilation - Demand Controlled_A_Technical Potential | F1 | Commercial | WA - Health | New | Space Heating | Natural Gas | Ventilation - Demand Controlled | A | Integrated Unit Energy Savings (kWh or therms) | Technical Potential | 0 | 0 | 0 | 0 | 0 | 0 | 0 | 0 | 0 | 0 | 0 | 0 | 0 | 0 | 0 | 0 | 0 | 0 | 0 | 0 | 0 | 0 | 0 | 0 | 0 | 0 | 0
F2_Commercial_WA - Health_New_Space Heating_Natural Gas_Ventilation - Demand Controlled_A_Technical Potential | F2 | Commercial | WA - Health | New | Space Heating | Natural Gas | Ventilation - Demand Controlled | A | Integrated Unit Summer Peak Savings (kW) | Technical Potential | 0 | 0 | 0 | 0 | 0 | 0 | 0 | 0 | 0 | 0 | 0 | 0 | 0 | 0 | 0 | 0 | 0 | 0 | 0 | 0 | 0 | 0 | 0 | 0 | 0 | 0 | 0
F3_Commercial_WA - Health_New_Space Heating_Natural Gas_Ventilation - Demand Controlled_A_Technical Potential | F3 | Commercial | WA - Health | New | Space Heating | Natural Gas | Ventilation - Demand Controlled | A | Integrated Unit Winter Peak Savings (kW) | Technical Potential | 0 | 0 | 0 | 0 | 0 | 0 | 0 | 0 | 0 | 0 | 0 | 0 | 0 | 0 | 0 | 0 | 0 | 0 | 0 | 0 | 0 | 0 | 0 | 0 | 0 | 0 | 0
F4_Commercial_WA - Health_New_Space Heating_Natural Gas_Ventilation - Demand Controlled_A_Technical Potential | F4 | Commercial | WA - Health | New | Space Heating | Natural Gas | Ventilation - Demand Controlled | A | Incremental Energy Savings (MWh or mTherms) | Technical Potential | 0 | 0 | 0 | 0 | 0 | 0 | 0 | 0 | 0 | 0 | 0 | 0 | 0 | 0 | 0 | 0 | 0 | 0 | 0 | 0 | 0 | 0 | 0 | 0 | 0 | 0 | 0
F5_Commercial_WA - Health_New_Space Heating_Natural Gas_Ventilation - Demand Controlled_A_Technical Potential | F5 | Commercial | WA - Health | New | Space Heating | Natural Gas | Ventilation - Demand Controlled | A | Incremental Summer Peak Savings (MW) | Technical Potential | 0 | 0 | 0 | 0 | 0 | 0 | 0 | 0 | 0 | 0 | 0 | 0 | 0 | 0 | 0 | 0 | 0 | 0 | 0 | 0 | 0 | 0 | 0 | 0 | 0 | 0 | 0
F6_Commercial_WA - Health_New_Space Heating_Natural Gas_Ventilation - Demand Controlled_A_Technical Potential | F6 | Commercial | WA - Health | New | Space Heating | Natural Gas | Ventilation - Demand Controlled | A | Incremental Winter Peak Savings (MW) | Technical Potential | 0 | 0 | 0 | 0 | 0 | 0 | 0 | 0 | 0 | 0 | 0 | 0 | 0 | 0 | 0 | 0 | 0 | 0 | 0 | 0 | 0 | 0 | 0 | 0 | 0 | 0 | 0
F7_Commercial_WA - Health_New_Space Heating_Natural Gas_Ventilation - Demand Controlled_A_Technical Potential | F7 | Commercial | WA - Health | New | Space Heating | Natural Gas | Ventilation - Demand Controlled | A | Cumulative Energy Savings (MWh or mTherms) | Technical Potential | 0 | 0 | 0 | 0 | 0 | 0 | 0 | 0 | 0 | 0 | 0 | 0 | 0 | 0 | 0 | 0 | 0 | 0 | 0 | 0 | 0 | 0 | 0 | 0 | 0 | 0 | 0
F8_Commercial_WA - Health_New_Space Heating_Natural Gas_Ventilation - Demand Controlled_A_Technical Potential | F8 | Commercial | WA - Health | New | Space Heating | Natural Gas | Ventilation - Demand Controlled | A | Cumulative Summer Peak Savings (MW) | Technical Potential | 0 | 0 | 0 | 0 | 0 | 0 | 0 | 0 | 0 | 0 | 0 | 0 | 0 | 0 | 0 | 0 | 0 | 0 | 0 | 0 | 0 | 0 | 0 | 0 | 0 | 0 | 0
F9_Commercial_WA - Health_New_Space Heating_Natural Gas_Ventilation - Demand Controlled_A_Technical Potential | F9 | Commercial | WA - Health | New | Space Heating | Natural Gas | Ventilation - Demand Controlled | A | Cumulative Winter Peak Savings (MW) | Technical Potential | 0 | 0 | 0 | 0 | 0 | 0 | 0 | 0 | 0 | 0 | 0 | 0 | 0 | 0 | 0 | 0 | 0 | 0 | 0 | 0 | 0 | 0 | 0 | 0 | 0 | 0 | 0
F10_Commercial_WA - Health_New_Space Heating_Natural Gas_Ventilation - Demand Controlled_A_Technical Potential | F10 | Commercial | WA - Health | New | Space Heating | Natural Gas | Ventilation - Demand Controlled | A | Purchases (Incremental) | Technical Potential | 0 | 0 | 0 | 0 | 0 | 0 | 0 | 0 | 0 | 0 | 0 | 0 | 0 | 0 | 0 | 0 | 0 | 0 | 0 | 0 | 0 | 0 | 0 | 0 | 0 | 0 | 0
F11_Commercial_WA - Health_New_Space Heating_Natural Gas_Ventilation - Demand Controlled_A_Technical Potential | F11 | Commercial | WA - Health | New | Space Heating | Natural Gas | Ventilation - Demand Controlled | A | Purchases (Cumulative) | Technical Potential | 0 | 0 | 0 | 0 | 0 | 0 | 0 | 0 | 0 | 0 | 0 | 0 | 0 | 0 | 0 | 0 | 0 | 0 | 0 | 0 | 0 | 0 | 0 | 0 | 0 | 0 | 0
F1_Commercial_WA - Health_New_Space Heating_Natural Gas_HVAC - Dedicated Outdoor Air System (DOAS)_A_Technical Potential | F1 | Commercial | WA - Health | New | Space Heating | Natural Gas | HVAC - Dedicated Outdoor Air System (DOAS) | A | Integrated Unit Energy Savings (kWh or therms) | Technical Potential | 0 | 0 | 0 | 0 | 0 | 0 | 0 | 0 | 0 | 0 | 0 | 0 | 0 | 0 | 0 | 0 | 0 | 0 | 0 | 0 | 0 | 0 | 0 | 0 | 0 | 0 | 0
F2_Commercial_WA - Health_New_Space Heating_Natural Gas_HVAC - Dedicated Outdoor Air System (DOAS)_A_Technical Potential | F2 | Commercial | WA - Health | New | Space Heating | Natural Gas | HVAC - Dedicated Outdoor Air System (DOAS) | A | Integrated Unit Summer Peak Savings (kW) | Technical Potential | 0 | 0 | 0 | 0 | 0 | 0 | 0 | 0 | 0 | 0 | 0 | 0 | 0 | 0 | 0 | 0 | 0 | 0 | 0 | 0 | 0 | 0 | 0 | 0 | 0 | 0 | 0
F3_Commercial_WA - Health_New_Space Heating_Natural Gas_HVAC - Dedicated Outdoor Air System (DOAS)_A_Technical Potential | F3 | Commercial | WA - Health | New | Space Heating | Natural Gas | HVAC - Dedicated Outdoor Air System (DOAS) | A | Integrated Unit Winter Peak Savings (kW) | Technical Potential | 0 | 0 | 0 | 0 | 0 | 0 | 0 | 0 | 0 | 0 | 0 | 0 | 0 | 0 | 0 | 0 | 0 | 0 | 0 | 0 | 0 | 0 | 0 | 0 | 0 | 0 | 0
F4_Commercial_WA - Health_New_Space Heating_Natural Gas_HVAC - Dedicated Outdoor Air System (DOAS)_A_Technical Potential | F4 | Commercial | WA - Health | New | Space Heating | Natural Gas | HVAC - Dedicated Outdoor Air System (DOAS) | A | Incremental Energy Savings (MWh or mTherms) | Technical Potential | 0 | 0 | 0 | 0 | 0 | 0 | 0 | 0 | 0 | 0 | 0 | 0 | 0 | 0 | 0 | 0 | 0 | 0 | 0 | 0 | 0 | 0 | 0 | 0 | 0 | 0 | 0
F5_Commercial_WA - Health_New_Space Heating_Natural Gas_HVAC - Dedicated Outdoor Air System (DOAS)_A_Technical Potential | F5 | Commercial | WA - Health | New | Space Heating | Natural Gas | HVAC - Dedicated Outdoor Air System (DOAS) | A | Incremental Summer Peak Savings (MW) | Technical Potential | 0 | 0 | 0 | 0 | 0 | 0 | 0 | 0 | 0 | 0 | 0 | 0 | 0 | 0 | 0 | 0 | 0 | 0 | 0 | 0 | 0 | 0 | 0 | 0 | 0 | 0 | 0
F6_Commercial_WA - Health_New_Space Heating_Natural Gas_HVAC - Dedicated Outdoor Air System (DOAS)_A_Technical Potential | F6 | Commercial | WA - Health | New | Space Heating | Natural Gas | HVAC - Dedicated Outdoor Air System (DOAS) | A | Incremental Winter Peak Savings (MW) | Technical Potential | 0 | 0 | 0 | 0 | 0 | 0 | 0 | 0 | 0 | 0 | 0 | 0 | 0 | 0 | 0 | 0 | 0 | 0 | 0 | 0 | 0 | 0 | 0 | 0 | 0 | 0 | 0
F7_Commercial_WA - Health_New_Space Heating_Natural Gas_HVAC - Dedicated Outdoor Air System (DOAS)_A_Technical Potential | F7 | Commercial | WA - Health | New | Space Heating | Natural Gas | HVAC - Dedicated Outdoor Air System (DOAS) | A | Cumulative Energy Savings (MWh or mTherms) | Technical Potential | 0 | 0 | 0 | 0 | 0 | 0 | 0 | 0 | 0 | 0 | 0 | 0 | 0 | 0 | 0 | 0 | 0 | 0 | 0 | 0 | 0 | 0 | 0 | 0 | 0 | 0 | 0
F8_Commercial_WA - Health_New_Space Heating_Natural Gas_HVAC - Dedicated Outdoor Air System (DOAS)_A_Technical Potential | F8 | Commercial | WA - Health | New | Space Heating | Natural Gas | HVAC - Dedicated Outdoor Air System (DOAS) | A | Cumulative Summer Peak Savings (MW) | Technical Potential | 0 | 0 | 0 | 0 | 0 | 0 | 0 | 0 | 0 | 0 | 0 | 0 | 0 | 0 | 0 | 0 | 0 | 0 | 0 | 0 | 0 | 0 | 0 | 0 | 0 | 0 | 0
F9_Commercial_WA - Health_New_Space Heating_Natural Gas_HVAC - Dedicated Outdoor Air System (DOAS)_A_Technical Potential | F9 | Commercial | WA - Health | New | Space Heating | Natural Gas | HVAC - Dedicated Outdoor Air System (DOAS) | A | Cumulative Winter Peak Savings (MW) | Technical Potential | 0 | 0 | 0 | 0 | 0 | 0 | 0 | 0 | 0 | 0 | 0 | 0 | 0 | 0 | 0 | 0 | 0 | 0 | 0 | 0 | 0 | 0 | 0 | 0 | 0 | 0 | 0
F10_Commercial_WA - Health_New_Space Heating_Natural Gas_HVAC - Dedicated Outdoor Air System (DOAS)_A_Technical Potential | F10 | Commercial | WA - Health | New | Space Heating | Natural Gas | HVAC - Dedicated Outdoor Air System (DOAS) | A | Purchases (Incremental) | Technical Potential | 0 | 0 | 0 | 0 | 0 | 0 | 0 | 0 | 0 | 0 | 0 | 0 | 0 | 0 | 0 | 0 | 0 | 0 | 0 | 0 | 0 | 0 | 0 | 0 | 0 | 0 | 0
F11_Commercial_WA - Health_New_Space Heating_Natural Gas_HVAC - Dedicated Outdoor Air System (DOAS)_A_Technical Potential | F11 | Commercial | WA - Health | New | Space Heating | Natural Gas | HVAC - Dedicated Outdoor Air System (DOAS) | A | Purchases (Cumulative) | Technical Potential | 0 | 0 | 0 | 0 | 0 | 0 | 0 | 0 | 0 | 0 | 0 | 0 | 0 | 0 | 0 | 0 | 0 | 0 | 0 | 0 | 0 | 0 | 0 | 0 | 0 | 0 | 0
F1_Commercial_WA - Health_New_Space Heating_Natural Gas_Destratification Fans (HVLS)_A_Technical Potential | F1 | Commercial | WA - Health | New | Space Heating | Natural Gas | Destratification Fans (HVLS) | A | Integrated Unit Energy Savings (kWh or therms) | Technical Potential | 0 | 0 | 0 | 0 | 0 | 0 | 0 | 0 | 0 | 0 | 0 | 0 | 0 | 0 | 0 | 0 | 0 | 0 | 0 | 0 | 0 | 0 | 0 | 0 | 0 | 0 | 0
F2_Commercial_WA - Health_New_Space Heating_Natural Gas_Destratification Fans (HVLS)_A_Technical Potential | F2 | Commercial | WA - Health | New | Space Heating | Natural Gas | Destratification Fans (HVLS) | A | Integrated Unit Summer Peak Savings (kW) | Technical Potential | 0 | 0 | 0 | 0 | 0 | 0 | 0 | 0 | 0 | 0 | 0 | 0 | 0 | 0 | 0 | 0 | 0 | 0 | 0 | 0 | 0 | 0 | 0 | 0 | 0 | 0 | 0
F3_Commercial_WA - Health_New_Space Heating_Natural Gas_Destratification Fans (HVLS)_A_Technical Potential | F3 | Commercial | WA - Health | New | Space Heating | Natural Gas | Destratification Fans (HVLS) | A | Integrated Unit Winter Peak Savings (kW) | Technical Potential | 0 | 0 | 0 | 0 | 0 | 0 | 0 | 0 | 0 | 0 | 0 | 0 | 0 | 0 | 0 | 0 | 0 | 0 | 0 | 0 | 0 | 0 | 0 | 0 | 0 | 0 | 0
F4_Commercial_WA - Health_New_Space Heating_Natural Gas_Destratification Fans (HVLS)_A_Technical Potential | F4 | Commercial | WA - Health | New | Space Heating | Natural Gas | Destratification Fans (HVLS) | A | Incremental Energy Savings (MWh or mTherms) | Technical Potential | 0 | 0 | 0 | 0 | 0 | 0 | 0 | 0 | 0 | 0 | 0 | 0 | 0 | 0 | 0 | 0 | 0 | 0 | 0 | 0 | 0 | 0 | 0 | 0 | 0 | 0 | 0
F5_Commercial_WA - Health_New_Space Heating_Natural Gas_Destratification Fans (HVLS)_A_Technical Potential | F5 | Commercial | WA - Health | New | Space Heating | Natural Gas | Destratification Fans (HVLS) | A | Incremental Summer Peak Savings (MW) | Technical Potential | 0 | 0 | 0 | 0 | 0 | 0 | 0 | 0 | 0 | 0 | 0 | 0 | 0 | 0 | 0 | 0 | 0 | 0 | 0 | 0 | 0 | 0 | 0 | 0 | 0 | 0 | 0
F6_Commercial_WA - Health_New_Space Heating_Natural Gas_Destratification Fans (HVLS)_A_Technical Potential | F6 | Commercial | WA - Health | New | Space Heating | Natural Gas | Destratification Fans (HVLS) | A | Incremental Winter Peak Savings (MW) | Technical Potential | 0 | 0 | 0 | 0 | 0 | 0 | 0 | 0 | 0 | 0 | 0 | 0 | 0 | 0 | 0 | 0 | 0 | 0 | 0 | 0 | 0 | 0 | 0 | 0 | 0 | 0 | 0
F7_Commercial_WA - Health_New_Space Heating_Natural Gas_Destratification Fans (HVLS)_A_Technical Potential | F7 | Commercial | WA - Health | New | Space Heating | Natural Gas | Destratification Fans (HVLS) | A | Cumulative Energy Savings (MWh or mTherms) | Technical Potential | 0 | 0 | 0 | 0 | 0 | 0 | 0 | 0 | 0 | 0 | 0 | 0 | 0 | 0 | 0 | 0 | 0 | 0 | 0 | 0 | 0 | 0 | 0 | 0 | 0 | 0 | 0
F8_Commercial_WA - Health_New_Space Heating_Natural Gas_Destratification Fans (HVLS)_A_Technical Potential | F8 | Commercial | WA - Health | New | Space Heating | Natural Gas | Destratification Fans (HVLS) | A | Cumulative Summer Peak Savings (MW) | Technical Potential | 0 | 0 | 0 | 0 | 0 | 0 | 0 | 0 | 0 | 0 | 0 | 0 | 0 | 0 | 0 | 0 | 0 | 0 | 0 | 0 | 0 | 0 | 0 | 0 | 0 | 0 | 0
F9_Commercial_WA - Health_New_Space Heating_Natural Gas_Destratification Fans (HVLS)_A_Technical Potential | F9 | Commercial | WA - Health | New | Space Heating | Natural Gas | Destratification Fans (HVLS) | A | Cumulative Winter Peak Savings (MW) | Technical Potential | 0 | 0 | 0 | 0 | 0 | 0 | 0 | 0 | 0 | 0 | 0 | 0 | 0 | 0 | 0 | 0 | 0 | 0 | 0 | 0 | 0 | 0 | 0 | 0 | 0 | 0 | 0
F10_Commercial_WA - Health_New_Space Heating_Natural Gas_Destratification Fans (HVLS)_A_Technical Potential | F10 | Commercial | WA - Health | New | Space Heating | Natural Gas | Destratification Fans (HVLS) | A | Purchases (Incremental) | Technical Potential | 0 | 0 | 0 | 0 | 0 | 0 | 0 | 0 | 0 | 0 | 0 | 0 | 0 | 0 | 0 | 0 | 0 | 0 | 0 | 0 | 0 | 0 | 0 | 0 | 0 | 0 | 0
F11_Commercial_WA - Health_New_Space Heating_Natural Gas_Destratification Fans (HVLS)_A_Technical Potential | F11 | Commercial | WA - Health | New | Space Heating | Natural Gas | Destratification Fans (HVLS) | A | Purchases (Cumulative) | Technical Potential | 0 | 0 | 0 | 0 | 0 | 0 | 0 | 0 | 0 | 0 | 0 | 0 | 0 | 0 | 0 | 0 | 0 | 0 | 0 | 0 | 0 | 0 | 0 | 0 | 0 | 0 | 0
F1_Commercial_WA - Health_New_Space Heating_Natural Gas_Gas Boiler - Maintenance_A_Technical Potential | F1 | Commercial | WA - Health | New | Space Heating | Natural Gas | Gas Boiler - Maintenance | A | Integrated Unit Energy Savings (kWh or therms) | Technical Potential | 0 | 0 | 0 | 0 | 0 | 0 | 0 | 0 | 0 | 0 | 0 | 0 | 0 | 0 | 0 | 0 | 0 | 0 | 0 | 0 | 0 | 0 | 0 | 0 | 0 | 0 | 0
F2_Commercial_WA - Health_New_Space Heating_Natural Gas_Gas Boiler - Maintenance_A_Technical Potential | F2 | Commercial | WA - Health | New | Space Heating | Natural Gas | Gas Boiler - Maintenance | A | Integrated Unit Summer Peak Savings (kW) | Technical Potential | 0 | 0 | 0 | 0 | 0 | 0 | 0 | 0 | 0 | 0 | 0 | 0 | 0 | 0 | 0 | 0 | 0 | 0 | 0 | 0 | 0 | 0 | 0 | 0 | 0 | 0 | 0
F3_Commercial_WA - Health_New_Space Heating_Natural Gas_Gas Boiler - Maintenance_A_Technical Potential | F3 | Commercial | WA - Health | New | Space Heating | Natural Gas | Gas Boiler - Maintenance | A | Integrated Unit Winter Peak Savings (kW) | Technical Potential | 0 | 0 | 0 | 0 | 0 | 0 | 0 | 0 | 0 | 0 | 0 | 0 | 0 | 0 | 0 | 0 | 0 | 0 | 0 | 0 | 0 | 0 | 0 | 0 | 0 | 0 | 0
F4_Commercial_WA - Health_New_Space Heating_Natural Gas_Gas Boiler - Maintenance_A_Technical Potential | F4 | Commercial | WA - Health | New | Space Heating | Natural Gas | Gas Boiler - Maintenance | A | Incremental Energy Savings (MWh or mTherms) | Technical Potential | 0 | 0 | 0 | 0 | 0 | 0 | 0 | 0 | 0 | 0 | 0 | 0 | 0 | 0 | 0 | 0 | 0 | 0 | 0 | 0 | 0 | 0 | 0 | 0 | 0 | 0 | 0
F5_Commercial_WA - Health_New_Space Heating_Natural Gas_Gas Boiler - Maintenance_A_Technical Potential | F5 | Commercial | WA - Health | New | Space Heating | Natural Gas | Gas Boiler - Maintenance | A | Incremental Summer Peak Savings (MW) | Technical Potential | 0 | 0 | 0 | 0 | 0 | 0 | 0 | 0 | 0 | 0 | 0 | 0 | 0 | 0 | 0 | 0 | 0 | 0 | 0 | 0 | 0 | 0 | 0 | 0 | 0 | 0 | 0
F6_Commercial_WA - Health_New_Space Heating_Natural Gas_Gas Boiler - Maintenance_A_Technical Potential | F6 | Commercial | WA - Health | New | Space Heating | Natural Gas | Gas Boiler - Maintenance | A | Incremental Winter Peak Savings (MW) | Technical Potential | 0 | 0 | 0 | 0 | 0 | 0 | 0 | 0 | 0 | 0 | 0 | 0 | 0 | 0 | 0 | 0 | 0 | 0 | 0 | 0 | 0 | 0 | 0 | 0 | 0 | 0 | 0
F7_Commercial_WA - Health_New_Space Heating_Natural Gas_Gas Boiler - Maintenance_A_Technical Potential | F7 | Commercial | WA - Health | New | Space Heating | Natural Gas | Gas Boiler - Maintenance | A | Cumulative Energy Savings (MWh or mTherms) | Technical Potential | 0 | 0 | 0 | 0 | 0 | 0 | 0 | 0 | 0 | 0 | 0 | 0 | 0 | 0 | 0 | 0 | 0 | 0 | 0 | 0 | 0 | 0 | 0 | 0 | 0 | 0 | 0
F8_Commercial_WA - Health_New_Space Heating_Natural Gas_Gas Boiler - Maintenance_A_Technical Potential | F8 | Commercial | WA - Health | New | Space Heating | Natural Gas | Gas Boiler - Maintenance | A | Cumulative Summer Peak Savings (MW) | Technical Potential | 0 | 0 | 0 | 0 | 0 | 0 | 0 | 0 | 0 | 0 | 0 | 0 | 0 | 0 | 0 | 0 | 0 | 0 | 0 | 0 | 0 | 0 | 0 | 0 | 0 | 0 | 0
F9_Commercial_WA - Health_New_Space Heating_Natural Gas_Gas Boiler - Maintenance_A_Technical Potential | F9 | Commercial | WA - Health | New | Space Heating | Natural Gas | Gas Boiler - Maintenance | A | Cumulative Winter Peak Savings (MW) | Technical Potential | 0 | 0 | 0 | 0 | 0 | 0 | 0 | 0 | 0 | 0 | 0 | 0 | 0 | 0 | 0 | 0 | 0 | 0 | 0 | 0 | 0 | 0 | 0 | 0 | 0 | 0 | 0
F10_Commercial_WA - Health_New_Space Heating_Natural Gas_Gas Boiler - Maintenance_A_Technical Potential | F10 | Commercial | WA - Health | New | Space Heating | Natural Gas | Gas Boiler - Maintenance | A | Purchases (Incremental) | Technical Potential | 0 | 0 | 0 | 0 | 0 | 0 | 0 | 0 | 0 | 0 | 0 | 0 | 0 | 0 | 0 | 0 | 0 | 0 | 0 | 0 | 0 | 0 | 0 | 0 | 0 | 0 | 0
F11_Commercial_WA - Health_New_Space Heating_Natural Gas_Gas Boiler - Maintenance_A_Technical Potential | F11 | Commercial | WA - Health | New | Space Heating | Natural Gas | Gas Boiler - Maintenance | A | Purchases (Cumulative) | Technical Potential | 0 | 0 | 0 | 0 | 0 | 0 | 0 | 0 | 0 | 0 | 0 | 0 | 0 | 0 | 0 | 0 | 0 | 0 | 0 | 0 | 0 | 0 | 0 | 0 | 0 | 0 | 0
F1_Commercial_WA - Health_New_Space Heating_Natural Gas_Gas Furnace - Maintenance_A_Technical Potential | F1 | Commercial | WA - Health | New | Space Heating | Natural Gas | Gas Furnace - Maintenance | A | Integrated Unit Energy Savings (kWh or therms) | Technical Potential | 0 | 0 | 0 | 0 | 0 | 0 | 0 | 0 | 0 | 0 | 0 | 0 | 0 | 0 | 0 | 0 | 0 | 0 | 0 | 0 | 0 | 0 | 0 | 0 | 0 | 0 | 0
F2_Commercial_WA - Health_New_Space Heating_Natural Gas_Gas Furnace - Maintenance_A_Technical Potential | F2 | Commercial | WA - Health | New | Space Heating | Natural Gas | Gas Furnace - Maintenance | A | Integrated Unit Summer Peak Savings (kW) | Technical Potential | 0 | 0 | 0 | 0 | 0 | 0 | 0 | 0 | 0 | 0 | 0 | 0 | 0 | 0 | 0 | 0 | 0 | 0 | 0 | 0 | 0 | 0 | 0 | 0 | 0 | 0 | 0
F3_Commercial_WA - Health_New_Space Heating_Natural Gas_Gas Furnace - Maintenance_A_Technical Potential | F3 | Commercial | WA - Health | New | Space Heating | Natural Gas | Gas Furnace - Maintenance | A | Integrated Unit Winter Peak Savings (kW) | Technical Potential | 0 | 0 | 0 | 0 | 0 | 0 | 0 | 0 | 0 | 0 | 0 | 0 | 0 | 0 | 0 | 0 | 0 | 0 | 0 | 0 | 0 | 0 | 0 | 0 | 0 | 0 | 0
F4_Commercial_WA - Health_New_Space Heating_Natural Gas_Gas Furnace - Maintenance_A_Technical Potential | F4 | Commercial | WA - Health | New | Space Heating | Natural Gas | Gas Furnace - Maintenance | A | Incremental Energy Savings (MWh or mTherms) | Technical Potential | 0 | 0 | 0 | 0 | 0 | 0 | 0 | 0 | 0 | 0 | 0 | 0 | 0 | 0 | 0 | 0 | 0 | 0 | 0 | 0 | 0 | 0 | 0 | 0 | 0 | 0 | 0
F5_Commercial_WA - Health_New_Space Heating_Natural Gas_Gas Furnace - Maintenance_A_Technical Potential | F5 | Commercial | WA - Health | New | Space Heating | Natural Gas | Gas Furnace - Maintenance | A | Incremental Summer Peak Savings (MW) | Technical Potential | 0 | 0 | 0 | 0 | 0 | 0 | 0 | 0 | 0 | 0 | 0 | 0 | 0 | 0 | 0 | 0 | 0 | 0 | 0 | 0 | 0 | 0 | 0 | 0 | 0 | 0 | 0
F6_Commercial_WA - Health_New_Space Heating_Natural Gas_Gas Furnace - Maintenance_A_Technical Potential | F6 | Commercial | WA - Health | New | Space Heating | Natural Gas | Gas Furnace - Maintenance | A | Incremental Winter Peak Savings (MW) | Technical Potential | 0 | 0 | 0 | 0 | 0 | 0 | 0 | 0 | 0 | 0 | 0 | 0 | 0 | 0 | 0 | 0 | 0 | 0 | 0 | 0 | 0 | 0 | 0 | 0 | 0 | 0 | 0
F7_Commercial_WA - Health_New_Space Heating_Natural Gas_Gas Furnace - Maintenance_A_Technical Potential | F7 | Commercial | WA - Health | New | Space Heating | Natural Gas | Gas Furnace - Maintenance | A | Cumulative Energy Savings (MWh or mTherms) | Technical Potential | 0 | 0 | 0 | 0 | 0 | 0 | 0 | 0 | 0 | 0 | 0 | 0 | 0 | 0 | 0 | 0 | 0 | 0 | 0 | 0 | 0 | 0 | 0 | 0 | 0 | 0 | 0
F8_Commercial_WA - Health_New_Space Heating_Natural Gas_Gas Furnace - Maintenance_A_Technical Potential | F8 | Commercial | WA - Health | New | Space Heating | Natural Gas | Gas Furnace - Maintenance | A | Cumulative Summer Peak Savings (MW) | Technical Potential | 0 | 0 | 0 | 0 | 0 | 0 | 0 | 0 | 0 | 0 | 0 | 0 | 0 | 0 | 0 | 0 | 0 | 0 | 0 | 0 | 0 | 0 | 0 | 0 | 0 | 0 | 0
F9_Commercial_WA - Health_New_Space Heating_Natural Gas_Gas Furnace - Maintenance_A_Technical Potential | F9 | Commercial | WA - Health | New | Space Heating | Natural Gas | Gas Furnace - Maintenance | A | Cumulative Winter Peak Savings (MW) | Technical Potential | 0 | 0 | 0 | 0 | 0 | 0 | 0 | 0 | 0 | 0 | 0 | 0 | 0 | 0 | 0 | 0 | 0 | 0 | 0 | 0 | 0 | 0 | 0 | 0 | 0 | 0 | 0
F10_Commercial_WA - Health_New_Space Heating_Natural Gas_Gas Furnace - Maintenance_A_Technical Potential | F10 | Commercial | WA - Health | New | Space Heating | Natural Gas | Gas Furnace - Maintenance | A | Purchases (Incremental) | Technical Potential | 0 | 0 | 0 | 0 | 0 | 0 | 0 | 0 | 0 | 0 | 0 | 0 | 0 | 0 | 0 | 0 | 0 | 0 | 0 | 0 | 0 | 0 | 0 | 0 | 0 | 0 | 0
F11_Commercial_WA - Health_New_Space Heating_Natural Gas_Gas Furnace - Maintenance_A_Technical Potential | F11 | Commercial | WA - Health | New | Space Heating | Natural Gas | Gas Furnace - Maintenance | A | Purchases (Cumulative) | Technical Potential | 0 | 0 | 0 | 0 | 0 | 0 | 0 | 0 | 0 | 0 | 0 | 0 | 0 | 0 | 0 | 0 | 0 | 0 | 0 | 0 | 0 | 0 | 0 | 0 | 0 | 0 | 0
F1_Commercial_WA - Health_New_Space Heating_Natural Gas_Gas Boiler - Hot Water Reset_A_Technical Potential | F1 | Commercial | WA - Health | New | Space Heating | Natural Gas | Gas Boiler - Hot Water Reset | A | Integrated Unit Energy Savings (kWh or therms) | Technical Potential | 0 | 0 | 0 | 0 | 0 | 0 | 0 | 0 | 0 | 0 | 0 | 0 | 0 | 0 | 0 | 0 | 0 | 0 | 0 | 0 | 0 | 0 | 0 | 0 | 0 | 0 | 0
F2_Commercial_WA - Health_New_Space Heating_Natural Gas_Gas Boiler - Hot Water Reset_A_Technical Potential | F2 | Commercial | WA - Health | New | Space Heating | Natural Gas | Gas Boiler - Hot Water Reset | A | Integrated Unit Summer Peak Savings (kW) | Technical Potential | 0 | 0 | 0 | 0 | 0 | 0 | 0 | 0 | 0 | 0 | 0 | 0 | 0 | 0 | 0 | 0 | 0 | 0 | 0 | 0 | 0 | 0 | 0 | 0 | 0 | 0 | 0
F3_Commercial_WA - Health_New_Space Heating_Natural Gas_Gas Boiler - Hot Water Reset_A_Technical Potential | F3 | Commercial | WA - Health | New | Space Heating | Natural Gas | Gas Boiler - Hot Water Reset | A | Integrated Unit Winter Peak Savings (kW) | Technical Potential | 0 | 0 | 0 | 0 | 0 | 0 | 0 | 0 | 0 | 0 | 0 | 0 | 0 | 0 | 0 | 0 | 0 | 0 | 0 | 0 | 0 | 0 | 0 | 0 | 0 | 0 | 0
F4_Commercial_WA - Health_New_Space Heating_Natural Gas_Gas Boiler - Hot Water Reset_A_Technical Potential | F4 | Commercial | WA - Health | New | Space Heating | Natural Gas | Gas Boiler - Hot Water Reset | A | Incremental Energy Savings (MWh or mTherms) | Technical Potential | 0 | 0 | 0 | 0 | 0 | 0 | 0 | 0 | 0 | 0 | 0 | 0 | 0 | 0 | 0 | 0 | 0 | 0 | 0 | 0 | 0 | 0 | 0 | 0 | 0 | 0 | 0
F5_Commercial_WA - Health_New_Space Heating_Natural Gas_Gas Boiler - Hot Water Reset_A_Technical Potential | F5 | Commercial | WA - Health | New | Space Heating | Natural Gas | Gas Boiler - Hot Water Reset | A | Incremental Summer Peak Savings (MW) | Technical Potential | 0 | 0 | 0 | 0 | 0 | 0 | 0 | 0 | 0 | 0 | 0 | 0 | 0 | 0 | 0 | 0 | 0 | 0 | 0 | 0 | 0 | 0 | 0 | 0 | 0 | 0 | 0
F6_Commercial_WA - Health_New_Space Heating_Natural Gas_Gas Boiler - Hot Water Reset_A_Technical Potential | F6 | Commercial | WA - Health | New | Space Heating | Natural Gas | Gas Boiler - Hot Water Reset | A | Incremental Winter Peak Savings (MW) | Technical Potential | 0 | 0 | 0 | 0 | 0 | 0 | 0 | 0 | 0 | 0 | 0 | 0 | 0 | 0 | 0 | 0 | 0 | 0 | 0 | 0 | 0 | 0 | 0 | 0 | 0 | 0 | 0
F7_Commercial_WA - Health_New_Space Heating_Natural Gas_Gas Boiler - Hot Water Reset_A_Technical Potential | F7 | Commercial | WA - Health | New | Space Heating | Natural Gas | Gas Boiler - Hot Water Reset | A | Cumulative Energy Savings (MWh or mTherms) | Technical Potential | 0 | 0 | 0 | 0 | 0 | 0 | 0 | 0 | 0 | 0 | 0 | 0 | 0 | 0 | 0 | 0 | 0 | 0 | 0 | 0 | 0 | 0 | 0 | 0 | 0 | 0 | 0
F8_Commercial_WA - Health_New_Space Heating_Natural Gas_Gas Boiler - Hot Water Reset_A_Technical Potential | F8 | Commercial | WA - Health | New | Space Heating | Natural Gas | Gas Boiler - Hot Water Reset | A | Cumulative Summer Peak Savings (MW) | Technical Potential | 0 | 0 | 0 | 0 | 0 | 0 | 0 | 0 | 0 | 0 | 0 | 0 | 0 | 0 | 0 | 0 | 0 | 0 | 0 | 0 | 0 | 0 | 0 | 0 | 0 | 0 | 0
F9_Commercial_WA - Health_New_Space Heating_Natural Gas_Gas Boiler - Hot Water Reset_A_Technical Potential | F9 | Commercial | WA - Health | New | Space Heating | Natural Gas | Gas Boiler - Hot Water Reset | A | Cumulative Winter Peak Savings (MW) | Technical Potential | 0 | 0 | 0 | 0 | 0 | 0 | 0 | 0 | 0 | 0 | 0 | 0 | 0 | 0 | 0 | 0 | 0 | 0 | 0 | 0 | 0 | 0 | 0 | 0 | 0 | 0 | 0
F10_Commercial_WA - Health_New_Space Heating_Natural Gas_Gas Boiler - Hot Water Reset_A_Technical Potential | F10 | Commercial | WA - Health | New | Space Heating | Natural Gas | Gas Boiler - Hot Water Reset | A | Purchases (Incremental) | Technical Potential | 0 | 0 | 0 | 0 | 0 | 0 | 0 | 0 | 0 | 0 | 0 | 0 | 0 | 0 | 0 | 0 | 0 | 0 | 0 | 0 | 0 | 0 | 0 | 0 | 0 | 0 | 0
F11_Commercial_WA - Health_New_Space Heating_Natural Gas_Gas Boiler - Hot Water Reset_A_Technical Potential | F11 | Commercial | WA - Health | New | Space Heating | Natural Gas | Gas Boiler - Hot Water Reset | A | Purchases (Cumulative) | Technical Potential | 0 | 0 | 0 | 0 | 0 | 0 | 0 | 0 | 0 | 0 | 0 | 0 | 0 | 0 | 0 | 0 | 0 | 0 | 0 | 0 | 0 | 0 | 0 | 0 | 0 | 0 | 0
F1_Commercial_WA - Health_New_Space Heating_Natural Gas_Gas Boiler - Steam Trap Replacement_A_Technical Potential | F1 | Commercial | WA - Health | New | Space Heating | Natural Gas | Gas Boiler - Steam Trap Replacement | A | Integrated Unit Energy Savings (kWh or therms) | Technical Potential | 0 | 0 | 0 | 0 | 0 | 0 | 0 | 0 | 0 | 0 | 0 | 0 | 0 | 0 | 0 | 0 | 0 | 0 | 0 | 0 | 0 | 0 | 0 | 0 | 0 | 0 | 0
F2_Commercial_WA - Health_New_Space Heating_Natural Gas_Gas Boiler - Steam Trap Replacement_A_Technical Potential | F2 | Commercial | WA - Health | New | Space Heating | Natural Gas | Gas Boiler - Steam Trap Replacement | A | Integrated Unit Summer Peak Savings (kW) | Technical Potential | 0 | 0 | 0 | 0 | 0 | 0 | 0 | 0 | 0 | 0 | 0 | 0 | 0 | 0 | 0 | 0 | 0 | 0 | 0 | 0 | 0 | 0 | 0 | 0 | 0 | 0 | 0
F3_Commercial_WA - Health_New_Space Heating_Natural Gas_Gas Boiler - Steam Trap Replacement_A_Technical Potential | F3 | Commercial | WA - Health | New | Space Heating | Natural Gas | Gas Boiler - Steam Trap Replacement | A | Integrated Unit Winter Peak Savings (kW) | Technical Potential | 0 | 0 | 0 | 0 | 0 | 0 | 0 | 0 | 0 | 0 | 0 | 0 | 0 | 0 | 0 | 0 | 0 | 0 | 0 | 0 | 0 | 0 | 0 | 0 | 0 | 0 | 0
F4_Commercial_WA - Health_New_Space Heating_Natural Gas_Gas Boiler - Steam Trap Replacement_A_Technical Potential | F4 | Commercial | WA - Health | New | Space Heating | Natural Gas | Gas Boiler - Steam Trap Replacement | A | Incremental Energy Savings (MWh or mTherms) | Technical Potential | 0 | 0 | 0 | 0 | 0 | 0 | 0 | 0 | 0 | 0 | 0 | 0 | 0 | 0 | 0 | 0 | 0 | 0 | 0 | 0 | 0 | 0 | 0 | 0 | 0 | 0 | 0
F5_Commercial_WA - Health_New_Space Heating_Natural Gas_Gas Boiler - Steam Trap Replacement_A_Technical Potential | F5 | Commercial | WA - Health | New | Space Heating | Natural Gas | Gas Boiler - Steam Trap Replacement | A | Incremental Summer Peak Savings (MW) | Technical Potential | 0 | 0 | 0 | 0 | 0 | 0 | 0 | 0 | 0 | 0 | 0 | 0 | 0 | 0 | 0 | 0 | 0 | 0 | 0 | 0 | 0 | 0 | 0 | 0 | 0 | 0 | 0
F6_Commercial_WA - Health_New_Space Heating_Natural Gas_Gas Boiler - Steam Trap Replacement_A_Technical Potential | F6 | Commercial | WA - Health | New | Space Heating | Natural Gas | Gas Boiler - Steam Trap Replacement | A | Incremental Winter Peak Savings (MW) | Technical Potential | 0 | 0 | 0 | 0 | 0 | 0 | 0 | 0 | 0 | 0 | 0 | 0 | 0 | 0 | 0 | 0 | 0 | 0 | 0 | 0 | 0 | 0 | 0 | 0 | 0 | 0 | 0
F7_Commercial_WA - Health_New_Space Heating_Natural Gas_Gas Boiler - Steam Trap Replacement_A_Technical Potential | F7 | Commercial | WA - Health | New | Space Heating | Natural Gas | Gas Boiler - Steam Trap Replacement | A | Cumulative Energy Savings (MWh or mTherms) | Technical Potential | 0 | 0 | 0 | 0 | 0 | 0 | 0 | 0 | 0 | 0 | 0 | 0 | 0 | 0 | 0 | 0 | 0 | 0 | 0 | 0 | 0 | 0 | 0 | 0 | 0 | 0 | 0
F8_Commercial_WA - Health_New_Space Heating_Natural Gas_Gas Boiler - Steam Trap Replacement_A_Technical Potential | F8 | Commercial | WA - Health | New | Space Heating | Natural Gas | Gas Boiler - Steam Trap Replacement | A | Cumulative Summer Peak Savings (MW) | Technical Potential | 0 | 0 | 0 | 0 | 0 | 0 | 0 | 0 | 0 | 0 | 0 | 0 | 0 | 0 | 0 | 0 | 0 | 0 | 0 | 0 | 0 | 0 | 0 | 0 | 0 | 0 | 0
F9_Commercial_WA - Health_New_Space Heating_Natural Gas_Gas Boiler - Steam Trap Replacement_A_Technical Potential | F9 | Commercial | WA - Health | New | Space Heating | Natural Gas | Gas Boiler - Steam Trap Replacement | A | Cumulative Winter Peak Savings (MW) | Technical Potential | 0 | 0 | 0 | 0 | 0 | 0 | 0 | 0 | 0 | 0 | 0 | 0 | 0 | 0 | 0 | 0 | 0 | 0 | 0 | 0 | 0 | 0 | 0 | 0 | 0 | 0 | 0
F10_Commercial_WA - Health_New_Space Heating_Natural Gas_Gas Boiler - Steam Trap Replacement_A_Technical Potential | F10 | Commercial | WA - Health | New | Space Heating | Natural Gas | Gas Boiler - Steam Trap Replacement | A | Purchases (Incremental) | Technical Potential | 0 | 0 | 0 | 0 | 0 | 0 | 0 | 0 | 0 | 0 | 0 | 0 | 0 | 0 | 0 | 0 | 0 | 0 | 0 | 0 | 0 | 0 | 0 | 0 | 0 | 0 | 0
F11_Commercial_WA - Health_New_Space Heating_Natural Gas_Gas Boiler - Steam Trap Replacement_A_Technical Potential | F11 | Commercial | WA - Health | New | Space Heating | Natural Gas | Gas Boiler - Steam Trap Replacement | A | Purchases (Cumulative) | Technical Potential | 0 | 0 | 0 | 0 | 0 | 0 | 0 | 0 | 0 | 0 | 0 | 0 | 0 | 0 | 0 | 0 | 0 | 0 | 0 | 0 | 0 | 0 | 0 | 0 | 0 | 0 | 0
F1_Commercial_WA - Health_New_Space Heating_Natural Gas_Gas Boiler - High Turndown Burner_A_Technical Potential | F1 | Commercial | WA - Health | New | Space Heating | Natural Gas | Gas Boiler - High Turndown Burner | A | Integrated Unit Energy Savings (kWh or therms) | Technical Potential | 0 | 0 | 0 | 0 | 0 | 0 | 0 | 0 | 0 | 0 | 0 | 0 | 0 | 0 | 0 | 0 | 0 | 0 | 0 | 0 | 0 | 0 | 0 | 0 | 0 | 0 | 0
F2_Commercial_WA - Health_New_Space Heating_Natural Gas_Gas Boiler - High Turndown Burner_A_Technical Potential | F2 | Commercial | WA - Health | New | Space Heating | Natural Gas | Gas Boiler - High Turndown Burner | A | Integrated Unit Summer Peak Savings (kW) | Technical Potential | 0 | 0 | 0 | 0 | 0 | 0 | 0 | 0 | 0 | 0 | 0 | 0 | 0 | 0 | 0 | 0 | 0 | 0 | 0 | 0 | 0 | 0 | 0 | 0 | 0 | 0 | 0
F3_Commercial_WA - Health_New_Space Heating_Natural Gas_Gas Boiler - High Turndown Burner_A_Technical Potential | F3 | Commercial | WA - Health | New | Space Heating | Natural Gas | Gas Boiler - High Turndown Burner | A | Integrated Unit Winter Peak Savings (kW) | Technical Potential | 0 | 0 | 0 | 0 | 0 | 0 | 0 | 0 | 0 | 0 | 0 | 0 | 0 | 0 | 0 | 0 | 0 | 0 | 0 | 0 | 0 | 0 | 0 | 0 | 0 | 0 | 0
F4_Commercial_WA - Health_New_Space Heating_Natural Gas_Gas Boiler - High Turndown Burner_A_Technical Potential | F4 | Commercial | WA - Health | New | Space Heating | Natural Gas | Gas Boiler - High Turndown Burner | A | Incremental Energy Savings (MWh or mTherms) | Technical Potential | 0 | 0 | 0 | 0 | 0 | 0 | 0 | 0 | 0 | 0 | 0 | 0 | 0 | 0 | 0 | 0 | 0 | 0 | 0 | 0 | 0 | 0 | 0 | 0 | 0 | 0 | 0
F5_Commercial_WA - Health_New_Space Heating_Natural Gas_Gas Boiler - High Turndown Burner_A_Technical Potential | F5 | Commercial | WA - Health | New | Space Heating | Natural Gas | Gas Boiler - High Turndown Burner | A | Incremental Summer Peak Savings (MW) | Technical Potential | 0 | 0 | 0 | 0 | 0 | 0 | 0 | 0 | 0 | 0 | 0 | 0 | 0 | 0 | 0 | 0 | 0 | 0 | 0 | 0 | 0 | 0 | 0 | 0 | 0 | 0 | 0
F6_Commercial_WA - Health_New_Space Heating_Natural Gas_Gas Boiler - High Turndown Burner_A_Technical Potential | F6 | Commercial | WA - Health | New | Space Heating | Natural Gas | Gas Boiler - High Turndown Burner | A | Incremental Winter Peak Savings (MW) | Technical Potential | 0 | 0 | 0 | 0 | 0 | 0 | 0 | 0 | 0 | 0 | 0 | 0 | 0 | 0 | 0 | 0 | 0 | 0 | 0 | 0 | 0 | 0 | 0 | 0 | 0 | 0 | 0
F7_Commercial_WA - Health_New_Space Heating_Natural Gas_Gas Boiler - High Turndown Burner_A_Technical Potential | F7 | Commercial | WA - Health | New | Space Heating | Natural Gas | Gas Boiler - High Turndown Burner | A | Cumulative Energy Savings (MWh or mTherms) | Technical Potential | 0 | 0 | 0 | 0 | 0 | 0 | 0 | 0 | 0 | 0 | 0 | 0 | 0 | 0 | 0 | 0 | 0 | 0 | 0 | 0 | 0 | 0 | 0 | 0 | 0 | 0 | 0
F8_Commercial_WA - Health_New_Space Heating_Natural Gas_Gas Boiler - High Turndown Burner_A_Technical Potential | F8 | Commercial | WA - Health | New | Space Heating | Natural Gas | Gas Boiler - High Turndown Burner | A | Cumulative Summer Peak Savings (MW) | Technical Potential | 0 | 0 | 0 | 0 | 0 | 0 | 0 | 0 | 0 | 0 | 0 | 0 | 0 | 0 | 0 | 0 | 0 | 0 | 0 | 0 | 0 | 0 | 0 | 0 | 0 | 0 | 0
F9_Commercial_WA - Health_New_Space Heating_Natural Gas_Gas Boiler - High Turndown Burner_A_Technical Potential | F9 | Commercial | WA - Health | New | Space Heating | Natural Gas | Gas Boiler - High Turndown Burner | A | Cumulative Winter Peak Savings (MW) | Technical Potential | 0 | 0 | 0 | 0 | 0 | 0 | 0 | 0 | 0 | 0 | 0 | 0 | 0 | 0 | 0 | 0 | 0 | 0 | 0 | 0 | 0 | 0 | 0 | 0 | 0 | 0 | 0
F10_Commercial_WA - Health_New_Space Heating_Natural Gas_Gas Boiler - High Turndown Burner_A_Technical Potential | F10 | Commercial | WA - Health | New | Space Heating | Natural Gas | Gas Boiler - High Turndown Burner | A | Purchases (Incremental) | Technical Potential | 0 | 0 | 0 | 0 | 0 | 0 | 0 | 0 | 0 | 0 | 0 | 0 | 0 | 0 | 0 | 0 | 0 | 0 | 0 | 0 | 0 | 0 | 0 | 0 | 0 | 0 | 0
F11_Commercial_WA - Health_New_Space Heating_Natural Gas_Gas Boiler - High Turndown Burner_A_Technical Potential | F11 | Commercial | WA - Health | New | Space Heating | Natural Gas | Gas Boiler - High Turndown Burner | A | Purchases (Cumulative) | Technical Potential | 0 | 0 | 0 | 0 | 0 | 0 | 0 | 0 | 0 | 0 | 0 | 0 | 0 | 0 | 0 | 0 | 0 | 0 | 0 | 0 | 0 | 0 | 0 | 0 | 0 | 0 | 0
F1_Commercial_WA - Health_New_Space Heating_Natural Gas_Gas Boiler - Burner Control Optimization_A_Technical Potential | F1 | Commercial | WA - Health | New | Space Heating | Natural Gas | Gas Boiler - Burner Control Optimization | A | Integrated Unit Energy Savings (kWh or therms) | Technical Potential | 0 | 0 | 0 | 0 | 0 | 0 | 0 | 0 | 0 | 0 | 0 | 0 | 0 | 0 | 0 | 0 | 0 | 0 | 0 | 0 | 0 | 0 | 0 | 0 | 0 | 0 | 0
F2_Commercial_WA - Health_New_Space Heating_Natural Gas_Gas Boiler - Burner Control Optimization_A_Technical Potential | F2 | Commercial | WA - Health | New | Space Heating | Natural Gas | Gas Boiler - Burner Control Optimization | A | Integrated Unit Summer Peak Savings (kW) | Technical Potential | 0 | 0 | 0 | 0 | 0 | 0 | 0 | 0 | 0 | 0 | 0 | 0 | 0 | 0 | 0 | 0 | 0 | 0 | 0 | 0 | 0 | 0 | 0 | 0 | 0 | 0 | 0
F3_Commercial_WA - Health_New_Space Heating_Natural Gas_Gas Boiler - Burner Control Optimization_A_Technical Potential | F3 | Commercial | WA - Health | New | Space Heating | Natural Gas | Gas Boiler - Burner Control Optimization | A | Integrated Unit Winter Peak Savings (kW) | Technical Potential | 0 | 0 | 0 | 0 | 0 | 0 | 0 | 0 | 0 | 0 | 0 | 0 | 0 | 0 | 0 | 0 | 0 | 0 | 0 | 0 | 0 | 0 | 0 | 0 | 0 | 0 | 0
F4_Commercial_WA - Health_New_Space Heating_Natural Gas_Gas Boiler - Burner Control Optimization_A_Technical Potential | F4 | Commercial | WA - Health | New | Space Heating | Natural Gas | Gas Boiler - Burner Control Optimization | A | Incremental Energy Savings (MWh or mTherms) | Technical Potential | 0 | 0 | 0 | 0 | 0 | 0 | 0 | 0 | 0 | 0 | 0 | 0 | 0 | 0 | 0 | 0 | 0 | 0 | 0 | 0 | 0 | 0 | 0 | 0 | 0 | 0 | 0
F5_Commercial_WA - Health_New_Space Heating_Natural Gas_Gas Boiler - Burner Control Optimization_A_Technical Potential | F5 | Commercial | WA - Health | New | Space Heating | Natural Gas | Gas Boiler - Burner Control Optimization | A | Incremental Summer Peak Savings (MW) | Technical Potential | 0 | 0 | 0 | 0 | 0 | 0 | 0 | 0 | 0 | 0 | 0 | 0 | 0 | 0 | 0 | 0 | 0 | 0 | 0 | 0 | 0 | 0 | 0 | 0 | 0 | 0 | 0
F6_Commercial_WA - Health_New_Space Heating_Natural Gas_Gas Boiler - Burner Control Optimization_A_Technical Potential | F6 | Commercial | WA - Health | New | Space Heating | Natural Gas | Gas Boiler - Burner Control Optimization | A | Incremental Winter Peak Savings (MW) | Technical Potential | 0 | 0 | 0 | 0 | 0 | 0 | 0 | 0 | 0 | 0 | 0 | 0 | 0 | 0 | 0 | 0 | 0 | 0 | 0 | 0 | 0 | 0 | 0 | 0 | 0 | 0 | 0
F7_Commercial_WA - Health_New_Space Heating_Natural Gas_Gas Boiler - Burner Control Optimization_A_Technical Potential | F7 | Commercial | WA - Health | New | Space Heating | Natural Gas | Gas Boiler - Burner Control Optimization | A | Cumulative Energy Savings (MWh or mTherms) | Technical Potential | 0 | 0 | 0 | 0 | 0 | 0 | 0 | 0 | 0 | 0 | 0 | 0 | 0 | 0 | 0 | 0 | 0 | 0 | 0 | 0 | 0 | 0 | 0 | 0 | 0 | 0 | 0
F8_Commercial_WA - Health_New_Space Heating_Natural Gas_Gas Boiler - Burner Control Optimization_A_Technical Potential | F8 | Commercial | WA - Health | New | Space Heating | Natural Gas | Gas Boiler - Burner Control Optimization | A | Cumulative Summer Peak Savings (MW) | Technical Potential | 0 | 0 | 0 | 0 | 0 | 0 | 0 | 0 | 0 | 0 | 0 | 0 | 0 | 0 | 0 | 0 | 0 | 0 | 0 | 0 | 0 | 0 | 0 | 0 | 0 | 0 | 0
F9_Commercial_WA - Health_New_Space Heating_Natural Gas_Gas Boiler - Burner Control Optimization_A_Technical Potential | F9 | Commercial | WA - Health | New | Space Heating | Natural Gas | Gas Boiler - Burner Control Optimization | A | Cumulative Winter Peak Savings (MW) | Technical Potential | 0 | 0 | 0 | 0 | 0 | 0 | 0 | 0 | 0 | 0 | 0 | 0 | 0 | 0 | 0 | 0 | 0 | 0 | 0 | 0 | 0 | 0 | 0 | 0 | 0 | 0 | 0
F10_Commercial_WA - Health_New_Space Heating_Natural Gas_Gas Boiler - Burner Control Optimization_A_Technical Potential | F10 | Commercial | WA - Health | New | Space Heating | Natural Gas | Gas Boiler - Burner Control Optimization | A | Purchases (Incremental) | Technical Potential | 0 | 0 | 0 | 0 | 0 | 0 | 0 | 0 | 0 | 0 | 0 | 0 | 0 | 0 | 0 | 0 | 0 | 0 | 0 | 0 | 0 | 0 | 0 | 0 | 0 | 0 | 0
F11_Commercial_WA - Health_New_Space Heating_Natural Gas_Gas Boiler - Burner Control Optimization_A_Technical Potential | F11 | Commercial | WA - Health | New | Space Heating | Natural Gas | Gas Boiler - Burner Control Optimization | A | Purchases (Cumulative) | Technical Potential | 0 | 0 | 0 | 0 | 0 | 0 | 0 | 0 | 0 | 0 | 0 | 0 | 0 | 0 | 0 | 0 | 0 | 0 | 0 | 0 | 0 | 0 | 0 | 0 | 0 | 0 | 0
F1_Commercial_WA - Health_New_Space Heating_Natural Gas_Gas Boiler - Stack Economizer_A_Technical Potential | F1 | Commercial | WA - Health | New | Space Heating | Natural Gas | Gas Boiler - Stack Economizer | A | Integrated Unit Energy Savings (kWh or therms) | Technical Potential | 0 | 0 | 0 | 0 | 0 | 0 | 0 | 0 | 0 | 0 | 0 | 0 | 0 | 0 | 0 | 0 | 0 | 0 | 0 | 0 | 0 | 0 | 0 | 0 | 0 | 0 | 0
F2_Commercial_WA - Health_New_Space Heating_Natural Gas_Gas Boiler - Stack Economizer_A_Technical Potential | F2 | Commercial | WA - Health | New | Space Heating | Natural Gas | Gas Boiler - Stack Economizer | A | Integrated Unit Summer Peak Savings (kW) | Technical Potential | 0 | 0 | 0 | 0 | 0 | 0 | 0 | 0 | 0 | 0 | 0 | 0 | 0 | 0 | 0 | 0 | 0 | 0 | 0 | 0 | 0 | 0 | 0 | 0 | 0 | 0 | 0
F3_Commercial_WA - Health_New_Space Heating_Natural Gas_Gas Boiler - Stack Economizer_A_Technical Potential | F3 | Commercial | WA - Health | New | Space Heating | Natural Gas | Gas Boiler - Stack Economizer | A | Integrated Unit Winter Peak Savings (kW) | Technical Potential | 0 | 0 | 0 | 0 | 0 | 0 | 0 | 0 | 0 | 0 | 0 | 0 | 0 | 0 | 0 | 0 | 0 | 0 | 0 | 0 | 0 | 0 | 0 | 0 | 0 | 0 | 0
F4_Commercial_WA - Health_New_Space Heating_Natural Gas_Gas Boiler - Stack Economizer_A_Technical Potential | F4 | Commercial | WA - Health | New | Space Heating | Natural Gas | Gas Boiler - Stack Economizer | A | Incremental Energy Savings (MWh or mTherms) | Technical Potential | 0 | 0 | 0 | 0 | 0 | 0 | 0 | 0 | 0 | 0 | 0 | 0 | 0 | 0 | 0 | 0 | 0 | 0 | 0 | 0 | 0 | 0 | 0 | 0 | 0 | 0 | 0
F5_Commercial_WA - Health_New_Space Heating_Natural Gas_Gas Boiler - Stack Economizer_A_Technical Potential | F5 | Commercial | WA - Health | New | Space Heating | Natural Gas | Gas Boiler - Stack Economizer | A | Incremental Summer Peak Savings (MW) | Technical Potential | 0 | 0 | 0 | 0 | 0 | 0 | 0 | 0 | 0 | 0 | 0 | 0 | 0 | 0 | 0 | 0 | 0 | 0 | 0 | 0 | 0 | 0 | 0 | 0 | 0 | 0 | 0
F6_Commercial_WA - Health_New_Space Heating_Natural Gas_Gas Boiler - Stack Economizer_A_Technical Potential | F6 | Commercial | WA - Health | New | Space Heating | Natural Gas | Gas Boiler - Stack Economizer | A | Incremental Winter Peak Savings (MW) | Technical Potential | 0 | 0 | 0 | 0 | 0 | 0 | 0 | 0 | 0 | 0 | 0 | 0 | 0 | 0 | 0 | 0 | 0 | 0 | 0 | 0 | 0 | 0 | 0 | 0 | 0 | 0 | 0
F7_Commercial_WA - Health_New_Space Heating_Natural Gas_Gas Boiler - Stack Economizer_A_Technical Potential | F7 | Commercial | WA - Health | New | Space Heating | Natural Gas | Gas Boiler - Stack Economizer | A | Cumulative Energy Savings (MWh or mTherms) | Technical Potential | 0 | 0 | 0 | 0 | 0 | 0 | 0 | 0 | 0 | 0 | 0 | 0 | 0 | 0 | 0 | 0 | 0 | 0 | 0 | 0 | 0 | 0 | 0 | 0 | 0 | 0 | 0
F8_Commercial_WA - Health_New_Space Heating_Natural Gas_Gas Boiler - Stack Economizer_A_Technical Potential | F8 | Commercial | WA - Health | New | Space Heating | Natural Gas | Gas Boiler - Stack Economizer | A | Cumulative Summer Peak Savings (MW) | Technical Potential | 0 | 0 | 0 | 0 | 0 | 0 | 0 | 0 | 0 | 0 | 0 | 0 | 0 | 0 | 0 | 0 | 0 | 0 | 0 | 0 | 0 | 0 | 0 | 0 | 0 | 0 | 0
F9_Commercial_WA - Health_New_Space Heating_Natural Gas_Gas Boiler - Stack Economizer_A_Technical Potential | F9 | Commercial | WA - Health | New | Space Heating | Natural Gas | Gas Boiler - Stack Economizer | A | Cumulative Winter Peak Savings (MW) | Technical Potential | 0 | 0 | 0 | 0 | 0 | 0 | 0 | 0 | 0 | 0 | 0 | 0 | 0 | 0 | 0 | 0 | 0 | 0 | 0 | 0 | 0 | 0 | 0 | 0 | 0 | 0 | 0
F10_Commercial_WA - Health_New_Space Heating_Natural Gas_Gas Boiler - Stack Economizer_A_Technical Potential | F10 | Commercial | WA - Health | New | Space Heating | Natural Gas | Gas Boiler - Stack Economizer | A | Purchases (Incremental) | Technical Potential | 0 | 0 | 0 | 0 | 0 | 0 | 0 | 0 | 0 | 0 | 0 | 0 | 0 | 0 | 0 | 0 | 0 | 0 | 0 | 0 | 0 | 0 | 0 | 0 | 0 | 0 | 0
F11_Commercial_WA - Health_New_Space Heating_Natural Gas_Gas Boiler - Stack Economizer_A_Technical Potential | F11 | Commercial | WA - Health | New | Space Heating | Natural Gas | Gas Boiler - Stack Economizer | A | Purchases (Cumulative) | Technical Potential | 0 | 0 | 0 | 0 | 0 | 0 | 0 | 0 | 0 | 0 | 0 | 0 | 0 | 0 | 0 | 0 | 0 | 0 | 0 | 0 | 0 | 0 | 0 | 0 | 0 | 0 | 0
F1_Commercial_WA - Health_New_Space Heating_Natural Gas_Gas Boiler - Thermostatic Radiator Valves_A_Technical Potential | F1 | Commercial | WA - Health | New | Space Heating | Natural Gas | Gas Boiler - Thermostatic Radiator Valves | A | Integrated Unit Energy Savings (kWh or therms) | Technical Potential | 0 | 0 | 0 | 0 | 0 | 0 | 0 | 0 | 0 | 0 | 0 | 0 | 0 | 0 | 0 | 0 | 0 | 0 | 0 | 0 | 0 | 0 | 0 | 0 | 0 | 0 | 0
F2_Commercial_WA - Health_New_Space Heating_Natural Gas_Gas Boiler - Thermostatic Radiator Valves_A_Technical Potential | F2 | Commercial | WA - Health | New | Space Heating | Natural Gas | Gas Boiler - Thermostatic Radiator Valves | A | Integrated Unit Summer Peak Savings (kW) | Technical Potential | 0 | 0 | 0 | 0 | 0 | 0 | 0 | 0 | 0 | 0 | 0 | 0 | 0 | 0 | 0 | 0 | 0 | 0 | 0 | 0 | 0 | 0 | 0 | 0 | 0 | 0 | 0
F3_Commercial_WA - Health_New_Space Heating_Natural Gas_Gas Boiler - Thermostatic Radiator Valves_A_Technical Potential | F3 | Commercial | WA - Health | New | Space Heating | Natural Gas | Gas Boiler - Thermostatic Radiator Valves | A | Integrated Unit Winter Peak Savings (kW) | Technical Potential | 0 | 0 | 0 | 0 | 0 | 0 | 0 | 0 | 0 | 0 | 0 | 0 | 0 | 0 | 0 | 0 | 0 | 0 | 0 | 0 | 0 | 0 | 0 | 0 | 0 | 0 | 0
F4_Commercial_WA - Health_New_Space Heating_Natural Gas_Gas Boiler - Thermostatic Radiator Valves_A_Technical Potential | F4 | Commercial | WA - Health | New | Space Heating | Natural Gas | Gas Boiler - Thermostatic Radiator Valves | A | Incremental Energy Savings (MWh or mTherms) | Technical Potential | 0 | 0 | 0 | 0 | 0 | 0 | 0 | 0 | 0 | 0 | 0 | 0 | 0 | 0 | 0 | 0 | 0 | 0 | 0 | 0 | 0 | 0 | 0 | 0 | 0 | 0 | 0
F5_Commercial_WA - Health_New_Space Heating_Natural Gas_Gas Boiler - Thermostatic Radiator Valves_A_Technical Potential | F5 | Commercial | WA - Health | New | Space Heating | Natural Gas | Gas Boiler - Thermostatic Radiator Valves | A | Incremental Summer Peak Savings (MW) | Technical Potential | 0 | 0 | 0 | 0 | 0 | 0 | 0 | 0 | 0 | 0 | 0 | 0 | 0 | 0 | 0 | 0 | 0 | 0 | 0 | 0 | 0 | 0 | 0 | 0 | 0 | 0 | 0
F6_Commercial_WA - Health_New_Space Heating_Natural Gas_Gas Boiler - Thermostatic Radiator Valves_A_Technical Potential | F6 | Commercial | WA - Health | New | Space Heating | Natural Gas | Gas Boiler - Thermostatic Radiator Valves | A | Incremental Winter Peak Savings (MW) | Technical Potential | 0 | 0 | 0 | 0 | 0 | 0 | 0 | 0 | 0 | 0 | 0 | 0 | 0 | 0 | 0 | 0 | 0 | 0 | 0 | 0 | 0 | 0 | 0 | 0 | 0 | 0 | 0
F7_Commercial_WA - Health_New_Space Heating_Natural Gas_Gas Boiler - Thermostatic Radiator Valves_A_Technical Potential | F7 | Commercial | WA - Health | New | Space Heating | Natural Gas | Gas Boiler - Thermostatic Radiator Valves | A | Cumulative Energy Savings (MWh or mTherms) | Technical Potential | 0 | 0 | 0 | 0 | 0 | 0 | 0 | 0 | 0 | 0 | 0 | 0 | 0 | 0 | 0 | 0 | 0 | 0 | 0 | 0 | 0 | 0 | 0 | 0 | 0 | 0 | 0
F8_Commercial_WA - Health_New_Space Heating_Natural Gas_Gas Boiler - Thermostatic Radiator Valves_A_Technical Potential | F8 | Commercial | WA - Health | New | Space Heating | Natural Gas | Gas Boiler - Thermostatic Radiator Valves | A | Cumulative Summer Peak Savings (MW) | Technical Potential | 0 | 0 | 0 | 0 | 0 | 0 | 0 | 0 | 0 | 0 | 0 | 0 | 0 | 0 | 0 | 0 | 0 | 0 | 0 | 0 | 0 | 0 | 0 | 0 | 0 | 0 | 0
F9_Commercial_WA - Health_New_Space Heating_Natural Gas_Gas Boiler - Thermostatic Radiator Valves_A_Technical Potential | F9 | Commercial | WA - Health | New | Space Heating | Natural Gas | Gas Boiler - Thermostatic Radiator Valves | A | Cumulative Winter Peak Savings (MW) | Technical Potential | 0 | 0 | 0 | 0 | 0 | 0 | 0 | 0 | 0 | 0 | 0 | 0 | 0 | 0 | 0 | 0 | 0 | 0 | 0 | 0 | 0 | 0 | 0 | 0 | 0 | 0 | 0
F10_Commercial_WA - Health_New_Space Heating_Natural Gas_Gas Boiler - Thermostatic Radiator Valves_A_Technical Potential | F10 | Commercial | WA - Health | New | Space Heating | Natural Gas | Gas Boiler - Thermostatic Radiator Valves | A | Purchases (Incremental) | Technical Potential | 0 | 0 | 0 | 0 | 0 | 0 | 0 | 0 | 0 | 0 | 0 | 0 | 0 | 0 | 0 | 0 | 0 | 0 | 0 | 0 | 0 | 0 | 0 | 0 | 0 | 0 | 0
F11_Commercial_WA - Health_New_Space Heating_Natural Gas_Gas Boiler - Thermostatic Radiator Valves_A_Technical Potential | F11 | Commercial | WA - Health | New | Space Heating | Natural Gas | Gas Boiler - Thermostatic Radiator Valves | A | Purchases (Cumulative) | Technical Potential | 0 | 0 | 0 | 0 | 0 | 0 | 0 | 0 | 0 | 0 | 0 | 0 | 0 | 0 | 0 | 0 | 0 | 0 | 0 | 0 | 0 | 0 | 0 | 0 | 0 | 0 | 0
F1_Commercial_WA - Health_New_Space Heating_Natural Gas_HVAC - Shut Off Damper_A_Technical Potential | F1 | Commercial | WA - Health | New | Space Heating | Natural Gas | HVAC - Shut Off Damper | A | Integrated Unit Energy Savings (kWh or therms) | Technical Potential | 0 | 0 | 0 | 0 | 0 | 0 | 0 | 0 | 0 | 0 | 0 | 0 | 0 | 0 | 0 | 0 | 0 | 0 | 0 | 0 | 0 | 0 | 0 | 0 | 0 | 0 | 0
F2_Commercial_WA - Health_New_Space Heating_Natural Gas_HVAC - Shut Off Damper_A_Technical Potential | F2 | Commercial | WA - Health | New | Space Heating | Natural Gas | HVAC - Shut Off Damper | A | Integrated Unit Summer Peak Savings (kW) | Technical Potential | 0 | 0 | 0 | 0 | 0 | 0 | 0 | 0 | 0 | 0 | 0 | 0 | 0 | 0 | 0 | 0 | 0 | 0 | 0 | 0 | 0 | 0 | 0 | 0 | 0 | 0 | 0
F3_Commercial_WA - Health_New_Space Heating_Natural Gas_HVAC - Shut Off Damper_A_Technical Potential | F3 | Commercial | WA - Health | New | Space Heating | Natural Gas | HVAC - Shut Off Damper | A | Integrated Unit Winter Peak Savings (kW) | Technical Potential | 0 | 0 | 0 | 0 | 0 | 0 | 0 | 0 | 0 | 0 | 0 | 0 | 0 | 0 | 0 | 0 | 0 | 0 | 0 | 0 | 0 | 0 | 0 | 0 | 0 | 0 | 0
F4_Commercial_WA - Health_New_Space Heating_Natural Gas_HVAC - Shut Off Damper_A_Technical Potential | F4 | Commercial | WA - Health | New | Space Heating | Natural Gas | HVAC - Shut Off Damper | A | Incremental Energy Savings (MWh or mTherms) | Technical Potential | 0 | 0 | 0 | 0 | 0 | 0 | 0 | 0 | 0 | 0 | 0 | 0 | 0 | 0 | 0 | 0 | 0 | 0 | 0 | 0 | 0 | 0 | 0 | 0 | 0 | 0 | 0
F5_Commercial_WA - Health_New_Space Heating_Natural Gas_HVAC - Shut Off Damper_A_Technical Potential | F5 | Commercial | WA - Health | New | Space Heating | Natural Gas | HVAC - Shut Off Damper | A | Incremental Summer Peak Savings (MW) | Technical Potential | 0 | 0 | 0 | 0 | 0 | 0 | 0 | 0 | 0 | 0 | 0 | 0 | 0 | 0 | 0 | 0 | 0 | 0 | 0 | 0 | 0 | 0 | 0 | 0 | 0 | 0 | 0
F6_Commercial_WA - Health_New_Space Heating_Natural Gas_HVAC - Shut Off Damper_A_Technical Potential | F6 | Commercial | WA - Health | New | Space Heating | Natural Gas | HVAC - Shut Off Damper | A | Incremental Winter Peak Savings (MW) | Technical Potential | 0 | 0 | 0 | 0 | 0 | 0 | 0 | 0 | 0 | 0 | 0 | 0 | 0 | 0 | 0 | 0 | 0 | 0 | 0 | 0 | 0 | 0 | 0 | 0 | 0 | 0 | 0
F7_Commercial_WA - Health_New_Space Heating_Natural Gas_HVAC - Shut Off Damper_A_Technical Potential | F7 | Commercial | WA - Health | New | Space Heating | Natural Gas | HVAC - Shut Off Damper | A | Cumulative Energy Savings (MWh or mTherms) | Technical Potential | 0 | 0 | 0 | 0 | 0 | 0 | 0 | 0 | 0 | 0 | 0 | 0 | 0 | 0 | 0 | 0 | 0 | 0 | 0 | 0 | 0 | 0 | 0 | 0 | 0 | 0 | 0
F8_Commercial_WA - Health_New_Space Heating_Natural Gas_HVAC - Shut Off Damper_A_Technical Potential | F8 | Commercial | WA - Health | New | Space Heating | Natural Gas | HVAC - Shut Off Damper | A | Cumulative Summer Peak Savings (MW) | Technical Potential | 0 | 0 | 0 | 0 | 0 | 0 | 0 | 0 | 0 | 0 | 0 | 0 | 0 | 0 | 0 | 0 | 0 | 0 | 0 | 0 | 0 | 0 | 0 | 0 | 0 | 0 | 0
F9_Commercial_WA - Health_New_Space Heating_Natural Gas_HVAC - Shut Off Damper_A_Technical Potential | F9 | Commercial | WA - Health | New | Space Heating | Natural Gas | HVAC - Shut Off Damper | A | Cumulative Winter Peak Savings (MW) | Technical Potential | 0 | 0 | 0 | 0 | 0 | 0 | 0 | 0 | 0 | 0 | 0 | 0 | 0 | 0 | 0 | 0 | 0 | 0 | 0 | 0 | 0 | 0 | 0 | 0 | 0 | 0 | 0
F10_Commercial_WA - Health_New_Space Heating_Natural Gas_HVAC - Shut Off Damper_A_Technical Potential | F10 | Commercial | WA - Health | New | Space Heating | Natural Gas | HVAC - Shut Off Damper | A | Purchases (Incremental) | Technical Potential | 0 | 0 | 0 | 0 | 0 | 0 | 0 | 0 | 0 | 0 | 0 | 0 | 0 | 0 | 0 | 0 | 0 | 0 | 0 | 0 | 0 | 0 | 0 | 0 | 0 | 0 | 0
F11_Commercial_WA - Health_New_Space Heating_Natural Gas_HVAC - Shut Off Damper_A_Technical Potential | F11 | Commercial | WA - Health | New | Space Heating | Natural Gas | HVAC - Shut Off Damper | A | Purchases (Cumulative) | Technical Potential | 0 | 0 | 0 | 0 | 0 | 0 | 0 | 0 | 0 | 0 | 0 | 0 | 0 | 0 | 0 | 0 | 0 | 0 | 0 | 0 | 0 | 0 | 0 | 0 | 0 | 0 | 0
F1_Commercial_WA - Health_New_Space Heating_Natural Gas_Gas Furnace - Tube Inserts_A_Technical Potential | F1 | Commercial | WA - Health | New | Space Heating | Natural Gas | Gas Furnace - Tube Inserts | A | Integrated Unit Energy Savings (kWh or therms) | Technical Potential | 0 | 0 | 0 | 0 | 0 | 0 | 0 | 0 | 0 | 0 | 0 | 0 | 0 | 0 | 0 | 0 | 0 | 0 | 0 | 0 | 0 | 0 | 0 | 0 | 0 | 0 | 0
F2_Commercial_WA - Health_New_Space Heating_Natural Gas_Gas Furnace - Tube Inserts_A_Technical Potential | F2 | Commercial | WA - Health | New | Space Heating | Natural Gas | Gas Furnace - Tube Inserts | A | Integrated Unit Summer Peak Savings (kW) | Technical Potential | 0 | 0 | 0 | 0 | 0 | 0 | 0 | 0 | 0 | 0 | 0 | 0 | 0 | 0 | 0 | 0 | 0 | 0 | 0 | 0 | 0 | 0 | 0 | 0 | 0 | 0 | 0
F3_Commercial_WA - Health_New_Space Heating_Natural Gas_Gas Furnace - Tube Inserts_A_Technical Potential | F3 | Commercial | WA - Health | New | Space Heating | Natural Gas | Gas Furnace - Tube Inserts | A | Integrated Unit Winter Peak Savings (kW) | Technical Potential | 0 | 0 | 0 | 0 | 0 | 0 | 0 | 0 | 0 | 0 | 0 | 0 | 0 | 0 | 0 | 0 | 0 | 0 | 0 | 0 | 0 | 0 | 0 | 0 | 0 | 0 | 0
F4_Commercial_WA - Health_New_Space Heating_Natural Gas_Gas Furnace - Tube Inserts_A_Technical Potential | F4 | Commercial | WA - Health | New | Space Heating | Natural Gas | Gas Furnace - Tube Inserts | A | Incremental Energy Savings (MWh or mTherms) | Technical Potential | 0 | 0 | 0 | 0 | 0 | 0 | 0 | 0 | 0 | 0 | 0 | 0 | 0 | 0 | 0 | 0 | 0 | 0 | 0 | 0 | 0 | 0 | 0 | 0 | 0 | 0 | 0
F5_Commercial_WA - Health_New_Space Heating_Natural Gas_Gas Furnace - Tube Inserts_A_Technical Potential | F5 | Commercial | WA - Health | New | Space Heating | Natural Gas | Gas Furnace - Tube Inserts | A | Incremental Summer Peak Savings (MW) | Technical Potential | 0 | 0 | 0 | 0 | 0 | 0 | 0 | 0 | 0 | 0 | 0 | 0 | 0 | 0 | 0 | 0 | 0 | 0 | 0 | 0 | 0 | 0 | 0 | 0 | 0 | 0 | 0
F6_Commercial_WA - Health_New_Space Heating_Natural Gas_Gas Furnace - Tube Inserts_A_Technical Potential | F6 | Commercial | WA - Health | New | Space Heating | Natural Gas | Gas Furnace - Tube Inserts | A | Incremental Winter Peak Savings (MW) | Technical Potential | 0 | 0 | 0 | 0 | 0 | 0 | 0 | 0 | 0 | 0 | 0 | 0 | 0 | 0 | 0 | 0 | 0 | 0 | 0 | 0 | 0 | 0 | 0 | 0 | 0 | 0 | 0
F7_Commercial_WA - Health_New_Space Heating_Natural Gas_Gas Furnace - Tube Inserts_A_Technical Potential | F7 | Commercial | WA - Health | New | Space Heating | Natural Gas | Gas Furnace - Tube Inserts | A | Cumulative Energy Savings (MWh or mTherms) | Technical Potential | 0 | 0 | 0 | 0 | 0 | 0 | 0 | 0 | 0 | 0 | 0 | 0 | 0 | 0 | 0 | 0 | 0 | 0 | 0 | 0 | 0 | 0 | 0 | 0 | 0 | 0 | 0
F8_Commercial_WA - Health_New_Space Heating_Natural Gas_Gas Furnace - Tube Inserts_A_Technical Potential | F8 | Commercial | WA - Health | New | Space Heating | Natural Gas | Gas Furnace - Tube Inserts | A | Cumulative Summer Peak Savings (MW) | Technical Potential | 0 | 0 | 0 | 0 | 0 | 0 | 0 | 0 | 0 | 0 | 0 | 0 | 0 | 0 | 0 | 0 | 0 | 0 | 0 | 0 | 0 | 0 | 0 | 0 | 0 | 0 | 0
F9_Commercial_WA - Health_New_Space Heating_Natural Gas_Gas Furnace - Tube Inserts_A_Technical Potential | F9 | Commercial | WA - Health | New | Space Heating | Natural Gas | Gas Furnace - Tube Inserts | A | Cumulative Winter Peak Savings (MW) | Technical Potential | 0 | 0 | 0 | 0 | 0 | 0 | 0 | 0 | 0 | 0 | 0 | 0 | 0 | 0 | 0 | 0 | 0 | 0 | 0 | 0 | 0 | 0 | 0 | 0 | 0 | 0 | 0
F10_Commercial_WA - Health_New_Space Heating_Natural Gas_Gas Furnace - Tube Inserts_A_Technical Potential | F10 | Commercial | WA - Health | New | Space Heating | Natural Gas | Gas Furnace - Tube Inserts | A | Purchases (Incremental) | Technical Potential | 0 | 0 | 0 | 0 | 0 | 0 | 0 | 0 | 0 | 0 | 0 | 0 | 0 | 0 | 0 | 0 | 0 | 0 | 0 | 0 | 0 | 0 | 0 | 0 | 0 | 0 | 0
F11_Commercial_WA - Health_New_Space Heating_Natural Gas_Gas Furnace - Tube Inserts_A_Technical Potential | F11 | Commercial | WA - Health | New | Space Heating | Natural Gas | Gas Furnace - Tube Inserts | A | Purchases (Cumulative) | Technical Potential | 0 | 0 | 0 | 0 | 0 | 0 | 0 | 0 | 0 | 0 | 0 | 0 | 0 | 0 | 0 | 0 | 0 | 0 | 0 | 0 | 0 | 0 | 0 | 0 | 0 | 0 | 0
F1_Commercial_WA - Health_New_Space Heating_Natural Gas_Gas Boiler - Insulate Steam Lines/Condensate Tank_A_Technical Potential | F1 | Commercial | WA - Health | New | Space Heating | Natural Gas | Gas Boiler - Insulate Steam Lines/Condensate Tank | A | Integrated Unit Energy Savings (kWh or therms) | Technical Potential | 0 | 0 | 0 | 0 | 0 | 0 | 0 | 0 | 0 | 0 | 0 | 0 | 0 | 0 | 0 | 0 | 0 | 0 | 0 | 0 | 0 | 0 | 0 | 0 | 0 | 0 | 0
F2_Commercial_WA - Health_New_Space Heating_Natural Gas_Gas Boiler - Insulate Steam Lines/Condensate Tank_A_Technical Potential | F2 | Commercial | WA - Health | New | Space Heating | Natural Gas | Gas Boiler - Insulate Steam Lines/Condensate Tank | A | Integrated Unit Summer Peak Savings (kW) | Technical Potential | 0 | 0 | 0 | 0 | 0 | 0 | 0 | 0 | 0 | 0 | 0 | 0 | 0 | 0 | 0 | 0 | 0 | 0 | 0 | 0 | 0 | 0 | 0 | 0 | 0 | 0 | 0
F3_Commercial_WA - Health_New_Space Heating_Natural Gas_Gas Boiler - Insulate Steam Lines/Condensate Tank_A_Technical Potential | F3 | Commercial | WA - Health | New | Space Heating | Natural Gas | Gas Boiler - Insulate Steam Lines/Condensate Tank | A | Integrated Unit Winter Peak Savings (kW) | Technical Potential | 0 | 0 | 0 | 0 | 0 | 0 | 0 | 0 | 0 | 0 | 0 | 0 | 0 | 0 | 0 | 0 | 0 | 0 | 0 | 0 | 0 | 0 | 0 | 0 | 0 | 0 | 0
F4_Commercial_WA - Health_New_Space Heating_Natural Gas_Gas Boiler - Insulate Steam Lines/Condensate Tank_A_Technical Potential | F4 | Commercial | WA - Health | New | Space Heating | Natural Gas | Gas Boiler - Insulate Steam Lines/Condensate Tank | A | Incremental Energy Savings (MWh or mTherms) | Technical Potential | 0 | 0 | 0 | 0 | 0 | 0 | 0 | 0 | 0 | 0 | 0 | 0 | 0 | 0 | 0 | 0 | 0 | 0 | 0 | 0 | 0 | 0 | 0 | 0 | 0 | 0 | 0
F5_Commercial_WA - Health_New_Space Heating_Natural Gas_Gas Boiler - Insulate Steam Lines/Condensate Tank_A_Technical Potential | F5 | Commercial | WA - Health | New | Space Heating | Natural Gas | Gas Boiler - Insulate Steam Lines/Condensate Tank | A | Incremental Summer Peak Savings (MW) | Technical Potential | 0 | 0 | 0 | 0 | 0 | 0 | 0 | 0 | 0 | 0 | 0 | 0 | 0 | 0 | 0 | 0 | 0 | 0 | 0 | 0 | 0 | 0 | 0 | 0 | 0 | 0 | 0
F6_Commercial_WA - Health_New_Space Heating_Natural Gas_Gas Boiler - Insulate Steam Lines/Condensate Tank_A_Technical Potential | F6 | Commercial | WA - Health | New | Space Heating | Natural Gas | Gas Boiler - Insulate Steam Lines/Condensate Tank | A | Incremental Winter Peak Savings (MW) | Technical Potential | 0 | 0 | 0 | 0 | 0 | 0 | 0 | 0 | 0 | 0 | 0 | 0 | 0 | 0 | 0 | 0 | 0 | 0 | 0 | 0 | 0 | 0 | 0 | 0 | 0 | 0 | 0
F7_Commercial_WA - Health_New_Space Heating_Natural Gas_Gas Boiler - Insulate Steam Lines/Condensate Tank_A_Technical Potential | F7 | Commercial | WA - Health | New | Space Heating | Natural Gas | Gas Boiler - Insulate Steam Lines/Condensate Tank | A | Cumulative Energy Savings (MWh or mTherms) | Technical Potential | 0 | 0 | 0 | 0 | 0 | 0 | 0 | 0 | 0 | 0 | 0 | 0 | 0 | 0 | 0 | 0 | 0 | 0 | 0 | 0 | 0 | 0 | 0 | 0 | 0 | 0 | 0
F8_Commercial_WA - Health_New_Space Heating_Natural Gas_Gas Boiler - Insulate Steam Lines/Condensate Tank_A_Technical Potential | F8 | Commercial | WA - Health | New | Space Heating | Natural Gas | Gas Boiler - Insulate Steam Lines/Condensate Tank | A | Cumulative Summer Peak Savings (MW) | Technical Potential | 0 | 0 | 0 | 0 | 0 | 0 | 0 | 0 | 0 | 0 | 0 | 0 | 0 | 0 | 0 | 0 | 0 | 0 | 0 | 0 | 0 | 0 | 0 | 0 | 0 | 0 | 0
F9_Commercial_WA - Health_New_Space Heating_Natural Gas_Gas Boiler - Insulate Steam Lines/Condensate Tank_A_Technical Potential | F9 | Commercial | WA - Health | New | Space Heating | Natural Gas | Gas Boiler - Insulate Steam Lines/Condensate Tank | A | Cumulative Winter Peak Savings (MW) | Technical Potential | 0 | 0 | 0 | 0 | 0 | 0 | 0 | 0 | 0 | 0 | 0 | 0 | 0 | 0 | 0 | 0 | 0 | 0 | 0 | 0 | 0 | 0 | 0 | 0 | 0 | 0 | 0
F10_Commercial_WA - Health_New_Space Heating_Natural Gas_Gas Boiler - Insulate Steam Lines/Condensate Tank_A_Technical Potential | F10 | Commercial | WA - Health | New | Space Heating | Natural Gas | Gas Boiler - Insulate Steam Lines/Condensate Tank | A | Purchases (Incremental) | Technical Potential | 0 | 0 | 0 | 0 | 0 | 0 | 0 | 0 | 0 | 0 | 0 | 0 | 0 | 0 | 0 | 0 | 0 | 0 | 0 | 0 | 0 | 0 | 0 | 0 | 0 | 0 | 0
F11_Commercial_WA - Health_New_Space Heating_Natural Gas_Gas Boiler - Insulate Steam Lines/Condensate Tank_A_Technical Potential | F11 | Commercial | WA - Health | New | Space Heating | Natural Gas | Gas Boiler - Insulate Steam Lines/Condensate Tank | A | Purchases (Cumulative) | Technical Potential | 0 | 0 | 0 | 0 | 0 | 0 | 0 | 0 | 0 | 0 | 0 | 0 | 0 | 0 | 0 | 0 | 0 | 0 | 0 | 0 | 0 | 0 | 0 | 0 | 0 | 0 | 0
F1_Commercial_WA - Health_New_Space Heating_Natural Gas_Gas Boiler - Insulate Hot Water Lines_A_Technical Potential | F1 | Commercial | WA - Health | New | Space Heating | Natural Gas | Gas Boiler - Insulate Hot Water Lines | A | Integrated Unit Energy Savings (kWh or therms) | Technical Potential | 0 | 0 | 0 | 0 | 0 | 0 | 0 | 0 | 0 | 0 | 0 | 0 | 0 | 0 | 0 | 0 | 0 | 0 | 0 | 0 | 0 | 0 | 0 | 0 | 0 | 0 | 0
F2_Commercial_WA - Health_New_Space Heating_Natural Gas_Gas Boiler - Insulate Hot Water Lines_A_Technical Potential | F2 | Commercial | WA - Health | New | Space Heating | Natural Gas | Gas Boiler - Insulate Hot Water Lines | A | Integrated Unit Summer Peak Savings (kW) | Technical Potential | 0 | 0 | 0 | 0 | 0 | 0 | 0 | 0 | 0 | 0 | 0 | 0 | 0 | 0 | 0 | 0 | 0 | 0 | 0 | 0 | 0 | 0 | 0 | 0 | 0 | 0 | 0
F3_Commercial_WA - Health_New_Space Heating_Natural Gas_Gas Boiler - Insulate Hot Water Lines_A_Technical Potential | F3 | Commercial | WA - Health | New | Space Heating | Natural Gas | Gas Boiler - Insulate Hot Water Lines | A | Integrated Unit Winter Peak Savings (kW) | Technical Potential | 0 | 0 | 0 | 0 | 0 | 0 | 0 | 0 | 0 | 0 | 0 | 0 | 0 | 0 | 0 | 0 | 0 | 0 | 0 | 0 | 0 | 0 | 0 | 0 | 0 | 0 | 0
F4_Commercial_WA - Health_New_Space Heating_Natural Gas_Gas Boiler - Insulate Hot Water Lines_A_Technical Potential | F4 | Commercial | WA - Health | New | Space Heating | Natural Gas | Gas Boiler - Insulate Hot Water Lines | A | Incremental Energy Savings (MWh or mTherms) | Technical Potential | 0 | 0 | 0 | 0 | 0 | 0 | 0 | 0 | 0 | 0 | 0 | 0 | 0 | 0 | 0 | 0 | 0 | 0 | 0 | 0 | 0 | 0 | 0 | 0 | 0 | 0 | 0
F5_Commercial_WA - Health_New_Space Heating_Natural Gas_Gas Boiler - Insulate Hot Water Lines_A_Technical Potential | F5 | Commercial | WA - Health | New | Space Heating | Natural Gas | Gas Boiler - Insulate Hot Water Lines | A | Incremental Summer Peak Savings (MW) | Technical Potential | 0 | 0 | 0 | 0 | 0 | 0 | 0 | 0 | 0 | 0 | 0 | 0 | 0 | 0 | 0 | 0 | 0 | 0 | 0 | 0 | 0 | 0 | 0 | 0 | 0 | 0 | 0
F6_Commercial_WA - Health_New_Space Heating_Natural Gas_Gas Boiler - Insulate Hot Water Lines_A_Technical Potential | F6 | Commercial | WA - Health | New | Space Heating | Natural Gas | Gas Boiler - Insulate Hot Water Lines | A | Incremental Winter Peak Savings (MW) | Technical Potential | 0 | 0 | 0 | 0 | 0 | 0 | 0 | 0 | 0 | 0 | 0 | 0 | 0 | 0 | 0 | 0 | 0 | 0 | 0 | 0 | 0 | 0 | 0 | 0 | 0 | 0 | 0
F7_Commercial_WA - Health_New_Space Heating_Natural Gas_Gas Boiler - Insulate Hot Water Lines_A_Technical Potential | F7 | Commercial | WA - Health | New | Space Heating | Natural Gas | Gas Boiler - Insulate Hot Water Lines | A | Cumulative Energy Savings (MWh or mTherms) | Technical Potential | 0 | 0 | 0 | 0 | 0 | 0 | 0 | 0 | 0 | 0 | 0 | 0 | 0 | 0 | 0 | 0 | 0 | 0 | 0 | 0 | 0 | 0 | 0 | 0 | 0 | 0 | 0
F8_Commercial_WA - Health_New_Space Heating_Natural Gas_Gas Boiler - Insulate Hot Water Lines_A_Technical Potential | F8 | Commercial | WA - Health | New | Space Heating | Natural Gas | Gas Boiler - Insulate Hot Water Lines | A | Cumulative Summer Peak Savings (MW) | Technical Potential | 0 | 0 | 0 | 0 | 0 | 0 | 0 | 0 | 0 | 0 | 0 | 0 | 0 | 0 | 0 | 0 | 0 | 0 | 0 | 0 | 0 | 0 | 0 | 0 | 0 | 0 | 0
F9_Commercial_WA - Health_New_Space Heating_Natural Gas_Gas Boiler - Insulate Hot Water Lines_A_Technical Potential | F9 | Commercial | WA - Health | New | Space Heating | Natural Gas | Gas Boiler - Insulate Hot Water Lines | A | Cumulative Winter Peak Savings (MW) | Technical Potential | 0 | 0 | 0 | 0 | 0 | 0 | 0 | 0 | 0 | 0 | 0 | 0 | 0 | 0 | 0 | 0 | 0 | 0 | 0 | 0 | 0 | 0 | 0 | 0 | 0 | 0 | 0
F10_Commercial_WA - Health_New_Space Heating_Natural Gas_Gas Boiler - Insulate Hot Water Lines_A_Technical Potential | F10 | Commercial | WA - Health | New | Space Heating | Natural Gas | Gas Boiler - Insulate Hot Water Lines | A | Purchases (Incremental) | Technical Potential | 0 | 0 | 0 | 0 | 0 | 0 | 0 | 0 | 0 | 0 | 0 | 0 | 0 | 0 | 0 | 0 | 0 | 0 | 0 | 0 | 0 | 0 | 0 | 0 | 0 | 0 | 0
F11_Commercial_WA - Health_New_Space Heating_Natural Gas_Gas Boiler - Insulate Hot Water Lines_A_Technical Potential | F11 | Commercial | WA - Health | New | Space Heating | Natural Gas | Gas Boiler - Insulate Hot Water Lines | A | Purchases (Cumulative) | Technical Potential | 0 | 0 | 0 | 0 | 0 | 0 | 0 | 0 | 0 | 0 | 0 | 0 | 0 | 0 | 0 | 0 | 0 | 0 | 0 | 0 | 0 | 0 | 0 | 0 | 0 | 0 | 0
F1_Commercial_WA - Health_New_Space Heating_Natural Gas_Condensing RTU_A_Technical Potential | F1 | Commercial | WA - Health | New | Space Heating | Natural Gas | Condensing RTU | A | Integrated Unit Energy Savings (kWh or therms) | Technical Potential | 0 | 0 | 0 | 0 | 0 | 0 | 0 | 0 | 0 | 0 | 0 | 0 | 0 | 0 | 0 | 0 | 0 | 0 | 0 | 0 | 0 | 0 | 0 | 0 | 0 | 0 | 0
F2_Commercial_WA - Health_New_Space Heating_Natural Gas_Condensing RTU_A_Technical Potential | F2 | Commercial | WA - Health | New | Space Heating | Natural Gas | Condensing RTU | A | Integrated Unit Summer Peak Savings (kW) | Technical Potential | 0 | 0 | 0 | 0 | 0 | 0 | 0 | 0 | 0 | 0 | 0 | 0 | 0 | 0 | 0 | 0 | 0 | 0 | 0 | 0 | 0 | 0 | 0 | 0 | 0 | 0 | 0
F3_Commercial_WA - Health_New_Space Heating_Natural Gas_Condensing RTU_A_Technical Potential | F3 | Commercial | WA - Health | New | Space Heating | Natural Gas | Condensing RTU | A | Integrated Unit Winter Peak Savings (kW) | Technical Potential | 0 | 0 | 0 | 0 | 0 | 0 | 0 | 0 | 0 | 0 | 0 | 0 | 0 | 0 | 0 | 0 | 0 | 0 | 0 | 0 | 0 | 0 | 0 | 0 | 0 | 0 | 0
F4_Commercial_WA - Health_New_Space Heating_Natural Gas_Condensing RTU_A_Technical Potential | F4 | Commercial | WA - Health | New | Space Heating | Natural Gas | Condensing RTU | A | Incremental Energy Savings (MWh or mTherms) | Technical Potential | 0 | 0 | 0 | 0 | 0 | 0 | 0 | 0 | 0 | 0 | 0 | 0 | 0 | 0 | 0 | 0 | 0 | 0 | 0 | 0 | 0 | 0 | 0 | 0 | 0 | 0 | 0
F5_Commercial_WA - Health_New_Space Heating_Natural Gas_Condensing RTU_A_Technical Potential | F5 | Commercial | WA - Health | New | Space Heating | Natural Gas | Condensing RTU | A | Incremental Summer Peak Savings (MW) | Technical Potential | 0 | 0 | 0 | 0 | 0 | 0 | 0 | 0 | 0 | 0 | 0 | 0 | 0 | 0 | 0 | 0 | 0 | 0 | 0 | 0 | 0 | 0 | 0 | 0 | 0 | 0 | 0
F6_Commercial_WA - Health_New_Space Heating_Natural Gas_Condensing RTU_A_Technical Potential | F6 | Commercial | WA - Health | New | Space Heating | Natural Gas | Condensing RTU | A | Incremental Winter Peak Savings (MW) | Technical Potential | 0 | 0 | 0 | 0 | 0 | 0 | 0 | 0 | 0 | 0 | 0 | 0 | 0 | 0 | 0 | 0 | 0 | 0 | 0 | 0 | 0 | 0 | 0 | 0 | 0 | 0 | 0
F7_Commercial_WA - Health_New_Space Heating_Natural Gas_Condensing RTU_A_Technical Potential | F7 | Commercial | WA - Health | New | Space Heating | Natural Gas | Condensing RTU | A | Cumulative Energy Savings (MWh or mTherms) | Technical Potential | 0 | 0 | 0 | 0 | 0 | 0 | 0 | 0 | 0 | 0 | 0 | 0 | 0 | 0 | 0 | 0 | 0 | 0 | 0 | 0 | 0 | 0 | 0 | 0 | 0 | 0 | 0
F8_Commercial_WA - Health_New_Space Heating_Natural Gas_Condensing RTU_A_Technical Potential | F8 | Commercial | WA - Health | New | Space Heating | Natural Gas | Condensing RTU | A | Cumulative Summer Peak Savings (MW) | Technical Potential | 0 | 0 | 0 | 0 | 0 | 0 | 0 | 0 | 0 | 0 | 0 | 0 | 0 | 0 | 0 | 0 | 0 | 0 | 0 | 0 | 0 | 0 | 0 | 0 | 0 | 0 | 0
F9_Commercial_WA - Health_New_Space Heating_Natural Gas_Condensing RTU_A_Technical Potential | F9 | Commercial | WA - Health | New | Space Heating | Natural Gas | Condensing RTU | A | Cumulative Winter Peak Savings (MW) | Technical Potential | 0 | 0 | 0 | 0 | 0 | 0 | 0 | 0 | 0 | 0 | 0 | 0 | 0 | 0 | 0 | 0 | 0 | 0 | 0 | 0 | 0 | 0 | 0 | 0 | 0 | 0 | 0
F10_Commercial_WA - Health_New_Space Heating_Natural Gas_Condensing RTU_A_Technical Potential | F10 | Commercial | WA - Health | New | Space Heating | Natural Gas | Condensing RTU | A | Purchases (Incremental) | Technical Potential | 0 | 0 | 0 | 0 | 0 | 0 | 0 | 0 | 0 | 0 | 0 | 0 | 0 | 0 | 0 | 0 | 0 | 0 | 0 | 0 | 0 | 0 | 0 | 0 | 0 | 0 | 0
F11_Commercial_WA - Health_New_Space Heating_Natural Gas_Condensing RTU_A_Technical Potential | F11 | Commercial | WA - Health | New | Space Heating | Natural Gas | Condensing RTU | A | Purchases (Cumulative) | Technical Potential | 0 | 0 | 0 | 0 | 0 | 0 | 0 | 0 | 0 | 0 | 0 | 0 | 0 | 0 | 0 | 0 | 0 | 0 | 0 | 0 | 0 | 0 | 0 | 0 | 0 | 0 | 0
F1_Commercial_WA - Health_New_Space Heating_Natural Gas_Hydronic Heating Radiator Replacement_A_Technical Potential | F1 | Commercial | WA - Health | New | Space Heating | Natural Gas | Hydronic Heating Radiator Replacement | A | Integrated Unit Energy Savings (kWh or therms) | Technical Potential | 0 | 0 | 0 | 0 | 0 | 0 | 0 | 0 | 0 | 0 | 0 | 0 | 0 | 0 | 0 | 0 | 0 | 0 | 0 | 0 | 0 | 0 | 0 | 0 | 0 | 0 | 0
F2_Commercial_WA - Health_New_Space Heating_Natural Gas_Hydronic Heating Radiator Replacement_A_Technical Potential | F2 | Commercial | WA - Health | New | Space Heating | Natural Gas | Hydronic Heating Radiator Replacement | A | Integrated Unit Summer Peak Savings (kW) | Technical Potential | 0 | 0 | 0 | 0 | 0 | 0 | 0 | 0 | 0 | 0 | 0 | 0 | 0 | 0 | 0 | 0 | 0 | 0 | 0 | 0 | 0 | 0 | 0 | 0 | 0 | 0 | 0
F3_Commercial_WA - Health_New_Space Heating_Natural Gas_Hydronic Heating Radiator Replacement_A_Technical Potential | F3 | Commercial | WA - Health | New | Space Heating | Natural Gas | Hydronic Heating Radiator Replacement | A | Integrated Unit Winter Peak Savings (kW) | Technical Potential | 0 | 0 | 0 | 0 | 0 | 0 | 0 | 0 | 0 | 0 | 0 | 0 | 0 | 0 | 0 | 0 | 0 | 0 | 0 | 0 | 0 | 0 | 0 | 0 | 0 | 0 | 0
F4_Commercial_WA - Health_New_Space Heating_Natural Gas_Hydronic Heating Radiator Replacement_A_Technical Potential | F4 | Commercial | WA - Health | New | Space Heating | Natural Gas | Hydronic Heating Radiator Replacement | A | Incremental Energy Savings (MWh or mTherms) | Technical Potential | 0 | 0 | 0 | 0 | 0 | 0 | 0 | 0 | 0 | 0 | 0 | 0 | 0 | 0 | 0 | 0 | 0 | 0 | 0 | 0 | 0 | 0 | 0 | 0 | 0 | 0 | 0
F5_Commercial_WA - Health_New_Space Heating_Natural Gas_Hydronic Heating Radiator Replacement_A_Technical Potential | F5 | Commercial | WA - Health | New | Space Heating | Natural Gas | Hydronic Heating Radiator Replacement | A | Incremental Summer Peak Savings (MW) | Technical Potential | 0 | 0 | 0 | 0 | 0 | 0 | 0 | 0 | 0 | 0 | 0 | 0 | 0 | 0 | 0 | 0 | 0 | 0 | 0 | 0 | 0 | 0 | 0 | 0 | 0 | 0 | 0
F6_Commercial_WA - Health_New_Space Heating_Natural Gas_Hydronic Heating Radiator Replacement_A_Technical Potential | F6 | Commercial | WA - Health | New | Space Heating | Natural Gas | Hydronic Heating Radiator Replacement | A | Incremental Winter Peak Savings (MW) | Technical Potential | 0 | 0 | 0 | 0 | 0 | 0 | 0 | 0 | 0 | 0 | 0 | 0 | 0 | 0 | 0 | 0 | 0 | 0 | 0 | 0 | 0 | 0 | 0 | 0 | 0 | 0 | 0
F7_Commercial_WA - Health_New_Space Heating_Natural Gas_Hydronic Heating Radiator Replacement_A_Technical Potential | F7 | Commercial | WA - Health | New | Space Heating | Natural Gas | Hydronic Heating Radiator Replacement | A | Cumulative Energy Savings (MWh or mTherms) | Technical Potential | 0 | 0 | 0 | 0 | 0 | 0 | 0 | 0 | 0 | 0 | 0 | 0 | 0 | 0 | 0 | 0 | 0 | 0 | 0 | 0 | 0 | 0 | 0 | 0 | 0 | 0 | 0
F8_Commercial_WA - Health_New_Space Heating_Natural Gas_Hydronic Heating Radiator Replacement_A_Technical Potential | F8 | Commercial | WA - Health | New | Space Heating | Natural Gas | Hydronic Heating Radiator Replacement | A | Cumulative Summer Peak Savings (MW) | Technical Potential | 0 | 0 | 0 | 0 | 0 | 0 | 0 | 0 | 0 | 0 | 0 | 0 | 0 | 0 | 0 | 0 | 0 | 0 | 0 | 0 | 0 | 0 | 0 | 0 | 0 | 0 | 0
F9_Commercial_WA - Health_New_Space Heating_Natural Gas_Hydronic Heating Radiator Replacement_A_Technical Potential | F9 | Commercial | WA - Health | New | Space Heating | Natural Gas | Hydronic Heating Radiator Replacement | A | Cumulative Winter Peak Savings (MW) | Technical Potential | 0 | 0 | 0 | 0 | 0 | 0 | 0 | 0 | 0 | 0 | 0 | 0 | 0 | 0 | 0 | 0 | 0 | 0 | 0 | 0 | 0 | 0 | 0 | 0 | 0 | 0 | 0
F10_Commercial_WA - Health_New_Space Heating_Natural Gas_Hydronic Heating Radiator Replacement_A_Technical Potential | F10 | Commercial | WA - Health | New | Space Heating | Natural Gas | Hydronic Heating Radiator Replacement | A | Purchases (Incremental) | Technical Potential | 0 | 0 | 0 | 0 | 0 | 0 | 0 | 0 | 0 | 0 | 0 | 0 | 0 | 0 | 0 | 0 | 0 | 0 | 0 | 0 | 0 | 0 | 0 | 0 | 0 | 0 | 0
F11_Commercial_WA - Health_New_Space Heating_Natural Gas_Hydronic Heating Radiator Replacement_A_Technical Potential | F11 | Commercial | WA - Health | New | Space Heating | Natural Gas | Hydronic Heating Radiator Replacement | A | Purchases (Cumulative) | Technical Potential | 0 | 0 | 0 | 0 | 0 | 0 | 0 | 0 | 0 | 0 | 0 | 0 | 0 | 0 | 0 | 0 | 0 | 0 | 0 | 0 | 0 | 0 | 0 | 0 | 0 | 0 | 0
F1_Commercial_WA - Health_New_Space Heating_Natural Gas_Thermostat - Connected_A_Technical Potential | F1 | Commercial | WA - Health | New | Space Heating | Natural Gas | Thermostat - Connected | A | Integrated Unit Energy Savings (kWh or therms) | Technical Potential | 0 | 0 | 0 | 0 | 0 | 0 | 0 | 0 | 0 | 0 | 0 | 0 | 0 | 0 | 0 | 0 | 0 | 0 | 0 | 0 | 0 | 0 | 0 | 0 | 0 | 0 | 0
F2_Commercial_WA - Health_New_Space Heating_Natural Gas_Thermostat - Connected_A_Technical Potential | F2 | Commercial | WA - Health | New | Space Heating | Natural Gas | Thermostat - Connected | A | Integrated Unit Summer Peak Savings (kW) | Technical Potential | 0 | 0 | 0 | 0 | 0 | 0 | 0 | 0 | 0 | 0 | 0 | 0 | 0 | 0 | 0 | 0 | 0 | 0 | 0 | 0 | 0 | 0 | 0 | 0 | 0 | 0 | 0
F3_Commercial_WA - Health_New_Space Heating_Natural Gas_Thermostat - Connected_A_Technical Potential | F3 | Commercial | WA - Health | New | Space Heating | Natural Gas | Thermostat - Connected | A | Integrated Unit Winter Peak Savings (kW) | Technical Potential | 0 | 0 | 0 | 0 | 0 | 0 | 0 | 0 | 0 | 0 | 0 | 0 | 0 | 0 | 0 | 0 | 0 | 0 | 0 | 0 | 0 | 0 | 0 | 0 | 0 | 0 | 0
F4_Commercial_WA - Health_New_Space Heating_Natural Gas_Thermostat - Connected_A_Technical Potential | F4 | Commercial | WA - Health | New | Space Heating | Natural Gas | Thermostat - Connected | A | Incremental Energy Savings (MWh or mTherms) | Technical Potential | 0 | 0 | 0 | 0 | 0 | 0 | 0 | 0 | 0 | 0 | 0 | 0 | 0 | 0 | 0 | 0 | 0 | 0 | 0 | 0 | 0 | 0 | 0 | 0 | 0 | 0 | 0
F5_Commercial_WA - Health_New_Space Heating_Natural Gas_Thermostat - Connected_A_Technical Potential | F5 | Commercial | WA - Health | New | Space Heating | Natural Gas | Thermostat - Connected | A | Incremental Summer Peak Savings (MW) | Technical Potential | 0 | 0 | 0 | 0 | 0 | 0 | 0 | 0 | 0 | 0 | 0 | 0 | 0 | 0 | 0 | 0 | 0 | 0 | 0 | 0 | 0 | 0 | 0 | 0 | 0 | 0 | 0
F6_Commercial_WA - Health_New_Space Heating_Natural Gas_Thermostat - Connected_A_Technical Potential | F6 | Commercial | WA - Health | New | Space Heating | Natural Gas | Thermostat - Connected | A | Incremental Winter Peak Savings (MW) | Technical Potential | 0 | 0 | 0 | 0 | 0 | 0 | 0 | 0 | 0 | 0 | 0 | 0 | 0 | 0 | 0 | 0 | 0 | 0 | 0 | 0 | 0 | 0 | 0 | 0 | 0 | 0 | 0
F7_Commercial_WA - Health_New_Space Heating_Natural Gas_Thermostat - Connected_A_Technical Potential | F7 | Commercial | WA - Health | New | Space Heating | Natural Gas | Thermostat - Connected | A | Cumulative Energy Savings (MWh or mTherms) | Technical Potential | 0 | 0 | 0 | 0 | 0 | 0 | 0 | 0 | 0 | 0 | 0 | 0 | 0 | 0 | 0 | 0 | 0 | 0 | 0 | 0 | 0 | 0 | 0 | 0 | 0 | 0 | 0
F8_Commercial_WA - Health_New_Space Heating_Natural Gas_Thermostat - Connected_A_Technical Potential | F8 | Commercial | WA - Health | New | Space Heating | Natural Gas | Thermostat - Connected | A | Cumulative Summer Peak Savings (MW) | Technical Potential | 0 | 0 | 0 | 0 | 0 | 0 | 0 | 0 | 0 | 0 | 0 | 0 | 0 | 0 | 0 | 0 | 0 | 0 | 0 | 0 | 0 | 0 | 0 | 0 | 0 | 0 | 0
F9_Commercial_WA - Health_New_Space Heating_Natural Gas_Thermostat - Connected_A_Technical Potential | F9 | Commercial | WA - Health | New | Space Heating | Natural Gas | Thermostat - Connected | A | Cumulative Winter Peak Savings (MW) | Technical Potential | 0 | 0 | 0 | 0 | 0 | 0 | 0 | 0 | 0 | 0 | 0 | 0 | 0 | 0 | 0 | 0 | 0 | 0 | 0 | 0 | 0 | 0 | 0 | 0 | 0 | 0 | 0
F10_Commercial_WA - Health_New_Space Heating_Natural Gas_Thermostat - Connected_A_Technical Potential | F10 | Commercial | WA - Health | New | Space Heating | Natural Gas | Thermostat - Connected | A | Purchases (Incremental) | Technical Potential | 0 | 0 | 0 | 0 | 0 | 0 | 0 | 0 | 0 | 0 | 0 | 0 | 0 | 0 | 0 | 0 | 0 | 0 | 0 | 0 | 0 | 0 | 0 | 0 | 0 | 0 | 0
F11_Commercial_WA - Health_New_Space Heating_Natural Gas_Thermostat - Connected_A_Technical Potential | F11 | Commercial | WA - Health | New | Space Heating | Natural Gas | Thermostat - Connected | A | Purchases (Cumulative) | Technical Potential | 0 | 0 | 0 | 0 | 0 | 0 | 0 | 0 | 0 | 0 | 0 | 0 | 0 | 0 | 0 | 0 | 0 | 0 | 0 | 0 | 0 | 0 | 0 | 0 | 0 | 0 | 0
F1_Commercial_WA - Health_New_Water Heating_Natural Gas_Water Heater - Thermostatic Shower Restriction Valve_A_Technical Potential | F1 | Commercial | WA - Health | New | Water Heating | Natural Gas | Water Heater - Thermostatic Shower Restriction Valve | A | Integrated Unit Energy Savings (kWh or therms) | Technical Potential | 0 | 0 | 0 | 0 | 0 | 0 | 0 | 0 | 0 | 0 | 0 | 0 | 0 | 0 | 0 | 0 | 0 | 0 | 0 | 0 | 0 | 0 | 0 | 0 | 0 | 0 | 0
F2_Commercial_WA - Health_New_Water Heating_Natural Gas_Water Heater - Thermostatic Shower Restriction Valve_A_Technical Potential | F2 | Commercial | WA - Health | New | Water Heating | Natural Gas | Water Heater - Thermostatic Shower Restriction Valve | A | Integrated Unit Summer Peak Savings (kW) | Technical Potential | 0 | 0 | 0 | 0 | 0 | 0 | 0 | 0 | 0 | 0 | 0 | 0 | 0 | 0 | 0 | 0 | 0 | 0 | 0 | 0 | 0 | 0 | 0 | 0 | 0 | 0 | 0
F3_Commercial_WA - Health_New_Water Heating_Natural Gas_Water Heater - Thermostatic Shower Restriction Valve_A_Technical Potential | F3 | Commercial | WA - Health | New | Water Heating | Natural Gas | Water Heater - Thermostatic Shower Restriction Valve | A | Integrated Unit Winter Peak Savings (kW) | Technical Potential | 0 | 0 | 0 | 0 | 0 | 0 | 0 | 0 | 0 | 0 | 0 | 0 | 0 | 0 | 0 | 0 | 0 | 0 | 0 | 0 | 0 | 0 | 0 | 0 | 0 | 0 | 0
F4_Commercial_WA - Health_New_Water Heating_Natural Gas_Water Heater - Thermostatic Shower Restriction Valve_A_Technical Potential | F4 | Commercial | WA - Health | New | Water Heating | Natural Gas | Water Heater - Thermostatic Shower Restriction Valve | A | Incremental Energy Savings (MWh or mTherms) | Technical Potential | 0 | 0 | 0 | 0 | 0 | 0 | 0 | 0 | 0 | 0 | 0 | 0 | 0 | 0 | 0 | 0 | 0 | 0 | 0 | 0 | 0 | 0 | 0 | 0 | 0 | 0 | 0
F5_Commercial_WA - Health_New_Water Heating_Natural Gas_Water Heater - Thermostatic Shower Restriction Valve_A_Technical Potential | F5 | Commercial | WA - Health | New | Water Heating | Natural Gas | Water Heater - Thermostatic Shower Restriction Valve | A | Incremental Summer Peak Savings (MW) | Technical Potential | 0 | 0 | 0 | 0 | 0 | 0 | 0 | 0 | 0 | 0 | 0 | 0 | 0 | 0 | 0 | 0 | 0 | 0 | 0 | 0 | 0 | 0 | 0 | 0 | 0 | 0 | 0
F6_Commercial_WA - Health_New_Water Heating_Natural Gas_Water Heater - Thermostatic Shower Restriction Valve_A_Technical Potential | F6 | Commercial | WA - Health | New | Water Heating | Natural Gas | Water Heater - Thermostatic Shower Restriction Valve | A | Incremental Winter Peak Savings (MW) | Technical Potential | 0 | 0 | 0 | 0 | 0 | 0 | 0 | 0 | 0 | 0 | 0 | 0 | 0 | 0 | 0 | 0 | 0 | 0 | 0 | 0 | 0 | 0 | 0 | 0 | 0 | 0 | 0
F7_Commercial_WA - Health_New_Water Heating_Natural Gas_Water Heater - Thermostatic Shower Restriction Valve_A_Technical Potential | F7 | Commercial | WA - Health | New | Water Heating | Natural Gas | Water Heater - Thermostatic Shower Restriction Valve | A | Cumulative Energy Savings (MWh or mTherms) | Technical Potential | 0 | 0 | 0 | 0 | 0 | 0 | 0 | 0 | 0 | 0 | 0 | 0 | 0 | 0 | 0 | 0 | 0 | 0 | 0 | 0 | 0 | 0 | 0 | 0 | 0 | 0 | 0
F8_Commercial_WA - Health_New_Water Heating_Natural Gas_Water Heater - Thermostatic Shower Restriction Valve_A_Technical Potential | F8 | Commercial | WA - Health | New | Water Heating | Natural Gas | Water Heater - Thermostatic Shower Restriction Valve | A | Cumulative Summer Peak Savings (MW) | Technical Potential | 0 | 0 | 0 | 0 | 0 | 0 | 0 | 0 | 0 | 0 | 0 | 0 | 0 | 0 | 0 | 0 | 0 | 0 | 0 | 0 | 0 | 0 | 0 | 0 | 0 | 0 | 0
F9_Commercial_WA - Health_New_Water Heating_Natural Gas_Water Heater - Thermostatic Shower Restriction Valve_A_Technical Potential | F9 | Commercial | WA - Health | New | Water Heating | Natural Gas | Water Heater - Thermostatic Shower Restriction Valve | A | Cumulative Winter Peak Savings (MW) | Technical Potential | 0 | 0 | 0 | 0 | 0 | 0 | 0 | 0 | 0 | 0 | 0 | 0 | 0 | 0 | 0 | 0 | 0 | 0 | 0 | 0 | 0 | 0 | 0 | 0 | 0 | 0 | 0
F10_Commercial_WA - Health_New_Water Heating_Natural Gas_Water Heater - Thermostatic Shower Restriction Valve_A_Technical Potential | F10 | Commercial | WA - Health | New | Water Heating | Natural Gas | Water Heater - Thermostatic Shower Restriction Valve | A | Purchases (Incremental) | Technical Potential | 0 | 0 | 0 | 0 | 0 | 0 | 0 | 0 | 0 | 0 | 0 | 0 | 0 | 0 | 0 | 0 | 0 | 0 | 0 | 0 | 0 | 0 | 0 | 0 | 0 | 0 | 0
F11_Commercial_WA - Health_New_Water Heating_Natural Gas_Water Heater - Thermostatic Shower Restriction Valve_A_Technical Potential | F11 | Commercial | WA - Health | New | Water Heating | Natural Gas | Water Heater - Thermostatic Shower Restriction Valve | A | Purchases (Cumulative) | Technical Potential | 0 | 0 | 0 | 0 | 0 | 0 | 0 | 0 | 0 | 0 | 0 | 0 | 0 | 0 | 0 | 0 | 0 | 0 | 0 | 0 | 0 | 0 | 0 | 0 | 0 | 0 | 0
F1_Commercial_WA - Health_New_Water Heating_Natural Gas_Water Heater - Pre-Rinse Spray Valve_A_Technical Potential | F1 | Commercial | WA - Health | New | Water Heating | Natural Gas | Water Heater - Pre-Rinse Spray Valve | A | Integrated Unit Energy Savings (kWh or therms) | Technical Potential | 0 | 0 | 0 | 0 | 0 | 0 | 0 | 0 | 0 | 0 | 0 | 0 | 0 | 0 | 0 | 0 | 0 | 0 | 0 | 0 | 0 | 0 | 0 | 0 | 0 | 0 | 0
F2_Commercial_WA - Health_New_Water Heating_Natural Gas_Water Heater - Pre-Rinse Spray Valve_A_Technical Potential | F2 | Commercial | WA - Health | New | Water Heating | Natural Gas | Water Heater - Pre-Rinse Spray Valve | A | Integrated Unit Summer Peak Savings (kW) | Technical Potential | 0 | 0 | 0 | 0 | 0 | 0 | 0 | 0 | 0 | 0 | 0 | 0 | 0 | 0 | 0 | 0 | 0 | 0 | 0 | 0 | 0 | 0 | 0 | 0 | 0 | 0 | 0
F3_Commercial_WA - Health_New_Water Heating_Natural Gas_Water Heater - Pre-Rinse Spray Valve_A_Technical Potential | F3 | Commercial | WA - Health | New | Water Heating | Natural Gas | Water Heater - Pre-Rinse Spray Valve | A | Integrated Unit Winter Peak Savings (kW) | Technical Potential | 0 | 0 | 0 | 0 | 0 | 0 | 0 | 0 | 0 | 0 | 0 | 0 | 0 | 0 | 0 | 0 | 0 | 0 | 0 | 0 | 0 | 0 | 0 | 0 | 0 | 0 | 0
F4_Commercial_WA - Health_New_Water Heating_Natural Gas_Water Heater - Pre-Rinse Spray Valve_A_Technical Potential | F4 | Commercial | WA - Health | New | Water Heating | Natural Gas | Water Heater - Pre-Rinse Spray Valve | A | Incremental Energy Savings (MWh or mTherms) | Technical Potential | 0 | 0 | 0 | 0 | 0 | 0 | 0 | 0 | 0 | 0 | 0 | 0 | 0 | 0 | 0 | 0 | 0 | 0 | 0 | 0 | 0 | 0 | 0 | 0 | 0 | 0 | 0
F5_Commercial_WA - Health_New_Water Heating_Natural Gas_Water Heater - Pre-Rinse Spray Valve_A_Technical Potential | F5 | Commercial | WA - Health | New | Water Heating | Natural Gas | Water Heater - Pre-Rinse Spray Valve | A | Incremental Summer Peak Savings (MW) | Technical Potential | 0 | 0 | 0 | 0 | 0 | 0 | 0 | 0 | 0 | 0 | 0 | 0 | 0 | 0 | 0 | 0 | 0 | 0 | 0 | 0 | 0 | 0 | 0 | 0 | 0 | 0 | 0
F6_Commercial_WA - Health_New_Water Heating_Natural Gas_Water Heater - Pre-Rinse Spray Valve_A_Technical Potential | F6 | Commercial | WA - Health | New | Water Heating | Natural Gas | Water Heater - Pre-Rinse Spray Valve | A | Incremental Winter Peak Savings (MW) | Technical Potential | 0 | 0 | 0 | 0 | 0 | 0 | 0 | 0 | 0 | 0 | 0 | 0 | 0 | 0 | 0 | 0 | 0 | 0 | 0 | 0 | 0 | 0 | 0 | 0 | 0 | 0 | 0
F7_Commercial_WA - Health_New_Water Heating_Natural Gas_Water Heater - Pre-Rinse Spray Valve_A_Technical Potential | F7 | Commercial | WA - Health | New | Water Heating | Natural Gas | Water Heater - Pre-Rinse Spray Valve | A | Cumulative Energy Savings (MWh or mTherms) | Technical Potential | 0 | 0 | 0 | 0 | 0 | 0 | 0 | 0 | 0 | 0 | 0 | 0 | 0 | 0 | 0 | 0 | 0 | 0 | 0 | 0 | 0 | 0 | 0 | 0 | 0 | 0 | 0
F8_Commercial_WA - Health_New_Water Heating_Natural Gas_Water Heater - Pre-Rinse Spray Valve_A_Technical Potential | F8 | Commercial | WA - Health | New | Water Heating | Natural Gas | Water Heater - Pre-Rinse Spray Valve | A | Cumulative Summer Peak Savings (MW) | Technical Potential | 0 | 0 | 0 | 0 | 0 | 0 | 0 | 0 | 0 | 0 | 0 | 0 | 0 | 0 | 0 | 0 | 0 | 0 | 0 | 0 | 0 | 0 | 0 | 0 | 0 | 0 | 0
F9_Commercial_WA - Health_New_Water Heating_Natural Gas_Water Heater - Pre-Rinse Spray Valve_A_Technical Potential | F9 | Commercial | WA - Health | New | Water Heating | Natural Gas | Water Heater - Pre-Rinse Spray Valve | A | Cumulative Winter Peak Savings (MW) | Technical Potential | 0 | 0 | 0 | 0 | 0 | 0 | 0 | 0 | 0 | 0 | 0 | 0 | 0 | 0 | 0 | 0 | 0 | 0 | 0 | 0 | 0 | 0 | 0 | 0 | 0 | 0 | 0
F10_Commercial_WA - Health_New_Water Heating_Natural Gas_Water Heater - Pre-Rinse Spray Valve_A_Technical Potential | F10 | Commercial | WA - Health | New | Water Heating | Natural Gas | Water Heater - Pre-Rinse Spray Valve | A | Purchases (Incremental) | Technical Potential | 0 | 0 | 0 | 0 | 0 | 0 | 0 | 0 | 0 | 0 | 0 | 0 | 0 | 0 | 0 | 0 | 0 | 0 | 0 | 0 | 0 | 0 | 0 | 0 | 0 | 0 | 0
F11_Commercial_WA - Health_New_Water Heating_Natural Gas_Water Heater - Pre-Rinse Spray Valve_A_Technical Potential | F11 | Commercial | WA - Health | New | Water Heating | Natural Gas | Water Heater - Pre-Rinse Spray Valve | A | Purchases (Cumulative) | Technical Potential | 0 | 0 | 0 | 0 | 0 | 0 | 0 | 0 | 0 | 0 | 0 | 0 | 0 | 0 | 0 | 0 | 0 | 0 | 0 | 0 | 0 | 0 | 0 | 0 | 0 | 0 | 0
F1_Commercial_WA - Health_New_Water Heating_Natural Gas_Water Heater - Temperature Setback_A_Technical Potential | F1 | Commercial | WA - Health | New | Water Heating | Natural Gas | Water Heater - Temperature Setback | A | Integrated Unit Energy Savings (kWh or therms) | Technical Potential | 0 | 0 | 0 | 0 | 0 | 0 | 0 | 0 | 0 | 0 | 0 | 0 | 0 | 0 | 0 | 0 | 0 | 0 | 0 | 0 | 0 | 0 | 0 | 0 | 0 | 0 | 0
F2_Commercial_WA - Health_New_Water Heating_Natural Gas_Water Heater - Temperature Setback_A_Technical Potential | F2 | Commercial | WA - Health | New | Water Heating | Natural Gas | Water Heater - Temperature Setback | A | Integrated Unit Summer Peak Savings (kW) | Technical Potential | 0 | 0 | 0 | 0 | 0 | 0 | 0 | 0 | 0 | 0 | 0 | 0 | 0 | 0 | 0 | 0 | 0 | 0 | 0 | 0 | 0 | 0 | 0 | 0 | 0 | 0 | 0
F3_Commercial_WA - Health_New_Water Heating_Natural Gas_Water Heater - Temperature Setback_A_Technical Potential | F3 | Commercial | WA - Health | New | Water Heating | Natural Gas | Water Heater - Temperature Setback | A | Integrated Unit Winter Peak Savings (kW) | Technical Potential | 0 | 0 | 0 | 0 | 0 | 0 | 0 | 0 | 0 | 0 | 0 | 0 | 0 | 0 | 0 | 0 | 0 | 0 | 0 | 0 | 0 | 0 | 0 | 0 | 0 | 0 | 0
F4_Commercial_WA - Health_New_Water Heating_Natural Gas_Water Heater - Temperature Setback_A_Technical Potential | F4 | Commercial | WA - Health | New | Water Heating | Natural Gas | Water Heater - Temperature Setback | A | Incremental Energy Savings (MWh or mTherms) | Technical Potential | 0 | 0 | 0 | 0 | 0 | 0 | 0 | 0 | 0 | 0 | 0 | 0 | 0 | 0 | 0 | 0 | 0 | 0 | 0 | 0 | 0 | 0 | 0 | 0 | 0 | 0 | 0
F5_Commercial_WA - Health_New_Water Heating_Natural Gas_Water Heater - Temperature Setback_A_Technical Potential | F5 | Commercial | WA - Health | New | Water Heating | Natural Gas | Water Heater - Temperature Setback | A | Incremental Summer Peak Savings (MW) | Technical Potential | 0 | 0 | 0 | 0 | 0 | 0 | 0 | 0 | 0 | 0 | 0 | 0 | 0 | 0 | 0 | 0 | 0 | 0 | 0 | 0 | 0 | 0 | 0 | 0 | 0 | 0 | 0
F6_Commercial_WA - Health_New_Water Heating_Natural Gas_Water Heater - Temperature Setback_A_Technical Potential | F6 | Commercial | WA - Health | New | Water Heating | Natural Gas | Water Heater - Temperature Setback | A | Incremental Winter Peak Savings (MW) | Technical Potential | 0 | 0 | 0 | 0 | 0 | 0 | 0 | 0 | 0 | 0 | 0 | 0 | 0 | 0 | 0 | 0 | 0 | 0 | 0 | 0 | 0 | 0 | 0 | 0 | 0 | 0 | 0
F7_Commercial_WA - Health_New_Water Heating_Natural Gas_Water Heater - Temperature Setback_A_Technical Potential | F7 | Commercial | WA - Health | New | Water Heating | Natural Gas | Water Heater - Temperature Setback | A | Cumulative Energy Savings (MWh or mTherms) | Technical Potential | 0 | 0 | 0 | 0 | 0 | 0 | 0 | 0 | 0 | 0 | 0 | 0 | 0 | 0 | 0 | 0 | 0 | 0 | 0 | 0 | 0 | 0 | 0 | 0 | 0 | 0 | 0
F8_Commercial_WA - Health_New_Water Heating_Natural Gas_Water Heater - Temperature Setback_A_Technical Potential | F8 | Commercial | WA - Health | New | Water Heating | Natural Gas | Water Heater - Temperature Setback | A | Cumulative Summer Peak Savings (MW) | Technical Potential | 0 | 0 | 0 | 0 | 0 | 0 | 0 | 0 | 0 | 0 | 0 | 0 | 0 | 0 | 0 | 0 | 0 | 0 | 0 | 0 | 0 | 0 | 0 | 0 | 0 | 0 | 0
F9_Commercial_WA - Health_New_Water Heating_Natural Gas_Water Heater - Temperature Setback_A_Technical Potential | F9 | Commercial | WA - Health | New | Water Heating | Natural Gas | Water Heater - Temperature Setback | A | Cumulative Winter Peak Savings (MW) | Technical Potential | 0 | 0 | 0 | 0 | 0 | 0 | 0 | 0 | 0 | 0 | 0 | 0 | 0 | 0 | 0 | 0 | 0 | 0 | 0 | 0 | 0 | 0 | 0 | 0 | 0 | 0 | 0
F10_Commercial_WA - Health_New_Water Heating_Natural Gas_Water Heater - Temperature Setback_A_Technical Potential | F10 | Commercial | WA - Health | New | Water Heating | Natural Gas | Water Heater - Temperature Setback | A | Purchases (Incremental) | Technical Potential | 0 | 0 | 0 | 0 | 0 | 0 | 0 | 0 | 0 | 0 | 0 | 0 | 0 | 0 | 0 | 0 | 0 | 0 | 0 | 0 | 0 | 0 | 0 | 0 | 0 | 0 | 0
F11_Commercial_WA - Health_New_Water Heating_Natural Gas_Water Heater - Temperature Setback_A_Technical Potential | F11 | Commercial | WA - Health | New | Water Heating | Natural Gas | Water Heater - Temperature Setback | A | Purchases (Cumulative) | Technical Potential | 0 | 0 | 0 | 0 | 0 | 0 | 0 | 0 | 0 | 0 | 0 | 0 | 0 | 0 | 0 | 0 | 0 | 0 | 0 | 0 | 0 | 0 | 0 | 0 | 0 | 0 | 0
F1_Commercial_WA - Health_New_Water Heating_Natural Gas_Water Heater - Faucet Aerators_A_Technical Potential | F1 | Commercial | WA - Health | New | Water Heating | Natural Gas | Water Heater - Faucet Aerators | A | Integrated Unit Energy Savings (kWh or therms) | Technical Potential | 0 | 0 | 0 | 0 | 0 | 0 | 0 | 0 | 0 | 0 | 0 | 0 | 0 | 0 | 0 | 0 | 0 | 0 | 0 | 0 | 0 | 0 | 0 | 0 | 0 | 0 | 0
F2_Commercial_WA - Health_New_Water Heating_Natural Gas_Water Heater - Faucet Aerators_A_Technical Potential | F2 | Commercial | WA - Health | New | Water Heating | Natural Gas | Water Heater - Faucet Aerators | A | Integrated Unit Summer Peak Savings (kW) | Technical Potential | 0 | 0 | 0 | 0 | 0 | 0 | 0 | 0 | 0 | 0 | 0 | 0 | 0 | 0 | 0 | 0 | 0 | 0 | 0 | 0 | 0 | 0 | 0 | 0 | 0 | 0 | 0
F3_Commercial_WA - Health_New_Water Heating_Natural Gas_Water Heater - Faucet Aerators_A_Technical Potential | F3 | Commercial | WA - Health | New | Water Heating | Natural Gas | Water Heater - Faucet Aerators | A | Integrated Unit Winter Peak Savings (kW) | Technical Potential | 0 | 0 | 0 | 0 | 0 | 0 | 0 | 0 | 0 | 0 | 0 | 0 | 0 | 0 | 0 | 0 | 0 | 0 | 0 | 0 | 0 | 0 | 0 | 0 | 0 | 0 | 0
F4_Commercial_WA - Health_New_Water Heating_Natural Gas_Water Heater - Faucet Aerators_A_Technical Potential | F4 | Commercial | WA - Health | New | Water Heating | Natural Gas | Water Heater - Faucet Aerators | A | Incremental Energy Savings (MWh or mTherms) | Technical Potential | 0 | 0 | 0 | 0 | 0 | 0 | 0 | 0 | 0 | 0 | 0 | 0 | 0 | 0 | 0 | 0 | 0 | 0 | 0 | 0 | 0 | 0 | 0 | 0 | 0 | 0 | 0
F5_Commercial_WA - Health_New_Water Heating_Natural Gas_Water Heater - Faucet Aerators_A_Technical Potential | F5 | Commercial | WA - Health | New | Water Heating | Natural Gas | Water Heater - Faucet Aerators | A | Incremental Summer Peak Savings (MW) | Technical Potential | 0 | 0 | 0 | 0 | 0 | 0 | 0 | 0 | 0 | 0 | 0 | 0 | 0 | 0 | 0 | 0 | 0 | 0 | 0 | 0 | 0 | 0 | 0 | 0 | 0 | 0 | 0
F6_Commercial_WA - Health_New_Water Heating_Natural Gas_Water Heater - Faucet Aerators_A_Technical Potential | F6 | Commercial | WA - Health | New | Water Heating | Natural Gas | Water Heater - Faucet Aerators | A | Incremental Winter Peak Savings (MW) | Technical Potential | 0 | 0 | 0 | 0 | 0 | 0 | 0 | 0 | 0 | 0 | 0 | 0 | 0 | 0 | 0 | 0 | 0 | 0 | 0 | 0 | 0 | 0 | 0 | 0 | 0 | 0 | 0
F7_Commercial_WA - Health_New_Water Heating_Natural Gas_Water Heater - Faucet Aerators_A_Technical Potential | F7 | Commercial | WA - Health | New | Water Heating | Natural Gas | Water Heater - Faucet Aerators | A | Cumulative Energy Savings (MWh or mTherms) | Technical Potential | 0 | 0 | 0 | 0 | 0 | 0 | 0 | 0 | 0 | 0 | 0 | 0 | 0 | 0 | 0 | 0 | 0 | 0 | 0 | 0 | 0 | 0 | 0 | 0 | 0 | 0 | 0
F8_Commercial_WA - Health_New_Water Heating_Natural Gas_Water Heater - Faucet Aerators_A_Technical Potential | F8 | Commercial | WA - Health | New | Water Heating | Natural Gas | Water Heater - Faucet Aerators | A | Cumulative Summer Peak Savings (MW) | Technical Potential | 0 | 0 | 0 | 0 | 0 | 0 | 0 | 0 | 0 | 0 | 0 | 0 | 0 | 0 | 0 | 0 | 0 | 0 | 0 | 0 | 0 | 0 | 0 | 0 | 0 | 0 | 0
F9_Commercial_WA - Health_New_Water Heating_Natural Gas_Water Heater - Faucet Aerators_A_Technical Potential | F9 | Commercial | WA - Health | New | Water Heating | Natural Gas | Water Heater - Faucet Aerators | A | Cumulative Winter Peak Savings (MW) | Technical Potential | 0 | 0 | 0 | 0 | 0 | 0 | 0 | 0 | 0 | 0 | 0 | 0 | 0 | 0 | 0 | 0 | 0 | 0 | 0 | 0 | 0 | 0 | 0 | 0 | 0 | 0 | 0
F10_Commercial_WA - Health_New_Water Heating_Natural Gas_Water Heater - Faucet Aerators_A_Technical Potential | F10 | Commercial | WA - Health | New | Water Heating | Natural Gas | Water Heater - Faucet Aerators | A | Purchases (Incremental) | Technical Potential | 0 | 0 | 0 | 0 | 0 | 0 | 0 | 0 | 0 | 0 | 0 | 0 | 0 | 0 | 0 | 0 | 0 | 0 | 0 | 0 | 0 | 0 | 0 | 0 | 0 | 0 | 0
F11_Commercial_WA - Health_New_Water Heating_Natural Gas_Water Heater - Faucet Aerators_A_Technical Potential | F11 | Commercial | WA - Health | New | Water Heating | Natural Gas | Water Heater - Faucet Aerators | A | Purchases (Cumulative) | Technical Potential | 0 | 0 | 0 | 0 | 0 | 0 | 0 | 0 | 0 | 0 | 0 | 0 | 0 | 0 | 0 | 0 | 0 | 0 | 0 | 0 | 0 | 0 | 0 | 0 | 0 | 0 | 0
F1_Commercial_WA - Health_New_Water Heating_Natural Gas_Water Heater - Low-Flow Showerheads_A_Technical Potential | F1 | Commercial | WA - Health | New | Water Heating | Natural Gas | Water Heater - Low-Flow Showerheads | A | Integrated Unit Energy Savings (kWh or therms) | Technical Potential | 0 | 0 | 0 | 0 | 0 | 0 | 0 | 0 | 0 | 0 | 0 | 0 | 0 | 0 | 0 | 0 | 0 | 0 | 0 | 0 | 0 | 0 | 0 | 0 | 0 | 0 | 0
F2_Commercial_WA - Health_New_Water Heating_Natural Gas_Water Heater - Low-Flow Showerheads_A_Technical Potential | F2 | Commercial | WA - Health | New | Water Heating | Natural Gas | Water Heater - Low-Flow Showerheads | A | Integrated Unit Summer Peak Savings (kW) | Technical Potential | 0 | 0 | 0 | 0 | 0 | 0 | 0 | 0 | 0 | 0 | 0 | 0 | 0 | 0 | 0 | 0 | 0 | 0 | 0 | 0 | 0 | 0 | 0 | 0 | 0 | 0 | 0
F3_Commercial_WA - Health_New_Water Heating_Natural Gas_Water Heater - Low-Flow Showerheads_A_Technical Potential | F3 | Commercial | WA - Health | New | Water Heating | Natural Gas | Water Heater - Low-Flow Showerheads | A | Integrated Unit Winter Peak Savings (kW) | Technical Potential | 0 | 0 | 0 | 0 | 0 | 0 | 0 | 0 | 0 | 0 | 0 | 0 | 0 | 0 | 0 | 0 | 0 | 0 | 0 | 0 | 0 | 0 | 0 | 0 | 0 | 0 | 0
F4_Commercial_WA - Health_New_Water Heating_Natural Gas_Water Heater - Low-Flow Showerheads_A_Technical Potential | F4 | Commercial | WA - Health | New | Water Heating | Natural Gas | Water Heater - Low-Flow Showerheads | A | Incremental Energy Savings (MWh or mTherms) | Technical Potential | 0 | 0 | 0 | 0 | 0 | 0 | 0 | 0 | 0 | 0 | 0 | 0 | 0 | 0 | 0 | 0 | 0 | 0 | 0 | 0 | 0 | 0 | 0 | 0 | 0 | 0 | 0
F5_Commercial_WA - Health_New_Water Heating_Natural Gas_Water Heater - Low-Flow Showerheads_A_Technical Potential | F5 | Commercial | WA - Health | New | Water Heating | Natural Gas | Water Heater - Low-Flow Showerheads | A | Incremental Summer Peak Savings (MW) | Technical Potential | 0 | 0 | 0 | 0 | 0 | 0 | 0 | 0 | 0 | 0 | 0 | 0 | 0 | 0 | 0 | 0 | 0 | 0 | 0 | 0 | 0 | 0 | 0 | 0 | 0 | 0 | 0
F6_Commercial_WA - Health_New_Water Heating_Natural Gas_Water Heater - Low-Flow Showerheads_A_Technical Potential | F6 | Commercial | WA - Health | New | Water Heating | Natural Gas | Water Heater - Low-Flow Showerheads | A | Incremental Winter Peak Savings (MW) | Technical Potential | 0 | 0 | 0 | 0 | 0 | 0 | 0 | 0 | 0 | 0 | 0 | 0 | 0 | 0 | 0 | 0 | 0 | 0 | 0 | 0 | 0 | 0 | 0 | 0 | 0 | 0 | 0
F7_Commercial_WA - Health_New_Water Heating_Natural Gas_Water Heater - Low-Flow Showerheads_A_Technical Potential | F7 | Commercial | WA - Health | New | Water Heating | Natural Gas | Water Heater - Low-Flow Showerheads | A | Cumulative Energy Savings (MWh or mTherms) | Technical Potential | 0 | 0 | 0 | 0 | 0 | 0 | 0 | 0 | 0 | 0 | 0 | 0 | 0 | 0 | 0 | 0 | 0 | 0 | 0 | 0 | 0 | 0 | 0 | 0 | 0 | 0 | 0
F8_Commercial_WA - Health_New_Water Heating_Natural Gas_Water Heater - Low-Flow Showerheads_A_Technical Potential | F8 | Commercial | WA - Health | New | Water Heating | Natural Gas | Water Heater - Low-Flow Showerheads | A | Cumulative Summer Peak Savings (MW) | Technical Potential | 0 | 0 | 0 | 0 | 0 | 0 | 0 | 0 | 0 | 0 | 0 | 0 | 0 | 0 | 0 | 0 | 0 | 0 | 0 | 0 | 0 | 0 | 0 | 0 | 0 | 0 | 0
F9_Commercial_WA - Health_New_Water Heating_Natural Gas_Water Heater - Low-Flow Showerheads_A_Technical Potential | F9 | Commercial | WA - Health | New | Water Heating | Natural Gas | Water Heater - Low-Flow Showerheads | A | Cumulative Winter Peak Savings (MW) | Technical Potential | 0 | 0 | 0 | 0 | 0 | 0 | 0 | 0 | 0 | 0 | 0 | 0 | 0 | 0 | 0 | 0 | 0 | 0 | 0 | 0 | 0 | 0 | 0 | 0 | 0 | 0 | 0
F10_Commercial_WA - Health_New_Water Heating_Natural Gas_Water Heater - Low-Flow Showerheads_A_Technical Potential | F10 | Commercial | WA - Health | New | Water Heating | Natural Gas | Water Heater - Low-Flow Showerheads | A | Purchases (Incremental) | Technical Potential | 0 | 0 | 0 | 0 | 0 | 0 | 0 | 0 | 0 | 0 | 0 | 0 | 0 | 0 | 0 | 0 | 0 | 0 | 0 | 0 | 0 | 0 | 0 | 0 | 0 | 0 | 0
F11_Commercial_WA - Health_New_Water Heating_Natural Gas_Water Heater - Low-Flow Showerheads_A_Technical Potential | F11 | Commercial | WA - Health | New | Water Heating | Natural Gas | Water Heater - Low-Flow Showerheads | A | Purchases (Cumulative) | Technical Potential | 0 | 0 | 0 | 0 | 0 | 0 | 0 | 0 | 0 | 0 | 0 | 0 | 0 | 0 | 0 | 0 | 0 | 0 | 0 | 0 | 0 | 0 | 0 | 0 | 0 | 0 | 0
F1_Commercial_WA - Health_New_Water Heating_Natural Gas_Water Heater - Tank Blanket/Insulation_A_Technical Potential | F1 | Commercial | WA - Health | New | Water Heating | Natural Gas | Water Heater - Tank Blanket/Insulation | A | Integrated Unit Energy Savings (kWh or therms) | Technical Potential | 0 | 0 | 0 | 0 | 0 | 0 | 0 | 0 | 0 | 0 | 0 | 0 | 0 | 0 | 0 | 0 | 0 | 0 | 0 | 0 | 0 | 0 | 0 | 0 | 0 | 0 | 0
F2_Commercial_WA - Health_New_Water Heating_Natural Gas_Water Heater - Tank Blanket/Insulation_A_Technical Potential | F2 | Commercial | WA - Health | New | Water Heating | Natural Gas | Water Heater - Tank Blanket/Insulation | A | Integrated Unit Summer Peak Savings (kW) | Technical Potential | 0 | 0 | 0 | 0 | 0 | 0 | 0 | 0 | 0 | 0 | 0 | 0 | 0 | 0 | 0 | 0 | 0 | 0 | 0 | 0 | 0 | 0 | 0 | 0 | 0 | 0 | 0
F3_Commercial_WA - Health_New_Water Heating_Natural Gas_Water Heater - Tank Blanket/Insulation_A_Technical Potential | F3 | Commercial | WA - Health | New | Water Heating | Natural Gas | Water Heater - Tank Blanket/Insulation | A | Integrated Unit Winter Peak Savings (kW) | Technical Potential | 0 | 0 | 0 | 0 | 0 | 0 | 0 | 0 | 0 | 0 | 0 | 0 | 0 | 0 | 0 | 0 | 0 | 0 | 0 | 0 | 0 | 0 | 0 | 0 | 0 | 0 | 0
F4_Commercial_WA - Health_New_Water Heating_Natural Gas_Water Heater - Tank Blanket/Insulation_A_Technical Potential | F4 | Commercial | WA - Health | New | Water Heating | Natural Gas | Water Heater - Tank Blanket/Insulation | A | Incremental Energy Savings (MWh or mTherms) | Technical Potential | 0 | 0 | 0 | 0 | 0 | 0 | 0 | 0 | 0 | 0 | 0 | 0 | 0 | 0 | 0 | 0 | 0 | 0 | 0 | 0 | 0 | 0 | 0 | 0 | 0 | 0 | 0
F5_Commercial_WA - Health_New_Water Heating_Natural Gas_Water Heater - Tank Blanket/Insulation_A_Technical Potential | F5 | Commercial | WA - Health | New | Water Heating | Natural Gas | Water Heater - Tank Blanket/Insulation | A | Incremental Summer Peak Savings (MW) | Technical Potential | 0 | 0 | 0 | 0 | 0 | 0 | 0 | 0 | 0 | 0 | 0 | 0 | 0 | 0 | 0 | 0 | 0 | 0 | 0 | 0 | 0 | 0 | 0 | 0 | 0 | 0 | 0
F6_Commercial_WA - Health_New_Water Heating_Natural Gas_Water Heater - Tank Blanket/Insulation_A_Technical Potential | F6 | Commercial | WA - Health | New | Water Heating | Natural Gas | Water Heater - Tank Blanket/Insulation | A | Incremental Winter Peak Savings (MW) | Technical Potential | 0 | 0 | 0 | 0 | 0 | 0 | 0 | 0 | 0 | 0 | 0 | 0 | 0 | 0 | 0 | 0 | 0 | 0 | 0 | 0 | 0 | 0 | 0 | 0 | 0 | 0 | 0
F7_Commercial_WA - Health_New_Water Heating_Natural Gas_Water Heater - Tank Blanket/Insulation_A_Technical Potential | F7 | Commercial | WA - Health | New | Water Heating | Natural Gas | Water Heater - Tank Blanket/Insulation | A | Cumulative Energy Savings (MWh or mTherms) | Technical Potential | 0 | 0 | 0 | 0 | 0 | 0 | 0 | 0 | 0 | 0 | 0 | 0 | 0 | 0 | 0 | 0 | 0 | 0 | 0 | 0 | 0 | 0 | 0 | 0 | 0 | 0 | 0
F8_Commercial_WA - Health_New_Water Heating_Natural Gas_Water Heater - Tank Blanket/Insulation_A_Technical Potential | F8 | Commercial | WA - Health | New | Water Heating | Natural Gas | Water Heater - Tank Blanket/Insulation | A | Cumulative Summer Peak Savings (MW) | Technical Potential | 0 | 0 | 0 | 0 | 0 | 0 | 0 | 0 | 0 | 0 | 0 | 0 | 0 | 0 | 0 | 0 | 0 | 0 | 0 | 0 | 0 | 0 | 0 | 0 | 0 | 0 | 0
F9_Commercial_WA - Health_New_Water Heating_Natural Gas_Water Heater - Tank Blanket/Insulation_A_Technical Potential | F9 | Commercial | WA - Health | New | Water Heating | Natural Gas | Water Heater - Tank Blanket/Insulation | A | Cumulative Winter Peak Savings (MW) | Technical Potential | 0 | 0 | 0 | 0 | 0 | 0 | 0 | 0 | 0 | 0 | 0 | 0 | 0 | 0 | 0 | 0 | 0 | 0 | 0 | 0 | 0 | 0 | 0 | 0 | 0 | 0 | 0
F10_Commercial_WA - Health_New_Water Heating_Natural Gas_Water Heater - Tank Blanket/Insulation_A_Technical Potential | F10 | Commercial | WA - Health | New | Water Heating | Natural Gas | Water Heater - Tank Blanket/Insulation | A | Purchases (Incremental) | Technical Potential | 0 | 0 | 0 | 0 | 0 | 0 | 0 | 0 | 0 | 0 | 0 | 0 | 0 | 0 | 0 | 0 | 0 | 0 | 0 | 0 | 0 | 0 | 0 | 0 | 0 | 0 | 0
F11_Commercial_WA - Health_New_Water Heating_Natural Gas_Water Heater - Tank Blanket/Insulation_A_Technical Potential | F11 | Commercial | WA - Health | New | Water Heating | Natural Gas | Water Heater - Tank Blanket/Insulation | A | Purchases (Cumulative) | Technical Potential | 0 | 0 | 0 | 0 | 0 | 0 | 0 | 0 | 0 | 0 | 0 | 0 | 0 | 0 | 0 | 0 | 0 | 0 | 0 | 0 | 0 | 0 | 0 | 0 | 0 | 0 | 0
F1_Commercial_WA - Health_New_Water Heating_Natural Gas_Water Heater - Drainwater Heat Recovery_A_Technical Potential | F1 | Commercial | WA - Health | New | Water Heating | Natural Gas | Water Heater - Drainwater Heat Recovery | A | Integrated Unit Energy Savings (kWh or therms) | Technical Potential | 0 | 0 | 0 | 0 | 0 | 0 | 0 | 0 | 0 | 0 | 0 | 0 | 0 | 0 | 0 | 0 | 0 | 0 | 0 | 0 | 0 | 0 | 0 | 0 | 0 | 0 | 0
F2_Commercial_WA - Health_New_Water Heating_Natural Gas_Water Heater - Drainwater Heat Recovery_A_Technical Potential | F2 | Commercial | WA - Health | New | Water Heating | Natural Gas | Water Heater - Drainwater Heat Recovery | A | Integrated Unit Summer Peak Savings (kW) | Technical Potential | 0 | 0 | 0 | 0 | 0 | 0 | 0 | 0 | 0 | 0 | 0 | 0 | 0 | 0 | 0 | 0 | 0 | 0 | 0 | 0 | 0 | 0 | 0 | 0 | 0 | 0 | 0
F3_Commercial_WA - Health_New_Water Heating_Natural Gas_Water Heater - Drainwater Heat Recovery_A_Technical Potential | F3 | Commercial | WA - Health | New | Water Heating | Natural Gas | Water Heater - Drainwater Heat Recovery | A | Integrated Unit Winter Peak Savings (kW) | Technical Potential | 0 | 0 | 0 | 0 | 0 | 0 | 0 | 0 | 0 | 0 | 0 | 0 | 0 | 0 | 0 | 0 | 0 | 0 | 0 | 0 | 0 | 0 | 0 | 0 | 0 | 0 | 0
F4_Commercial_WA - Health_New_Water Heating_Natural Gas_Water Heater - Drainwater Heat Recovery_A_Technical Potential | F4 | Commercial | WA - Health | New | Water Heating | Natural Gas | Water Heater - Drainwater Heat Recovery | A | Incremental Energy Savings (MWh or mTherms) | Technical Potential | 0 | 0 | 0 | 0 | 0 | 0 | 0 | 0 | 0 | 0 | 0 | 0 | 0 | 0 | 0 | 0 | 0 | 0 | 0 | 0 | 0 | 0 | 0 | 0 | 0 | 0 | 0
F5_Commercial_WA - Health_New_Water Heating_Natural Gas_Water Heater - Drainwater Heat Recovery_A_Technical Potential | F5 | Commercial | WA - Health | New | Water Heating | Natural Gas | Water Heater - Drainwater Heat Recovery | A | Incremental Summer Peak Savings (MW) | Technical Potential | 0 | 0 | 0 | 0 | 0 | 0 | 0 | 0 | 0 | 0 | 0 | 0 | 0 | 0 | 0 | 0 | 0 | 0 | 0 | 0 | 0 | 0 | 0 | 0 | 0 | 0 | 0
F6_Commercial_WA - Health_New_Water Heating_Natural Gas_Water Heater - Drainwater Heat Recovery_A_Technical Potential | F6 | Commercial | WA - Health | New | Water Heating | Natural Gas | Water Heater - Drainwater Heat Recovery | A | Incremental Winter Peak Savings (MW) | Technical Potential | 0 | 0 | 0 | 0 | 0 | 0 | 0 | 0 | 0 | 0 | 0 | 0 | 0 | 0 | 0 | 0 | 0 | 0 | 0 | 0 | 0 | 0 | 0 | 0 | 0 | 0 | 0
F7_Commercial_WA - Health_New_Water Heating_Natural Gas_Water Heater - Drainwater Heat Recovery_A_Technical Potential | F7 | Commercial | WA - Health | New | Water Heating | Natural Gas | Water Heater - Drainwater Heat Recovery | A | Cumulative Energy Savings (MWh or mTherms) | Technical Potential | 0 | 0 | 0 | 0 | 0 | 0 | 0 | 0 | 0 | 0 | 0 | 0 | 0 | 0 | 0 | 0 | 0 | 0 | 0 | 0 | 0 | 0 | 0 | 0 | 0 | 0 | 0
F8_Commercial_WA - Health_New_Water Heating_Natural Gas_Water Heater - Drainwater Heat Recovery_A_Technical Potential | F8 | Commercial | WA - Health | New | Water Heating | Natural Gas | Water Heater - Drainwater Heat Recovery | A | Cumulative Summer Peak Savings (MW) | Technical Potential | 0 | 0 | 0 | 0 | 0 | 0 | 0 | 0 | 0 | 0 | 0 | 0 | 0 | 0 | 0 | 0 | 0 | 0 | 0 | 0 | 0 | 0 | 0 | 0 | 0 | 0 | 0
F9_Commercial_WA - Health_New_Water Heating_Natural Gas_Water Heater - Drainwater Heat Recovery_A_Technical Potential | F9 | Commercial | WA - Health | New | Water Heating | Natural Gas | Water Heater - Drainwater Heat Recovery | A | Cumulative Winter Peak Savings (MW) | Technical Potential | 0 | 0 | 0 | 0 | 0 | 0 | 0 | 0 | 0 | 0 | 0 | 0 | 0 | 0 | 0 | 0 | 0 | 0 | 0 | 0 | 0 | 0 | 0 | 0 | 0 | 0 | 0
F10_Commercial_WA - Health_New_Water Heating_Natural Gas_Water Heater - Drainwater Heat Recovery_A_Technical Potential | F10 | Commercial | WA - Health | New | Water Heating | Natural Gas | Water Heater - Drainwater Heat Recovery | A | Purchases (Incremental) | Technical Potential | 0 | 0 | 0 | 0 | 0 | 0 | 0 | 0 | 0 | 0 | 0 | 0 | 0 | 0 | 0 | 0 | 0 | 0 | 0 | 0 | 0 | 0 | 0 | 0 | 0 | 0 | 0
F11_Commercial_WA - Health_New_Water Heating_Natural Gas_Water Heater - Drainwater Heat Recovery_A_Technical Potential | F11 | Commercial | WA - Health | New | Water Heating | Natural Gas | Water Heater - Drainwater Heat Recovery | A | Purchases (Cumulative) | Technical Potential | 0 | 0 | 0 | 0 | 0 | 0 | 0 | 0 | 0 | 0 | 0 | 0 | 0 | 0 | 0 | 0 | 0 | 0 | 0 | 0 | 0 | 0 | 0 | 0 | 0 | 0 | 0
F1_Commercial_WA - Health_New_Water Heating_Natural Gas_Water Heater - Circulation Pump Controls_A_Technical Potential | F1 | Commercial | WA - Health | New | Water Heating | Natural Gas | Water Heater - Circulation Pump Controls | A | Integrated Unit Energy Savings (kWh or therms) | Technical Potential | 0 | 0 | 0 | 0 | 0 | 0 | 0 | 0 | 0 | 0 | 0 | 0 | 0 | 0 | 0 | 0 | 0 | 0 | 0 | 0 | 0 | 0 | 0 | 0 | 0 | 0 | 0
F2_Commercial_WA - Health_New_Water Heating_Natural Gas_Water Heater - Circulation Pump Controls_A_Technical Potential | F2 | Commercial | WA - Health | New | Water Heating | Natural Gas | Water Heater - Circulation Pump Controls | A | Integrated Unit Summer Peak Savings (kW) | Technical Potential | 0 | 0 | 0 | 0 | 0 | 0 | 0 | 0 | 0 | 0 | 0 | 0 | 0 | 0 | 0 | 0 | 0 | 0 | 0 | 0 | 0 | 0 | 0 | 0 | 0 | 0 | 0
F3_Commercial_WA - Health_New_Water Heating_Natural Gas_Water Heater - Circulation Pump Controls_A_Technical Potential | F3 | Commercial | WA - Health | New | Water Heating | Natural Gas | Water Heater - Circulation Pump Controls | A | Integrated Unit Winter Peak Savings (kW) | Technical Potential | 0 | 0 | 0 | 0 | 0 | 0 | 0 | 0 | 0 | 0 | 0 | 0 | 0 | 0 | 0 | 0 | 0 | 0 | 0 | 0 | 0 | 0 | 0 | 0 | 0 | 0 | 0
F4_Commercial_WA - Health_New_Water Heating_Natural Gas_Water Heater - Circulation Pump Controls_A_Technical Potential | F4 | Commercial | WA - Health | New | Water Heating | Natural Gas | Water Heater - Circulation Pump Controls | A | Incremental Energy Savings (MWh or mTherms) | Technical Potential | 0 | 0 | 0 | 0 | 0 | 0 | 0 | 0 | 0 | 0 | 0 | 0 | 0 | 0 | 0 | 0 | 0 | 0 | 0 | 0 | 0 | 0 | 0 | 0 | 0 | 0 | 0
F5_Commercial_WA - Health_New_Water Heating_Natural Gas_Water Heater - Circulation Pump Controls_A_Technical Potential | F5 | Commercial | WA - Health | New | Water Heating | Natural Gas | Water Heater - Circulation Pump Controls | A | Incremental Summer Peak Savings (MW) | Technical Potential | 0 | 0 | 0 | 0 | 0 | 0 | 0 | 0 | 0 | 0 | 0 | 0 | 0 | 0 | 0 | 0 | 0 | 0 | 0 | 0 | 0 | 0 | 0 | 0 | 0 | 0 | 0
F6_Commercial_WA - Health_New_Water Heating_Natural Gas_Water Heater - Circulation Pump Controls_A_Technical Potential | F6 | Commercial | WA - Health | New | Water Heating | Natural Gas | Water Heater - Circulation Pump Controls | A | Incremental Winter Peak Savings (MW) | Technical Potential | 0 | 0 | 0 | 0 | 0 | 0 | 0 | 0 | 0 | 0 | 0 | 0 | 0 | 0 | 0 | 0 | 0 | 0 | 0 | 0 | 0 | 0 | 0 | 0 | 0 | 0 | 0
F7_Commercial_WA - Health_New_Water Heating_Natural Gas_Water Heater - Circulation Pump Controls_A_Technical Potential | F7 | Commercial | WA - Health | New | Water Heating | Natural Gas | Water Heater - Circulation Pump Controls | A | Cumulative Energy Savings (MWh or mTherms) | Technical Potential | 0 | 0 | 0 | 0 | 0 | 0 | 0 | 0 | 0 | 0 | 0 | 0 | 0 | 0 | 0 | 0 | 0 | 0 | 0 | 0 | 0 | 0 | 0 | 0 | 0 | 0 | 0
F8_Commercial_WA - Health_New_Water Heating_Natural Gas_Water Heater - Circulation Pump Controls_A_Technical Potential | F8 | Commercial | WA - Health | New | Water Heating | Natural Gas | Water Heater - Circulation Pump Controls | A | Cumulative Summer Peak Savings (MW) | Technical Potential | 0 | 0 | 0 | 0 | 0 | 0 | 0 | 0 | 0 | 0 | 0 | 0 | 0 | 0 | 0 | 0 | 0 | 0 | 0 | 0 | 0 | 0 | 0 | 0 | 0 | 0 | 0
F9_Commercial_WA - Health_New_Water Heating_Natural Gas_Water Heater - Circulation Pump Controls_A_Technical Potential | F9 | Commercial | WA - Health | New | Water Heating | Natural Gas | Water Heater - Circulation Pump Controls | A | Cumulative Winter Peak Savings (MW) | Technical Potential | 0 | 0 | 0 | 0 | 0 | 0 | 0 | 0 | 0 | 0 | 0 | 0 | 0 | 0 | 0 | 0 | 0 | 0 | 0 | 0 | 0 | 0 | 0 | 0 | 0 | 0 | 0
F10_Commercial_WA - Health_New_Water Heating_Natural Gas_Water Heater - Circulation Pump Controls_A_Technical Potential | F10 | Commercial | WA - Health | New | Water Heating | Natural Gas | Water Heater - Circulation Pump Controls | A | Purchases (Incremental) | Technical Potential | 0 | 0 | 0 | 0 | 0 | 0 | 0 | 0 | 0 | 0 | 0 | 0 | 0 | 0 | 0 | 0 | 0 | 0 | 0 | 0 | 0 | 0 | 0 | 0 | 0 | 0 | 0
F11_Commercial_WA - Health_New_Water Heating_Natural Gas_Water Heater - Circulation Pump Controls_A_Technical Potential | F11 | Commercial | WA - Health | New | Water Heating | Natural Gas | Water Heater - Circulation Pump Controls | A | Purchases (Cumulative) | Technical Potential | 0 | 0 | 0 | 0 | 0 | 0 | 0 | 0 | 0 | 0 | 0 | 0 | 0 | 0 | 0 | 0 | 0 | 0 | 0 | 0 | 0 | 0 | 0 | 0 | 0 | 0 | 0
F1_Commercial_WA - Health_New_Water Heating_Natural Gas_Water Heater - Pipe Insulation_A_Technical Potential | F1 | Commercial | WA - Health | New | Water Heating | Natural Gas | Water Heater - Pipe Insulation | A | Integrated Unit Energy Savings (kWh or therms) | Technical Potential | 0 | 0 | 0 | 0 | 0 | 0 | 0 | 0 | 0 | 0 | 0 | 0 | 0 | 0 | 0 | 0 | 0 | 0 | 0 | 0 | 0 | 0 | 0 | 0 | 0 | 0 | 0
F2_Commercial_WA - Health_New_Water Heating_Natural Gas_Water Heater - Pipe Insulation_A_Technical Potential | F2 | Commercial | WA - Health | New | Water Heating | Natural Gas | Water Heater - Pipe Insulation | A | Integrated Unit Summer Peak Savings (kW) | Technical Potential | 0 | 0 | 0 | 0 | 0 | 0 | 0 | 0 | 0 | 0 | 0 | 0 | 0 | 0 | 0 | 0 | 0 | 0 | 0 | 0 | 0 | 0 | 0 | 0 | 0 | 0 | 0
F3_Commercial_WA - Health_New_Water Heating_Natural Gas_Water Heater - Pipe Insulation_A_Technical Potential | F3 | Commercial | WA - Health | New | Water Heating | Natural Gas | Water Heater - Pipe Insulation | A | Integrated Unit Winter Peak Savings (kW) | Technical Potential | 0 | 0 | 0 | 0 | 0 | 0 | 0 | 0 | 0 | 0 | 0 | 0 | 0 | 0 | 0 | 0 | 0 | 0 | 0 | 0 | 0 | 0 | 0 | 0 | 0 | 0 | 0
F4_Commercial_WA - Health_New_Water Heating_Natural Gas_Water Heater - Pipe Insulation_A_Technical Potential | F4 | Commercial | WA - Health | New | Water Heating | Natural Gas | Water Heater - Pipe Insulation | A | Incremental Energy Savings (MWh or mTherms) | Technical Potential | 0 | 0 | 0 | 0 | 0 | 0 | 0 | 0 | 0 | 0 | 0 | 0 | 0 | 0 | 0 | 0 | 0 | 0 | 0 | 0 | 0 | 0 | 0 | 0 | 0 | 0 | 0
F5_Commercial_WA - Health_New_Water Heating_Natural Gas_Water Heater - Pipe Insulation_A_Technical Potential | F5 | Commercial | WA - Health | New | Water Heating | Natural Gas | Water Heater - Pipe Insulation | A | Incremental Summer Peak Savings (MW) | Technical Potential | 0 | 0 | 0 | 0 | 0 | 0 | 0 | 0 | 0 | 0 | 0 | 0 | 0 | 0 | 0 | 0 | 0 | 0 | 0 | 0 | 0 | 0 | 0 | 0 | 0 | 0 | 0
F6_Commercial_WA - Health_New_Water Heating_Natural Gas_Water Heater - Pipe Insulation_A_Technical Potential | F6 | Commercial | WA - Health | New | Water Heating | Natural Gas | Water Heater - Pipe Insulation | A | Incremental Winter Peak Savings (MW) | Technical Potential | 0 | 0 | 0 | 0 | 0 | 0 | 0 | 0 | 0 | 0 | 0 | 0 | 0 | 0 | 0 | 0 | 0 | 0 | 0 | 0 | 0 | 0 | 0 | 0 | 0 | 0 | 0
F7_Commercial_WA - Health_New_Water Heating_Natural Gas_Water Heater - Pipe Insulation_A_Technical Potential | F7 | Commercial | WA - Health | New | Water Heating | Natural Gas | Water Heater - Pipe Insulation | A | Cumulative Energy Savings (MWh or mTherms) | Technical Potential | 0 | 0 | 0 | 0 | 0 | 0 | 0 | 0 | 0 | 0 | 0 | 0 | 0 | 0 | 0 | 0 | 0 | 0 | 0 | 0 | 0 | 0 | 0 | 0 | 0 | 0 | 0
F8_Commercial_WA - Health_New_Water Heating_Natural Gas_Water Heater - Pipe Insulation_A_Technical Potential | F8 | Commercial | WA - Health | New | Water Heating | Natural Gas | Water Heater - Pipe Insulation | A | Cumulative Summer Peak Savings (MW) | Technical Potential | 0 | 0 | 0 | 0 | 0 | 0 | 0 | 0 | 0 | 0 | 0 | 0 | 0 | 0 | 0 | 0 | 0 | 0 | 0 | 0 | 0 | 0 | 0 | 0 | 0 | 0 | 0
F9_Commercial_WA - Health_New_Water Heating_Natural Gas_Water Heater - Pipe Insulation_A_Technical Potential | F9 | Commercial | WA - Health | New | Water Heating | Natural Gas | Water Heater - Pipe Insulation | A | Cumulative Winter Peak Savings (MW) | Technical Potential | 0 | 0 | 0 | 0 | 0 | 0 | 0 | 0 | 0 | 0 | 0 | 0 | 0 | 0 | 0 | 0 | 0 | 0 | 0 | 0 | 0 | 0 | 0 | 0 | 0 | 0 | 0
F10_Commercial_WA - Health_New_Water Heating_Natural Gas_Water Heater - Pipe Insulation_A_Technical Potential | F10 | Commercial | WA - Health | New | Water Heating | Natural Gas | Water Heater - Pipe Insulation | A | Purchases (Incremental) | Technical Potential | 0 | 0 | 0 | 0 | 0 | 0 | 0 | 0 | 0 | 0 | 0 | 0 | 0 | 0 | 0 | 0 | 0 | 0 | 0 | 0 | 0 | 0 | 0 | 0 | 0 | 0 | 0
F11_Commercial_WA - Health_New_Water Heating_Natural Gas_Water Heater - Pipe Insulation_A_Technical Potential | F11 | Commercial | WA - Health | New | Water Heating | Natural Gas | Water Heater - Pipe Insulation | A | Purchases (Cumulative) | Technical Potential | 0 | 0 | 0 | 0 | 0 | 0 | 0 | 0 | 0 | 0 | 0 | 0 | 0 | 0 | 0 | 0 | 0 | 0 | 0 | 0 | 0 | 0 | 0 | 0 | 0 | 0 | 0
F1_Commercial_WA - Health_New_Water Heating_Natural Gas_Water Heater - Motion Control Faucet_A_Technical Potential | F1 | Commercial | WA - Health | New | Water Heating | Natural Gas | Water Heater - Motion Control Faucet | A | Integrated Unit Energy Savings (kWh or therms) | Technical Potential | 0 | 0 | 0 | 0 | 0 | 0 | 0 | 0 | 0 | 0 | 0 | 0 | 0 | 0 | 0 | 0 | 0 | 0 | 0 | 0 | 0 | 0 | 0 | 0 | 0 | 0 | 0
F2_Commercial_WA - Health_New_Water Heating_Natural Gas_Water Heater - Motion Control Faucet_A_Technical Potential | F2 | Commercial | WA - Health | New | Water Heating | Natural Gas | Water Heater - Motion Control Faucet | A | Integrated Unit Summer Peak Savings (kW) | Technical Potential | 0 | 0 | 0 | 0 | 0 | 0 | 0 | 0 | 0 | 0 | 0 | 0 | 0 | 0 | 0 | 0 | 0 | 0 | 0 | 0 | 0 | 0 | 0 | 0 | 0 | 0 | 0
F3_Commercial_WA - Health_New_Water Heating_Natural Gas_Water Heater - Motion Control Faucet_A_Technical Potential | F3 | Commercial | WA - Health | New | Water Heating | Natural Gas | Water Heater - Motion Control Faucet | A | Integrated Unit Winter Peak Savings (kW) | Technical Potential | 0 | 0 | 0 | 0 | 0 | 0 | 0 | 0 | 0 | 0 | 0 | 0 | 0 | 0 | 0 | 0 | 0 | 0 | 0 | 0 | 0 | 0 | 0 | 0 | 0 | 0 | 0
F4_Commercial_WA - Health_New_Water Heating_Natural Gas_Water Heater - Motion Control Faucet_A_Technical Potential | F4 | Commercial | WA - Health | New | Water Heating | Natural Gas | Water Heater - Motion Control Faucet | A | Incremental Energy Savings (MWh or mTherms) | Technical Potential | 0 | 0 | 0 | 0 | 0 | 0 | 0 | 0 | 0 | 0 | 0 | 0 | 0 | 0 | 0 | 0 | 0 | 0 | 0 | 0 | 0 | 0 | 0 | 0 | 0 | 0 | 0
F5_Commercial_WA - Health_New_Water Heating_Natural Gas_Water Heater - Motion Control Faucet_A_Technical Potential | F5 | Commercial | WA - Health | New | Water Heating | Natural Gas | Water Heater - Motion Control Faucet | A | Incremental Summer Peak Savings (MW) | Technical Potential | 0 | 0 | 0 | 0 | 0 | 0 | 0 | 0 | 0 | 0 | 0 | 0 | 0 | 0 | 0 | 0 | 0 | 0 | 0 | 0 | 0 | 0 | 0 | 0 | 0 | 0 | 0
F6_Commercial_WA - Health_New_Water Heating_Natural Gas_Water Heater - Motion Control Faucet_A_Technical Potential | F6 | Commercial | WA - Health | New | Water Heating | Natural Gas | Water Heater - Motion Control Faucet | A | Incremental Winter Peak Savings (MW) | Technical Potential | 0 | 0 | 0 | 0 | 0 | 0 | 0 | 0 | 0 | 0 | 0 | 0 | 0 | 0 | 0 | 0 | 0 | 0 | 0 | 0 | 0 | 0 | 0 | 0 | 0 | 0 | 0
F7_Commercial_WA - Health_New_Water Heating_Natural Gas_Water Heater - Motion Control Faucet_A_Technical Potential | F7 | Commercial | WA - Health | New | Water Heating | Natural Gas | Water Heater - Motion Control Faucet | A | Cumulative Energy Savings (MWh or mTherms) | Technical Potential | 0 | 0 | 0 | 0 | 0 | 0 | 0 | 0 | 0 | 0 | 0 | 0 | 0 | 0 | 0 | 0 | 0 | 0 | 0 | 0 | 0 | 0 | 0 | 0 | 0 | 0 | 0
F8_Commercial_WA - Health_New_Water Heating_Natural Gas_Water Heater - Motion Control Faucet_A_Technical Potential | F8 | Commercial | WA - Health | New | Water Heating | Natural Gas | Water Heater - Motion Control Faucet | A | Cumulative Summer Peak Savings (MW) | Technical Potential | 0 | 0 | 0 | 0 | 0 | 0 | 0 | 0 | 0 | 0 | 0 | 0 | 0 | 0 | 0 | 0 | 0 | 0 | 0 | 0 | 0 | 0 | 0 | 0 | 0 | 0 | 0
F9_Commercial_WA - Health_New_Water Heating_Natural Gas_Water Heater - Motion Control Faucet_A_Technical Potential | F9 | Commercial | WA - Health | New | Water Heating | Natural Gas | Water Heater - Motion Control Faucet | A | Cumulative Winter Peak Savings (MW) | Technical Potential | 0 | 0 | 0 | 0 | 0 | 0 | 0 | 0 | 0 | 0 | 0 | 0 | 0 | 0 | 0 | 0 | 0 | 0 | 0 | 0 | 0 | 0 | 0 | 0 | 0 | 0 | 0
F10_Commercial_WA - Health_New_Water Heating_Natural Gas_Water Heater - Motion Control Faucet_A_Technical Potential | F10 | Commercial | WA - Health | New | Water Heating | Natural Gas | Water Heater - Motion Control Faucet | A | Purchases (Incremental) | Technical Potential | 0 | 0 | 0 | 0 | 0 | 0 | 0 | 0 | 0 | 0 | 0 | 0 | 0 | 0 | 0 | 0 | 0 | 0 | 0 | 0 | 0 | 0 | 0 | 0 | 0 | 0 | 0
F11_Commercial_WA - Health_New_Water Heating_Natural Gas_Water Heater - Motion Control Faucet_A_Technical Potential | F11 | Commercial | WA - Health | New | Water Heating | Natural Gas | Water Heater - Motion Control Faucet | A | Purchases (Cumulative) | Technical Potential | 0 | 0 | 0 | 0 | 0 | 0 | 0 | 0 | 0 | 0 | 0 | 0 | 0 | 0 | 0 | 0 | 0 | 0 | 0 | 0 | 0 | 0 | 0 | 0 | 0 | 0 | 0
F1_Commercial_WA - Health_New_Water Heating_Natural Gas_Water Heater - Solar System_A_Technical Potential | F1 | Commercial | WA - Health | New | Water Heating | Natural Gas | Water Heater - Solar System | A | Integrated Unit Energy Savings (kWh or therms) | Technical Potential | 0 | 0 | 0 | 0 | 0 | 0 | 0 | 0 | 0 | 0 | 0 | 0 | 0 | 0 | 0 | 0 | 0 | 0 | 0 | 0 | 0 | 0 | 0 | 0 | 0 | 0 | 0
F2_Commercial_WA - Health_New_Water Heating_Natural Gas_Water Heater - Solar System_A_Technical Potential | F2 | Commercial | WA - Health | New | Water Heating | Natural Gas | Water Heater - Solar System | A | Integrated Unit Summer Peak Savings (kW) | Technical Potential | 0 | 0 | 0 | 0 | 0 | 0 | 0 | 0 | 0 | 0 | 0 | 0 | 0 | 0 | 0 | 0 | 0 | 0 | 0 | 0 | 0 | 0 | 0 | 0 | 0 | 0 | 0
F3_Commercial_WA - Health_New_Water Heating_Natural Gas_Water Heater - Solar System_A_Technical Potential | F3 | Commercial | WA - Health | New | Water Heating | Natural Gas | Water Heater - Solar System | A | Integrated Unit Winter Peak Savings (kW) | Technical Potential | 0 | 0 | 0 | 0 | 0 | 0 | 0 | 0 | 0 | 0 | 0 | 0 | 0 | 0 | 0 | 0 | 0 | 0 | 0 | 0 | 0 | 0 | 0 | 0 | 0 | 0 | 0
F4_Commercial_WA - Health_New_Water Heating_Natural Gas_Water Heater - Solar System_A_Technical Potential | F4 | Commercial | WA - Health | New | Water Heating | Natural Gas | Water Heater - Solar System | A | Incremental Energy Savings (MWh or mTherms) | Technical Potential | 0 | 0 | 0 | 0 | 0 | 0 | 0 | 0 | 0 | 0 | 0 | 0 | 0 | 0 | 0 | 0 | 0 | 0 | 0 | 0 | 0 | 0 | 0 | 0 | 0 | 0 | 0
F5_Commercial_WA - Health_New_Water Heating_Natural Gas_Water Heater - Solar System_A_Technical Potential | F5 | Commercial | WA - Health | New | Water Heating | Natural Gas | Water Heater - Solar System | A | Incremental Summer Peak Savings (MW) | Technical Potential | 0 | 0 | 0 | 0 | 0 | 0 | 0 | 0 | 0 | 0 | 0 | 0 | 0 | 0 | 0 | 0 | 0 | 0 | 0 | 0 | 0 | 0 | 0 | 0 | 0 | 0 | 0
F6_Commercial_WA - Health_New_Water Heating_Natural Gas_Water Heater - Solar System_A_Technical Potential | F6 | Commercial | WA - Health | New | Water Heating | Natural Gas | Water Heater - Solar System | A | Incremental Winter Peak Savings (MW) | Technical Potential | 0 | 0 | 0 | 0 | 0 | 0 | 0 | 0 | 0 | 0 | 0 | 0 | 0 | 0 | 0 | 0 | 0 | 0 | 0 | 0 | 0 | 0 | 0 | 0 | 0 | 0 | 0
F7_Commercial_WA - Health_New_Water Heating_Natural Gas_Water Heater - Solar System_A_Technical Potential | F7 | Commercial | WA - Health | New | Water Heating | Natural Gas | Water Heater - Solar System | A | Cumulative Energy Savings (MWh or mTherms) | Technical Potential | 0 | 0 | 0 | 0 | 0 | 0 | 0 | 0 | 0 | 0 | 0 | 0 | 0 | 0 | 0 | 0 | 0 | 0 | 0 | 0 | 0 | 0 | 0 | 0 | 0 | 0 | 0
F8_Commercial_WA - Health_New_Water Heating_Natural Gas_Water Heater - Solar System_A_Technical Potential | F8 | Commercial | WA - Health | New | Water Heating | Natural Gas | Water Heater - Solar System | A | Cumulative Summer Peak Savings (MW) | Technical Potential | 0 | 0 | 0 | 0 | 0 | 0 | 0 | 0 | 0 | 0 | 0 | 0 | 0 | 0 | 0 | 0 | 0 | 0 | 0 | 0 | 0 | 0 | 0 | 0 | 0 | 0 | 0
F9_Commercial_WA - Health_New_Water Heating_Natural Gas_Water Heater - Solar System_A_Technical Potential | F9 | Commercial | WA - Health | New | Water Heating | Natural Gas | Water Heater - Solar System | A | Cumulative Winter Peak Savings (MW) | Technical Potential | 0 | 0 | 0 | 0 | 0 | 0 | 0 | 0 | 0 | 0 | 0 | 0 | 0 | 0 | 0 | 0 | 0 | 0 | 0 | 0 | 0 | 0 | 0 | 0 | 0 | 0 | 0
F10_Commercial_WA - Health_New_Water Heating_Natural Gas_Water Heater - Solar System_A_Technical Potential | F10 | Commercial | WA - Health | New | Water Heating | Natural Gas | Water Heater - Solar System | A | Purchases (Incremental) | Technical Potential | 0 | 0 | 0 | 0 | 0 | 0 | 0 | 0 | 0 | 0 | 0 | 0 | 0 | 0 | 0 | 0 | 0 | 0 | 0 | 0 | 0 | 0 | 0 | 0 | 0 | 0 | 0
F11_Commercial_WA - Health_New_Water Heating_Natural Gas_Water Heater - Solar System_A_Technical Potential | F11 | Commercial | WA - Health | New | Water Heating | Natural Gas | Water Heater - Solar System | A | Purchases (Cumulative) | Technical Potential | 0 | 0 | 0 | 0 | 0 | 0 | 0 | 0 | 0 | 0 | 0 | 0 | 0 | 0 | 0 | 0 | 0 | 0 | 0 | 0 | 0 | 0 | 0 | 0 | 0 | 0 | 0
F1_Commercial_WA - Health_New_Water Heating_Natural Gas_Commercial Laundry - Ozone Treatment_A_Technical Potential | F1 | Commercial | WA - Health | New | Water Heating | Natural Gas | Commercial Laundry - Ozone Treatment | A | Integrated Unit Energy Savings (kWh or therms) | Technical Potential | 0 | 0 | 0 | 0 | 0 | 0 | 0 | 0 | 0 | 0 | 0 | 0 | 0 | 0 | 0 | 0 | 0 | 0 | 0 | 0 | 0 | 0 | 0 | 0 | 0 | 0 | 0
F2_Commercial_WA - Health_New_Water Heating_Natural Gas_Commercial Laundry - Ozone Treatment_A_Technical Potential | F2 | Commercial | WA - Health | New | Water Heating | Natural Gas | Commercial Laundry - Ozone Treatment | A | Integrated Unit Summer Peak Savings (kW) | Technical Potential | 0 | 0 | 0 | 0 | 0 | 0 | 0 | 0 | 0 | 0 | 0 | 0 | 0 | 0 | 0 | 0 | 0 | 0 | 0 | 0 | 0 | 0 | 0 | 0 | 0 | 0 | 0
F3_Commercial_WA - Health_New_Water Heating_Natural Gas_Commercial Laundry - Ozone Treatment_A_Technical Potential | F3 | Commercial | WA - Health | New | Water Heating | Natural Gas | Commercial Laundry - Ozone Treatment | A | Integrated Unit Winter Peak Savings (kW) | Technical Potential | 0 | 0 | 0 | 0 | 0 | 0 | 0 | 0 | 0 | 0 | 0 | 0 | 0 | 0 | 0 | 0 | 0 | 0 | 0 | 0 | 0 | 0 | 0 | 0 | 0 | 0 | 0
F4_Commercial_WA - Health_New_Water Heating_Natural Gas_Commercial Laundry - Ozone Treatment_A_Technical Potential | F4 | Commercial | WA - Health | New | Water Heating | Natural Gas | Commercial Laundry - Ozone Treatment | A | Incremental Energy Savings (MWh or mTherms) | Technical Potential | 0 | 0 | 0 | 0 | 0 | 0 | 0 | 0 | 0 | 0 | 0 | 0 | 0 | 0 | 0 | 0 | 0 | 0 | 0 | 0 | 0 | 0 | 0 | 0 | 0 | 0 | 0
F5_Commercial_WA - Health_New_Water Heating_Natural Gas_Commercial Laundry - Ozone Treatment_A_Technical Potential | F5 | Commercial | WA - Health | New | Water Heating | Natural Gas | Commercial Laundry - Ozone Treatment | A | Incremental Summer Peak Savings (MW) | Technical Potential | 0 | 0 | 0 | 0 | 0 | 0 | 0 | 0 | 0 | 0 | 0 | 0 | 0 | 0 | 0 | 0 | 0 | 0 | 0 | 0 | 0 | 0 | 0 | 0 | 0 | 0 | 0
F6_Commercial_WA - Health_New_Water Heating_Natural Gas_Commercial Laundry - Ozone Treatment_A_Technical Potential | F6 | Commercial | WA - Health | New | Water Heating | Natural Gas | Commercial Laundry - Ozone Treatment | A | Incremental Winter Peak Savings (MW) | Technical Potential | 0 | 0 | 0 | 0 | 0 | 0 | 0 | 0 | 0 | 0 | 0 | 0 | 0 | 0 | 0 | 0 | 0 | 0 | 0 | 0 | 0 | 0 | 0 | 0 | 0 | 0 | 0
F7_Commercial_WA - Health_New_Water Heating_Natural Gas_Commercial Laundry - Ozone Treatment_A_Technical Potential | F7 | Commercial | WA - Health | New | Water Heating | Natural Gas | Commercial Laundry - Ozone Treatment | A | Cumulative Energy Savings (MWh or mTherms) | Technical Potential | 0 | 0 | 0 | 0 | 0 | 0 | 0 | 0 | 0 | 0 | 0 | 0 | 0 | 0 | 0 | 0 | 0 | 0 | 0 | 0 | 0 | 0 | 0 | 0 | 0 | 0 | 0
F8_Commercial_WA - Health_New_Water Heating_Natural Gas_Commercial Laundry - Ozone Treatment_A_Technical Potential | F8 | Commercial | WA - Health | New | Water Heating | Natural Gas | Commercial Laundry - Ozone Treatment | A | Cumulative Summer Peak Savings (MW) | Technical Potential | 0 | 0 | 0 | 0 | 0 | 0 | 0 | 0 | 0 | 0 | 0 | 0 | 0 | 0 | 0 | 0 | 0 | 0 | 0 | 0 | 0 | 0 | 0 | 0 | 0 | 0 | 0
F9_Commercial_WA - Health_New_Water Heating_Natural Gas_Commercial Laundry - Ozone Treatment_A_Technical Potential | F9 | Commercial | WA - Health | New | Water Heating | Natural Gas | Commercial Laundry - Ozone Treatment | A | Cumulative Winter Peak Savings (MW) | Technical Potential | 0 | 0 | 0 | 0 | 0 | 0 | 0 | 0 | 0 | 0 | 0 | 0 | 0 | 0 | 0 | 0 | 0 | 0 | 0 | 0 | 0 | 0 | 0 | 0 | 0 | 0 | 0
F10_Commercial_WA - Health_New_Water Heating_Natural Gas_Commercial Laundry - Ozone Treatment_A_Technical Potential | F10 | Commercial | WA - Health | New | Water Heating | Natural Gas | Commercial Laundry - Ozone Treatment | A | Purchases (Incremental) | Technical Potential | 0 | 0 | 0 | 0 | 0 | 0 | 0 | 0 | 0 | 0 | 0 | 0 | 0 | 0 | 0 | 0 | 0 | 0 | 0 | 0 | 0 | 0 | 0 | 0 | 0 | 0 | 0
F11_Commercial_WA - Health_New_Water Heating_Natural Gas_Commercial Laundry - Ozone Treatment_A_Technical Potential | F11 | Commercial | WA - Health | New | Water Heating | Natural Gas | Commercial Laundry - Ozone Treatment | A | Purchases (Cumulative) | Technical Potential | 0 | 0 | 0 | 0 | 0 | 0 | 0 | 0 | 0 | 0 | 0 | 0 | 0 | 0 | 0 | 0 | 0 | 0 | 0 | 0 | 0 | 0 | 0 | 0 | 0 | 0 | 0
F1_Commercial_WA - Health_New_Water Heating_Natural Gas_Commercial Laundry - ENERGY STAR Washer_A_Technical Potential | F1 | Commercial | WA - Health | New | Water Heating | Natural Gas | Commercial Laundry - ENERGY STAR Washer | A | Integrated Unit Energy Savings (kWh or therms) | Technical Potential | 0 | 0 | 0 | 0 | 0 | 0 | 0 | 0 | 0 | 0 | 0 | 0 | 0 | 0 | 0 | 0 | 0 | 0 | 0 | 0 | 0 | 0 | 0 | 0 | 0 | 0 | 0
F2_Commercial_WA - Health_New_Water Heating_Natural Gas_Commercial Laundry - ENERGY STAR Washer_A_Technical Potential | F2 | Commercial | WA - Health | New | Water Heating | Natural Gas | Commercial Laundry - ENERGY STAR Washer | A | Integrated Unit Summer Peak Savings (kW) | Technical Potential | 0 | 0 | 0 | 0 | 0 | 0 | 0 | 0 | 0 | 0 | 0 | 0 | 0 | 0 | 0 | 0 | 0 | 0 | 0 | 0 | 0 | 0 | 0 | 0 | 0 | 0 | 0
F3_Commercial_WA - Health_New_Water Heating_Natural Gas_Commercial Laundry - ENERGY STAR Washer_A_Technical Potential | F3 | Commercial | WA - Health | New | Water Heating | Natural Gas | Commercial Laundry - ENERGY STAR Washer | A | Integrated Unit Winter Peak Savings (kW) | Technical Potential | 0 | 0 | 0 | 0 | 0 | 0 | 0 | 0 | 0 | 0 | 0 | 0 | 0 | 0 | 0 | 0 | 0 | 0 | 0 | 0 | 0 | 0 | 0 | 0 | 0 | 0 | 0
F4_Commercial_WA - Health_New_Water Heating_Natural Gas_Commercial Laundry - ENERGY STAR Washer_A_Technical Potential | F4 | Commercial | WA - Health | New | Water Heating | Natural Gas | Commercial Laundry - ENERGY STAR Washer | A | Incremental Energy Savings (MWh or mTherms) | Technical Potential | 0 | 0 | 0 | 0 | 0 | 0 | 0 | 0 | 0 | 0 | 0 | 0 | 0 | 0 | 0 | 0 | 0 | 0 | 0 | 0 | 0 | 0 | 0 | 0 | 0 | 0 | 0
F5_Commercial_WA - Health_New_Water Heating_Natural Gas_Commercial Laundry - ENERGY STAR Washer_A_Technical Potential | F5 | Commercial | WA - Health | New | Water Heating | Natural Gas | Commercial Laundry - ENERGY STAR Washer | A | Incremental Summer Peak Savings (MW) | Technical Potential | 0 | 0 | 0 | 0 | 0 | 0 | 0 | 0 | 0 | 0 | 0 | 0 | 0 | 0 | 0 | 0 | 0 | 0 | 0 | 0 | 0 | 0 | 0 | 0 | 0 | 0 | 0
F6_Commercial_WA - Health_New_Water Heating_Natural Gas_Commercial Laundry - ENERGY STAR Washer_A_Technical Potential | F6 | Commercial | WA - Health | New | Water Heating | Natural Gas | Commercial Laundry - ENERGY STAR Washer | A | Incremental Winter Peak Savings (MW) | Technical Potential | 0 | 0 | 0 | 0 | 0 | 0 | 0 | 0 | 0 | 0 | 0 | 0 | 0 | 0 | 0 | 0 | 0 | 0 | 0 | 0 | 0 | 0 | 0 | 0 | 0 | 0 | 0
F7_Commercial_WA - Health_New_Water Heating_Natural Gas_Commercial Laundry - ENERGY STAR Washer_A_Technical Potential | F7 | Commercial | WA - Health | New | Water Heating | Natural Gas | Commercial Laundry - ENERGY STAR Washer | A | Cumulative Energy Savings (MWh or mTherms) | Technical Potential | 0 | 0 | 0 | 0 | 0 | 0 | 0 | 0 | 0 | 0 | 0 | 0 | 0 | 0 | 0 | 0 | 0 | 0 | 0 | 0 | 0 | 0 | 0 | 0 | 0 | 0 | 0
F8_Commercial_WA - Health_New_Water Heating_Natural Gas_Commercial Laundry - ENERGY STAR Washer_A_Technical Potential | F8 | Commercial | WA - Health | New | Water Heating | Natural Gas | Commercial Laundry - ENERGY STAR Washer | A | Cumulative Summer Peak Savings (MW) | Technical Potential | 0 | 0 | 0 | 0 | 0 | 0 | 0 | 0 | 0 | 0 | 0 | 0 | 0 | 0 | 0 | 0 | 0 | 0 | 0 | 0 | 0 | 0 | 0 | 0 | 0 | 0 | 0
F9_Commercial_WA - Health_New_Water Heating_Natural Gas_Commercial Laundry - ENERGY STAR Washer_A_Technical Potential | F9 | Commercial | WA - Health | New | Water Heating | Natural Gas | Commercial Laundry - ENERGY STAR Washer | A | Cumulative Winter Peak Savings (MW) | Technical Potential | 0 | 0 | 0 | 0 | 0 | 0 | 0 | 0 | 0 | 0 | 0 | 0 | 0 | 0 | 0 | 0 | 0 | 0 | 0 | 0 | 0 | 0 | 0 | 0 | 0 | 0 | 0
F10_Commercial_WA - Health_New_Water Heating_Natural Gas_Commercial Laundry - ENERGY STAR Washer_A_Technical Potential | F10 | Commercial | WA - Health | New | Water Heating | Natural Gas | Commercial Laundry - ENERGY STAR Washer | A | Purchases (Incremental) | Technical Potential | 0 | 0 | 0 | 0 | 0 | 0 | 0 | 0 | 0 | 0 | 0 | 0 | 0 | 0 | 0 | 0 | 0 | 0 | 0 | 0 | 0 | 0 | 0 | 0 | 0 | 0 | 0
F11_Commercial_WA - Health_New_Water Heating_Natural Gas_Commercial Laundry - ENERGY STAR Washer_A_Technical Potential | F11 | Commercial | WA - Health | New | Water Heating | Natural Gas | Commercial Laundry - ENERGY STAR Washer | A | Purchases (Cumulative) | Technical Potential | 0 | 0 | 0 | 0 | 0 | 0 | 0 | 0 | 0 | 0 | 0 | 0 | 0 | 0 | 0 | 0 | 0 | 0 | 0 | 0 | 0 | 0 | 0 | 0 | 0 | 0 | 0
F1_Commercial_WA - Health_New_Water Heating_Natural Gas_Water Heater - Efficient Dishwasher_A_Technical Potential | F1 | Commercial | WA - Health | New | Water Heating | Natural Gas | Water Heater - Efficient Dishwasher | A | Integrated Unit Energy Savings (kWh or therms) | Technical Potential | 0 | 0 | 0 | 0 | 0 | 0 | 0 | 0 | 0 | 0 | 0 | 0 | 0 | 0 | 0 | 0 | 0 | 0 | 0 | 0 | 0 | 0 | 0 | 0 | 0 | 0 | 0
F2_Commercial_WA - Health_New_Water Heating_Natural Gas_Water Heater - Efficient Dishwasher_A_Technical Potential | F2 | Commercial | WA - Health | New | Water Heating | Natural Gas | Water Heater - Efficient Dishwasher | A | Integrated Unit Summer Peak Savings (kW) | Technical Potential | 0 | 0 | 0 | 0 | 0 | 0 | 0 | 0 | 0 | 0 | 0 | 0 | 0 | 0 | 0 | 0 | 0 | 0 | 0 | 0 | 0 | 0 | 0 | 0 | 0 | 0 | 0
F3_Commercial_WA - Health_New_Water Heating_Natural Gas_Water Heater - Efficient Dishwasher_A_Technical Potential | F3 | Commercial | WA - Health | New | Water Heating | Natural Gas | Water Heater - Efficient Dishwasher | A | Integrated Unit Winter Peak Savings (kW) | Technical Potential | 0 | 0 | 0 | 0 | 0 | 0 | 0 | 0 | 0 | 0 | 0 | 0 | 0 | 0 | 0 | 0 | 0 | 0 | 0 | 0 | 0 | 0 | 0 | 0 | 0 | 0 | 0
F4_Commercial_WA - Health_New_Water Heating_Natural Gas_Water Heater - Efficient Dishwasher_A_Technical Potential | F4 | Commercial | WA - Health | New | Water Heating | Natural Gas | Water Heater - Efficient Dishwasher | A | Incremental Energy Savings (MWh or mTherms) | Technical Potential | 0 | 0 | 0 | 0 | 0 | 0 | 0 | 0 | 0 | 0 | 0 | 0 | 0 | 0 | 0 | 0 | 0 | 0 | 0 | 0 | 0 | 0 | 0 | 0 | 0 | 0 | 0
F5_Commercial_WA - Health_New_Water Heating_Natural Gas_Water Heater - Efficient Dishwasher_A_Technical Potential | F5 | Commercial | WA - Health | New | Water Heating | Natural Gas | Water Heater - Efficient Dishwasher | A | Incremental Summer Peak Savings (MW) | Technical Potential | 0 | 0 | 0 | 0 | 0 | 0 | 0 | 0 | 0 | 0 | 0 | 0 | 0 | 0 | 0 | 0 | 0 | 0 | 0 | 0 | 0 | 0 | 0 | 0 | 0 | 0 | 0
F6_Commercial_WA - Health_New_Water Heating_Natural Gas_Water Heater - Efficient Dishwasher_A_Technical Potential | F6 | Commercial | WA - Health | New | Water Heating | Natural Gas | Water Heater - Efficient Dishwasher | A | Incremental Winter Peak Savings (MW) | Technical Potential | 0 | 0 | 0 | 0 | 0 | 0 | 0 | 0 | 0 | 0 | 0 | 0 | 0 | 0 | 0 | 0 | 0 | 0 | 0 | 0 | 0 | 0 | 0 | 0 | 0 | 0 | 0
F7_Commercial_WA - Health_New_Water Heating_Natural Gas_Water Heater - Efficient Dishwasher_A_Technical Potential | F7 | Commercial | WA - Health | New | Water Heating | Natural Gas | Water Heater - Efficient Dishwasher | A | Cumulative Energy Savings (MWh or mTherms) | Technical Potential | 0 | 0 | 0 | 0 | 0 | 0 | 0 | 0 | 0 | 0 | 0 | 0 | 0 | 0 | 0 | 0 | 0 | 0 | 0 | 0 | 0 | 0 | 0 | 0 | 0 | 0 | 0
F8_Commercial_WA - Health_New_Water Heating_Natural Gas_Water Heater - Efficient Dishwasher_A_Technical Potential | F8 | Commercial | WA - Health | New | Water Heating | Natural Gas | Water Heater - Efficient Dishwasher | A | Cumulative Summer Peak Savings (MW) | Technical Potential | 0 | 0 | 0 | 0 | 0 | 0 | 0 | 0 | 0 | 0 | 0 | 0 | 0 | 0 | 0 | 0 | 0 | 0 | 0 | 0 | 0 | 0 | 0 | 0 | 0 | 0 | 0
F9_Commercial_WA - Health_New_Water Heating_Natural Gas_Water Heater - Efficient Dishwasher_A_Technical Potential | F9 | Commercial | WA - Health | New | Water Heating | Natural Gas | Water Heater - Efficient Dishwasher | A | Cumulative Winter Peak Savings (MW) | Technical Potential | 0 | 0 | 0 | 0 | 0 | 0 | 0 | 0 | 0 | 0 | 0 | 0 | 0 | 0 | 0 | 0 | 0 | 0 | 0 | 0 | 0 | 0 | 0 | 0 | 0 | 0 | 0
F10_Commercial_WA - Health_New_Water Heating_Natural Gas_Water Heater - Efficient Dishwasher_A_Technical Potential | F10 | Commercial | WA - Health | New | Water Heating | Natural Gas | Water Heater - Efficient Dishwasher | A | Purchases (Incremental) | Technical Potential | 0 | 0 | 0 | 0 | 0 | 0 | 0 | 0 | 0 | 0 | 0 | 0 | 0 | 0 | 0 | 0 | 0 | 0 | 0 | 0 | 0 | 0 | 0 | 0 | 0 | 0 | 0
F11_Commercial_WA - Health_New_Water Heating_Natural Gas_Water Heater - Efficient Dishwasher_A_Technical Potential | F11 | Commercial | WA - Health | New | Water Heating | Natural Gas | Water Heater - Efficient Dishwasher | A | Purchases (Cumulative) | Technical Potential | 0 | 0 | 0 | 0 | 0 | 0 | 0 | 0 | 0 | 0 | 0 | 0 | 0 | 0 | 0 | 0 | 0 | 0 | 0 | 0 | 0 | 0 | 0 | 0 | 0 | 0 | 0
F1_Commercial_WA - Health_New_Water Heating_Natural Gas_Commercial Laundry - Alternative Dry-Cleaning Methods_A_Technical Potential | F1 | Commercial | WA - Health | New | Water Heating | Natural Gas | Commercial Laundry - Alternative Dry-Cleaning Methods | A | Integrated Unit Energy Savings (kWh or therms) | Technical Potential | 0 | 0 | 0 | 0 | 0 | 0 | 0 | 0 | 0 | 0 | 0 | 0 | 0 | 0 | 0 | 0 | 0 | 0 | 0 | 0 | 0 | 0 | 0 | 0 | 0 | 0 | 0
F2_Commercial_WA - Health_New_Water Heating_Natural Gas_Commercial Laundry - Alternative Dry-Cleaning Methods_A_Technical Potential | F2 | Commercial | WA - Health | New | Water Heating | Natural Gas | Commercial Laundry - Alternative Dry-Cleaning Methods | A | Integrated Unit Summer Peak Savings (kW) | Technical Potential | 0 | 0 | 0 | 0 | 0 | 0 | 0 | 0 | 0 | 0 | 0 | 0 | 0 | 0 | 0 | 0 | 0 | 0 | 0 | 0 | 0 | 0 | 0 | 0 | 0 | 0 | 0
F3_Commercial_WA - Health_New_Water Heating_Natural Gas_Commercial Laundry - Alternative Dry-Cleaning Methods_A_Technical Potential | F3 | Commercial | WA - Health | New | Water Heating | Natural Gas | Commercial Laundry - Alternative Dry-Cleaning Methods | A | Integrated Unit Winter Peak Savings (kW) | Technical Potential | 0 | 0 | 0 | 0 | 0 | 0 | 0 | 0 | 0 | 0 | 0 | 0 | 0 | 0 | 0 | 0 | 0 | 0 | 0 | 0 | 0 | 0 | 0 | 0 | 0 | 0 | 0
F4_Commercial_WA - Health_New_Water Heating_Natural Gas_Commercial Laundry - Alternative Dry-Cleaning Methods_A_Technical Potential | F4 | Commercial | WA - Health | New | Water Heating | Natural Gas | Commercial Laundry - Alternative Dry-Cleaning Methods | A | Incremental Energy Savings (MWh or mTherms) | Technical Potential | 0 | 0 | 0 | 0 | 0 | 0 | 0 | 0 | 0 | 0 | 0 | 0 | 0 | 0 | 0 | 0 | 0 | 0 | 0 | 0 | 0 | 0 | 0 | 0 | 0 | 0 | 0
F5_Commercial_WA - Health_New_Water Heating_Natural Gas_Commercial Laundry - Alternative Dry-Cleaning Methods_A_Technical Potential | F5 | Commercial | WA - Health | New | Water Heating | Natural Gas | Commercial Laundry - Alternative Dry-Cleaning Methods | A | Incremental Summer Peak Savings (MW) | Technical Potential | 0 | 0 | 0 | 0 | 0 | 0 | 0 | 0 | 0 | 0 | 0 | 0 | 0 | 0 | 0 | 0 | 0 | 0 | 0 | 0 | 0 | 0 | 0 | 0 | 0 | 0 | 0
F6_Commercial_WA - Health_New_Water Heating_Natural Gas_Commercial Laundry - Alternative Dry-Cleaning Methods_A_Technical Potential | F6 | Commercial | WA - Health | New | Water Heating | Natural Gas | Commercial Laundry - Alternative Dry-Cleaning Methods | A | Incremental Winter Peak Savings (MW) | Technical Potential | 0 | 0 | 0 | 0 | 0 | 0 | 0 | 0 | 0 | 0 | 0 | 0 | 0 | 0 | 0 | 0 | 0 | 0 | 0 | 0 | 0 | 0 | 0 | 0 | 0 | 0 | 0
F7_Commercial_WA - Health_New_Water Heating_Natural Gas_Commercial Laundry - Alternative Dry-Cleaning Methods_A_Technical Potential | F7 | Commercial | WA - Health | New | Water Heating | Natural Gas | Commercial Laundry - Alternative Dry-Cleaning Methods | A | Cumulative Energy Savings (MWh or mTherms) | Technical Potential | 0 | 0 | 0 | 0 | 0 | 0 | 0 | 0 | 0 | 0 | 0 | 0 | 0 | 0 | 0 | 0 | 0 | 0 | 0 | 0 | 0 | 0 | 0 | 0 | 0 | 0 | 0
F8_Commercial_WA - Health_New_Water Heating_Natural Gas_Commercial Laundry - Alternative Dry-Cleaning Methods_A_Technical Potential | F8 | Commercial | WA - Health | New | Water Heating | Natural Gas | Commercial Laundry - Alternative Dry-Cleaning Methods | A | Cumulative Summer Peak Savings (MW) | Technical Potential | 0 | 0 | 0 | 0 | 0 | 0 | 0 | 0 | 0 | 0 | 0 | 0 | 0 | 0 | 0 | 0 | 0 | 0 | 0 | 0 | 0 | 0 | 0 | 0 | 0 | 0 | 0
F9_Commercial_WA - Health_New_Water Heating_Natural Gas_Commercial Laundry - Alternative Dry-Cleaning Methods_A_Technical Potential | F9 | Commercial | WA - Health | New | Water Heating | Natural Gas | Commercial Laundry - Alternative Dry-Cleaning Methods | A | Cumulative Winter Peak Savings (MW) | Technical Potential | 0 | 0 | 0 | 0 | 0 | 0 | 0 | 0 | 0 | 0 | 0 | 0 | 0 | 0 | 0 | 0 | 0 | 0 | 0 | 0 | 0 | 0 | 0 | 0 | 0 | 0 | 0
F10_Commercial_WA - Health_New_Water Heating_Natural Gas_Commercial Laundry - Alternative Dry-Cleaning Methods_A_Technical Potential | F10 | Commercial | WA - Health | New | Water Heating | Natural Gas | Commercial Laundry - Alternative Dry-Cleaning Methods | A | Purchases (Incremental) | Technical Potential | 0 | 0 | 0 | 0 | 0 | 0 | 0 | 0 | 0 | 0 | 0 | 0 | 0 | 0 | 0 | 0 | 0 | 0 | 0 | 0 | 0 | 0 | 0 | 0 | 0 | 0 | 0
F11_Commercial_WA - Health_New_Water Heating_Natural Gas_Commercial Laundry - Alternative Dry-Cleaning Methods_A_Technical Potential | F11 | Commercial | WA - Health | New | Water Heating | Natural Gas | Commercial Laundry - Alternative Dry-Cleaning Methods | A | Purchases (Cumulative) | Technical Potential | 0 | 0 | 0 | 0 | 0 | 0 | 0 | 0 | 0 | 0 | 0 | 0 | 0 | 0 | 0 | 0 | 0 | 0 | 0 | 0 | 0 | 0 | 0 | 0 | 0 | 0 | 0
F1_Commercial_WA - Health_New_Space Heating_Natural Gas_Advanced Kitchen Ventilation Controls_A_Technical Potential | F1 | Commercial | WA - Health | New | Space Heating | Natural Gas | Advanced Kitchen Ventilation Controls | A | Integrated Unit Energy Savings (kWh or therms) | Technical Potential | 0 | 0 | 0 | 0 | 0 | 0 | 0 | 0 | 0 | 0 | 0 | 0 | 0 | 0 | 0 | 0 | 0 | 0 | 0 | 0 | 0 | 0 | 0 | 0 | 0 | 0 | 0
F2_Commercial_WA - Health_New_Space Heating_Natural Gas_Advanced Kitchen Ventilation Controls_A_Technical Potential | F2 | Commercial | WA - Health | New | Space Heating | Natural Gas | Advanced Kitchen Ventilation Controls | A | Integrated Unit Summer Peak Savings (kW) | Technical Potential | 0 | 0 | 0 | 0 | 0 | 0 | 0 | 0 | 0 | 0 | 0 | 0 | 0 | 0 | 0 | 0 | 0 | 0 | 0 | 0 | 0 | 0 | 0 | 0 | 0 | 0 | 0
F3_Commercial_WA - Health_New_Space Heating_Natural Gas_Advanced Kitchen Ventilation Controls_A_Technical Potential | F3 | Commercial | WA - Health | New | Space Heating | Natural Gas | Advanced Kitchen Ventilation Controls | A | Integrated Unit Winter Peak Savings (kW) | Technical Potential | 0 | 0 | 0 | 0 | 0 | 0 | 0 | 0 | 0 | 0 | 0 | 0 | 0 | 0 | 0 | 0 | 0 | 0 | 0 | 0 | 0 | 0 | 0 | 0 | 0 | 0 | 0
F4_Commercial_WA - Health_New_Space Heating_Natural Gas_Advanced Kitchen Ventilation Controls_A_Technical Potential | F4 | Commercial | WA - Health | New | Space Heating | Natural Gas | Advanced Kitchen Ventilation Controls | A | Incremental Energy Savings (MWh or mTherms) | Technical Potential | 0 | 0 | 0 | 0 | 0 | 0 | 0 | 0 | 0 | 0 | 0 | 0 | 0 | 0 | 0 | 0 | 0 | 0 | 0 | 0 | 0 | 0 | 0 | 0 | 0 | 0 | 0
F5_Commercial_WA - Health_New_Space Heating_Natural Gas_Advanced Kitchen Ventilation Controls_A_Technical Potential | F5 | Commercial | WA - Health | New | Space Heating | Natural Gas | Advanced Kitchen Ventilation Controls | A | Incremental Summer Peak Savings (MW) | Technical Potential | 0 | 0 | 0 | 0 | 0 | 0 | 0 | 0 | 0 | 0 | 0 | 0 | 0 | 0 | 0 | 0 | 0 | 0 | 0 | 0 | 0 | 0 | 0 | 0 | 0 | 0 | 0
F6_Commercial_WA - Health_New_Space Heating_Natural Gas_Advanced Kitchen Ventilation Controls_A_Technical Potential | F6 | Commercial | WA - Health | New | Space Heating | Natural Gas | Advanced Kitchen Ventilation Controls | A | Incremental Winter Peak Savings (MW) | Technical Potential | 0 | 0 | 0 | 0 | 0 | 0 | 0 | 0 | 0 | 0 | 0 | 0 | 0 | 0 | 0 | 0 | 0 | 0 | 0 | 0 | 0 | 0 | 0 | 0 | 0 | 0 | 0
F7_Commercial_WA - Health_New_Space Heating_Natural Gas_Advanced Kitchen Ventilation Controls_A_Technical Potential | F7 | Commercial | WA - Health | New | Space Heating | Natural Gas | Advanced Kitchen Ventilation Controls | A | Cumulative Energy Savings (MWh or mTherms) | Technical Potential | 0 | 0 | 0 | 0 | 0 | 0 | 0 | 0 | 0 | 0 | 0 | 0 | 0 | 0 | 0 | 0 | 0 | 0 | 0 | 0 | 0 | 0 | 0 | 0 | 0 | 0 | 0
F8_Commercial_WA - Health_New_Space Heating_Natural Gas_Advanced Kitchen Ventilation Controls_A_Technical Potential | F8 | Commercial | WA - Health | New | Space Heating | Natural Gas | Advanced Kitchen Ventilation Controls | A | Cumulative Summer Peak Savings (MW) | Technical Potential | 0 | 0 | 0 | 0 | 0 | 0 | 0 | 0 | 0 | 0 | 0 | 0 | 0 | 0 | 0 | 0 | 0 | 0 | 0 | 0 | 0 | 0 | 0 | 0 | 0 | 0 | 0
F9_Commercial_WA - Health_New_Space Heating_Natural Gas_Advanced Kitchen Ventilation Controls_A_Technical Potential | F9 | Commercial | WA - Health | New | Space Heating | Natural Gas | Advanced Kitchen Ventilation Controls | A | Cumulative Winter Peak Savings (MW) | Technical Potential | 0 | 0 | 0 | 0 | 0 | 0 | 0 | 0 | 0 | 0 | 0 | 0 | 0 | 0 | 0 | 0 | 0 | 0 | 0 | 0 | 0 | 0 | 0 | 0 | 0 | 0 | 0
F10_Commercial_WA - Health_New_Space Heating_Natural Gas_Advanced Kitchen Ventilation Controls_A_Technical Potential | F10 | Commercial | WA - Health | New | Space Heating | Natural Gas | Advanced Kitchen Ventilation Controls | A | Purchases (Incremental) | Technical Potential | 0 | 0 | 0 | 0 | 0 | 0 | 0 | 0 | 0 | 0 | 0 | 0 | 0 | 0 | 0 | 0 | 0 | 0 | 0 | 0 | 0 | 0 | 0 | 0 | 0 | 0 | 0
F11_Commercial_WA - Health_New_Space Heating_Natural Gas_Advanced Kitchen Ventilation Controls_A_Technical Potential | F11 | Commercial | WA - Health | New | Space Heating | Natural Gas | Advanced Kitchen Ventilation Controls | A | Purchases (Cumulative) | Technical Potential | 0 | 0 | 0 | 0 | 0 | 0 | 0 | 0 | 0 | 0 | 0 | 0 | 0 | 0 | 0 | 0 | 0 | 0 | 0 | 0 | 0 | 0 | 0 | 0 | 0 | 0 | 0
F1_Commercial_WA - Health_New_Space Heating_Natural Gas_Infiltration Control - Loading Dock Sealing_A_Technical Potential | F1 | Commercial | WA - Health | New | Space Heating | Natural Gas | Infiltration Control - Loading Dock Sealing | A | Integrated Unit Energy Savings (kWh or therms) | Technical Potential | 0 | 0 | 0 | 0 | 0 | 0 | 0 | 0 | 0 | 0 | 0 | 0 | 0 | 0 | 0 | 0 | 0 | 0 | 0 | 0 | 0 | 0 | 0 | 0 | 0 | 0 | 0
F2_Commercial_WA - Health_New_Space Heating_Natural Gas_Infiltration Control - Loading Dock Sealing_A_Technical Potential | F2 | Commercial | WA - Health | New | Space Heating | Natural Gas | Infiltration Control - Loading Dock Sealing | A | Integrated Unit Summer Peak Savings (kW) | Technical Potential | 0 | 0 | 0 | 0 | 0 | 0 | 0 | 0 | 0 | 0 | 0 | 0 | 0 | 0 | 0 | 0 | 0 | 0 | 0 | 0 | 0 | 0 | 0 | 0 | 0 | 0 | 0
F3_Commercial_WA - Health_New_Space Heating_Natural Gas_Infiltration Control - Loading Dock Sealing_A_Technical Potential | F3 | Commercial | WA - Health | New | Space Heating | Natural Gas | Infiltration Control - Loading Dock Sealing | A | Integrated Unit Winter Peak Savings (kW) | Technical Potential | 0 | 0 | 0 | 0 | 0 | 0 | 0 | 0 | 0 | 0 | 0 | 0 | 0 | 0 | 0 | 0 | 0 | 0 | 0 | 0 | 0 | 0 | 0 | 0 | 0 | 0 | 0
F4_Commercial_WA - Health_New_Space Heating_Natural Gas_Infiltration Control - Loading Dock Sealing_A_Technical Potential | F4 | Commercial | WA - Health | New | Space Heating | Natural Gas | Infiltration Control - Loading Dock Sealing | A | Incremental Energy Savings (MWh or mTherms) | Technical Potential | 0 | 0 | 0 | 0 | 0 | 0 | 0 | 0 | 0 | 0 | 0 | 0 | 0 | 0 | 0 | 0 | 0 | 0 | 0 | 0 | 0 | 0 | 0 | 0 | 0 | 0 | 0
F5_Commercial_WA - Health_New_Space Heating_Natural Gas_Infiltration Control - Loading Dock Sealing_A_Technical Potential | F5 | Commercial | WA - Health | New | Space Heating | Natural Gas | Infiltration Control - Loading Dock Sealing | A | Incremental Summer Peak Savings (MW) | Technical Potential | 0 | 0 | 0 | 0 | 0 | 0 | 0 | 0 | 0 | 0 | 0 | 0 | 0 | 0 | 0 | 0 | 0 | 0 | 0 | 0 | 0 | 0 | 0 | 0 | 0 | 0 | 0
F6_Commercial_WA - Health_New_Space Heating_Natural Gas_Infiltration Control - Loading Dock Sealing_A_Technical Potential | F6 | Commercial | WA - Health | New | Space Heating | Natural Gas | Infiltration Control - Loading Dock Sealing | A | Incremental Winter Peak Savings (MW) | Technical Potential | 0 | 0 | 0 | 0 | 0 | 0 | 0 | 0 | 0 | 0 | 0 | 0 | 0 | 0 | 0 | 0 | 0 | 0 | 0 | 0 | 0 | 0 | 0 | 0 | 0 | 0 | 0
F7_Commercial_WA - Health_New_Space Heating_Natural Gas_Infiltration Control - Loading Dock Sealing_A_Technical Potential | F7 | Commercial | WA - Health | New | Space Heating | Natural Gas | Infiltration Control - Loading Dock Sealing | A | Cumulative Energy Savings (MWh or mTherms) | Technical Potential | 0 | 0 | 0 | 0 | 0 | 0 | 0 | 0 | 0 | 0 | 0 | 0 | 0 | 0 | 0 | 0 | 0 | 0 | 0 | 0 | 0 | 0 | 0 | 0 | 0 | 0 | 0
F8_Commercial_WA - Health_New_Space Heating_Natural Gas_Infiltration Control - Loading Dock Sealing_A_Technical Potential | F8 | Commercial | WA - Health | New | Space Heating | Natural Gas | Infiltration Control - Loading Dock Sealing | A | Cumulative Summer Peak Savings (MW) | Technical Potential | 0 | 0 | 0 | 0 | 0 | 0 | 0 | 0 | 0 | 0 | 0 | 0 | 0 | 0 | 0 | 0 | 0 | 0 | 0 | 0 | 0 | 0 | 0 | 0 | 0 | 0 | 0
F9_Commercial_WA - Health_New_Space Heating_Natural Gas_Infiltration Control - Loading Dock Sealing_A_Technical Potential | F9 | Commercial | WA - Health | New | Space Heating | Natural Gas | Infiltration Control - Loading Dock Sealing | A | Cumulative Winter Peak Savings (MW) | Technical Potential | 0 | 0 | 0 | 0 | 0 | 0 | 0 | 0 | 0 | 0 | 0 | 0 | 0 | 0 | 0 | 0 | 0 | 0 | 0 | 0 | 0 | 0 | 0 | 0 | 0 | 0 | 0
F10_Commercial_WA - Health_New_Space Heating_Natural Gas_Infiltration Control - Loading Dock Sealing_A_Technical Potential | F10 | Commercial | WA - Health | New | Space Heating | Natural Gas | Infiltration Control - Loading Dock Sealing | A | Purchases (Incremental) | Technical Potential | 0 | 0 | 0 | 0 | 0 | 0 | 0 | 0 | 0 | 0 | 0 | 0 | 0 | 0 | 0 | 0 | 0 | 0 | 0 | 0 | 0 | 0 | 0 | 0 | 0 | 0 | 0
F11_Commercial_WA - Health_New_Space Heating_Natural Gas_Infiltration Control - Loading Dock Sealing_A_Technical Potential | F11 | Commercial | WA - Health | New | Space Heating | Natural Gas | Infiltration Control - Loading Dock Sealing | A | Purchases (Cumulative) | Technical Potential | 0 | 0 | 0 | 0 | 0 | 0 | 0 | 0 | 0 | 0 | 0 | 0 | 0 | 0 | 0 | 0 | 0 | 0 | 0 | 0 | 0 | 0 | 0 | 0 | 0 | 0 | 0
F1_Commercial_WA - Health_New_Space Heating_Natural Gas_Greenhouse Heat Curtain_A_Technical Potential | F1 | Commercial | WA - Health | New | Space Heating | Natural Gas | Greenhouse Heat Curtain | A | Integrated Unit Energy Savings (kWh or therms) | Technical Potential | 0 | 0 | 0 | 0 | 0 | 0 | 0 | 0 | 0 | 0 | 0 | 0 | 0 | 0 | 0 | 0 | 0 | 0 | 0 | 0 | 0 | 0 | 0 | 0 | 0 | 0 | 0
F2_Commercial_WA - Health_New_Space Heating_Natural Gas_Greenhouse Heat Curtain_A_Technical Potential | F2 | Commercial | WA - Health | New | Space Heating | Natural Gas | Greenhouse Heat Curtain | A | Integrated Unit Summer Peak Savings (kW) | Technical Potential | 0 | 0 | 0 | 0 | 0 | 0 | 0 | 0 | 0 | 0 | 0 | 0 | 0 | 0 | 0 | 0 | 0 | 0 | 0 | 0 | 0 | 0 | 0 | 0 | 0 | 0 | 0
F3_Commercial_WA - Health_New_Space Heating_Natural Gas_Greenhouse Heat Curtain_A_Technical Potential | F3 | Commercial | WA - Health | New | Space Heating | Natural Gas | Greenhouse Heat Curtain | A | Integrated Unit Winter Peak Savings (kW) | Technical Potential | 0 | 0 | 0 | 0 | 0 | 0 | 0 | 0 | 0 | 0 | 0 | 0 | 0 | 0 | 0 | 0 | 0 | 0 | 0 | 0 | 0 | 0 | 0 | 0 | 0 | 0 | 0
F4_Commercial_WA - Health_New_Space Heating_Natural Gas_Greenhouse Heat Curtain_A_Technical Potential | F4 | Commercial | WA - Health | New | Space Heating | Natural Gas | Greenhouse Heat Curtain | A | Incremental Energy Savings (MWh or mTherms) | Technical Potential | 0 | 0 | 0 | 0 | 0 | 0 | 0 | 0 | 0 | 0 | 0 | 0 | 0 | 0 | 0 | 0 | 0 | 0 | 0 | 0 | 0 | 0 | 0 | 0 | 0 | 0 | 0
F5_Commercial_WA - Health_New_Space Heating_Natural Gas_Greenhouse Heat Curtain_A_Technical Potential | F5 | Commercial | WA - Health | New | Space Heating | Natural Gas | Greenhouse Heat Curtain | A | Incremental Summer Peak Savings (MW) | Technical Potential | 0 | 0 | 0 | 0 | 0 | 0 | 0 | 0 | 0 | 0 | 0 | 0 | 0 | 0 | 0 | 0 | 0 | 0 | 0 | 0 | 0 | 0 | 0 | 0 | 0 | 0 | 0
F6_Commercial_WA - Health_New_Space Heating_Natural Gas_Greenhouse Heat Curtain_A_Technical Potential | F6 | Commercial | WA - Health | New | Space Heating | Natural Gas | Greenhouse Heat Curtain | A | Incremental Winter Peak Savings (MW) | Technical Potential | 0 | 0 | 0 | 0 | 0 | 0 | 0 | 0 | 0 | 0 | 0 | 0 | 0 | 0 | 0 | 0 | 0 | 0 | 0 | 0 | 0 | 0 | 0 | 0 | 0 | 0 | 0
F7_Commercial_WA - Health_New_Space Heating_Natural Gas_Greenhouse Heat Curtain_A_Technical Potential | F7 | Commercial | WA - Health | New | Space Heating | Natural Gas | Greenhouse Heat Curtain | A | Cumulative Energy Savings (MWh or mTherms) | Technical Potential | 0 | 0 | 0 | 0 | 0 | 0 | 0 | 0 | 0 | 0 | 0 | 0 | 0 | 0 | 0 | 0 | 0 | 0 | 0 | 0 | 0 | 0 | 0 | 0 | 0 | 0 | 0
F8_Commercial_WA - Health_New_Space Heating_Natural Gas_Greenhouse Heat Curtain_A_Technical Potential | F8 | Commercial | WA - Health | New | Space Heating | Natural Gas | Greenhouse Heat Curtain | A | Cumulative Summer Peak Savings (MW) | Technical Potential | 0 | 0 | 0 | 0 | 0 | 0 | 0 | 0 | 0 | 0 | 0 | 0 | 0 | 0 | 0 | 0 | 0 | 0 | 0 | 0 | 0 | 0 | 0 | 0 | 0 | 0 | 0
F9_Commercial_WA - Health_New_Space Heating_Natural Gas_Greenhouse Heat Curtain_A_Technical Potential | F9 | Commercial | WA - Health | New | Space Heating | Natural Gas | Greenhouse Heat Curtain | A | Cumulative Winter Peak Savings (MW) | Technical Potential | 0 | 0 | 0 | 0 | 0 | 0 | 0 | 0 | 0 | 0 | 0 | 0 | 0 | 0 | 0 | 0 | 0 | 0 | 0 | 0 | 0 | 0 | 0 | 0 | 0 | 0 | 0
F10_Commercial_WA - Health_New_Space Heating_Natural Gas_Greenhouse Heat Curtain_A_Technical Potential | F10 | Commercial | WA - Health | New | Space Heating | Natural Gas | Greenhouse Heat Curtain | A | Purchases (Incremental) | Technical Potential | 0 | 0 | 0 | 0 | 0 | 0 | 0 | 0 | 0 | 0 | 0 | 0 | 0 | 0 | 0 | 0 | 0 | 0 | 0 | 0 | 0 | 0 | 0 | 0 | 0 | 0 | 0
F11_Commercial_WA - Health_New_Space Heating_Natural Gas_Greenhouse Heat Curtain_A_Technical Potential | F11 | Commercial | WA - Health | New | Space Heating | Natural Gas | Greenhouse Heat Curtain | A | Purchases (Cumulative) | Technical Potential | 0 | 0 | 0 | 0 | 0 | 0 | 0 | 0 | 0 | 0 | 0 | 0 | 0 | 0 | 0 | 0 | 0 | 0 | 0 | 0 | 0 | 0 | 0 | 0 | 0 | 0 | 0
F1_Commercial_WA - Health_New_Space Heating_Natural Gas_Ventilation - Parking Garages, Demand Controlled_A_Technical Potential | F1 | Commercial | WA - Health | New | Space Heating | Natural Gas | Ventilation - Parking Garages, Demand Controlled | A | Integrated Unit Energy Savings (kWh or therms) | Technical Potential | 0 | 0 | 0 | 0 | 0 | 0 | 0 | 0 | 0 | 0 | 0 | 0 | 0 | 0 | 0 | 0 | 0 | 0 | 0 | 0 | 0 | 0 | 0 | 0 | 0 | 0 | 0
F2_Commercial_WA - Health_New_Space Heating_Natural Gas_Ventilation - Parking Garages, Demand Controlled_A_Technical Potential | F2 | Commercial | WA - Health | New | Space Heating | Natural Gas | Ventilation - Parking Garages, Demand Controlled | A | Integrated Unit Summer Peak Savings (kW) | Technical Potential | 0 | 0 | 0 | 0 | 0 | 0 | 0 | 0 | 0 | 0 | 0 | 0 | 0 | 0 | 0 | 0 | 0 | 0 | 0 | 0 | 0 | 0 | 0 | 0 | 0 | 0 | 0
F3_Commercial_WA - Health_New_Space Heating_Natural Gas_Ventilation - Parking Garages, Demand Controlled_A_Technical Potential | F3 | Commercial | WA - Health | New | Space Heating | Natural Gas | Ventilation - Parking Garages, Demand Controlled | A | Integrated Unit Winter Peak Savings (kW) | Technical Potential | 0 | 0 | 0 | 0 | 0 | 0 | 0 | 0 | 0 | 0 | 0 | 0 | 0 | 0 | 0 | 0 | 0 | 0 | 0 | 0 | 0 | 0 | 0 | 0 | 0 | 0 | 0
F4_Commercial_WA - Health_New_Space Heating_Natural Gas_Ventilation - Parking Garages, Demand Controlled_A_Technical Potential | F4 | Commercial | WA - Health | New | Space Heating | Natural Gas | Ventilation - Parking Garages, Demand Controlled | A | Incremental Energy Savings (MWh or mTherms) | Technical Potential | 0 | 0 | 0 | 0 | 0 | 0 | 0 | 0 | 0 | 0 | 0 | 0 | 0 | 0 | 0 | 0 | 0 | 0 | 0 | 0 | 0 | 0 | 0 | 0 | 0 | 0 | 0
F5_Commercial_WA - Health_New_Space Heating_Natural Gas_Ventilation - Parking Garages, Demand Controlled_A_Technical Potential | F5 | Commercial | WA - Health | New | Space Heating | Natural Gas | Ventilation - Parking Garages, Demand Controlled | A | Incremental Summer Peak Savings (MW) | Technical Potential | 0 | 0 | 0 | 0 | 0 | 0 | 0 | 0 | 0 | 0 | 0 | 0 | 0 | 0 | 0 | 0 | 0 | 0 | 0 | 0 | 0 | 0 | 0 | 0 | 0 | 0 | 0
F6_Commercial_WA - Health_New_Space Heating_Natural Gas_Ventilation - Parking Garages, Demand Controlled_A_Technical Potential | F6 | Commercial | WA - Health | New | Space Heating | Natural Gas | Ventilation - Parking Garages, Demand Controlled | A | Incremental Winter Peak Savings (MW) | Technical Potential | 0 | 0 | 0 | 0 | 0 | 0 | 0 | 0 | 0 | 0 | 0 | 0 | 0 | 0 | 0 | 0 | 0 | 0 | 0 | 0 | 0 | 0 | 0 | 0 | 0 | 0 | 0
F7_Commercial_WA - Health_New_Space Heating_Natural Gas_Ventilation - Parking Garages, Demand Controlled_A_Technical Potential | F7 | Commercial | WA - Health | New | Space Heating | Natural Gas | Ventilation - Parking Garages, Demand Controlled | A | Cumulative Energy Savings (MWh or mTherms) | Technical Potential | 0 | 0 | 0 | 0 | 0 | 0 | 0 | 0 | 0 | 0 | 0 | 0 | 0 | 0 | 0 | 0 | 0 | 0 | 0 | 0 | 0 | 0 | 0 | 0 | 0 | 0 | 0
F8_Commercial_WA - Health_New_Space Heating_Natural Gas_Ventilation - Parking Garages, Demand Controlled_A_Technical Potential | F8 | Commercial | WA - Health | New | Space Heating | Natural Gas | Ventilation - Parking Garages, Demand Controlled | A | Cumulative Summer Peak Savings (MW) | Technical Potential | 0 | 0 | 0 | 0 | 0 | 0 | 0 | 0 | 0 | 0 | 0 | 0 | 0 | 0 | 0 | 0 | 0 | 0 | 0 | 0 | 0 | 0 | 0 | 0 | 0 | 0 | 0
F9_Commercial_WA - Health_New_Space Heating_Natural Gas_Ventilation - Parking Garages, Demand Controlled_A_Technical Potential | F9 | Commercial | WA - Health | New | Space Heating | Natural Gas | Ventilation - Parking Garages, Demand Controlled | A | Cumulative Winter Peak Savings (MW) | Technical Potential | 0 | 0 | 0 | 0 | 0 | 0 | 0 | 0 | 0 | 0 | 0 | 0 | 0 | 0 | 0 | 0 | 0 | 0 | 0 | 0 | 0 | 0 | 0 | 0 | 0 | 0 | 0
F10_Commercial_WA - Health_New_Space Heating_Natural Gas_Ventilation - Parking Garages, Demand Controlled_A_Technical Potential | F10 | Commercial | WA - Health | New | Space Heating | Natural Gas | Ventilation - Parking Garages, Demand Controlled | A | Purchases (Incremental) | Technical Potential | 0 | 0 | 0 | 0 | 0 | 0 | 0 | 0 | 0 | 0 | 0 | 0 | 0 | 0 | 0 | 0 | 0 | 0 | 0 | 0 | 0 | 0 | 0 | 0 | 0 | 0 | 0
F11_Commercial_WA - Health_New_Space Heating_Natural Gas_Ventilation - Parking Garages, Demand Controlled_A_Technical Potential | F11 | Commercial | WA - Health | New | Space Heating | Natural Gas | Ventilation - Parking Garages, Demand Controlled | A | Purchases (Cumulative) | Technical Potential | 0 | 0 | 0 | 0 | 0 | 0 | 0 | 0 | 0 | 0 | 0 | 0 | 0 | 0 | 0 | 0 | 0 | 0 | 0 | 0 | 0 | 0 | 0 | 0 | 0 | 0 | 0
F1_Commercial_WA - Health_New_Miscellaneous_Natural Gas_Pool Heater - Night Covers_A_Technical Potential | F1 | Commercial | WA - Health | New | Miscellaneous | Natural Gas | Pool Heater - Night Covers | A | Integrated Unit Energy Savings (kWh or therms) | Technical Potential | 0 | 0 | 0 | 0 | 0 | 0 | 0 | 0 | 0 | 0 | 0 | 0 | 0 | 0 | 0 | 0 | 0 | 0 | 0 | 0 | 0 | 0 | 0 | 0 | 0 | 0 | 0
F2_Commercial_WA - Health_New_Miscellaneous_Natural Gas_Pool Heater - Night Covers_A_Technical Potential | F2 | Commercial | WA - Health | New | Miscellaneous | Natural Gas | Pool Heater - Night Covers | A | Integrated Unit Summer Peak Savings (kW) | Technical Potential | 0 | 0 | 0 | 0 | 0 | 0 | 0 | 0 | 0 | 0 | 0 | 0 | 0 | 0 | 0 | 0 | 0 | 0 | 0 | 0 | 0 | 0 | 0 | 0 | 0 | 0 | 0
F3_Commercial_WA - Health_New_Miscellaneous_Natural Gas_Pool Heater - Night Covers_A_Technical Potential | F3 | Commercial | WA - Health | New | Miscellaneous | Natural Gas | Pool Heater - Night Covers | A | Integrated Unit Winter Peak Savings (kW) | Technical Potential | 0 | 0 | 0 | 0 | 0 | 0 | 0 | 0 | 0 | 0 | 0 | 0 | 0 | 0 | 0 | 0 | 0 | 0 | 0 | 0 | 0 | 0 | 0 | 0 | 0 | 0 | 0
F4_Commercial_WA - Health_New_Miscellaneous_Natural Gas_Pool Heater - Night Covers_A_Technical Potential | F4 | Commercial | WA - Health | New | Miscellaneous | Natural Gas | Pool Heater - Night Covers | A | Incremental Energy Savings (MWh or mTherms) | Technical Potential | 0 | 0 | 0 | 0 | 0 | 0 | 0 | 0 | 0 | 0 | 0 | 0 | 0 | 0 | 0 | 0 | 0 | 0 | 0 | 0 | 0 | 0 | 0 | 0 | 0 | 0 | 0
F5_Commercial_WA - Health_New_Miscellaneous_Natural Gas_Pool Heater - Night Covers_A_Technical Potential | F5 | Commercial | WA - Health | New | Miscellaneous | Natural Gas | Pool Heater - Night Covers | A | Incremental Summer Peak Savings (MW) | Technical Potential | 0 | 0 | 0 | 0 | 0 | 0 | 0 | 0 | 0 | 0 | 0 | 0 | 0 | 0 | 0 | 0 | 0 | 0 | 0 | 0 | 0 | 0 | 0 | 0 | 0 | 0 | 0
F6_Commercial_WA - Health_New_Miscellaneous_Natural Gas_Pool Heater - Night Covers_A_Technical Potential | F6 | Commercial | WA - Health | New | Miscellaneous | Natural Gas | Pool Heater - Night Covers | A | Incremental Winter Peak Savings (MW) | Technical Potential | 0 | 0 | 0 | 0 | 0 | 0 | 0 | 0 | 0 | 0 | 0 | 0 | 0 | 0 | 0 | 0 | 0 | 0 | 0 | 0 | 0 | 0 | 0 | 0 | 0 | 0 | 0
F7_Commercial_WA - Health_New_Miscellaneous_Natural Gas_Pool Heater - Night Covers_A_Technical Potential | F7 | Commercial | WA - Health | New | Miscellaneous | Natural Gas | Pool Heater - Night Covers | A | Cumulative Energy Savings (MWh or mTherms) | Technical Potential | 0 | 0 | 0 | 0 | 0 | 0 | 0 | 0 | 0 | 0 | 0 | 0 | 0 | 0 | 0 | 0 | 0 | 0 | 0 | 0 | 0 | 0 | 0 | 0 | 0 | 0 | 0
F8_Commercial_WA - Health_New_Miscellaneous_Natural Gas_Pool Heater - Night Covers_A_Technical Potential | F8 | Commercial | WA - Health | New | Miscellaneous | Natural Gas | Pool Heater - Night Covers | A | Cumulative Summer Peak Savings (MW) | Technical Potential | 0 | 0 | 0 | 0 | 0 | 0 | 0 | 0 | 0 | 0 | 0 | 0 | 0 | 0 | 0 | 0 | 0 | 0 | 0 | 0 | 0 | 0 | 0 | 0 | 0 | 0 | 0
F9_Commercial_WA - Health_New_Miscellaneous_Natural Gas_Pool Heater - Night Covers_A_Technical Potential | F9 | Commercial | WA - Health | New | Miscellaneous | Natural Gas | Pool Heater - Night Covers | A | Cumulative Winter Peak Savings (MW) | Technical Potential | 0 | 0 | 0 | 0 | 0 | 0 | 0 | 0 | 0 | 0 | 0 | 0 | 0 | 0 | 0 | 0 | 0 | 0 | 0 | 0 | 0 | 0 | 0 | 0 | 0 | 0 | 0
F10_Commercial_WA - Health_New_Miscellaneous_Natural Gas_Pool Heater - Night Covers_A_Technical Potential | F10 | Commercial | WA - Health | New | Miscellaneous | Natural Gas | Pool Heater - Night Covers | A | Purchases (Incremental) | Technical Potential | 0 | 0 | 0 | 0 | 0 | 0 | 0 | 0 | 0 | 0 | 0 | 0 | 0 | 0 | 0 | 0 | 0 | 0 | 0 | 0 | 0 | 0 | 0 | 0 | 0 | 0 | 0
F11_Commercial_WA - Health_New_Miscellaneous_Natural Gas_Pool Heater - Night Covers_A_Technical Potential | F11 | Commercial | WA - Health | New | Miscellaneous | Natural Gas | Pool Heater - Night Covers | A | Purchases (Cumulative) | Technical Potential | 0 | 0 | 0 | 0 | 0 | 0 | 0 | 0 | 0 | 0 | 0 | 0 | 0 | 0 | 0 | 0 | 0 | 0 | 0 | 0 | 0 | 0 | 0 | 0 | 0 | 0 | 0
F1_Commercial_WA - Health_New_Space Heating_Natural Gas_Advanced New Construction Designs_A_Technical Potential | F1 | Commercial | WA - Health | New | Space Heating | Natural Gas | Advanced New Construction Designs | A | Integrated Unit Energy Savings (kWh or therms) | Technical Potential | 0 | 0 | 0 | 0 | 0 | 0 | 0 | 0 | 0 | 0 | 0 | 0 | 0 | 0 | 0 | 0 | 0 | 0 | 0 | 0 | 0 | 0 | 0 | 0 | 0 | 0 | 0
F2_Commercial_WA - Health_New_Space Heating_Natural Gas_Advanced New Construction Designs_A_Technical Potential | F2 | Commercial | WA - Health | New | Space Heating | Natural Gas | Advanced New Construction Designs | A | Integrated Unit Summer Peak Savings (kW) | Technical Potential | 0 | 0 | 0 | 0 | 0 | 0 | 0 | 0 | 0 | 0 | 0 | 0 | 0 | 0 | 0 | 0 | 0 | 0 | 0 | 0 | 0 | 0 | 0 | 0 | 0 | 0 | 0
F3_Commercial_WA - Health_New_Space Heating_Natural Gas_Advanced New Construction Designs_A_Technical Potential | F3 | Commercial | WA - Health | New | Space Heating | Natural Gas | Advanced New Construction Designs | A | Integrated Unit Winter Peak Savings (kW) | Technical Potential | 0 | 0 | 0 | 0 | 0 | 0 | 0 | 0 | 0 | 0 | 0 | 0 | 0 | 0 | 0 | 0 | 0 | 0 | 0 | 0 | 0 | 0 | 0 | 0 | 0 | 0 | 0
F4_Commercial_WA - Health_New_Space Heating_Natural Gas_Advanced New Construction Designs_A_Technical Potential | F4 | Commercial | WA - Health | New | Space Heating | Natural Gas | Advanced New Construction Designs | A | Incremental Energy Savings (MWh or mTherms) | Technical Potential | 0 | 0 | 0 | 0 | 0 | 0 | 0 | 0 | 0 | 0 | 0 | 0 | 0 | 0 | 0 | 0 | 0 | 0 | 0 | 0 | 0 | 0 | 0 | 0 | 0 | 0 | 0
F5_Commercial_WA - Health_New_Space Heating_Natural Gas_Advanced New Construction Designs_A_Technical Potential | F5 | Commercial | WA - Health | New | Space Heating | Natural Gas | Advanced New Construction Designs | A | Incremental Summer Peak Savings (MW) | Technical Potential | 0 | 0 | 0 | 0 | 0 | 0 | 0 | 0 | 0 | 0 | 0 | 0 | 0 | 0 | 0 | 0 | 0 | 0 | 0 | 0 | 0 | 0 | 0 | 0 | 0 | 0 | 0
F6_Commercial_WA - Health_New_Space Heating_Natural Gas_Advanced New Construction Designs_A_Technical Potential | F6 | Commercial | WA - Health | New | Space Heating | Natural Gas | Advanced New Construction Designs | A | Incremental Winter Peak Savings (MW) | Technical Potential | 0 | 0 | 0 | 0 | 0 | 0 | 0 | 0 | 0 | 0 | 0 | 0 | 0 | 0 | 0 | 0 | 0 | 0 | 0 | 0 | 0 | 0 | 0 | 0 | 0 | 0 | 0
F7_Commercial_WA - Health_New_Space Heating_Natural Gas_Advanced New Construction Designs_A_Technical Potential | F7 | Commercial | WA - Health | New | Space Heating | Natural Gas | Advanced New Construction Designs | A | Cumulative Energy Savings (MWh or mTherms) | Technical Potential | 0 | 0 | 0 | 0 | 0 | 0 | 0 | 0 | 0 | 0 | 0 | 0 | 0 | 0 | 0 | 0 | 0 | 0 | 0 | 0 | 0 | 0 | 0 | 0 | 0 | 0 | 0
F8_Commercial_WA - Health_New_Space Heating_Natural Gas_Advanced New Construction Designs_A_Technical Potential | F8 | Commercial | WA - Health | New | Space Heating | Natural Gas | Advanced New Construction Designs | A | Cumulative Summer Peak Savings (MW) | Technical Potential | 0 | 0 | 0 | 0 | 0 | 0 | 0 | 0 | 0 | 0 | 0 | 0 | 0 | 0 | 0 | 0 | 0 | 0 | 0 | 0 | 0 | 0 | 0 | 0 | 0 | 0 | 0
F9_Commercial_WA - Health_New_Space Heating_Natural Gas_Advanced New Construction Designs_A_Technical Potential | F9 | Commercial | WA - Health | New | Space Heating | Natural Gas | Advanced New Construction Designs | A | Cumulative Winter Peak Savings (MW) | Technical Potential | 0 | 0 | 0 | 0 | 0 | 0 | 0 | 0 | 0 | 0 | 0 | 0 | 0 | 0 | 0 | 0 | 0 | 0 | 0 | 0 | 0 | 0 | 0 | 0 | 0 | 0 | 0
F10_Commercial_WA - Health_New_Space Heating_Natural Gas_Advanced New Construction Designs_A_Technical Potential | F10 | Commercial | WA - Health | New | Space Heating | Natural Gas | Advanced New Construction Designs | A | Purchases (Incremental) | Technical Potential | 0 | 0 | 0 | 0 | 0 | 0 | 0 | 0 | 0 | 0 | 0 | 0 | 0 | 0 | 0 | 0 | 0 | 0 | 0 | 0 | 0 | 0 | 0 | 0 | 0 | 0 | 0
F11_Commercial_WA - Health_New_Space Heating_Natural Gas_Advanced New Construction Designs_A_Technical Potential | F11 | Commercial | WA - Health | New | Space Heating | Natural Gas | Advanced New Construction Designs | A | Purchases (Cumulative) | Technical Potential | 0 | 0 | 0 | 0 | 0 | 0 | 0 | 0 | 0 | 0 | 0 | 0 | 0 | 0 | 0 | 0 | 0 | 0 | 0 | 0 | 0 | 0 | 0 | 0 | 0 | 0 | 0
F1_Commercial_WA - Health_New_Water Heating_Natural Gas_Advanced New Construction Designs_A_Technical Potential | F1 | Commercial | WA - Health | New | Water Heating | Natural Gas | Advanced New Construction Designs | A | Integrated Unit Energy Savings (kWh or therms) | Technical Potential | 0 | 0 | 0 | 0 | 0 | 0 | 0 | 0 | 0 | 0 | 0 | 0 | 0 | 0 | 0 | 0 | 0 | 0 | 0 | 0 | 0 | 0 | 0 | 0 | 0 | 0 | 0
F2_Commercial_WA - Health_New_Water Heating_Natural Gas_Advanced New Construction Designs_A_Technical Potential | F2 | Commercial | WA - Health | New | Water Heating | Natural Gas | Advanced New Construction Designs | A | Integrated Unit Summer Peak Savings (kW) | Technical Potential | 0 | 0 | 0 | 0 | 0 | 0 | 0 | 0 | 0 | 0 | 0 | 0 | 0 | 0 | 0 | 0 | 0 | 0 | 0 | 0 | 0 | 0 | 0 | 0 | 0 | 0 | 0
F3_Commercial_WA - Health_New_Water Heating_Natural Gas_Advanced New Construction Designs_A_Technical Potential | F3 | Commercial | WA - Health | New | Water Heating | Natural Gas | Advanced New Construction Designs | A | Integrated Unit Winter Peak Savings (kW) | Technical Potential | 0 | 0 | 0 | 0 | 0 | 0 | 0 | 0 | 0 | 0 | 0 | 0 | 0 | 0 | 0 | 0 | 0 | 0 | 0 | 0 | 0 | 0 | 0 | 0 | 0 | 0 | 0
F4_Commercial_WA - Health_New_Water Heating_Natural Gas_Advanced New Construction Designs_A_Technical Potential | F4 | Commercial | WA - Health | New | Water Heating | Natural Gas | Advanced New Construction Designs | A | Incremental Energy Savings (MWh or mTherms) | Technical Potential | 0 | 0 | 0 | 0 | 0 | 0 | 0 | 0 | 0 | 0 | 0 | 0 | 0 | 0 | 0 | 0 | 0 | 0 | 0 | 0 | 0 | 0 | 0 | 0 | 0 | 0 | 0
F5_Commercial_WA - Health_New_Water Heating_Natural Gas_Advanced New Construction Designs_A_Technical Potential | F5 | Commercial | WA - Health | New | Water Heating | Natural Gas | Advanced New Construction Designs | A | Incremental Summer Peak Savings (MW) | Technical Potential | 0 | 0 | 0 | 0 | 0 | 0 | 0 | 0 | 0 | 0 | 0 | 0 | 0 | 0 | 0 | 0 | 0 | 0 | 0 | 0 | 0 | 0 | 0 | 0 | 0 | 0 | 0
F6_Commercial_WA - Health_New_Water Heating_Natural Gas_Advanced New Construction Designs_A_Technical Potential | F6 | Commercial | WA - Health | New | Water Heating | Natural Gas | Advanced New Construction Designs | A | Incremental Winter Peak Savings (MW) | Technical Potential | 0 | 0 | 0 | 0 | 0 | 0 | 0 | 0 | 0 | 0 | 0 | 0 | 0 | 0 | 0 | 0 | 0 | 0 | 0 | 0 | 0 | 0 | 0 | 0 | 0 | 0 | 0
F7_Commercial_WA - Health_New_Water Heating_Natural Gas_Advanced New Construction Designs_A_Technical Potential | F7 | Commercial | WA - Health | New | Water Heating | Natural Gas | Advanced New Construction Designs | A | Cumulative Energy Savings (MWh or mTherms) | Technical Potential | 0 | 0 | 0 | 0 | 0 | 0 | 0 | 0 | 0 | 0 | 0 | 0 | 0 | 0 | 0 | 0 | 0 | 0 | 0 | 0 | 0 | 0 | 0 | 0 | 0 | 0 | 0
F8_Commercial_WA - Health_New_Water Heating_Natural Gas_Advanced New Construction Designs_A_Technical Potential | F8 | Commercial | WA - Health | New | Water Heating | Natural Gas | Advanced New Construction Designs | A | Cumulative Summer Peak Savings (MW) | Technical Potential | 0 | 0 | 0 | 0 | 0 | 0 | 0 | 0 | 0 | 0 | 0 | 0 | 0 | 0 | 0 | 0 | 0 | 0 | 0 | 0 | 0 | 0 | 0 | 0 | 0 | 0 | 0
F9_Commercial_WA - Health_New_Water Heating_Natural Gas_Advanced New Construction Designs_A_Technical Potential | F9 | Commercial | WA - Health | New | Water Heating | Natural Gas | Advanced New Construction Designs | A | Cumulative Winter Peak Savings (MW) | Technical Potential | 0 | 0 | 0 | 0 | 0 | 0 | 0 | 0 | 0 | 0 | 0 | 0 | 0 | 0 | 0 | 0 | 0 | 0 | 0 | 0 | 0 | 0 | 0 | 0 | 0 | 0 | 0
F10_Commercial_WA - Health_New_Water Heating_Natural Gas_Advanced New Construction Designs_A_Technical Potential | F10 | Commercial | WA - Health | New | Water Heating | Natural Gas | Advanced New Construction Designs | A | Purchases (Incremental) | Technical Potential | 0 | 0 | 0 | 0 | 0 | 0 | 0 | 0 | 0 | 0 | 0 | 0 | 0 | 0 | 0 | 0 | 0 | 0 | 0 | 0 | 0 | 0 | 0 | 0 | 0 | 0 | 0
F11_Commercial_WA - Health_New_Water Heating_Natural Gas_Advanced New Construction Designs_A_Technical Potential | F11 | Commercial | WA - Health | New | Water Heating | Natural Gas | Advanced New Construction Designs | A | Purchases (Cumulative) | Technical Potential | 0 | 0 | 0 | 0 | 0 | 0 | 0 | 0 | 0 | 0 | 0 | 0 | 0 | 0 | 0 | 0 | 0 | 0 | 0 | 0 | 0 | 0 | 0 | 0 | 0 | 0 | 0
F1_Commercial_WA - Health_New_Space Heating_Natural Gas_Strategic Energy Management_A_Technical Potential | F1 | Commercial | WA - Health | New | Space Heating | Natural Gas | Strategic Energy Management | A | Integrated Unit Energy Savings (kWh or therms) | Technical Potential | 0 | 0 | 0 | 0 | 0 | 0 | 0 | 0 | 0 | 0 | 0 | 0 | 0 | 0 | 0 | 0 | 0 | 0 | 0 | 0 | 0 | 0 | 0 | 0 | 0 | 0 | 0
F2_Commercial_WA - Health_New_Space Heating_Natural Gas_Strategic Energy Management_A_Technical Potential | F2 | Commercial | WA - Health | New | Space Heating | Natural Gas | Strategic Energy Management | A | Integrated Unit Summer Peak Savings (kW) | Technical Potential | 0 | 0 | 0 | 0 | 0 | 0 | 0 | 0 | 0 | 0 | 0 | 0 | 0 | 0 | 0 | 0 | 0 | 0 | 0 | 0 | 0 | 0 | 0 | 0 | 0 | 0 | 0
F3_Commercial_WA - Health_New_Space Heating_Natural Gas_Strategic Energy Management_A_Technical Potential | F3 | Commercial | WA - Health | New | Space Heating | Natural Gas | Strategic Energy Management | A | Integrated Unit Winter Peak Savings (kW) | Technical Potential | 0 | 0 | 0 | 0 | 0 | 0 | 0 | 0 | 0 | 0 | 0 | 0 | 0 | 0 | 0 | 0 | 0 | 0 | 0 | 0 | 0 | 0 | 0 | 0 | 0 | 0 | 0
F4_Commercial_WA - Health_New_Space Heating_Natural Gas_Strategic Energy Management_A_Technical Potential | F4 | Commercial | WA - Health | New | Space Heating | Natural Gas | Strategic Energy Management | A | Incremental Energy Savings (MWh or mTherms) | Technical Potential | 0 | 0 | 0 | 0 | 0 | 0 | 0 | 0 | 0 | 0 | 0 | 0 | 0 | 0 | 0 | 0 | 0 | 0 | 0 | 0 | 0 | 0 | 0 | 0 | 0 | 0 | 0
F5_Commercial_WA - Health_New_Space Heating_Natural Gas_Strategic Energy Management_A_Technical Potential | F5 | Commercial | WA - Health | New | Space Heating | Natural Gas | Strategic Energy Management | A | Incremental Summer Peak Savings (MW) | Technical Potential | 0 | 0 | 0 | 0 | 0 | 0 | 0 | 0 | 0 | 0 | 0 | 0 | 0 | 0 | 0 | 0 | 0 | 0 | 0 | 0 | 0 | 0 | 0 | 0 | 0 | 0 | 0
F6_Commercial_WA - Health_New_Space Heating_Natural Gas_Strategic Energy Management_A_Technical Potential | F6 | Commercial | WA - Health | New | Space Heating | Natural Gas | Strategic Energy Management | A | Incremental Winter Peak Savings (MW) | Technical Potential | 0 | 0 | 0 | 0 | 0 | 0 | 0 | 0 | 0 | 0 | 0 | 0 | 0 | 0 | 0 | 0 | 0 | 0 | 0 | 0 | 0 | 0 | 0 | 0 | 0 | 0 | 0
F7_Commercial_WA - Health_New_Space Heating_Natural Gas_Strategic Energy Management_A_Technical Potential | F7 | Commercial | WA - Health | New | Space Heating | Natural Gas | Strategic Energy Management | A | Cumulative Energy Savings (MWh or mTherms) | Technical Potential | 0 | 0 | 0 | 0 | 0 | 0 | 0 | 0 | 0 | 0 | 0 | 0 | 0 | 0 | 0 | 0 | 0 | 0 | 0 | 0 | 0 | 0 | 0 | 0 | 0 | 0 | 0
F8_Commercial_WA - Health_New_Space Heating_Natural Gas_Strategic Energy Management_A_Technical Potential | F8 | Commercial | WA - Health | New | Space Heating | Natural Gas | Strategic Energy Management | A | Cumulative Summer Peak Savings (MW) | Technical Potential | 0 | 0 | 0 | 0 | 0 | 0 | 0 | 0 | 0 | 0 | 0 | 0 | 0 | 0 | 0 | 0 | 0 | 0 | 0 | 0 | 0 | 0 | 0 | 0 | 0 | 0 | 0
F9_Commercial_WA - Health_New_Space Heating_Natural Gas_Strategic Energy Management_A_Technical Potential | F9 | Commercial | WA - Health | New | Space Heating | Natural Gas | Strategic Energy Management | A | Cumulative Winter Peak Savings (MW) | Technical Potential | 0 | 0 | 0 | 0 | 0 | 0 | 0 | 0 | 0 | 0 | 0 | 0 | 0 | 0 | 0 | 0 | 0 | 0 | 0 | 0 | 0 | 0 | 0 | 0 | 0 | 0 | 0
F10_Commercial_WA - Health_New_Space Heating_Natural Gas_Strategic Energy Management_A_Technical Potential | F10 | Commercial | WA - Health | New | Space Heating | Natural Gas | Strategic Energy Management | A | Purchases (Incremental) | Technical Potential | 0 | 0 | 0 | 0 | 0 | 0 | 0 | 0 | 0 | 0 | 0 | 0 | 0 | 0 | 0 | 0 | 0 | 0 | 0 | 0 | 0 | 0 | 0 | 0 | 0 | 0 | 0
F11_Commercial_WA - Health_New_Space Heating_Natural Gas_Strategic Energy Management_A_Technical Potential | F11 | Commercial | WA - Health | New | Space Heating | Natural Gas | Strategic Energy Management | A | Purchases (Cumulative) | Technical Potential | 0 | 0 | 0 | 0 | 0 | 0 | 0 | 0 | 0 | 0 | 0 | 0 | 0 | 0 | 0 | 0 | 0 | 0 | 0 | 0 | 0 | 0 | 0 | 0 | 0 | 0 | 0
F1_Commercial_WA - Health_New_Water Heating_Natural Gas_Strategic Energy Management_A_Technical Potential | F1 | Commercial | WA - Health | New | Water Heating | Natural Gas | Strategic Energy Management | A | Integrated Unit Energy Savings (kWh or therms) | Technical Potential | 0 | 0 | 0 | 0 | 0 | 0 | 0 | 0 | 0 | 0 | 0 | 0 | 0 | 0 | 0 | 0 | 0 | 0 | 0 | 0 | 0 | 0 | 0 | 0 | 0 | 0 | 0
F2_Commercial_WA - Health_New_Water Heating_Natural Gas_Strategic Energy Management_A_Technical Potential | F2 | Commercial | WA - Health | New | Water Heating | Natural Gas | Strategic Energy Management | A | Integrated Unit Summer Peak Savings (kW) | Technical Potential | 0 | 0 | 0 | 0 | 0 | 0 | 0 | 0 | 0 | 0 | 0 | 0 | 0 | 0 | 0 | 0 | 0 | 0 | 0 | 0 | 0 | 0 | 0 | 0 | 0 | 0 | 0
F3_Commercial_WA - Health_New_Water Heating_Natural Gas_Strategic Energy Management_A_Technical Potential | F3 | Commercial | WA - Health | New | Water Heating | Natural Gas | Strategic Energy Management | A | Integrated Unit Winter Peak Savings (kW) | Technical Potential | 0 | 0 | 0 | 0 | 0 | 0 | 0 | 0 | 0 | 0 | 0 | 0 | 0 | 0 | 0 | 0 | 0 | 0 | 0 | 0 | 0 | 0 | 0 | 0 | 0 | 0 | 0
F4_Commercial_WA - Health_New_Water Heating_Natural Gas_Strategic Energy Management_A_Technical Potential | F4 | Commercial | WA - Health | New | Water Heating | Natural Gas | Strategic Energy Management | A | Incremental Energy Savings (MWh or mTherms) | Technical Potential | 0 | 0 | 0 | 0 | 0 | 0 | 0 | 0 | 0 | 0 | 0 | 0 | 0 | 0 | 0 | 0 | 0 | 0 | 0 | 0 | 0 | 0 | 0 | 0 | 0 | 0 | 0
F5_Commercial_WA - Health_New_Water Heating_Natural Gas_Strategic Energy Management_A_Technical Potential | F5 | Commercial | WA - Health | New | Water Heating | Natural Gas | Strategic Energy Management | A | Incremental Summer Peak Savings (MW) | Technical Potential | 0 | 0 | 0 | 0 | 0 | 0 | 0 | 0 | 0 | 0 | 0 | 0 | 0 | 0 | 0 | 0 | 0 | 0 | 0 | 0 | 0 | 0 | 0 | 0 | 0 | 0 | 0
F6_Commercial_WA - Health_New_Water Heating_Natural Gas_Strategic Energy Management_A_Technical Potential | F6 | Commercial | WA - Health | New | Water Heating | Natural Gas | Strategic Energy Management | A | Incremental Winter Peak Savings (MW) | Technical Potential | 0 | 0 | 0 | 0 | 0 | 0 | 0 | 0 | 0 | 0 | 0 | 0 | 0 | 0 | 0 | 0 | 0 | 0 | 0 | 0 | 0 | 0 | 0 | 0 | 0 | 0 | 0
F7_Commercial_WA - Health_New_Water Heating_Natural Gas_Strategic Energy Management_A_Technical Potential | F7 | Commercial | WA - Health | New | Water Heating | Natural Gas | Strategic Energy Management | A | Cumulative Energy Savings (MWh or mTherms) | Technical Potential | 0 | 0 | 0 | 0 | 0 | 0 | 0 | 0 | 0 | 0 | 0 | 0 | 0 | 0 | 0 | 0 | 0 | 0 | 0 | 0 | 0 | 0 | 0 | 0 | 0 | 0 | 0
F8_Commercial_WA - Health_New_Water Heating_Natural Gas_Strategic Energy Management_A_Technical Potential | F8 | Commercial | WA - Health | New | Water Heating | Natural Gas | Strategic Energy Management | A | Cumulative Summer Peak Savings (MW) | Technical Potential | 0 | 0 | 0 | 0 | 0 | 0 | 0 | 0 | 0 | 0 | 0 | 0 | 0 | 0 | 0 | 0 | 0 | 0 | 0 | 0 | 0 | 0 | 0 | 0 | 0 | 0 | 0
F9_Commercial_WA - Health_New_Water Heating_Natural Gas_Strategic Energy Management_A_Technical Potential | F9 | Commercial | WA - Health | New | Water Heating | Natural Gas | Strategic Energy Management | A | Cumulative Winter Peak Savings (MW) | Technical Potential | 0 | 0 | 0 | 0 | 0 | 0 | 0 | 0 | 0 | 0 | 0 | 0 | 0 | 0 | 0 | 0 | 0 | 0 | 0 | 0 | 0 | 0 | 0 | 0 | 0 | 0 | 0
F10_Commercial_WA - Health_New_Water Heating_Natural Gas_Strategic Energy Management_A_Technical Potential | F10 | Commercial | WA - Health | New | Water Heating | Natural Gas | Strategic Energy Management | A | Purchases (Incremental) | Technical Potential | 0 | 0 | 0 | 0 | 0 | 0 | 0 | 0 | 0 | 0 | 0 | 0 | 0 | 0 | 0 | 0 | 0 | 0 | 0 | 0 | 0 | 0 | 0 | 0 | 0 | 0 | 0
F11_Commercial_WA - Health_New_Water Heating_Natural Gas_Strategic Energy Management_A_Technical Potential | F11 | Commercial | WA - Health | New | Water Heating | Natural Gas | Strategic Energy Management | A | Purchases (Cumulative) | Technical Potential | 0 | 0 | 0 | 0 | 0 | 0 | 0 | 0 | 0 | 0 | 0 | 0 | 0 | 0 | 0 | 0 | 0 | 0 | 0 | 0 | 0 | 0 | 0 | 0 | 0 | 0 | 0
F1_Commercial_WA - Health_New_Space Heating_Natural Gas_Retrocommissioning_A_Technical Potential | F1 | Commercial | WA - Health | New | Space Heating | Natural Gas | Retrocommissioning | A | Integrated Unit Energy Savings (kWh or therms) | Technical Potential | 0 | 0 | 0 | 0 | 0 | 0 | 0 | 0 | 0 | 0 | 0 | 0 | 0 | 0 | 0 | 0 | 0 | 0 | 0 | 0 | 0 | 0 | 0 | 0 | 0 | 0 | 0
F2_Commercial_WA - Health_New_Space Heating_Natural Gas_Retrocommissioning_A_Technical Potential | F2 | Commercial | WA - Health | New | Space Heating | Natural Gas | Retrocommissioning | A | Integrated Unit Summer Peak Savings (kW) | Technical Potential | 0 | 0 | 0 | 0 | 0 | 0 | 0 | 0 | 0 | 0 | 0 | 0 | 0 | 0 | 0 | 0 | 0 | 0 | 0 | 0 | 0 | 0 | 0 | 0 | 0 | 0 | 0
F3_Commercial_WA - Health_New_Space Heating_Natural Gas_Retrocommissioning_A_Technical Potential | F3 | Commercial | WA - Health | New | Space Heating | Natural Gas | Retrocommissioning | A | Integrated Unit Winter Peak Savings (kW) | Technical Potential | 0 | 0 | 0 | 0 | 0 | 0 | 0 | 0 | 0 | 0 | 0 | 0 | 0 | 0 | 0 | 0 | 0 | 0 | 0 | 0 | 0 | 0 | 0 | 0 | 0 | 0 | 0
F4_Commercial_WA - Health_New_Space Heating_Natural Gas_Retrocommissioning_A_Technical Potential | F4 | Commercial | WA - Health | New | Space Heating | Natural Gas | Retrocommissioning | A | Incremental Energy Savings (MWh or mTherms) | Technical Potential | 0 | 0 | 0 | 0 | 0 | 0 | 0 | 0 | 0 | 0 | 0 | 0 | 0 | 0 | 0 | 0 | 0 | 0 | 0 | 0 | 0 | 0 | 0 | 0 | 0 | 0 | 0
F5_Commercial_WA - Health_New_Space Heating_Natural Gas_Retrocommissioning_A_Technical Potential | F5 | Commercial | WA - Health | New | Space Heating | Natural Gas | Retrocommissioning | A | Incremental Summer Peak Savings (MW) | Technical Potential | 0 | 0 | 0 | 0 | 0 | 0 | 0 | 0 | 0 | 0 | 0 | 0 | 0 | 0 | 0 | 0 | 0 | 0 | 0 | 0 | 0 | 0 | 0 | 0 | 0 | 0 | 0
F6_Commercial_WA - Health_New_Space Heating_Natural Gas_Retrocommissioning_A_Technical Potential | F6 | Commercial | WA - Health | New | Space Heating | Natural Gas | Retrocommissioning | A | Incremental Winter Peak Savings (MW) | Technical Potential | 0 | 0 | 0 | 0 | 0 | 0 | 0 | 0 | 0 | 0 | 0 | 0 | 0 | 0 | 0 | 0 | 0 | 0 | 0 | 0 | 0 | 0 | 0 | 0 | 0 | 0 | 0
F7_Commercial_WA - Health_New_Space Heating_Natural Gas_Retrocommissioning_A_Technical Potential | F7 | Commercial | WA - Health | New | Space Heating | Natural Gas | Retrocommissioning | A | Cumulative Energy Savings (MWh or mTherms) | Technical Potential | 0 | 0 | 0 | 0 | 0 | 0 | 0 | 0 | 0 | 0 | 0 | 0 | 0 | 0 | 0 | 0 | 0 | 0 | 0 | 0 | 0 | 0 | 0 | 0 | 0 | 0 | 0
F8_Commercial_WA - Health_New_Space Heating_Natural Gas_Retrocommissioning_A_Technical Potential | F8 | Commercial | WA - Health | New | Space Heating | Natural Gas | Retrocommissioning | A | Cumulative Summer Peak Savings (MW) | Technical Potential | 0 | 0 | 0 | 0 | 0 | 0 | 0 | 0 | 0 | 0 | 0 | 0 | 0 | 0 | 0 | 0 | 0 | 0 | 0 | 0 | 0 | 0 | 0 | 0 | 0 | 0 | 0
F9_Commercial_WA - Health_New_Space Heating_Natural Gas_Retrocommissioning_A_Technical Potential | F9 | Commercial | WA - Health | New | Space Heating | Natural Gas | Retrocommissioning | A | Cumulative Winter Peak Savings (MW) | Technical Potential | 0 | 0 | 0 | 0 | 0 | 0 | 0 | 0 | 0 | 0 | 0 | 0 | 0 | 0 | 0 | 0 | 0 | 0 | 0 | 0 | 0 | 0 | 0 | 0 | 0 | 0 | 0
F10_Commercial_WA - Health_New_Space Heating_Natural Gas_Retrocommissioning_A_Technical Potential | F10 | Commercial | WA - Health | New | Space Heating | Natural Gas | Retrocommissioning | A | Purchases (Incremental) | Technical Potential | 0 | 0 | 0 | 0 | 0 | 0 | 0 | 0 | 0 | 0 | 0 | 0 | 0 | 0 | 0 | 0 | 0 | 0 | 0 | 0 | 0 | 0 | 0 | 0 | 0 | 0 | 0
F11_Commercial_WA - Health_New_Space Heating_Natural Gas_Retrocommissioning_A_Technical Potential | F11 | Commercial | WA - Health | New | Space Heating | Natural Gas | Retrocommissioning | A | Purchases (Cumulative) | Technical Potential | 0 | 0 | 0 | 0 | 0 | 0 | 0 | 0 | 0 | 0 | 0 | 0 | 0 | 0 | 0 | 0 | 0 | 0 | 0 | 0 | 0 | 0 | 0 | 0 | 0 | 0 | 0
F1_Commercial_WA - Health_New_Water Heating_Natural Gas_Retrocommissioning_A_Technical Potential | F1 | Commercial | WA - Health | New | Water Heating | Natural Gas | Retrocommissioning | A | Integrated Unit Energy Savings (kWh or therms) | Technical Potential | 0 | 0 | 0 | 0 | 0 | 0 | 0 | 0 | 0 | 0 | 0 | 0 | 0 | 0 | 0 | 0 | 0 | 0 | 0 | 0 | 0 | 0 | 0 | 0 | 0 | 0 | 0
F2_Commercial_WA - Health_New_Water Heating_Natural Gas_Retrocommissioning_A_Technical Potential | F2 | Commercial | WA - Health | New | Water Heating | Natural Gas | Retrocommissioning | A | Integrated Unit Summer Peak Savings (kW) | Technical Potential | 0 | 0 | 0 | 0 | 0 | 0 | 0 | 0 | 0 | 0 | 0 | 0 | 0 | 0 | 0 | 0 | 0 | 0 | 0 | 0 | 0 | 0 | 0 | 0 | 0 | 0 | 0
F3_Commercial_WA - Health_New_Water Heating_Natural Gas_Retrocommissioning_A_Technical Potential | F3 | Commercial | WA - Health | New | Water Heating | Natural Gas | Retrocommissioning | A | Integrated Unit Winter Peak Savings (kW) | Technical Potential | 0 | 0 | 0 | 0 | 0 | 0 | 0 | 0 | 0 | 0 | 0 | 0 | 0 | 0 | 0 | 0 | 0 | 0 | 0 | 0 | 0 | 0 | 0 | 0 | 0 | 0 | 0
F4_Commercial_WA - Health_New_Water Heating_Natural Gas_Retrocommissioning_A_Technical Potential | F4 | Commercial | WA - Health | New | Water Heating | Natural Gas | Retrocommissioning | A | Incremental Energy Savings (MWh or mTherms) | Technical Potential | 0 | 0 | 0 | 0 | 0 | 0 | 0 | 0 | 0 | 0 | 0 | 0 | 0 | 0 | 0 | 0 | 0 | 0 | 0 | 0 | 0 | 0 | 0 | 0 | 0 | 0 | 0
F5_Commercial_WA - Health_New_Water Heating_Natural Gas_Retrocommissioning_A_Technical Potential | F5 | Commercial | WA - Health | New | Water Heating | Natural Gas | Retrocommissioning | A | Incremental Summer Peak Savings (MW) | Technical Potential | 0 | 0 | 0 | 0 | 0 | 0 | 0 | 0 | 0 | 0 | 0 | 0 | 0 | 0 | 0 | 0 | 0 | 0 | 0 | 0 | 0 | 0 | 0 | 0 | 0 | 0 | 0
F6_Commercial_WA - Health_New_Water Heating_Natural Gas_Retrocommissioning_A_Technical Potential | F6 | Commercial | WA - Health | New | Water Heating | Natural Gas | Retrocommissioning | A | Incremental Winter Peak Savings (MW) | Technical Potential | 0 | 0 | 0 | 0 | 0 | 0 | 0 | 0 | 0 | 0 | 0 | 0 | 0 | 0 | 0 | 0 | 0 | 0 | 0 | 0 | 0 | 0 | 0 | 0 | 0 | 0 | 0
F7_Commercial_WA - Health_New_Water Heating_Natural Gas_Retrocommissioning_A_Technical Potential | F7 | Commercial | WA - Health | New | Water Heating | Natural Gas | Retrocommissioning | A | Cumulative Energy Savings (MWh or mTherms) | Technical Potential | 0 | 0 | 0 | 0 | 0 | 0 | 0 | 0 | 0 | 0 | 0 | 0 | 0 | 0 | 0 | 0 | 0 | 0 | 0 | 0 | 0 | 0 | 0 | 0 | 0 | 0 | 0
F8_Commercial_WA - Health_New_Water Heating_Natural Gas_Retrocommissioning_A_Technical Potential | F8 | Commercial | WA - Health | New | Water Heating | Natural Gas | Retrocommissioning | A | Cumulative Summer Peak Savings (MW) | Technical Potential | 0 | 0 | 0 | 0 | 0 | 0 | 0 | 0 | 0 | 0 | 0 | 0 | 0 | 0 | 0 | 0 | 0 | 0 | 0 | 0 | 0 | 0 | 0 | 0 | 0 | 0 | 0
F9_Commercial_WA - Health_New_Water Heating_Natural Gas_Retrocommissioning_A_Technical Potential | F9 | Commercial | WA - Health | New | Water Heating | Natural Gas | Retrocommissioning | A | Cumulative Winter Peak Savings (MW) | Technical Potential | 0 | 0 | 0 | 0 | 0 | 0 | 0 | 0 | 0 | 0 | 0 | 0 | 0 | 0 | 0 | 0 | 0 | 0 | 0 | 0 | 0 | 0 | 0 | 0 | 0 | 0 | 0
F10_Commercial_WA - Health_New_Water Heating_Natural Gas_Retrocommissioning_A_Technical Potential | F10 | Commercial | WA - Health | New | Water Heating | Natural Gas | Retrocommissioning | A | Purchases (Incremental) | Technical Potential | 0 | 0 | 0 | 0 | 0 | 0 | 0 | 0 | 0 | 0 | 0 | 0 | 0 | 0 | 0 | 0 | 0 | 0 | 0 | 0 | 0 | 0 | 0 | 0 | 0 | 0 | 0
F11_Commercial_WA - Health_New_Water Heating_Natural Gas_Retrocommissioning_A_Technical Potential | F11 | Commercial | WA - Health | New | Water Heating | Natural Gas | Retrocommissioning | A | Purchases (Cumulative) | Technical Potential | 0 | 0 | 0 | 0 | 0 | 0 | 0 | 0 | 0 | 0 | 0 | 0 | 0 | 0 | 0 | 0 | 0 | 0 | 0 | 0 | 0 | 0 | 0 | 0 | 0 | 0 | 0
F1_Commercial_OR - College_Existing_Space Heating_Natural Gas_Insulation - Ceiling_A_Technical Potential | F1 | Commercial | OR - College | Existing | Space Heating | Natural Gas | Insulation - Ceiling | A | Integrated Unit Energy Savings (kWh or therms) | Technical Potential | 0 | 0 | 0.061441 | 0.060088 | 0.058694 | 0.057275 | 0.055821 | 0.054324 | 0.052784 | 0.051206 | 0.049596 | 0.047972 | 0.046383 | 0.044824 | 0.043303 | 0.041847 | 0.040478 | 0.039274 | 0.038232 | 0.037263 | 0.036382 | 0.035525 | 0.034842 | 0.034167 | 0.033501 | 0.032843 | 0.032191
F2_Commercial_OR - College_Existing_Space Heating_Natural Gas_Insulation - Ceiling_A_Technical Potential | F2 | Commercial | OR - College | Existing | Space Heating | Natural Gas | Insulation - Ceiling | A | Integrated Unit Summer Peak Savings (kW) | Technical Potential | 0 | 0 | 0 | 0 | 0 | 0 | 0 | 0 | 0 | 0 | 0 | 0 | 0 | 0 | 0 | 0 | 0 | 0 | 0 | 0 | 0 | 0 | 0 | 0 | 0 | 0 | 0
F3_Commercial_OR - College_Existing_Space Heating_Natural Gas_Insulation - Ceiling_A_Technical Potential | F3 | Commercial | OR - College | Existing | Space Heating | Natural Gas | Insulation - Ceiling | A | Integrated Unit Winter Peak Savings (kW) | Technical Potential | 0 | 0 | 0 | 0 | 0 | 0 | 0 | 0 | 0 | 0 | 0 | 0 | 0 | 0 | 0 | 0 | 0 | 0 | 0 | 0 | 0 | 0 | 0 | 0 | 0 | 0 | 0
F4_Commercial_OR - College_Existing_Space Heating_Natural Gas_Insulation - Ceiling_A_Technical Potential | F4 | Commercial | OR - College | Existing | Space Heating | Natural Gas | Insulation - Ceiling | A | Incremental Energy Savings (MWh or mTherms) | Technical Potential | 0 | 0 | 0.12502 | 0.065788 | 0.21739 | 0.34507 | 0.51048 | 0.7115 | 0.9404 | 1.1827 | 1.4168 | 1.616 | 1.753 | 1.8021 | 1.7483 | 1.5926 | 1.3545 | 1.0698 | 0.77839 | 0.55583 | 0.29611 | 0.23131 | 0 | 0 | 0 | 0 | 0
F5_Commercial_OR - College_Existing_Space Heating_Natural Gas_Insulation - Ceiling_A_Technical Potential | F5 | Commercial | OR - College | Existing | Space Heating | Natural Gas | Insulation - Ceiling | A | Incremental Summer Peak Savings (MW) | Technical Potential | 0 | 0 | 0 | 0 | 0 | 0 | 0 | 0 | 0 | 0 | 0 | 0 | 0 | 0 | 0 | 0 | 0 | 0 | 0 | 0 | 0 | 0 | 0 | 0 | 0 | 0 | 0
F6_Commercial_OR - College_Existing_Space Heating_Natural Gas_Insulation - Ceiling_A_Technical Potential | F6 | Commercial | OR - College | Existing | Space Heating | Natural Gas | Insulation - Ceiling | A | Incremental Winter Peak Savings (MW) | Technical Potential | 0 | 0 | 0 | 0 | 0 | 0 | 0 | 0 | 0 | 0 | 0 | 0 | 0 | 0 | 0 | 0 | 0 | 0 | 0 | 0 | 0 | 0 | 0 | 0 | 0 | 0 | 0
F7_Commercial_OR - College_Existing_Space Heating_Natural Gas_Insulation - Ceiling_A_Technical Potential | F7 | Commercial | OR - College | Existing | Space Heating | Natural Gas | Insulation - Ceiling | A | Cumulative Energy Savings (MWh or mTherms) | Technical Potential | 0 | 0 | 0.12502 | 0.18805 | 0.40108 | 0.73646 | 1.2282 | 1.9068 | 2.7932 | 3.8923 | 5.1867 | 6.6328 | 8.1661 | 9.6937 | 11.113 | 12.332 | 13.2831 | 13.9576 | 14.3659 | 14.5574 | 14.5095 | 14.3991 | 14.122 | 13.8486 | 13.5786 | 13.3119 | 13.0477
F8_Commercial_OR - College_Existing_Space Heating_Natural Gas_Insulation - Ceiling_A_Technical Potential | F8 | Commercial | OR - College | Existing | Space Heating | Natural Gas | Insulation - Ceiling | A | Cumulative Summer Peak Savings (MW) | Technical Potential | 0 | 0 | 0 | 0 | 0 | 0 | 0 | 0 | 0 | 0 | 0 | 0 | 0 | 0 | 0 | 0 | 0 | 0 | 0 | 0 | 0 | 0 | 0 | 0 | 0 | 0 | 0
F9_Commercial_OR - College_Existing_Space Heating_Natural Gas_Insulation - Ceiling_A_Technical Potential | F9 | Commercial | OR - College | Existing | Space Heating | Natural Gas | Insulation - Ceiling | A | Cumulative Winter Peak Savings (MW) | Technical Potential | 0 | 0 | 0 | 0 | 0 | 0 | 0 | 0 | 0 | 0 | 0 | 0 | 0 | 0 | 0 | 0 | 0 | 0 | 0 | 0 | 0 | 0 | 0 | 0 | 0 | 0 | 0
F10_Commercial_OR - College_Existing_Space Heating_Natural Gas_Insulation - Ceiling_A_Technical Potential | F10 | Commercial | OR - College | Existing | Space Heating | Natural Gas | Insulation - Ceiling | A | Purchases (Incremental) | Technical Potential | 0 | 0 | 2034.7363 | 1094.8748 | 3703.8527 | 6024.824 | 9144.8413 | 13097.3668 | 17816.0157 | 23095.991 | 28565.7604 | 33685.8173 | 37793.2978 | 40204.9532 | 40372.8036 | 38058.1761 | 33461.6488 | 27238.4314 | 20359.3946 | 14916.5858 | 8138.9452 | 6511.1562 | 0 | 0 | 0 | 0 | 0
F11_Commercial_OR - College_Existing_Space Heating_Natural Gas_Insulation - Ceiling_A_Technical Potential | F11 | Commercial | OR - College | Existing | Space Heating | Natural Gas | Insulation - Ceiling | A | Purchases (Cumulative) | Technical Potential | 0 | 0 | 2034.7363 | 3129.6111 | 6833.4637 | 12858.2877 | 22003.129 | 35100.4959 | 52916.5115 | 76012.5026 | 104578.2629 | 138264.0802 | 176057.3781 | 216262.3313 | 256635.1349 | 294693.311 | 328154.9598 | 355393.3913 | 375752.7858 | 390669.3716 | 398808.3168 | 405319.473 | 405319.473 | 405319.473 | 405319.473 | 405319.473 | 405319.473
F1_Commercial_OR - College_Existing_Space Heating_Natural Gas_Insulation - Ducting_A_Technical Potential | F1 | Commercial | OR - College | Existing | Space Heating | Natural Gas | Insulation - Ducting | A | Integrated Unit Energy Savings (kWh or therms) | Technical Potential | 0 | 0 | 0 | 0 | 0 | 0 | 0 | 0 | 0 | 0 | 0 | 0 | 0 | 0 | 0 | 0 | 0 | 0 | 0 | 0 | 0 | 0 | 0 | 0 | 0 | 0 | 0
F2_Commercial_OR - College_Existing_Space Heating_Natural Gas_Insulation - Ducting_A_Technical Potential | F2 | Commercial | OR - College | Existing | Space Heating | Natural Gas | Insulation - Ducting | A | Integrated Unit Summer Peak Savings (kW) | Technical Potential | 0 | 0 | 0 | 0 | 0 | 0 | 0 | 0 | 0 | 0 | 0 | 0 | 0 | 0 | 0 | 0 | 0 | 0 | 0 | 0 | 0 | 0 | 0 | 0 | 0 | 0 | 0
F3_Commercial_OR - College_Existing_Space Heating_Natural Gas_Insulation - Ducting_A_Technical Potential | F3 | Commercial | OR - College | Existing | Space Heating | Natural Gas | Insulation - Ducting | A | Integrated Unit Winter Peak Savings (kW) | Technical Potential | 0 | 0 | 0 | 0 | 0 | 0 | 0 | 0 | 0 | 0 | 0 | 0 | 0 | 0 | 0 | 0 | 0 | 0 | 0 | 0 | 0 | 0 | 0 | 0 | 0 | 0 | 0
F4_Commercial_OR - College_Existing_Space Heating_Natural Gas_Insulation - Ducting_A_Technical Potential | F4 | Commercial | OR - College | Existing | Space Heating | Natural Gas | Insulation - Ducting | A | Incremental Energy Savings (MWh or mTherms) | Technical Potential | 0 | 0 | 0 | 0 | 0 | 0 | 0 | 0 | 0 | 0 | 0 | 0 | 0 | 0 | 0 | 0 | 0 | 0 | 0 | 0 | 0 | 0 | 0 | 0 | 0 | 0 | 0
F5_Commercial_OR - College_Existing_Space Heating_Natural Gas_Insulation - Ducting_A_Technical Potential | F5 | Commercial | OR - College | Existing | Space Heating | Natural Gas | Insulation - Ducting | A | Incremental Summer Peak Savings (MW) | Technical Potential | 0 | 0 | 0 | 0 | 0 | 0 | 0 | 0 | 0 | 0 | 0 | 0 | 0 | 0 | 0 | 0 | 0 | 0 | 0 | 0 | 0 | 0 | 0 | 0 | 0 | 0 | 0
F6_Commercial_OR - College_Existing_Space Heating_Natural Gas_Insulation - Ducting_A_Technical Potential | F6 | Commercial | OR - College | Existing | Space Heating | Natural Gas | Insulation - Ducting | A | Incremental Winter Peak Savings (MW) | Technical Potential | 0 | 0 | 0 | 0 | 0 | 0 | 0 | 0 | 0 | 0 | 0 | 0 | 0 | 0 | 0 | 0 | 0 | 0 | 0 | 0 | 0 | 0 | 0 | 0 | 0 | 0 | 0
F7_Commercial_OR - College_Existing_Space Heating_Natural Gas_Insulation - Ducting_A_Technical Potential | F7 | Commercial | OR - College | Existing | Space Heating | Natural Gas | Insulation - Ducting | A | Cumulative Energy Savings (MWh or mTherms) | Technical Potential | 0 | 0 | 0 | 0 | 0 | 0 | 0 | 0 | 0 | 0 | 0 | 0 | 0 | 0 | 0 | 0 | 0 | 0 | 0 | 0 | 0 | 0 | 0 | 0 | 0 | 0 | 0
F8_Commercial_OR - College_Existing_Space Heating_Natural Gas_Insulation - Ducting_A_Technical Potential | F8 | Commercial | OR - College | Existing | Space Heating | Natural Gas | Insulation - Ducting | A | Cumulative Summer Peak Savings (MW) | Technical Potential | 0 | 0 | 0 | 0 | 0 | 0 | 0 | 0 | 0 | 0 | 0 | 0 | 0 | 0 | 0 | 0 | 0 | 0 | 0 | 0 | 0 | 0 | 0 | 0 | 0 | 0 | 0
F9_Commercial_OR - College_Existing_Space Heating_Natural Gas_Insulation - Ducting_A_Technical Potential | F9 | Commercial | OR - College | Existing | Space Heating | Natural Gas | Insulation - Ducting | A | Cumulative Winter Peak Savings (MW) | Technical Potential | 0 | 0 | 0 | 0 | 0 | 0 | 0 | 0 | 0 | 0 | 0 | 0 | 0 | 0 | 0 | 0 | 0 | 0 | 0 | 0 | 0 | 0 | 0 | 0 | 0 | 0 | 0
F10_Commercial_OR - College_Existing_Space Heating_Natural Gas_Insulation - Ducting_A_Technical Potential | F10 | Commercial | OR - College | Existing | Space Heating | Natural Gas | Insulation - Ducting | A | Purchases (Incremental) | Technical Potential | 0 | 0 | 508.6841 | 273.7187 | 925.9632 | 1506.206 | 2286.2103 | 3274.3417 | 4454.0039 | 5773.9978 | 7141.4401 | 8421.4543 | 9448.3245 | 10051.2383 | 10093.2009 | 9514.544 | 8365.4122 | 6809.6079 | 5089.8486 | 3729.1464 | 2034.7363 | 1627.789 | 0 | 0 | 0 | 0 | 0
F11_Commercial_OR - College_Existing_Space Heating_Natural Gas_Insulation - Ducting_A_Technical Potential | F11 | Commercial | OR - College | Existing | Space Heating | Natural Gas | Insulation - Ducting | A | Purchases (Cumulative) | Technical Potential | 0 | 0 | 508.6841 | 782.4028 | 1708.3659 | 3214.5719 | 5500.7823 | 8775.124 | 13229.1279 | 19003.1256 | 26144.5657 | 34566.0201 | 44014.3445 | 54065.5828 | 64158.7837 | 73673.3278 | 82038.74 | 88848.3478 | 93938.1965 | 97667.3429 | 99702.0792 | 101329.8683 | 101329.8683 | 101329.8683 | 101329.8683 | 101329.8683 | 101329.8683
F1_Commercial_OR - College_Existing_Space Heating_Natural Gas_Insulation - Wall Cavity_A_Technical Potential | F1 | Commercial | OR - College | Existing | Space Heating | Natural Gas | Insulation - Wall Cavity | A | Integrated Unit Energy Savings (kWh or therms) | Technical Potential | 0 | 0 | 0.19427 | 0.19126 | 0.18824 | 0.1852 | 0.18217 | 0.17913 | 0.17609 | 0.17306 | 0.17003 | 0.16701 | 0.16399 | 0.16099 | 0.158 | 0.15505 | 0.15212 | 0.14923 | 0.14637 | 0.14355 | 0.14074 | 0.13797 | 0.13532 | 0.1327 | 0.13011 | 0.12756 | 0.12503
F2_Commercial_OR - College_Existing_Space Heating_Natural Gas_Insulation - Wall Cavity_A_Technical Potential | F2 | Commercial | OR - College | Existing | Space Heating | Natural Gas | Insulation - Wall Cavity | A | Integrated Unit Summer Peak Savings (kW) | Technical Potential | 0 | 0 | 0 | 0 | 0 | 0 | 0 | 0 | 0 | 0 | 0 | 0 | 0 | 0 | 0 | 0 | 0 | 0 | 0 | 0 | 0 | 0 | 0 | 0 | 0 | 0 | 0
F3_Commercial_OR - College_Existing_Space Heating_Natural Gas_Insulation - Wall Cavity_A_Technical Potential | F3 | Commercial | OR - College | Existing | Space Heating | Natural Gas | Insulation - Wall Cavity | A | Integrated Unit Winter Peak Savings (kW) | Technical Potential | 0 | 0 | 0 | 0 | 0 | 0 | 0 | 0 | 0 | 0 | 0 | 0 | 0 | 0 | 0 | 0 | 0 | 0 | 0 | 0 | 0 | 0 | 0 | 0 | 0 | 0 | 0
F4_Commercial_OR - College_Existing_Space Heating_Natural Gas_Insulation - Wall Cavity_A_Technical Potential | F4 | Commercial | OR - College | Existing | Space Heating | Natural Gas | Insulation - Wall Cavity | A | Incremental Energy Savings (MWh or mTherms) | Technical Potential | 0 | 0 | 0.1506 | 0.079785 | 0.26563 | 0.42513 | 0.6347 | 0.89385 | 1.1953 | 1.5229 | 1.8506 | 2.1434 | 2.3614 | 2.466 | 2.4304 | 2.2482 | 1.9393 | 1.5487 | 1.1354 | 0.8158 | 0.43644 | 0.34227 | 0 | 0 | 0 | 0 | 0
F5_Commercial_OR - College_Existing_Space Heating_Natural Gas_Insulation - Wall Cavity_A_Technical Potential | F5 | Commercial | OR - College | Existing | Space Heating | Natural Gas | Insulation - Wall Cavity | A | Incremental Summer Peak Savings (MW) | Technical Potential | 0 | 0 | 0 | 0 | 0 | 0 | 0 | 0 | 0 | 0 | 0 | 0 | 0 | 0 | 0 | 0 | 0 | 0 | 0 | 0 | 0 | 0 | 0 | 0 | 0 | 0 | 0
F6_Commercial_OR - College_Existing_Space Heating_Natural Gas_Insulation - Wall Cavity_A_Technical Potential | F6 | Commercial | OR - College | Existing | Space Heating | Natural Gas | Insulation - Wall Cavity | A | Incremental Winter Peak Savings (MW) | Technical Potential | 0 | 0 | 0 | 0 | 0 | 0 | 0 | 0 | 0 | 0 | 0 | 0 | 0 | 0 | 0 | 0 | 0 | 0 | 0 | 0 | 0 | 0 | 0 | 0 | 0 | 0 | 0
F7_Commercial_OR - College_Existing_Space Heating_Natural Gas_Insulation - Wall Cavity_A_Technical Potential | F7 | Commercial | OR - College | Existing | Space Heating | Natural Gas | Insulation - Wall Cavity | A | Cumulative Energy Savings (MWh or mTherms) | Technical Potential | 0 | 0 | 0.1506 | 0.22806 | 0.49009 | 0.90732 | 1.5271 | 2.3955 | 3.5502 | 5.012 | 6.7748 | 8.7977 | 11.0002 | 13.2647 | 15.4493 | 17.4083 | 19.019 | 20.206 | 20.9548 | 21.366 | 21.3856 | 21.3064 | 20.8964 | 20.4921 | 20.0927 | 19.6981 | 19.3072
F8_Commercial_OR - College_Existing_Space Heating_Natural Gas_Insulation - Wall Cavity_A_Technical Potential | F8 | Commercial | OR - College | Existing | Space Heating | Natural Gas | Insulation - Wall Cavity | A | Cumulative Summer Peak Savings (MW) | Technical Potential | 0 | 0 | 0 | 0 | 0 | 0 | 0 | 0 | 0 | 0 | 0 | 0 | 0 | 0 | 0 | 0 | 0 | 0 | 0 | 0 | 0 | 0 | 0 | 0 | 0 | 0 | 0
F9_Commercial_OR - College_Existing_Space Heating_Natural Gas_Insulation - Wall Cavity_A_Technical Potential | F9 | Commercial | OR - College | Existing | Space Heating | Natural Gas | Insulation - Wall Cavity | A | Cumulative Winter Peak Savings (MW) | Technical Potential | 0 | 0 | 0 | 0 | 0 | 0 | 0 | 0 | 0 | 0 | 0 | 0 | 0 | 0 | 0 | 0 | 0 | 0 | 0 | 0 | 0 | 0 | 0 | 0 | 0 | 0 | 0
F10_Commercial_OR - College_Existing_Space Heating_Natural Gas_Insulation - Wall Cavity_A_Technical Potential | F10 | Commercial | OR - College | Existing | Space Heating | Natural Gas | Insulation - Wall Cavity | A | Purchases (Incremental) | Technical Potential | 0 | 0 | 775.2345 | 417.1473 | 1411.1679 | 2295.4579 | 3484.1845 | 4990.0968 | 6787.902 | 8799.5726 | 10883.5547 | 12834.2964 | 14399.2465 | 15318.0872 | 15382.0382 | 14500.1651 | 12748.8882 | 10377.8424 | 7756.9293 | 5683.2192 | 3100.9381 | 2480.7505 | 0 | 0 | 0 | 0 | 0
F11_Commercial_OR - College_Existing_Space Heating_Natural Gas_Insulation - Wall Cavity_A_Technical Potential | F11 | Commercial | OR - College | Existing | Space Heating | Natural Gas | Insulation - Wall Cavity | A | Purchases (Cumulative) | Technical Potential | 0 | 0 | 775.2345 | 1192.3818 | 2603.5497 | 4899.0076 | 8383.1922 | 13373.2889 | 20161.1909 | 28960.7635 | 39844.3182 | 52678.6146 | 67077.861 | 82395.9482 | 97777.9864 | 112278.1515 | 125027.0397 | 135404.8821 | 143161.8114 | 148845.0306 | 151945.9687 | 154426.7192 | 154426.7192 | 154426.7192 | 154426.7192 | 154426.7192 | 154426.7192
F1_Commercial_OR - College_Existing_Space Heating_Natural Gas_Green Roof - Vegetated Rooftop_A_Technical Potential | F1 | Commercial | OR - College | Existing | Space Heating | Natural Gas | Green Roof - Vegetated Rooftop | A | Integrated Unit Energy Savings (kWh or therms) | Technical Potential | 0 | 0 | 0.0034874 | 0.0033843 | 0.003277 | 0.0031714 | 0.0030664 | 0.0029582 | 0.0028456 | 0.0027292 | 0.0026103 | 0.0024908 | 0.0023736 | 0.0022603 | 0.0021526 | 0.0020521 | 0.0019608 | 0.0018836 | 0.0018201 | 0.0017636 | 0.0017151 | 0.0016689 | 0.0016368 | 0.0016051 | 0.0015738 | 0.0015429 | 0.0015122
F2_Commercial_OR - College_Existing_Space Heating_Natural Gas_Green Roof - Vegetated Rooftop_A_Technical Potential | F2 | Commercial | OR - College | Existing | Space Heating | Natural Gas | Green Roof - Vegetated Rooftop | A | Integrated Unit Summer Peak Savings (kW) | Technical Potential | 0 | 0 | 0 | 0 | 0 | 0 | 0 | 0 | 0 | 0 | 0 | 0 | 0 | 0 | 0 | 0 | 0 | 0 | 0 | 0 | 0 | 0 | 0 | 0 | 0 | 0 | 0
F3_Commercial_OR - College_Existing_Space Heating_Natural Gas_Green Roof - Vegetated Rooftop_A_Technical Potential | F3 | Commercial | OR - College | Existing | Space Heating | Natural Gas | Green Roof - Vegetated Rooftop | A | Integrated Unit Winter Peak Savings (kW) | Technical Potential | 0 | 0 | 0 | 0 | 0 | 0 | 0 | 0 | 0 | 0 | 0 | 0 | 0 | 0 | 0 | 0 | 0 | 0 | 0 | 0 | 0 | 0 | 0 | 0 | 0 | 0 | 0
F4_Commercial_OR - College_Existing_Space Heating_Natural Gas_Green Roof - Vegetated Rooftop_A_Technical Potential | F4 | Commercial | OR - College | Existing | Space Heating | Natural Gas | Green Roof - Vegetated Rooftop | A | Incremental Energy Savings (MWh or mTherms) | Technical Potential | 0 | 0 | 0 | 0 | 0 | 0 | 0 | 0 | 0 | 0 | 0 | 0 | 0 | 0 | 0 | 0 | 0 | 0 | 0 | 0 | 0 | 0 | 0 | 0 | 0 | 0 | 0
F5_Commercial_OR - College_Existing_Space Heating_Natural Gas_Green Roof - Vegetated Rooftop_A_Technical Potential | F5 | Commercial | OR - College | Existing | Space Heating | Natural Gas | Green Roof - Vegetated Rooftop | A | Incremental Summer Peak Savings (MW) | Technical Potential | 0 | 0 | 0 | 0 | 0 | 0 | 0 | 0 | 0 | 0 | 0 | 0 | 0 | 0 | 0 | 0 | 0 | 0 | 0 | 0 | 0 | 0 | 0 | 0 | 0 | 0 | 0
F6_Commercial_OR - College_Existing_Space Heating_Natural Gas_Green Roof - Vegetated Rooftop_A_Technical Potential | F6 | Commercial | OR - College | Existing | Space Heating | Natural Gas | Green Roof - Vegetated Rooftop | A | Incremental Winter Peak Savings (MW) | Technical Potential | 0 | 0 | 0 | 0 | 0 | 0 | 0 | 0 | 0 | 0 | 0 | 0 | 0 | 0 | 0 | 0 | 0 | 0 | 0 | 0 | 0 | 0 | 0 | 0 | 0 | 0 | 0
F7_Commercial_OR - College_Existing_Space Heating_Natural Gas_Green Roof - Vegetated Rooftop_A_Technical Potential | F7 | Commercial | OR - College | Existing | Space Heating | Natural Gas | Green Roof - Vegetated Rooftop | A | Cumulative Energy Savings (MWh or mTherms) | Technical Potential | 0 | 0 | 0 | 0 | 0 | 0 | 0 | 0 | 0 | 0 | 0 | 0 | 0 | 0 | 0 | 0 | 0 | 0 | 0 | 0 | 0 | 0 | 0 | 0 | 0 | 0 | 0
F8_Commercial_OR - College_Existing_Space Heating_Natural Gas_Green Roof - Vegetated Rooftop_A_Technical Potential | F8 | Commercial | OR - College | Existing | Space Heating | Natural Gas | Green Roof - Vegetated Rooftop | A | Cumulative Summer Peak Savings (MW) | Technical Potential | 0 | 0 | 0 | 0 | 0 | 0 | 0 | 0 | 0 | 0 | 0 | 0 | 0 | 0 | 0 | 0 | 0 | 0 | 0 | 0 | 0 | 0 | 0 | 0 | 0 | 0 | 0
F9_Commercial_OR - College_Existing_Space Heating_Natural Gas_Green Roof - Vegetated Rooftop_A_Technical Potential | F9 | Commercial | OR - College | Existing | Space Heating | Natural Gas | Green Roof - Vegetated Rooftop | A | Cumulative Winter Peak Savings (MW) | Technical Potential | 0 | 0 | 0 | 0 | 0 | 0 | 0 | 0 | 0 | 0 | 0 | 0 | 0 | 0 | 0 | 0 | 0 | 0 | 0 | 0 | 0 | 0 | 0 | 0 | 0 | 0 | 0
F10_Commercial_OR - College_Existing_Space Heating_Natural Gas_Green Roof - Vegetated Rooftop_A_Technical Potential | F10 | Commercial | OR - College | Existing | Space Heating | Natural Gas | Green Roof - Vegetated Rooftop | A | Purchases (Incremental) | Technical Potential | 0 | 0 | 0 | 0 | 0 | 0 | 0 | 0 | 0 | 0 | 0 | 0 | 0 | 0 | 0 | 0 | 0 | 0 | 0 | 0 | 0 | 0 | 0 | 0 | 0 | 0 | 0
F11_Commercial_OR - College_Existing_Space Heating_Natural Gas_Green Roof - Vegetated Rooftop_A_Technical Potential | F11 | Commercial | OR - College | Existing | Space Heating | Natural Gas | Green Roof - Vegetated Rooftop | A | Purchases (Cumulative) | Technical Potential | 0 | 0 | 0 | 0 | 0 | 0 | 0 | 0 | 0 | 0 | 0 | 0 | 0 | 0 | 0 | 0 | 0 | 0 | 0 | 0 | 0 | 0 | 0 | 0 | 0 | 0 | 0
F1_Commercial_OR - College_Existing_Space Heating_Natural Gas_Ducting - Repair and Sealing_A_Technical Potential | F1 | Commercial | OR - College | Existing | Space Heating | Natural Gas | Ducting - Repair and Sealing | A | Integrated Unit Energy Savings (kWh or therms) | Technical Potential | 0 | 0 | 0.20089 | 0.19768 | 0.19438 | 0.19104 | 0.18763 | 0.18415 | 0.18058 | 0.17693 | 0.17319 | 0.16937 | 0.16551 | 0.16165 | 0.15784 | 0.15412 | 0.15055 | 0.14718 | 0.14401 | 0.14098 | 0.13809 | 0.13526 | 0.13266 | 0.13009 | 0.12756 | 0.12505 | 0.12257
F2_Commercial_OR - College_Existing_Space Heating_Natural Gas_Ducting - Repair and Sealing_A_Technical Potential | F2 | Commercial | OR - College | Existing | Space Heating | Natural Gas | Ducting - Repair and Sealing | A | Integrated Unit Summer Peak Savings (kW) | Technical Potential | 0 | 0 | 0 | 0 | 0 | 0 | 0 | 0 | 0 | 0 | 0 | 0 | 0 | 0 | 0 | 0 | 0 | 0 | 0 | 0 | 0 | 0 | 0 | 0 | 0 | 0 | 0
F3_Commercial_OR - College_Existing_Space Heating_Natural Gas_Ducting - Repair and Sealing_A_Technical Potential | F3 | Commercial | OR - College | Existing | Space Heating | Natural Gas | Ducting - Repair and Sealing | A | Integrated Unit Winter Peak Savings (kW) | Technical Potential | 0 | 0 | 0 | 0 | 0 | 0 | 0 | 0 | 0 | 0 | 0 | 0 | 0 | 0 | 0 | 0 | 0 | 0 | 0 | 0 | 0 | 0 | 0 | 0 | 0 | 0 | 0
F4_Commercial_OR - College_Existing_Space Heating_Natural Gas_Ducting - Repair and Sealing_A_Technical Potential | F4 | Commercial | OR - College | Existing | Space Heating | Natural Gas | Ducting - Repair and Sealing | A | Incremental Energy Savings (MWh or mTherms) | Technical Potential | 0 | 0 | 0.16673 | 0.08828 | 0.29367 | 0.46949 | 0.6999 | 0.98378 | 1.3123 | 1.6668 | 2.018 | 2.3272 | 2.5515 | 2.651 | 2.5992 | 2.3926 | 2.0548 | 1.6352 | 1.1959 | 0.85776 | 0.34383 | 0.29884 | 0 | 0 | 0 | 0 | 0
F5_Commercial_OR - College_Existing_Space Heating_Natural Gas_Ducting - Repair and Sealing_A_Technical Potential | F5 | Commercial | OR - College | Existing | Space Heating | Natural Gas | Ducting - Repair and Sealing | A | Incremental Summer Peak Savings (MW) | Technical Potential | 0 | 0 | 0 | 0 | 0 | 0 | 0 | 0 | 0 | 0 | 0 | 0 | 0 | 0 | 0 | 0 | 0 | 0 | 0 | 0 | 0 | 0 | 0 | 0 | 0 | 0 | 0
F6_Commercial_OR - College_Existing_Space Heating_Natural Gas_Ducting - Repair and Sealing_A_Technical Potential | F6 | Commercial | OR - College | Existing | Space Heating | Natural Gas | Ducting - Repair and Sealing | A | Incremental Winter Peak Savings (MW) | Technical Potential | 0 | 0 | 0 | 0 | 0 | 0 | 0 | 0 | 0 | 0 | 0 | 0 | 0 | 0 | 0 | 0 | 0 | 0 | 0 | 0 | 0 | 0 | 0 | 0 | 0 | 0 | 0
F7_Commercial_OR - College_Existing_Space Heating_Natural Gas_Ducting - Repair and Sealing_A_Technical Potential | F7 | Commercial | OR - College | Existing | Space Heating | Natural Gas | Ducting - Repair and Sealing | A | Cumulative Energy Savings (MWh or mTherms) | Technical Potential | 0 | 0 | 0.16673 | 0.25234 | 0.54182 | 1.002 | 1.684 | 2.6365 | 3.8977 | 5.4857 | 7.3877 | 9.5521 | 11.886 | 14.2596 | 16.5224 | 18.5261 | 20.1516 | 21.3353 | 22.072 | 22.4649 | 22.349 | 22.1902 | 21.7633 | 21.3422 | 20.9262 | 20.5153 | 20.1082
F8_Commercial_OR - College_Existing_Space Heating_Natural Gas_Ducting - Repair and Sealing_A_Technical Potential | F8 | Commercial | OR - College | Existing | Space Heating | Natural Gas | Ducting - Repair and Sealing | A | Cumulative Summer Peak Savings (MW) | Technical Potential | 0 | 0 | 0 | 0 | 0 | 0 | 0 | 0 | 0 | 0 | 0 | 0 | 0 | 0 | 0 | 0 | 0 | 0 | 0 | 0 | 0 | 0 | 0 | 0 | 0 | 0 | 0
F9_Commercial_OR - College_Existing_Space Heating_Natural Gas_Ducting - Repair and Sealing_A_Technical Potential | F9 | Commercial | OR - College | Existing | Space Heating | Natural Gas | Ducting - Repair and Sealing | A | Cumulative Winter Peak Savings (MW) | Technical Potential | 0 | 0 | 0 | 0 | 0 | 0 | 0 | 0 | 0 | 0 | 0 | 0 | 0 | 0 | 0 | 0 | 0 | 0 | 0 | 0 | 0 | 0 | 0 | 0 | 0 | 0 | 0
F10_Commercial_OR - College_Existing_Space Heating_Natural Gas_Ducting - Repair and Sealing_A_Technical Potential | F10 | Commercial | OR - College | Existing | Space Heating | Natural Gas | Ducting - Repair and Sealing | A | Purchases (Incremental) | Technical Potential | 0 | 0 | 829.9582 | 446.5937 | 1510.782 | 2457.494 | 3730.1326 | 5342.347 | 7267.059 | 9420.7332 | 11651.8233 | 13740.2676 | 15415.6873 | 16399.3888 | 16467.8541 | 15523.7297 | 13648.8304 | 11110.4128 | 8304.4899 | 6084.3968 | 2489.8747 | 2209.2727 | 0 | 0 | 0 | 0 | 0
F11_Commercial_OR - College_Existing_Space Heating_Natural Gas_Ducting - Repair and Sealing_A_Technical Potential | F11 | Commercial | OR - College | Existing | Space Heating | Natural Gas | Ducting - Repair and Sealing | A | Purchases (Cumulative) | Technical Potential | 0 | 0 | 829.9582 | 1276.5519 | 2787.3339 | 5244.8279 | 8974.9605 | 14317.3075 | 21584.3666 | 31005.0997 | 42656.923 | 56397.1906 | 71812.8779 | 88212.2667 | 104680.1208 | 120203.8506 | 133852.681 | 144963.0938 | 153267.5837 | 159351.9805 | 161841.8552 | 164051.1279 | 164051.1279 | 164051.1279 | 164051.1279 | 164051.1279 | 164051.1279
F1_Commercial_OR - College_Existing_Space Heating_Natural Gas_Windows - High Efficiency Glazing_A_Technical Potential | F1 | Commercial | OR - College | Existing | Space Heating | Natural Gas | Windows - High Efficiency Glazing | A | Integrated Unit Energy Savings (kWh or therms) | Technical Potential | 0 | 0 | 0 | 0 | 0 | 0 | 0 | 0 | 0 | 0 | 0 | 0 | 0 | 0 | 0 | 0 | 0 | 0 | 0 | 0 | 0 | 0 | 0 | 0 | 0 | 0 | 0
F2_Commercial_OR - College_Existing_Space Heating_Natural Gas_Windows - High Efficiency Glazing_A_Technical Potential | F2 | Commercial | OR - College | Existing | Space Heating | Natural Gas | Windows - High Efficiency Glazing | A | Integrated Unit Summer Peak Savings (kW) | Technical Potential | 0 | 0 | 0 | 0 | 0 | 0 | 0 | 0 | 0 | 0 | 0 | 0 | 0 | 0 | 0 | 0 | 0 | 0 | 0 | 0 | 0 | 0 | 0 | 0 | 0 | 0 | 0
F3_Commercial_OR - College_Existing_Space Heating_Natural Gas_Windows - High Efficiency Glazing_A_Technical Potential | F3 | Commercial | OR - College | Existing | Space Heating | Natural Gas | Windows - High Efficiency Glazing | A | Integrated Unit Winter Peak Savings (kW) | Technical Potential | 0 | 0 | 0 | 0 | 0 | 0 | 0 | 0 | 0 | 0 | 0 | 0 | 0 | 0 | 0 | 0 | 0 | 0 | 0 | 0 | 0 | 0 | 0 | 0 | 0 | 0 | 0
F4_Commercial_OR - College_Existing_Space Heating_Natural Gas_Windows - High Efficiency Glazing_A_Technical Potential | F4 | Commercial | OR - College | Existing | Space Heating | Natural Gas | Windows - High Efficiency Glazing | A | Incremental Energy Savings (MWh or mTherms) | Technical Potential | 0 | 0 | 0 | 0 | 0 | 0 | 0 | 0 | 0 | 0 | 0 | 0 | 0 | 0 | 0 | 0 | 0 | 0 | 0 | 0 | 0 | 0 | 0 | 0 | 0 | 0 | 0
F5_Commercial_OR - College_Existing_Space Heating_Natural Gas_Windows - High Efficiency Glazing_A_Technical Potential | F5 | Commercial | OR - College | Existing | Space Heating | Natural Gas | Windows - High Efficiency Glazing | A | Incremental Summer Peak Savings (MW) | Technical Potential | 0 | 0 | 0 | 0 | 0 | 0 | 0 | 0 | 0 | 0 | 0 | 0 | 0 | 0 | 0 | 0 | 0 | 0 | 0 | 0 | 0 | 0 | 0 | 0 | 0 | 0 | 0
F6_Commercial_OR - College_Existing_Space Heating_Natural Gas_Windows - High Efficiency Glazing_A_Technical Potential | F6 | Commercial | OR - College | Existing | Space Heating | Natural Gas | Windows - High Efficiency Glazing | A | Incremental Winter Peak Savings (MW) | Technical Potential | 0 | 0 | 0 | 0 | 0 | 0 | 0 | 0 | 0 | 0 | 0 | 0 | 0 | 0 | 0 | 0 | 0 | 0 | 0 | 0 | 0 | 0 | 0 | 0 | 0 | 0 | 0
F7_Commercial_OR - College_Existing_Space Heating_Natural Gas_Windows - High Efficiency Glazing_A_Technical Potential | F7 | Commercial | OR - College | Existing | Space Heating | Natural Gas | Windows - High Efficiency Glazing | A | Cumulative Energy Savings (MWh or mTherms) | Technical Potential | 0 | 0 | 0 | 0 | 0 | 0 | 0 | 0 | 0 | 0 | 0 | 0 | 0 | 0 | 0 | 0 | 0 | 0 | 0 | 0 | 0 | 0 | 0 | 0 | 0 | 0 | 0
F8_Commercial_OR - College_Existing_Space Heating_Natural Gas_Windows - High Efficiency Glazing_A_Technical Potential | F8 | Commercial | OR - College | Existing | Space Heating | Natural Gas | Windows - High Efficiency Glazing | A | Cumulative Summer Peak Savings (MW) | Technical Potential | 0 | 0 | 0 | 0 | 0 | 0 | 0 | 0 | 0 | 0 | 0 | 0 | 0 | 0 | 0 | 0 | 0 | 0 | 0 | 0 | 0 | 0 | 0 | 0 | 0 | 0 | 0
F9_Commercial_OR - College_Existing_Space Heating_Natural Gas_Windows - High Efficiency Glazing_A_Technical Potential | F9 | Commercial | OR - College | Existing | Space Heating | Natural Gas | Windows - High Efficiency Glazing | A | Cumulative Winter Peak Savings (MW) | Technical Potential | 0 | 0 | 0 | 0 | 0 | 0 | 0 | 0 | 0 | 0 | 0 | 0 | 0 | 0 | 0 | 0 | 0 | 0 | 0 | 0 | 0 | 0 | 0 | 0 | 0 | 0 | 0
F10_Commercial_OR - College_Existing_Space Heating_Natural Gas_Windows - High Efficiency Glazing_A_Technical Potential | F10 | Commercial | OR - College | Existing | Space Heating | Natural Gas | Windows - High Efficiency Glazing | A | Purchases (Incremental) | Technical Potential | 0 | 0 | 97.5855 | 52.5099 | 177.6359 | 288.9491 | 438.5844 | 628.1466 | 854.4519 | 1107.6783 | 1370.0072 | 1615.5639 | 1812.5577 | 1928.2201 | 1936.2702 | 1825.2612 | 1604.8128 | 1306.3488 | 976.4318 | 715.396 | 390.3419 | 312.2735 | 0 | 0 | 0 | 0 | 0
F11_Commercial_OR - College_Existing_Space Heating_Natural Gas_Windows - High Efficiency Glazing_A_Technical Potential | F11 | Commercial | OR - College | Existing | Space Heating | Natural Gas | Windows - High Efficiency Glazing | A | Purchases (Cumulative) | Technical Potential | 0 | 0 | 97.5855 | 150.0954 | 327.7313 | 616.6805 | 1055.2649 | 1683.4116 | 2537.8635 | 3645.5418 | 5015.549 | 6631.1129 | 8443.6707 | 10371.8908 | 12308.161 | 14133.4222 | 15738.2351 | 17044.5839 | 18021.0157 | 18736.4116 | 19126.7536 | 19439.0271 | 19439.0271 | 19439.0271 | 19439.0271 | 19439.0271 | 19439.0271
F1_Commercial_OR - College_Existing_Space Heating_Natural Gas_Windows - Secondary Glazing Systems_A_Technical Potential | F1 | Commercial | OR - College | Existing | Space Heating | Natural Gas | Windows - Secondary Glazing Systems | A | Integrated Unit Energy Savings (kWh or therms) | Technical Potential | 0 | 0 | 2.1202 | 2.0684 | 2.0147 | 1.9598 | 1.9032 | 1.8445 | 1.7837 | 1.7211 | 1.6571 | 1.5926 | 1.5294 | 1.4684 | 1.41 | 1.3549 | 1.3039 | 1.2603 | 1.224 | 1.1909 | 1.1617 | 1.1335 | 1.1117 | 1.0902 | 1.0689 | 1.0479 | 1.0271
F2_Commercial_OR - College_Existing_Space Heating_Natural Gas_Windows - Secondary Glazing Systems_A_Technical Potential | F2 | Commercial | OR - College | Existing | Space Heating | Natural Gas | Windows - Secondary Glazing Systems | A | Integrated Unit Summer Peak Savings (kW) | Technical Potential | 0 | 0 | 0 | 0 | 0 | 0 | 0 | 0 | 0 | 0 | 0 | 0 | 0 | 0 | 0 | 0 | 0 | 0 | 0 | 0 | 0 | 0 | 0 | 0 | 0 | 0 | 0
F3_Commercial_OR - College_Existing_Space Heating_Natural Gas_Windows - Secondary Glazing Systems_A_Technical Potential | F3 | Commercial | OR - College | Existing | Space Heating | Natural Gas | Windows - Secondary Glazing Systems | A | Integrated Unit Winter Peak Savings (kW) | Technical Potential | 0 | 0 | 0 | 0 | 0 | 0 | 0 | 0 | 0 | 0 | 0 | 0 | 0 | 0 | 0 | 0 | 0 | 0 | 0 | 0 | 0 | 0 | 0 | 0 | 0 | 0 | 0
F4_Commercial_OR - College_Existing_Space Heating_Natural Gas_Windows - Secondary Glazing Systems_A_Technical Potential | F4 | Commercial | OR - College | Existing | Space Heating | Natural Gas | Windows - Secondary Glazing Systems | A | Incremental Energy Savings (MWh or mTherms) | Technical Potential | 0 | 0 | 0.2069 | 0.10861 | 0.35788 | 0.56627 | 0.8347 | 1.1586 | 1.5241 | 1.9064 | 2.2702 | 2.5729 | 2.7722 | 2.8314 | 2.7301 | 2.473 | 2.0925 | 1.6464 | 1.1952 | 0.85198 | 0.45347 | 0.35397 | 0 | 0 | 0 | 0 | 0
F5_Commercial_OR - College_Existing_Space Heating_Natural Gas_Windows - Secondary Glazing Systems_A_Technical Potential | F5 | Commercial | OR - College | Existing | Space Heating | Natural Gas | Windows - Secondary Glazing Systems | A | Incremental Summer Peak Savings (MW) | Technical Potential | 0 | 0 | 0 | 0 | 0 | 0 | 0 | 0 | 0 | 0 | 0 | 0 | 0 | 0 | 0 | 0 | 0 | 0 | 0 | 0 | 0 | 0 | 0 | 0 | 0 | 0 | 0
F6_Commercial_OR - College_Existing_Space Heating_Natural Gas_Windows - Secondary Glazing Systems_A_Technical Potential | F6 | Commercial | OR - College | Existing | Space Heating | Natural Gas | Windows - Secondary Glazing Systems | A | Incremental Winter Peak Savings (MW) | Technical Potential | 0 | 0 | 0 | 0 | 0 | 0 | 0 | 0 | 0 | 0 | 0 | 0 | 0 | 0 | 0 | 0 | 0 | 0 | 0 | 0 | 0 | 0 | 0 | 0 | 0 | 0 | 0
F7_Commercial_OR - College_Existing_Space Heating_Natural Gas_Windows - Secondary Glazing Systems_A_Technical Potential | F7 | Commercial | OR - College | Existing | Space Heating | Natural Gas | Windows - Secondary Glazing Systems | A | Cumulative Energy Savings (MWh or mTherms) | Technical Potential | 0 | 0 | 0.2069 | 0.31045 | 0.66028 | 1.2085 | 2.0083 | 3.105 | 4.5267 | 6.2743 | 8.3113 | 10.5604 | 12.914 | 15.2299 | 17.3545 | 19.1488 | 20.521 | 21.4817 | 22.0581 | 22.3136 | 22.2199 | 22.0345 | 21.6104 | 21.192 | 20.7787 | 20.3706 | 19.9662
F8_Commercial_OR - College_Existing_Space Heating_Natural Gas_Windows - Secondary Glazing Systems_A_Technical Potential | F8 | Commercial | OR - College | Existing | Space Heating | Natural Gas | Windows - Secondary Glazing Systems | A | Cumulative Summer Peak Savings (MW) | Technical Potential | 0 | 0 | 0 | 0 | 0 | 0 | 0 | 0 | 0 | 0 | 0 | 0 | 0 | 0 | 0 | 0 | 0 | 0 | 0 | 0 | 0 | 0 | 0 | 0 | 0 | 0 | 0
F9_Commercial_OR - College_Existing_Space Heating_Natural Gas_Windows - Secondary Glazing Systems_A_Technical Potential | F9 | Commercial | OR - College | Existing | Space Heating | Natural Gas | Windows - Secondary Glazing Systems | A | Cumulative Winter Peak Savings (MW) | Technical Potential | 0 | 0 | 0 | 0 | 0 | 0 | 0 | 0 | 0 | 0 | 0 | 0 | 0 | 0 | 0 | 0 | 0 | 0 | 0 | 0 | 0 | 0 | 0 | 0 | 0 | 0 | 0
F10_Commercial_OR - College_Existing_Space Heating_Natural Gas_Windows - Secondary Glazing Systems_A_Technical Potential | F10 | Commercial | OR - College | Existing | Space Heating | Natural Gas | Windows - Secondary Glazing Systems | A | Purchases (Incremental) | Technical Potential | 0 | 0 | 97.5855 | 52.5099 | 177.6359 | 288.9491 | 438.5844 | 628.1466 | 854.4519 | 1107.6783 | 1370.0072 | 1615.5639 | 1812.5577 | 1928.2201 | 1936.2702 | 1825.2612 | 1604.8128 | 1306.3488 | 976.4318 | 715.396 | 390.3419 | 312.2735 | 0 | 0 | 0 | 0 | 0
F11_Commercial_OR - College_Existing_Space Heating_Natural Gas_Windows - Secondary Glazing Systems_A_Technical Potential | F11 | Commercial | OR - College | Existing | Space Heating | Natural Gas | Windows - Secondary Glazing Systems | A | Purchases (Cumulative) | Technical Potential | 0 | 0 | 97.5855 | 150.0954 | 327.7313 | 616.6805 | 1055.2649 | 1683.4116 | 2537.8635 | 3645.5418 | 5015.549 | 6631.1129 | 8443.6707 | 10371.8908 | 12308.161 | 14133.4222 | 15738.2351 | 17044.5839 | 18021.0157 | 18736.4116 | 19126.7536 | 19439.0271 | 19439.0271 | 19439.0271 | 19439.0271 | 19439.0271 | 19439.0271
F1_Commercial_OR - College_Existing_Space Heating_Natural Gas_HVAC - Energy Recovery Ventilator_A_Technical Potential | F1 | Commercial | OR - College | Existing | Space Heating | Natural Gas | HVAC - Energy Recovery Ventilator | A | Integrated Unit Energy Savings (kWh or therms) | Technical Potential | 0 | 0 | 0.15041 | 0.14755 | 0.14461 | 0.14159 | 0.1385 | 0.1353 | 0.13199 | 0.12856 | 0.12501 | 0.12136 | 0.11767 | 0.11398 | 0.11038 | 0.10692 | 0.10367 | 0.10082 | 0.098387 | 0.096123 | 0.094078 | 0.092084 | 0.090312 | 0.088564 | 0.086837 | 0.085131 | 0.083441
F2_Commercial_OR - College_Existing_Space Heating_Natural Gas_HVAC - Energy Recovery Ventilator_A_Technical Potential | F2 | Commercial | OR - College | Existing | Space Heating | Natural Gas | HVAC - Energy Recovery Ventilator | A | Integrated Unit Summer Peak Savings (kW) | Technical Potential | 0 | 0 | 0 | 0 | 0 | 0 | 0 | 0 | 0 | 0 | 0 | 0 | 0 | 0 | 0 | 0 | 0 | 0 | 0 | 0 | 0 | 0 | 0 | 0 | 0 | 0 | 0
F3_Commercial_OR - College_Existing_Space Heating_Natural Gas_HVAC - Energy Recovery Ventilator_A_Technical Potential | F3 | Commercial | OR - College | Existing | Space Heating | Natural Gas | HVAC - Energy Recovery Ventilator | A | Integrated Unit Winter Peak Savings (kW) | Technical Potential | 0 | 0 | 0 | 0 | 0 | 0 | 0 | 0 | 0 | 0 | 0 | 0 | 0 | 0 | 0 | 0 | 0 | 0 | 0 | 0 | 0 | 0 | 0 | 0 | 0 | 0 | 0
F4_Commercial_OR - College_Existing_Space Heating_Natural Gas_HVAC - Energy Recovery Ventilator_A_Technical Potential | F4 | Commercial | OR - College | Existing | Space Heating | Natural Gas | HVAC - Energy Recovery Ventilator | A | Incremental Energy Savings (MWh or mTherms) | Technical Potential | 0 | 0 | 0.72485 | 1.4596 | 1.4304 | 1.4006 | 1.37 | 1.3384 | 1.3056 | 1.2717 | 1.2365 | 1.2005 | 1.1639 | 1.1275 | 1.0918 | 1.0576 | 1.0255 | 0.99735 | 0.97323 | 0.95083 | 0.9306 | 0.91088 | 0 | 0 | 0 | 0 | 0
F5_Commercial_OR - College_Existing_Space Heating_Natural Gas_HVAC - Energy Recovery Ventilator_A_Technical Potential | F5 | Commercial | OR - College | Existing | Space Heating | Natural Gas | HVAC - Energy Recovery Ventilator | A | Incremental Summer Peak Savings (MW) | Technical Potential | 0 | 0 | 0 | 0 | 0 | 0 | 0 | 0 | 0 | 0 | 0 | 0 | 0 | 0 | 0 | 0 | 0 | 0 | 0 | 0 | 0 | 0 | 0 | 0 | 0 | 0 | 0
F6_Commercial_OR - College_Existing_Space Heating_Natural Gas_HVAC - Energy Recovery Ventilator_A_Technical Potential | F6 | Commercial | OR - College | Existing | Space Heating | Natural Gas | HVAC - Energy Recovery Ventilator | A | Incremental Winter Peak Savings (MW) | Technical Potential | 0 | 0 | 0 | 0 | 0 | 0 | 0 | 0 | 0 | 0 | 0 | 0 | 0 | 0 | 0 | 0 | 0 | 0 | 0 | 0 | 0 | 0 | 0 | 0 | 0 | 0 | 0
F7_Commercial_OR - College_Existing_Space Heating_Natural Gas_HVAC - Energy Recovery Ventilator_A_Technical Potential | F7 | Commercial | OR - College | Existing | Space Heating | Natural Gas | HVAC - Energy Recovery Ventilator | A | Cumulative Energy Savings (MWh or mTherms) | Technical Potential | 0 | 0 | 0.72485 | 2.1707 | 3.5577 | 4.8842 | 6.1475 | 7.3439 | 8.4697 | 9.5212 | 10.4948 | 11.3892 | 12.2065 | 12.9516 | 13.6337 | 14.2644 | 14.8563 | 15.4461 | 16.0458 | 16.6273 | 17.2042 | 17.7505 | 17.4089 | 17.0719 | 16.739 | 16.4103 | 16.0845
F8_Commercial_OR - College_Existing_Space Heating_Natural Gas_HVAC - Energy Recovery Ventilator_A_Technical Potential | F8 | Commercial | OR - College | Existing | Space Heating | Natural Gas | HVAC - Energy Recovery Ventilator | A | Cumulative Summer Peak Savings (MW) | Technical Potential | 0 | 0 | 0 | 0 | 0 | 0 | 0 | 0 | 0 | 0 | 0 | 0 | 0 | 0 | 0 | 0 | 0 | 0 | 0 | 0 | 0 | 0 | 0 | 0 | 0 | 0 | 0
F9_Commercial_OR - College_Existing_Space Heating_Natural Gas_HVAC - Energy Recovery Ventilator_A_Technical Potential | F9 | Commercial | OR - College | Existing | Space Heating | Natural Gas | HVAC - Energy Recovery Ventilator | A | Cumulative Winter Peak Savings (MW) | Technical Potential | 0 | 0 | 0 | 0 | 0 | 0 | 0 | 0 | 0 | 0 | 0 | 0 | 0 | 0 | 0 | 0 | 0 | 0 | 0 | 0 | 0 | 0 | 0 | 0 | 0 | 0 | 0
F10_Commercial_OR - College_Existing_Space Heating_Natural Gas_HVAC - Energy Recovery Ventilator_A_Technical Potential | F10 | Commercial | OR - College | Existing | Space Heating | Natural Gas | HVAC - Energy Recovery Ventilator | A | Purchases (Incremental) | Technical Potential | 0 | 0 | 4819.1123 | 9891.8621 | 9891.8621 | 9891.8621 | 9891.8621 | 9891.8621 | 9891.8621 | 9891.8621 | 9891.8621 | 9891.8621 | 9891.8621 | 9891.8621 | 9891.8621 | 9891.8621 | 9891.8621 | 9891.8621 | 9891.8621 | 9891.8621 | 9891.8621 | 9891.8621 | 0 | 0 | 0 | 0 | 0
F11_Commercial_OR - College_Existing_Space Heating_Natural Gas_HVAC - Energy Recovery Ventilator_A_Technical Potential | F11 | Commercial | OR - College | Existing | Space Heating | Natural Gas | HVAC - Energy Recovery Ventilator | A | Purchases (Cumulative) | Technical Potential | 0 | 0 | 4819.1123 | 14710.9744 | 24602.8366 | 34494.6987 | 44386.5608 | 54278.4229 | 64170.285 | 74062.1471 | 83954.0093 | 93845.8714 | 103737.7335 | 113629.5956 | 123521.4577 | 133413.3199 | 143305.182 | 153197.0441 | 163088.9062 | 172980.7683 | 182872.6304 | 192764.4926 | 192764.4926 | 192764.4926 | 192764.4926 | 192764.4926 | 192764.4926
F1_Commercial_OR - College_Existing_Space Heating_Natural Gas_Building Shell - Air Sealing (Infiltration Control)_A_Technical Potential | F1 | Commercial | OR - College | Existing | Space Heating | Natural Gas | Building Shell - Air Sealing (Infiltration Control) | A | Integrated Unit Energy Savings (kWh or therms) | Technical Potential | 0 | 0 | 6.4928 | 6.3981 | 6.3026 | 6.2069 | 6.111 | 6.015 | 5.919 | 5.823 | 5.7272 | 5.6316 | 5.5362 | 5.4411 | 5.3464 | 5.252 | 5.1582 | 5.0648 | 4.9719 | 4.8798 | 4.7884 | 4.6978 | 4.6074 | 4.5183 | 4.4302 | 4.3432 | 4.257
F2_Commercial_OR - College_Existing_Space Heating_Natural Gas_Building Shell - Air Sealing (Infiltration Control)_A_Technical Potential | F2 | Commercial | OR - College | Existing | Space Heating | Natural Gas | Building Shell - Air Sealing (Infiltration Control) | A | Integrated Unit Summer Peak Savings (kW) | Technical Potential | 0 | 0 | 0 | 0 | 0 | 0 | 0 | 0 | 0 | 0 | 0 | 0 | 0 | 0 | 0 | 0 | 0 | 0 | 0 | 0 | 0 | 0 | 0 | 0 | 0 | 0 | 0
F3_Commercial_OR - College_Existing_Space Heating_Natural Gas_Building Shell - Air Sealing (Infiltration Control)_A_Technical Potential | F3 | Commercial | OR - College | Existing | Space Heating | Natural Gas | Building Shell - Air Sealing (Infiltration Control) | A | Integrated Unit Winter Peak Savings (kW) | Technical Potential | 0 | 0 | 0 | 0 | 0 | 0 | 0 | 0 | 0 | 0 | 0 | 0 | 0 | 0 | 0 | 0 | 0 | 0 | 0 | 0 | 0 | 0 | 0 | 0 | 0 | 0 | 0
F4_Commercial_OR - College_Existing_Space Heating_Natural Gas_Building Shell - Air Sealing (Infiltration Control)_A_Technical Potential | F4 | Commercial | OR - College | Existing | Space Heating | Natural Gas | Building Shell - Air Sealing (Infiltration Control) | A | Incremental Energy Savings (MWh or mTherms) | Technical Potential | 0 | 0 | 0.012655 | 0.0067102 | 0.022361 | 0.035821 | 0.053531 | 0.075464 | 0.10101 | 0.12883 | 0.15671 | 0.18172 | 0.18963 | 0.20384 | 0.18779 | 0.16116 | 0.12015 | 0.068606 | 0.012113 | 0 | 0 | 0 | 0 | 0 | 0 | 0 | 0
F5_Commercial_OR - College_Existing_Space Heating_Natural Gas_Building Shell - Air Sealing (Infiltration Control)_A_Technical Potential | F5 | Commercial | OR - College | Existing | Space Heating | Natural Gas | Building Shell - Air Sealing (Infiltration Control) | A | Incremental Summer Peak Savings (MW) | Technical Potential | 0 | 0 | 0 | 0 | 0 | 0 | 0 | 0 | 0 | 0 | 0 | 0 | 0 | 0 | 0 | 0 | 0 | 0 | 0 | 0 | 0 | 0 | 0 | 0 | 0 | 0 | 0
F6_Commercial_OR - College_Existing_Space Heating_Natural Gas_Building Shell - Air Sealing (Infiltration Control)_A_Technical Potential | F6 | Commercial | OR - College | Existing | Space Heating | Natural Gas | Building Shell - Air Sealing (Infiltration Control) | A | Incremental Winter Peak Savings (MW) | Technical Potential | 0 | 0 | 0 | 0 | 0 | 0 | 0 | 0 | 0 | 0 | 0 | 0 | 0 | 0 | 0 | 0 | 0 | 0 | 0 | 0 | 0 | 0 | 0 | 0 | 0 | 0 | 0
F7_Commercial_OR - College_Existing_Space Heating_Natural Gas_Building Shell - Air Sealing (Infiltration Control)_A_Technical Potential | F7 | Commercial | OR - College | Existing | Space Heating | Natural Gas | Building Shell - Air Sealing (Infiltration Control) | A | Cumulative Energy Savings (MWh or mTherms) | Technical Potential | 0 | 0 | 0.012655 | 0.01918 | 0.041255 | 0.076449 | 0.1288 | 0.20224 | 0.30003 | 0.42399 | 0.57372 | 0.74586 | 0.92285 | 1.1108 | 1.2793 | 1.4179 | 1.5127 | 1.5539 | 1.5375 | 1.5091 | 1.4808 | 1.4528 | 1.4248 | 1.3972 | 1.37 | 1.3431 | 1.3165
F8_Commercial_OR - College_Existing_Space Heating_Natural Gas_Building Shell - Air Sealing (Infiltration Control)_A_Technical Potential | F8 | Commercial | OR - College | Existing | Space Heating | Natural Gas | Building Shell - Air Sealing (Infiltration Control) | A | Cumulative Summer Peak Savings (MW) | Technical Potential | 0 | 0 | 0 | 0 | 0 | 0 | 0 | 0 | 0 | 0 | 0 | 0 | 0 | 0 | 0 | 0 | 0 | 0 | 0 | 0 | 0 | 0 | 0 | 0 | 0 | 0 | 0
F9_Commercial_OR - College_Existing_Space Heating_Natural Gas_Building Shell - Air Sealing (Infiltration Control)_A_Technical Potential | F9 | Commercial | OR - College | Existing | Space Heating | Natural Gas | Building Shell - Air Sealing (Infiltration Control) | A | Cumulative Winter Peak Savings (MW) | Technical Potential | 0 | 0 | 0 | 0 | 0 | 0 | 0 | 0 | 0 | 0 | 0 | 0 | 0 | 0 | 0 | 0 | 0 | 0 | 0 | 0 | 0 | 0 | 0 | 0 | 0 | 0 | 0
F10_Commercial_OR - College_Existing_Space Heating_Natural Gas_Building Shell - Air Sealing (Infiltration Control)_A_Technical Potential | F10 | Commercial | OR - College | Existing | Space Heating | Natural Gas | Building Shell - Air Sealing (Infiltration Control) | A | Purchases (Incremental) | Technical Potential | 0 | 0 | 1.9491 | 1.0488 | 3.5479 | 5.7711 | 8.7598 | 12.5459 | 17.0659 | 22.1235 | 27.363 | 32.2675 | 34.2529 | 37.4633 | 35.125 | 30.6846 | 23.2929 | 13.5457 | 2.4363 | 0 | 0 | 0 | 0 | 0 | 0 | 0 | 0
F11_Commercial_OR - College_Existing_Space Heating_Natural Gas_Building Shell - Air Sealing (Infiltration Control)_A_Technical Potential | F11 | Commercial | OR - College | Existing | Space Heating | Natural Gas | Building Shell - Air Sealing (Infiltration Control) | A | Purchases (Cumulative) | Technical Potential | 0 | 0 | 1.9491 | 2.9978 | 6.5457 | 12.3169 | 21.0767 | 33.6226 | 50.6884 | 72.812 | 100.175 | 132.4424 | 166.6954 | 204.1587 | 239.2837 | 269.9683 | 293.2612 | 306.8069 | 309.2432 | 309.2432 | 309.2432 | 309.2432 | 309.2432 | 309.2432 | 309.2432 | 309.2432 | 309.2432
F1_Commercial_OR - College_Existing_Space Heating_Natural Gas_Ventilation - Demand Controlled_A_Technical Potential | F1 | Commercial | OR - College | Existing | Space Heating | Natural Gas | Ventilation - Demand Controlled | A | Integrated Unit Energy Savings (kWh or therms) | Technical Potential | 0 | 0 | 0.036973 | 0.036187 | 0.035382 | 0.034564 | 0.03373 | 0.032874 | 0.031994 | 0.031089 | 0.03016 | 0.029211 | 0.028256 | 0.027306 | 0.026379 | 0.025492 | 0.024658 | 0.023925 | 0.02329 | 0.0227 | 0.022163 | 0.021641 | 0.021225 | 0.020814 | 0.020408 | 0.020007 | 0.01961
F2_Commercial_OR - College_Existing_Space Heating_Natural Gas_Ventilation - Demand Controlled_A_Technical Potential | F2 | Commercial | OR - College | Existing | Space Heating | Natural Gas | Ventilation - Demand Controlled | A | Integrated Unit Summer Peak Savings (kW) | Technical Potential | 0 | 0 | 0 | 0 | 0 | 0 | 0 | 0 | 0 | 0 | 0 | 0 | 0 | 0 | 0 | 0 | 0 | 0 | 0 | 0 | 0 | 0 | 0 | 0 | 0 | 0 | 0
F3_Commercial_OR - College_Existing_Space Heating_Natural Gas_Ventilation - Demand Controlled_A_Technical Potential | F3 | Commercial | OR - College | Existing | Space Heating | Natural Gas | Ventilation - Demand Controlled | A | Integrated Unit Winter Peak Savings (kW) | Technical Potential | 0 | 0 | 0 | 0 | 0 | 0 | 0 | 0 | 0 | 0 | 0 | 0 | 0 | 0 | 0 | 0 | 0 | 0 | 0 | 0 | 0 | 0 | 0 | 0 | 0 | 0 | 0
F4_Commercial_OR - College_Existing_Space Heating_Natural Gas_Ventilation - Demand Controlled_A_Technical Potential | F4 | Commercial | OR - College | Existing | Space Heating | Natural Gas | Ventilation - Demand Controlled | A | Incremental Energy Savings (MWh or mTherms) | Technical Potential | 0 | 0 | 0.40862 | 0.49105 | 0.58753 | 0.66628 | 0.74163 | 0.84505 | 0.90223 | 0.89562 | 0.81878 | 0.68168 | 0.19797 | 0 | 0 | 0 | 0 | 0 | 0 | 0 | 0 | 0 | 0 | 0 | 0 | 0 | 0
F5_Commercial_OR - College_Existing_Space Heating_Natural Gas_Ventilation - Demand Controlled_A_Technical Potential | F5 | Commercial | OR - College | Existing | Space Heating | Natural Gas | Ventilation - Demand Controlled | A | Incremental Summer Peak Savings (MW) | Technical Potential | 0 | 0 | 0 | 0 | 0 | 0 | 0 | 0 | 0 | 0 | 0 | 0 | 0 | 0 | 0 | 0 | 0 | 0 | 0 | 0 | 0 | 0 | 0 | 0 | 0 | 0 | 0
F6_Commercial_OR - College_Existing_Space Heating_Natural Gas_Ventilation - Demand Controlled_A_Technical Potential | F6 | Commercial | OR - College | Existing | Space Heating | Natural Gas | Ventilation - Demand Controlled | A | Incremental Winter Peak Savings (MW) | Technical Potential | 0 | 0 | 0 | 0 | 0 | 0 | 0 | 0 | 0 | 0 | 0 | 0 | 0 | 0 | 0 | 0 | 0 | 0 | 0 | 0 | 0 | 0 | 0 | 0 | 0 | 0 | 0
F7_Commercial_OR - College_Existing_Space Heating_Natural Gas_Ventilation - Demand Controlled_A_Technical Potential | F7 | Commercial | OR - College | Existing | Space Heating | Natural Gas | Ventilation - Demand Controlled | A | Cumulative Energy Savings (MWh or mTherms) | Technical Potential | 0 | 0 | 0.40862 | 0.89098 | 1.4587 | 2.0913 | 2.7824 | 3.5569 | 4.3639 | 5.1361 | 5.8013 | 6.3006 | 6.2923 | 6.0808 | 5.8745 | 5.677 | 5.4913 | 5.3279 | 5.1866 | 5.0551 | 4.9356 | 4.8194 | 4.7266 | 4.6351 | 4.5448 | 4.4555 | 4.3671
F8_Commercial_OR - College_Existing_Space Heating_Natural Gas_Ventilation - Demand Controlled_A_Technical Potential | F8 | Commercial | OR - College | Existing | Space Heating | Natural Gas | Ventilation - Demand Controlled | A | Cumulative Summer Peak Savings (MW) | Technical Potential | 0 | 0 | 0 | 0 | 0 | 0 | 0 | 0 | 0 | 0 | 0 | 0 | 0 | 0 | 0 | 0 | 0 | 0 | 0 | 0 | 0 | 0 | 0 | 0 | 0 | 0 | 0
F9_Commercial_OR - College_Existing_Space Heating_Natural Gas_Ventilation - Demand Controlled_A_Technical Potential | F9 | Commercial | OR - College | Existing | Space Heating | Natural Gas | Ventilation - Demand Controlled | A | Cumulative Winter Peak Savings (MW) | Technical Potential | 0 | 0 | 0 | 0 | 0 | 0 | 0 | 0 | 0 | 0 | 0 | 0 | 0 | 0 | 0 | 0 | 0 | 0 | 0 | 0 | 0 | 0 | 0 | 0 | 0 | 0 | 0
F10_Commercial_OR - College_Existing_Space Heating_Natural Gas_Ventilation - Demand Controlled_A_Technical Potential | F10 | Commercial | OR - College | Existing | Space Heating | Natural Gas | Ventilation - Demand Controlled | A | Purchases (Incremental) | Technical Potential | 0 | 0 | 11051.8309 | 13569.8858 | 16605.5691 | 19276.4493 | 21987.2314 | 25705.7164 | 28199.5701 | 28807.8528 | 27147.944 | 23335.9574 | 7006.5182 | 0 | 0 | 0 | 0 | 0 | 0 | 0 | 0 | 0 | 0 | 0 | 0 | 0 | 0
F11_Commercial_OR - College_Existing_Space Heating_Natural Gas_Ventilation - Demand Controlled_A_Technical Potential | F11 | Commercial | OR - College | Existing | Space Heating | Natural Gas | Ventilation - Demand Controlled | A | Purchases (Cumulative) | Technical Potential | 0 | 0 | 11051.8309 | 24621.7167 | 41227.2858 | 60503.735 | 82490.9664 | 108196.6829 | 136396.253 | 165204.1059 | 192352.0499 | 215688.0073 | 222694.5255 | 222694.5255 | 222694.5255 | 222694.5255 | 222694.5255 | 222694.5255 | 222694.5255 | 222694.5255 | 222694.5255 | 222694.5255 | 222694.5255 | 222694.5255 | 222694.5255 | 222694.5255 | 222694.5255
F1_Commercial_OR - College_Existing_Space Heating_Natural Gas_HVAC - Dedicated Outdoor Air System (DOAS)_A_Technical Potential | F1 | Commercial | OR - College | Existing | Space Heating | Natural Gas | HVAC - Dedicated Outdoor Air System (DOAS) | A | Integrated Unit Energy Savings (kWh or therms) | Technical Potential | 0 | 0 | -0.032115 | -0.031639 | -0.031159 | -0.030678 | -0.030197 | -0.029715 | -0.029233 | -0.028752 | -0.028272 | -0.027793 | -0.027316 | -0.02684 | -0.026366 | -0.025895 | -0.025426 | -0.024959 | -0.024496 | -0.024036 | -0.02358 | -0.023128 | -0.022683 | -0.022244 | -0.02181 | -0.021382 | -0.020958
F2_Commercial_OR - College_Existing_Space Heating_Natural Gas_HVAC - Dedicated Outdoor Air System (DOAS)_A_Technical Potential | F2 | Commercial | OR - College | Existing | Space Heating | Natural Gas | HVAC - Dedicated Outdoor Air System (DOAS) | A | Integrated Unit Summer Peak Savings (kW) | Technical Potential | 0 | 0 | 0 | 0 | 0 | 0 | 0 | 0 | 0 | 0 | 0 | 0 | 0 | 0 | 0 | 0 | 0 | 0 | 0 | 0 | 0 | 0 | 0 | 0 | 0 | 0 | 0
F3_Commercial_OR - College_Existing_Space Heating_Natural Gas_HVAC - Dedicated Outdoor Air System (DOAS)_A_Technical Potential | F3 | Commercial | OR - College | Existing | Space Heating | Natural Gas | HVAC - Dedicated Outdoor Air System (DOAS) | A | Integrated Unit Winter Peak Savings (kW) | Technical Potential | 0 | 0 | 0 | 0 | 0 | 0 | 0 | 0 | 0 | 0 | 0 | 0 | 0 | 0 | 0 | 0 | 0 | 0 | 0 | 0 | 0 | 0 | 0 | 0 | 0 | 0 | 0
F4_Commercial_OR - College_Existing_Space Heating_Natural Gas_HVAC - Dedicated Outdoor Air System (DOAS)_A_Technical Potential | F4 | Commercial | OR - College | Existing | Space Heating | Natural Gas | HVAC - Dedicated Outdoor Air System (DOAS) | A | Incremental Energy Savings (MWh or mTherms) | Technical Potential | 0 | 0 | -0.077791 | -0.15731 | -0.15492 | -0.15253 | -0.15014 | -0.14774 | -0.14535 | -0.14296 | -0.14057 | -0.13819 | -0.13581 | -0.13345 | -0.13109 | -0.12875 | -0.12642 | -0.1241 | -0.12179 | -0.11951 | -0.11724 | -0.11499 | 0 | 0 | 0 | 0 | 0
F5_Commercial_OR - College_Existing_Space Heating_Natural Gas_HVAC - Dedicated Outdoor Air System (DOAS)_A_Technical Potential | F5 | Commercial | OR - College | Existing | Space Heating | Natural Gas | HVAC - Dedicated Outdoor Air System (DOAS) | A | Incremental Summer Peak Savings (MW) | Technical Potential | 0 | 0 | 0 | 0 | 0 | 0 | 0 | 0 | 0 | 0 | 0 | 0 | 0 | 0 | 0 | 0 | 0 | 0 | 0 | 0 | 0 | 0 | 0 | 0 | 0 | 0 | 0
F6_Commercial_OR - College_Existing_Space Heating_Natural Gas_HVAC - Dedicated Outdoor Air System (DOAS)_A_Technical Potential | F6 | Commercial | OR - College | Existing | Space Heating | Natural Gas | HVAC - Dedicated Outdoor Air System (DOAS) | A | Incremental Winter Peak Savings (MW) | Technical Potential | 0 | 0 | 0 | 0 | 0 | 0 | 0 | 0 | 0 | 0 | 0 | 0 | 0 | 0 | 0 | 0 | 0 | 0 | 0 | 0 | 0 | 0 | 0 | 0 | 0 | 0 | 0
F7_Commercial_OR - College_Existing_Space Heating_Natural Gas_HVAC - Dedicated Outdoor Air System (DOAS)_A_Technical Potential | F7 | Commercial | OR - College | Existing | Space Heating | Natural Gas | HVAC - Dedicated Outdoor Air System (DOAS) | A | Cumulative Energy Savings (MWh or mTherms) | Technical Potential | 0 | 0 | -0.077791 | -0.23395 | -0.38532 | -0.53191 | -0.6737 | -0.8107 | -0.94291 | -1.0704 | -1.1931 | -1.311 | -1.4243 | -1.533 | -1.637 | -1.7365 | -1.8314 | -1.9219 | -2.008 | -2.0898 | -2.1674 | -2.2409 | -2.1978 | -2.1552 | -2.1132 | -2.0717 | -2.0306
F8_Commercial_OR - College_Existing_Space Heating_Natural Gas_HVAC - Dedicated Outdoor Air System (DOAS)_A_Technical Potential | F8 | Commercial | OR - College | Existing | Space Heating | Natural Gas | HVAC - Dedicated Outdoor Air System (DOAS) | A | Cumulative Summer Peak Savings (MW) | Technical Potential | 0 | 0 | 0 | 0 | 0 | 0 | 0 | 0 | 0 | 0 | 0 | 0 | 0 | 0 | 0 | 0 | 0 | 0 | 0 | 0 | 0 | 0 | 0 | 0 | 0 | 0 | 0
F9_Commercial_OR - College_Existing_Space Heating_Natural Gas_HVAC - Dedicated Outdoor Air System (DOAS)_A_Technical Potential | F9 | Commercial | OR - College | Existing | Space Heating | Natural Gas | HVAC - Dedicated Outdoor Air System (DOAS) | A | Cumulative Winter Peak Savings (MW) | Technical Potential | 0 | 0 | 0 | 0 | 0 | 0 | 0 | 0 | 0 | 0 | 0 | 0 | 0 | 0 | 0 | 0 | 0 | 0 | 0 | 0 | 0 | 0 | 0 | 0 | 0 | 0 | 0
F10_Commercial_OR - College_Existing_Space Heating_Natural Gas_HVAC - Dedicated Outdoor Air System (DOAS)_A_Technical Potential | F10 | Commercial | OR - College | Existing | Space Heating | Natural Gas | HVAC - Dedicated Outdoor Air System (DOAS) | A | Purchases (Incremental) | Technical Potential | 0 | 0 | 2422.2752 | 4972.0386 | 4972.0386 | 4972.0386 | 4972.0386 | 4972.0386 | 4972.0386 | 4972.0386 | 4972.0386 | 4972.0386 | 4972.0386 | 4972.0386 | 4972.0386 | 4972.0386 | 4972.0386 | 4972.0386 | 4972.0386 | 4972.0386 | 4972.0386 | 4972.0386 | 0 | 0 | 0 | 0 | 0
F11_Commercial_OR - College_Existing_Space Heating_Natural Gas_HVAC - Dedicated Outdoor Air System (DOAS)_A_Technical Potential | F11 | Commercial | OR - College | Existing | Space Heating | Natural Gas | HVAC - Dedicated Outdoor Air System (DOAS) | A | Purchases (Cumulative) | Technical Potential | 0 | 0 | 2422.2752 | 7394.3139 | 12366.3525 | 17338.3911 | 22310.4298 | 27282.4684 | 32254.5071 | 37226.5457 | 42198.5843 | 47170.623 | 52142.6616 | 57114.7003 | 62086.7389 | 67058.7775 | 72030.8162 | 77002.8548 | 81974.8934 | 86946.9321 | 91918.9707 | 96891.0094 | 96891.0094 | 96891.0094 | 96891.0094 | 96891.0094 | 96891.0094
F1_Commercial_OR - College_Existing_Space Heating_Natural Gas_Destratification Fans (HVLS)_A_Technical Potential | F1 | Commercial | OR - College | Existing | Space Heating | Natural Gas | Destratification Fans (HVLS) | A | Integrated Unit Energy Savings (kWh or therms) | Technical Potential | 0 | 0 | 753.0559 | 735.5607 | 717.3497 | 698.6427 | 679.3042 | 659.1572 | 638.2224 | 616.5835 | 594.3972 | 571.9484 | 549.9589 | 528.6608 | 508.2703 | 489.0004 | 471.1898 | 455.7354 | 442.6088 | 430.6392 | 420.0802 | 409.8837 | 401.9932 | 394.2114 | 386.5234 | 378.9304 | 371.4082
F2_Commercial_OR - College_Existing_Space Heating_Natural Gas_Destratification Fans (HVLS)_A_Technical Potential | F2 | Commercial | OR - College | Existing | Space Heating | Natural Gas | Destratification Fans (HVLS) | A | Integrated Unit Summer Peak Savings (kW) | Technical Potential | 0 | 0 | 0 | 0 | 0 | 0 | 0 | 0 | 0 | 0 | 0 | 0 | 0 | 0 | 0 | 0 | 0 | 0 | 0 | 0 | 0 | 0 | 0 | 0 | 0 | 0 | 0
F3_Commercial_OR - College_Existing_Space Heating_Natural Gas_Destratification Fans (HVLS)_A_Technical Potential | F3 | Commercial | OR - College | Existing | Space Heating | Natural Gas | Destratification Fans (HVLS) | A | Integrated Unit Winter Peak Savings (kW) | Technical Potential | 0 | 0 | 0 | 0 | 0 | 0 | 0 | 0 | 0 | 0 | 0 | 0 | 0 | 0 | 0 | 0 | 0 | 0 | 0 | 0 | 0 | 0 | 0 | 0 | 0 | 0 | 0
F4_Commercial_OR - College_Existing_Space Heating_Natural Gas_Destratification Fans (HVLS)_A_Technical Potential | F4 | Commercial | OR - College | Existing | Space Heating | Natural Gas | Destratification Fans (HVLS) | A | Incremental Energy Savings (MWh or mTherms) | Technical Potential | 0 | 0 | 0.38237 | 0.76664 | 0.74765 | 0.72816 | 0.708 | 0.687 | 0.66518 | 0.64263 | 0.61951 | 0.59611 | 0.57319 | 0.55099 | 0.52974 | 0.50966 | 0.4911 | 0.24358 | 0 | 7.6497e-16 | 0 | 0 | 0 | 0 | 0 | 0 | 0
F5_Commercial_OR - College_Existing_Space Heating_Natural Gas_Destratification Fans (HVLS)_A_Technical Potential | F5 | Commercial | OR - College | Existing | Space Heating | Natural Gas | Destratification Fans (HVLS) | A | Incremental Summer Peak Savings (MW) | Technical Potential | 0 | 0 | 0 | 0 | 0 | 0 | 0 | 0 | 0 | 0 | 0 | 0 | 0 | 0 | 0 | 0 | 0 | 0 | 0 | 0 | 0 | 0 | 0 | 0 | 0 | 0 | 0
F6_Commercial_OR - College_Existing_Space Heating_Natural Gas_Destratification Fans (HVLS)_A_Technical Potential | F6 | Commercial | OR - College | Existing | Space Heating | Natural Gas | Destratification Fans (HVLS) | A | Incremental Winter Peak Savings (MW) | Technical Potential | 0 | 0 | 0 | 0 | 0 | 0 | 0 | 0 | 0 | 0 | 0 | 0 | 0 | 0 | 0 | 0 | 0 | 0 | 0 | 0 | 0 | 0 | 0 | 0 | 0 | 0 | 0
F7_Commercial_OR - College_Existing_Space Heating_Natural Gas_Destratification Fans (HVLS)_A_Technical Potential | F7 | Commercial | OR - College | Existing | Space Heating | Natural Gas | Destratification Fans (HVLS) | A | Cumulative Energy Savings (MWh or mTherms) | Technical Potential | 0 | 0 | 0.38237 | 1.1401 | 1.8596 | 2.5392 | 3.1769 | 3.7697 | 4.3152 | 4.8115 | 5.2579 | 5.6554 | 6.0112 | 6.3294 | 6.615 | 6.8739 | 7.1146 | 7.1248 | 6.9196 | 6.7325 | 6.5674 | 6.408 | 6.2846 | 6.163 | 6.0428 | 5.9241 | 5.8065
F8_Commercial_OR - College_Existing_Space Heating_Natural Gas_Destratification Fans (HVLS)_A_Technical Potential | F8 | Commercial | OR - College | Existing | Space Heating | Natural Gas | Destratification Fans (HVLS) | A | Cumulative Summer Peak Savings (MW) | Technical Potential | 0 | 0 | 0 | 0 | 0 | 0 | 0 | 0 | 0 | 0 | 0 | 0 | 0 | 0 | 0 | 0 | 0 | 0 | 0 | 0 | 0 | 0 | 0 | 0 | 0 | 0 | 0
F9_Commercial_OR - College_Existing_Space Heating_Natural Gas_Destratification Fans (HVLS)_A_Technical Potential | F9 | Commercial | OR - College | Existing | Space Heating | Natural Gas | Destratification Fans (HVLS) | A | Cumulative Winter Peak Savings (MW) | Technical Potential | 0 | 0 | 0 | 0 | 0 | 0 | 0 | 0 | 0 | 0 | 0 | 0 | 0 | 0 | 0 | 0 | 0 | 0 | 0 | 0 | 0 | 0 | 0 | 0 | 0 | 0 | 0
F10_Commercial_OR - College_Existing_Space Heating_Natural Gas_Destratification Fans (HVLS)_A_Technical Potential | F10 | Commercial | OR - College | Existing | Space Heating | Natural Gas | Destratification Fans (HVLS) | A | Purchases (Incremental) | Technical Potential | 0 | 0 | 0.50776 | 1.0422 | 1.0422 | 1.0422 | 1.0422 | 1.0422 | 1.0422 | 1.0422 | 1.0422 | 1.0422 | 1.0422 | 1.0422 | 1.0422 | 1.0422 | 1.0422 | 0.53449 | 0 | 1.7764e-15 | 0 | 0 | 0 | 0 | 0 | 0 | 0
F11_Commercial_OR - College_Existing_Space Heating_Natural Gas_Destratification Fans (HVLS)_A_Technical Potential | F11 | Commercial | OR - College | Existing | Space Heating | Natural Gas | Destratification Fans (HVLS) | A | Purchases (Cumulative) | Technical Potential | 0 | 0 | 0.50776 | 1.55 | 2.5923 | 3.6345 | 4.6767 | 5.719 | 6.7612 | 7.8035 | 8.8457 | 9.888 | 10.9302 | 11.9725 | 13.0147 | 14.057 | 15.0992 | 15.6337 | 15.6337 | 15.6337 | 15.6337 | 15.6337 | 15.6337 | 15.6337 | 15.6337 | 15.6337 | 15.6337
F1_Commercial_OR - College_Existing_Space Heating_Natural Gas_Gas Boiler - Maintenance_A_Technical Potential | F1 | Commercial | OR - College | Existing | Space Heating | Natural Gas | Gas Boiler - Maintenance | A | Integrated Unit Energy Savings (kWh or therms) | Technical Potential | 0 | 0 | 0.14674 | 0.14231 | 0.1377 | 0.13316 | 0.12863 | 0.12396 | 0.1191 | 0.1141 | 0.10901 | 0.10393 | 0.098974 | 0.094212 | 0.089707 | 0.085521 | 0.081728 | 0.078525 | 0.075894 | 0.073549 | 0.071543 | 0.069627 | 0.068297 | 0.066984 | 0.065686 | 0.064404 | 0.063132
F2_Commercial_OR - College_Existing_Space Heating_Natural Gas_Gas Boiler - Maintenance_A_Technical Potential | F2 | Commercial | OR - College | Existing | Space Heating | Natural Gas | Gas Boiler - Maintenance | A | Integrated Unit Summer Peak Savings (kW) | Technical Potential | 0 | 0 | 0 | 0 | 0 | 0 | 0 | 0 | 0 | 0 | 0 | 0 | 0 | 0 | 0 | 0 | 0 | 0 | 0 | 0 | 0 | 0 | 0 | 0 | 0 | 0 | 0
F3_Commercial_OR - College_Existing_Space Heating_Natural Gas_Gas Boiler - Maintenance_A_Technical Potential | F3 | Commercial | OR - College | Existing | Space Heating | Natural Gas | Gas Boiler - Maintenance | A | Integrated Unit Winter Peak Savings (kW) | Technical Potential | 0 | 0 | 0 | 0 | 0 | 0 | 0 | 0 | 0 | 0 | 0 | 0 | 0 | 0 | 0 | 0 | 0 | 0 | 0 | 0 | 0 | 0 | 0 | 0 | 0 | 0 | 0
F4_Commercial_OR - College_Existing_Space Heating_Natural Gas_Gas Boiler - Maintenance_A_Technical Potential | F4 | Commercial | OR - College | Existing | Space Heating | Natural Gas | Gas Boiler - Maintenance | A | Incremental Energy Savings (MWh or mTherms) | Technical Potential | 0 | 0 | 0.11963 | 0.11602 | 0.11226 | 0 | 0 | 0 | 0 | 0 | 0 | 0 | 0 | 0 | 0 | 0 | 0 | 0 | 0 | 0 | 0 | 0 | 0 | 0 | 0 | 0 | 0
F5_Commercial_OR - College_Existing_Space Heating_Natural Gas_Gas Boiler - Maintenance_A_Technical Potential | F5 | Commercial | OR - College | Existing | Space Heating | Natural Gas | Gas Boiler - Maintenance | A | Incremental Summer Peak Savings (MW) | Technical Potential | 0 | 0 | 0 | 0 | 0 | 0 | 0 | 0 | 0 | 0 | 0 | 0 | 0 | 0 | 0 | 0 | 0 | 0 | 0 | 0 | 0 | 0 | 0 | 0 | 0 | 0 | 0
F6_Commercial_OR - College_Existing_Space Heating_Natural Gas_Gas Boiler - Maintenance_A_Technical Potential | F6 | Commercial | OR - College | Existing | Space Heating | Natural Gas | Gas Boiler - Maintenance | A | Incremental Winter Peak Savings (MW) | Technical Potential | 0 | 0 | 0 | 0 | 0 | 0 | 0 | 0 | 0 | 0 | 0 | 0 | 0 | 0 | 0 | 0 | 0 | 0 | 0 | 0 | 0 | 0 | 0 | 0 | 0 | 0 | 0
F7_Commercial_OR - College_Existing_Space Heating_Natural Gas_Gas Boiler - Maintenance_A_Technical Potential | F7 | Commercial | OR - College | Existing | Space Heating | Natural Gas | Gas Boiler - Maintenance | A | Cumulative Energy Savings (MWh or mTherms) | Technical Potential | 0 | 0 | 0.11963 | 0.23204 | 0.33678 | 0.32566 | 0.31458 | 0.30317 | 0.29129 | 0.27905 | 0.2666 | 0.25417 | 0.24206 | 0.23041 | 0.2194 | 0.20916 | 0.19988 | 0.19205 | 0.18561 | 0.17988 | 0.17497 | 0.17029 | 0.16703 | 0.16382 | 0.16065 | 0.15751 | 0.1544
F8_Commercial_OR - College_Existing_Space Heating_Natural Gas_Gas Boiler - Maintenance_A_Technical Potential | F8 | Commercial | OR - College | Existing | Space Heating | Natural Gas | Gas Boiler - Maintenance | A | Cumulative Summer Peak Savings (MW) | Technical Potential | 0 | 0 | 0 | 0 | 0 | 0 | 0 | 0 | 0 | 0 | 0 | 0 | 0 | 0 | 0 | 0 | 0 | 0 | 0 | 0 | 0 | 0 | 0 | 0 | 0 | 0 | 0
F9_Commercial_OR - College_Existing_Space Heating_Natural Gas_Gas Boiler - Maintenance_A_Technical Potential | F9 | Commercial | OR - College | Existing | Space Heating | Natural Gas | Gas Boiler - Maintenance | A | Cumulative Winter Peak Savings (MW) | Technical Potential | 0 | 0 | 0 | 0 | 0 | 0 | 0 | 0 | 0 | 0 | 0 | 0 | 0 | 0 | 0 | 0 | 0 | 0 | 0 | 0 | 0 | 0 | 0 | 0 | 0 | 0 | 0
F10_Commercial_OR - College_Existing_Space Heating_Natural Gas_Gas Boiler - Maintenance_A_Technical Potential | F10 | Commercial | OR - College | Existing | Space Heating | Natural Gas | Gas Boiler - Maintenance | A | Purchases (Incremental) | Technical Potential | 0 | 0 | 815.2301 | 815.2301 | 815.2301 | 0 | 0 | 0 | 0 | 0 | 0 | 0 | 0 | 0 | 0 | 0 | 0 | 0 | 0 | 0 | 0 | 0 | 0 | 0 | 0 | 0 | 0
F11_Commercial_OR - College_Existing_Space Heating_Natural Gas_Gas Boiler - Maintenance_A_Technical Potential | F11 | Commercial | OR - College | Existing | Space Heating | Natural Gas | Gas Boiler - Maintenance | A | Purchases (Cumulative) | Technical Potential | 0 | 0 | 815.2301 | 1630.4602 | 2445.6903 | 2445.6903 | 2445.6903 | 2445.6903 | 2445.6903 | 2445.6903 | 2445.6903 | 2445.6903 | 2445.6903 | 2445.6903 | 2445.6903 | 2445.6903 | 2445.6903 | 2445.6903 | 2445.6903 | 2445.6903 | 2445.6903 | 2445.6903 | 2445.6903 | 2445.6903 | 2445.6903 | 2445.6903 | 2445.6903
F1_Commercial_OR - College_Existing_Space Heating_Natural Gas_Gas Furnace - Maintenance_A_Technical Potential | F1 | Commercial | OR - College | Existing | Space Heating | Natural Gas | Gas Furnace - Maintenance | A | Integrated Unit Energy Savings (kWh or therms) | Technical Potential | 0 | 0 | 0.066505 | 0.06454 | 0.06247 | 0.060407 | 0.058331 | 0.056174 | 0.053912 | 0.05157 | 0.049179 | 0.046783 | 0.044441 | 0.042185 | 0.040045 | 0.038049 | 0.036232 | 0.034681 | 0.033385 | 0.032231 | 0.031238 | 0.030298 | 0.029624 | 0.028968 | 0.028328 | 0.027703 | 0.027091
F2_Commercial_OR - College_Existing_Space Heating_Natural Gas_Gas Furnace - Maintenance_A_Technical Potential | F2 | Commercial | OR - College | Existing | Space Heating | Natural Gas | Gas Furnace - Maintenance | A | Integrated Unit Summer Peak Savings (kW) | Technical Potential | 0 | 0 | 0 | 0 | 0 | 0 | 0 | 0 | 0 | 0 | 0 | 0 | 0 | 0 | 0 | 0 | 0 | 0 | 0 | 0 | 0 | 0 | 0 | 0 | 0 | 0 | 0
F3_Commercial_OR - College_Existing_Space Heating_Natural Gas_Gas Furnace - Maintenance_A_Technical Potential | F3 | Commercial | OR - College | Existing | Space Heating | Natural Gas | Gas Furnace - Maintenance | A | Integrated Unit Winter Peak Savings (kW) | Technical Potential | 0 | 0 | 0 | 0 | 0 | 0 | 0 | 0 | 0 | 0 | 0 | 0 | 0 | 0 | 0 | 0 | 0 | 0 | 0 | 0 | 0 | 0 | 0 | 0 | 0 | 0 | 0
F4_Commercial_OR - College_Existing_Space Heating_Natural Gas_Gas Furnace - Maintenance_A_Technical Potential | F4 | Commercial | OR - College | Existing | Space Heating | Natural Gas | Gas Furnace - Maintenance | A | Incremental Energy Savings (MWh or mTherms) | Technical Potential | 0 | 0 | 0.0063564 | 0.0061687 | 0.0059708 | 0 | 0 | 0 | 0 | 0 | 0 | 0 | 0 | 0 | 0 | 0 | 0 | 0 | 0 | 0 | 0 | 0 | 0 | 0 | 0 | 0 | 0
F5_Commercial_OR - College_Existing_Space Heating_Natural Gas_Gas Furnace - Maintenance_A_Technical Potential | F5 | Commercial | OR - College | Existing | Space Heating | Natural Gas | Gas Furnace - Maintenance | A | Incremental Summer Peak Savings (MW) | Technical Potential | 0 | 0 | 0 | 0 | 0 | 0 | 0 | 0 | 0 | 0 | 0 | 0 | 0 | 0 | 0 | 0 | 0 | 0 | 0 | 0 | 0 | 0 | 0 | 0 | 0 | 0 | 0
F6_Commercial_OR - College_Existing_Space Heating_Natural Gas_Gas Furnace - Maintenance_A_Technical Potential | F6 | Commercial | OR - College | Existing | Space Heating | Natural Gas | Gas Furnace - Maintenance | A | Incremental Winter Peak Savings (MW) | Technical Potential | 0 | 0 | 0 | 0 | 0 | 0 | 0 | 0 | 0 | 0 | 0 | 0 | 0 | 0 | 0 | 0 | 0 | 0 | 0 | 0 | 0 | 0 | 0 | 0 | 0 | 0 | 0
F7_Commercial_OR - College_Existing_Space Heating_Natural Gas_Gas Furnace - Maintenance_A_Technical Potential | F7 | Commercial | OR - College | Existing | Space Heating | Natural Gas | Gas Furnace - Maintenance | A | Cumulative Energy Savings (MWh or mTherms) | Technical Potential | 0 | 0 | 0.0063564 | 0.012337 | 0.017913 | 0.017321 | 0.016726 | 0.016107 | 0.015459 | 0.014787 | 0.014101 | 0.013414 | 0.012743 | 0.012096 | 0.011482 | 0.01091 | 0.010389 | 0.0099443 | 0.0095728 | 0.0092419 | 0.008957 | 0.0086874 | 0.0084943 | 0.0083063 | 0.0081227 | 0.0079435 | 0.007768
F8_Commercial_OR - College_Existing_Space Heating_Natural Gas_Gas Furnace - Maintenance_A_Technical Potential | F8 | Commercial | OR - College | Existing | Space Heating | Natural Gas | Gas Furnace - Maintenance | A | Cumulative Summer Peak Savings (MW) | Technical Potential | 0 | 0 | 0 | 0 | 0 | 0 | 0 | 0 | 0 | 0 | 0 | 0 | 0 | 0 | 0 | 0 | 0 | 0 | 0 | 0 | 0 | 0 | 0 | 0 | 0 | 0 | 0
F9_Commercial_OR - College_Existing_Space Heating_Natural Gas_Gas Furnace - Maintenance_A_Technical Potential | F9 | Commercial | OR - College | Existing | Space Heating | Natural Gas | Gas Furnace - Maintenance | A | Cumulative Winter Peak Savings (MW) | Technical Potential | 0 | 0 | 0 | 0 | 0 | 0 | 0 | 0 | 0 | 0 | 0 | 0 | 0 | 0 | 0 | 0 | 0 | 0 | 0 | 0 | 0 | 0 | 0 | 0 | 0 | 0 | 0
F10_Commercial_OR - College_Existing_Space Heating_Natural Gas_Gas Furnace - Maintenance_A_Technical Potential | F10 | Commercial | OR - College | Existing | Space Heating | Natural Gas | Gas Furnace - Maintenance | A | Purchases (Incremental) | Technical Potential | 0 | 0 | 95.5788 | 95.5788 | 95.5788 | 0 | 0 | 0 | 0 | 0 | 0 | 0 | 0 | 0 | 0 | 0 | 0 | 0 | 0 | 0 | 0 | 0 | 0 | 0 | 0 | 0 | 0
F11_Commercial_OR - College_Existing_Space Heating_Natural Gas_Gas Furnace - Maintenance_A_Technical Potential | F11 | Commercial | OR - College | Existing | Space Heating | Natural Gas | Gas Furnace - Maintenance | A | Purchases (Cumulative) | Technical Potential | 0 | 0 | 95.5788 | 191.1575 | 286.7363 | 286.7363 | 286.7363 | 286.7363 | 286.7363 | 286.7363 | 286.7363 | 286.7363 | 286.7363 | 286.7363 | 286.7363 | 286.7363 | 286.7363 | 286.7363 | 286.7363 | 286.7363 | 286.7363 | 286.7363 | 286.7363 | 286.7363 | 286.7363 | 286.7363 | 286.7363
F1_Commercial_OR - College_Existing_Space Heating_Natural Gas_Gas Boiler - Hot Water Reset_A_Technical Potential | F1 | Commercial | OR - College | Existing | Space Heating | Natural Gas | Gas Boiler - Hot Water Reset | A | Integrated Unit Energy Savings (kWh or therms) | Technical Potential | 0 | 0 | 263.3315 | 259.4799 | 255.5942 | 251.6976 | 247.7917 | 243.878 | 239.9579 | 236.0331 | 232.1063 | 228.1811 | 224.2667 | 220.3625 | 216.4826 | 212.6329 | 208.8204 | 205.0504 | 201.3258 | 197.6321 | 193.965 | 190.3254 | 186.6928 | 183.1073 | 179.5624 | 176.0587 | 172.5853
F2_Commercial_OR - College_Existing_Space Heating_Natural Gas_Gas Boiler - Hot Water Reset_A_Technical Potential | F2 | Commercial | OR - College | Existing | Space Heating | Natural Gas | Gas Boiler - Hot Water Reset | A | Integrated Unit Summer Peak Savings (kW) | Technical Potential | 0 | 0 | 0 | 0 | 0 | 0 | 0 | 0 | 0 | 0 | 0 | 0 | 0 | 0 | 0 | 0 | 0 | 0 | 0 | 0 | 0 | 0 | 0 | 0 | 0 | 0 | 0
F3_Commercial_OR - College_Existing_Space Heating_Natural Gas_Gas Boiler - Hot Water Reset_A_Technical Potential | F3 | Commercial | OR - College | Existing | Space Heating | Natural Gas | Gas Boiler - Hot Water Reset | A | Integrated Unit Winter Peak Savings (kW) | Technical Potential | 0 | 0 | 0 | 0 | 0 | 0 | 0 | 0 | 0 | 0 | 0 | 0 | 0 | 0 | 0 | 0 | 0 | 0 | 0 | 0 | 0 | 0 | 0 | 0 | 0 | 0 | 0
F4_Commercial_OR - College_Existing_Space Heating_Natural Gas_Gas Boiler - Hot Water Reset_A_Technical Potential | F4 | Commercial | OR - College | Existing | Space Heating | Natural Gas | Gas Boiler - Hot Water Reset | A | Incremental Energy Savings (MWh or mTherms) | Technical Potential | 0 | 0 | 0.24534 | 0.49624 | 0.48881 | 0.48135 | 0.47388 | 0.4664 | 0.4589 | 0.4514 | 0.44389 | 0.43638 | 0.42889 | 0.42143 | 0.41401 | 0.40664 | 0.39935 | 0.39214 | 0.38502 | 0.37796 | 0.37094 | 0.36398 | 0 | 0 | 0 | 0 | 0
F5_Commercial_OR - College_Existing_Space Heating_Natural Gas_Gas Boiler - Hot Water Reset_A_Technical Potential | F5 | Commercial | OR - College | Existing | Space Heating | Natural Gas | Gas Boiler - Hot Water Reset | A | Incremental Summer Peak Savings (MW) | Technical Potential | 0 | 0 | 0 | 0 | 0 | 0 | 0 | 0 | 0 | 0 | 0 | 0 | 0 | 0 | 0 | 0 | 0 | 0 | 0 | 0 | 0 | 0 | 0 | 0 | 0 | 0 | 0
F6_Commercial_OR - College_Existing_Space Heating_Natural Gas_Gas Boiler - Hot Water Reset_A_Technical Potential | F6 | Commercial | OR - College | Existing | Space Heating | Natural Gas | Gas Boiler - Hot Water Reset | A | Incremental Winter Peak Savings (MW) | Technical Potential | 0 | 0 | 0 | 0 | 0 | 0 | 0 | 0 | 0 | 0 | 0 | 0 | 0 | 0 | 0 | 0 | 0 | 0 | 0 | 0 | 0 | 0 | 0 | 0 | 0 | 0 | 0
F7_Commercial_OR - College_Existing_Space Heating_Natural Gas_Gas Boiler - Hot Water Reset_A_Technical Potential | F7 | Commercial | OR - College | Existing | Space Heating | Natural Gas | Gas Boiler - Hot Water Reset | A | Cumulative Energy Savings (MWh or mTherms) | Technical Potential | 0 | 0 | 0.24534 | 0.73799 | 1.2157 | 1.6786 | 2.1264 | 2.5592 | 2.977 | 3.3797 | 3.7673 | 4.14 | 4.4979 | 4.841 | 5.1698 | 5.4845 | 5.7855 | 6.0732 | 6.3479 | 6.6094 | 6.8577 | 7.093 | 6.9576 | 6.824 | 6.6919 | 6.5613 | 6.4319
F8_Commercial_OR - College_Existing_Space Heating_Natural Gas_Gas Boiler - Hot Water Reset_A_Technical Potential | F8 | Commercial | OR - College | Existing | Space Heating | Natural Gas | Gas Boiler - Hot Water Reset | A | Cumulative Summer Peak Savings (MW) | Technical Potential | 0 | 0 | 0 | 0 | 0 | 0 | 0 | 0 | 0 | 0 | 0 | 0 | 0 | 0 | 0 | 0 | 0 | 0 | 0 | 0 | 0 | 0 | 0 | 0 | 0 | 0 | 0
F9_Commercial_OR - College_Existing_Space Heating_Natural Gas_Gas Boiler - Hot Water Reset_A_Technical Potential | F9 | Commercial | OR - College | Existing | Space Heating | Natural Gas | Gas Boiler - Hot Water Reset | A | Cumulative Winter Peak Savings (MW) | Technical Potential | 0 | 0 | 0 | 0 | 0 | 0 | 0 | 0 | 0 | 0 | 0 | 0 | 0 | 0 | 0 | 0 | 0 | 0 | 0 | 0 | 0 | 0 | 0 | 0 | 0 | 0 | 0
F10_Commercial_OR - College_Existing_Space Heating_Natural Gas_Gas Boiler - Hot Water Reset_A_Technical Potential | F10 | Commercial | OR - College | Existing | Space Heating | Natural Gas | Gas Boiler - Hot Water Reset | A | Purchases (Incremental) | Technical Potential | 0 | 0 | 0.93169 | 1.9124 | 1.9124 | 1.9124 | 1.9124 | 1.9124 | 1.9124 | 1.9124 | 1.9124 | 1.9124 | 1.9124 | 1.9124 | 1.9124 | 1.9124 | 1.9124 | 1.9124 | 1.9124 | 1.9124 | 1.9124 | 1.9124 | 0 | 0 | 0 | 0 | 0
F11_Commercial_OR - College_Existing_Space Heating_Natural Gas_Gas Boiler - Hot Water Reset_A_Technical Potential | F11 | Commercial | OR - College | Existing | Space Heating | Natural Gas | Gas Boiler - Hot Water Reset | A | Purchases (Cumulative) | Technical Potential | 0 | 0 | 0.93169 | 2.8441 | 4.7565 | 6.669 | 8.5814 | 10.4938 | 12.4063 | 14.3187 | 16.2311 | 18.1435 | 20.056 | 21.9684 | 23.8808 | 25.7932 | 27.7057 | 29.6181 | 31.5305 | 33.4429 | 35.3554 | 37.2678 | 37.2678 | 37.2678 | 37.2678 | 37.2678 | 37.2678
F1_Commercial_OR - College_Existing_Space Heating_Natural Gas_Gas Boiler - Steam Trap Replacement_A_Technical Potential | F1 | Commercial | OR - College | Existing | Space Heating | Natural Gas | Gas Boiler - Steam Trap Replacement | A | Integrated Unit Energy Savings (kWh or therms) | Technical Potential | 0 | 0 | 78.6853 | 77.474 | 76.2543 | 75.0331 | 73.811 | 72.5883 | 71.3656 | 70.1433 | 68.9222 | 67.7034 | 66.4896 | 65.2806 | 64.0807 | 62.8914 | 61.7149 | 60.5528 | 59.4057 | 58.2696 | 57.1429 | 56.0261 | 54.9567 | 53.9011 | 52.8574 | 51.826 | 50.8034
F2_Commercial_OR - College_Existing_Space Heating_Natural Gas_Gas Boiler - Steam Trap Replacement_A_Technical Potential | F2 | Commercial | OR - College | Existing | Space Heating | Natural Gas | Gas Boiler - Steam Trap Replacement | A | Integrated Unit Summer Peak Savings (kW) | Technical Potential | 0 | 0 | 0 | 0 | 0 | 0 | 0 | 0 | 0 | 0 | 0 | 0 | 0 | 0 | 0 | 0 | 0 | 0 | 0 | 0 | 0 | 0 | 0 | 0 | 0 | 0 | 0
F3_Commercial_OR - College_Existing_Space Heating_Natural Gas_Gas Boiler - Steam Trap Replacement_A_Technical Potential | F3 | Commercial | OR - College | Existing | Space Heating | Natural Gas | Gas Boiler - Steam Trap Replacement | A | Integrated Unit Winter Peak Savings (kW) | Technical Potential | 0 | 0 | 0 | 0 | 0 | 0 | 0 | 0 | 0 | 0 | 0 | 0 | 0 | 0 | 0 | 0 | 0 | 0 | 0 | 0 | 0 | 0 | 0 | 0 | 0 | 0 | 0
F4_Commercial_OR - College_Existing_Space Heating_Natural Gas_Gas Boiler - Steam Trap Replacement_A_Technical Potential | F4 | Commercial | OR - College | Existing | Space Heating | Natural Gas | Gas Boiler - Steam Trap Replacement | A | Incremental Energy Savings (MWh or mTherms) | Technical Potential | 0 | 0 | 0.030546 | 0.061735 | 0.060763 | 0.05979 | 0.058816 | 0.057842 | 0.029163 | 0 | 0 | 0 | 2.9527e-17 | 0 | 1.4229e-17 | 1.0474e-16 | 0 | 1.0756e-16 | 0 | 9.0569e-17 | 0 | 0 | 0 | 0 | 0 | 0 | 0
F5_Commercial_OR - College_Existing_Space Heating_Natural Gas_Gas Boiler - Steam Trap Replacement_A_Technical Potential | F5 | Commercial | OR - College | Existing | Space Heating | Natural Gas | Gas Boiler - Steam Trap Replacement | A | Incremental Summer Peak Savings (MW) | Technical Potential | 0 | 0 | 0 | 0 | 0 | 0 | 0 | 0 | 0 | 0 | 0 | 0 | 0 | 0 | 0 | 0 | 0 | 0 | 0 | 0 | 0 | 0 | 0 | 0 | 0 | 0 | 0
F6_Commercial_OR - College_Existing_Space Heating_Natural Gas_Gas Boiler - Steam Trap Replacement_A_Technical Potential | F6 | Commercial | OR - College | Existing | Space Heating | Natural Gas | Gas Boiler - Steam Trap Replacement | A | Incremental Winter Peak Savings (MW) | Technical Potential | 0 | 0 | 0 | 0 | 0 | 0 | 0 | 0 | 0 | 0 | 0 | 0 | 0 | 0 | 0 | 0 | 0 | 0 | 0 | 0 | 0 | 0 | 0 | 0 | 0 | 0 | 0
F7_Commercial_OR - College_Existing_Space Heating_Natural Gas_Gas Boiler - Steam Trap Replacement_A_Technical Potential | F7 | Commercial | OR - College | Existing | Space Heating | Natural Gas | Gas Boiler - Steam Trap Replacement | A | Cumulative Energy Savings (MWh or mTherms) | Technical Potential | 0 | 0 | 0.030546 | 0.091811 | 0.15113 | 0.2085 | 0.26392 | 0.31739 | 0.3412 | 0.33536 | 0.32952 | 0.32369 | 0.31789 | 0.31211 | 0.30637 | 0.30069 | 0.29506 | 0.28951 | 0.28402 | 0.27859 | 0.2732 | 0.26786 | 0.26275 | 0.2577 | 0.25271 | 0.24778 | 0.24289
F8_Commercial_OR - College_Existing_Space Heating_Natural Gas_Gas Boiler - Steam Trap Replacement_A_Technical Potential | F8 | Commercial | OR - College | Existing | Space Heating | Natural Gas | Gas Boiler - Steam Trap Replacement | A | Cumulative Summer Peak Savings (MW) | Technical Potential | 0 | 0 | 0 | 0 | 0 | 0 | 0 | 0 | 0 | 0 | 0 | 0 | 0 | 0 | 0 | 0 | 0 | 0 | 0 | 0 | 0 | 0 | 0 | 0 | 0 | 0 | 0
F9_Commercial_OR - College_Existing_Space Heating_Natural Gas_Gas Boiler - Steam Trap Replacement_A_Technical Potential | F9 | Commercial | OR - College | Existing | Space Heating | Natural Gas | Gas Boiler - Steam Trap Replacement | A | Cumulative Winter Peak Savings (MW) | Technical Potential | 0 | 0 | 0 | 0 | 0 | 0 | 0 | 0 | 0 | 0 | 0 | 0 | 0 | 0 | 0 | 0 | 0 | 0 | 0 | 0 | 0 | 0 | 0 | 0 | 0 | 0 | 0
F10_Commercial_OR - College_Existing_Space Heating_Natural Gas_Gas Boiler - Steam Trap Replacement_A_Technical Potential | F10 | Commercial | OR - College | Existing | Space Heating | Natural Gas | Gas Boiler - Steam Trap Replacement | A | Purchases (Incremental) | Technical Potential | 0 | 0 | 0.38821 | 0.79684 | 0.79684 | 0.79684 | 0.79684 | 0.79684 | 0.40864 | 0 | 0 | 0 | 4.4409e-16 | 0 | 2.2204e-16 | 1.6653e-15 | 0 | 1.7764e-15 | 0 | 1.5543e-15 | 0 | 0 | 0 | 0 | 0 | 0 | 0
F11_Commercial_OR - College_Existing_Space Heating_Natural Gas_Gas Boiler - Steam Trap Replacement_A_Technical Potential | F11 | Commercial | OR - College | Existing | Space Heating | Natural Gas | Gas Boiler - Steam Trap Replacement | A | Purchases (Cumulative) | Technical Potential | 0 | 0 | 0.38821 | 1.1851 | 1.9819 | 2.7787 | 3.5756 | 4.3724 | 4.7811 | 4.7811 | 4.7811 | 4.7811 | 4.7811 | 4.7811 | 4.7811 | 4.7811 | 4.7811 | 4.7811 | 4.7811 | 4.7811 | 4.7811 | 4.7811 | 4.7811 | 4.7811 | 4.7811 | 4.7811 | 4.7811
F1_Commercial_OR - College_Existing_Space Heating_Natural Gas_Gas Boiler - High Turndown Burner_A_Technical Potential | F1 | Commercial | OR - College | Existing | Space Heating | Natural Gas | Gas Boiler - High Turndown Burner | A | Integrated Unit Energy Savings (kWh or therms) | Technical Potential | 0 | 0 | 0.24577 | 0.24032 | 0.23466 | 0.22885 | 0.22285 | 0.21661 | 0.21012 | 0.2034 | 0.19649 | 0.18946 | 0.18253 | 0.17573 | 0.16913 | 0.16286 | 0.15704 | 0.15199 | 0.14769 | 0.14376 | 0.14027 | 0.1369 | 0.13429 | 0.13171 | 0.12916 | 0.12664 | 0.12414
F2_Commercial_OR - College_Existing_Space Heating_Natural Gas_Gas Boiler - High Turndown Burner_A_Technical Potential | F2 | Commercial | OR - College | Existing | Space Heating | Natural Gas | Gas Boiler - High Turndown Burner | A | Integrated Unit Summer Peak Savings (kW) | Technical Potential | 0 | 0 | 0 | 0 | 0 | 0 | 0 | 0 | 0 | 0 | 0 | 0 | 0 | 0 | 0 | 0 | 0 | 0 | 0 | 0 | 0 | 0 | 0 | 0 | 0 | 0 | 0
F3_Commercial_OR - College_Existing_Space Heating_Natural Gas_Gas Boiler - High Turndown Burner_A_Technical Potential | F3 | Commercial | OR - College | Existing | Space Heating | Natural Gas | Gas Boiler - High Turndown Burner | A | Integrated Unit Winter Peak Savings (kW) | Technical Potential | 0 | 0 | 0 | 0 | 0 | 0 | 0 | 0 | 0 | 0 | 0 | 0 | 0 | 0 | 0 | 0 | 0 | 0 | 0 | 0 | 0 | 0 | 0 | 0 | 0 | 0 | 0
F4_Commercial_OR - College_Existing_Space Heating_Natural Gas_Gas Boiler - High Turndown Burner_A_Technical Potential | F4 | Commercial | OR - College | Existing | Space Heating | Natural Gas | Gas Boiler - High Turndown Burner | A | Incremental Energy Savings (MWh or mTherms) | Technical Potential | 0 | 0 | 0.19692 | 0.23643 | 0.28251 | 0.31983 | 0.35525 | 0.40369 | 0.42959 | 0.42482 | 0.38673 | 0.32053 | 0.23898 | 0.15789 | 0.090934 | 0.040898 | 0 | 0 | 0 | 0 | 0 | 0 | 0 | 0 | 0 | 0 | 0
F5_Commercial_OR - College_Existing_Space Heating_Natural Gas_Gas Boiler - High Turndown Burner_A_Technical Potential | F5 | Commercial | OR - College | Existing | Space Heating | Natural Gas | Gas Boiler - High Turndown Burner | A | Incremental Summer Peak Savings (MW) | Technical Potential | 0 | 0 | 0 | 0 | 0 | 0 | 0 | 0 | 0 | 0 | 0 | 0 | 0 | 0 | 0 | 0 | 0 | 0 | 0 | 0 | 0 | 0 | 0 | 0 | 0 | 0 | 0
F6_Commercial_OR - College_Existing_Space Heating_Natural Gas_Gas Boiler - High Turndown Burner_A_Technical Potential | F6 | Commercial | OR - College | Existing | Space Heating | Natural Gas | Gas Boiler - High Turndown Burner | A | Incremental Winter Peak Savings (MW) | Technical Potential | 0 | 0 | 0 | 0 | 0 | 0 | 0 | 0 | 0 | 0 | 0 | 0 | 0 | 0 | 0 | 0 | 0 | 0 | 0 | 0 | 0 | 0 | 0 | 0 | 0 | 0 | 0
F7_Commercial_OR - College_Existing_Space Heating_Natural Gas_Gas Boiler - High Turndown Burner_A_Technical Potential | F7 | Commercial | OR - College | Existing | Space Heating | Natural Gas | Gas Boiler - High Turndown Burner | A | Cumulative Energy Savings (MWh or mTherms) | Technical Potential | 0 | 0 | 0.19692 | 0.42899 | 0.70139 | 1.0039 | 1.3328 | 1.6992 | 2.0779 | 2.4362 | 2.7401 | 2.9626 | 3.0933 | 3.136 | 3.109 | 3.0347 | 2.9263 | 2.8321 | 2.752 | 2.6787 | 2.6138 | 2.551 | 2.5023 | 2.4542 | 2.4067 | 2.3597 | 2.3131
F8_Commercial_OR - College_Existing_Space Heating_Natural Gas_Gas Boiler - High Turndown Burner_A_Technical Potential | F8 | Commercial | OR - College | Existing | Space Heating | Natural Gas | Gas Boiler - High Turndown Burner | A | Cumulative Summer Peak Savings (MW) | Technical Potential | 0 | 0 | 0 | 0 | 0 | 0 | 0 | 0 | 0 | 0 | 0 | 0 | 0 | 0 | 0 | 0 | 0 | 0 | 0 | 0 | 0 | 0 | 0 | 0 | 0 | 0 | 0
F9_Commercial_OR - College_Existing_Space Heating_Natural Gas_Gas Boiler - High Turndown Burner_A_Technical Potential | F9 | Commercial | OR - College | Existing | Space Heating | Natural Gas | Gas Boiler - High Turndown Burner | A | Cumulative Winter Peak Savings (MW) | Technical Potential | 0 | 0 | 0 | 0 | 0 | 0 | 0 | 0 | 0 | 0 | 0 | 0 | 0 | 0 | 0 | 0 | 0 | 0 | 0 | 0 | 0 | 0 | 0 | 0 | 0 | 0 | 0
F10_Commercial_OR - College_Existing_Space Heating_Natural Gas_Gas Boiler - High Turndown Burner_A_Technical Potential | F10 | Commercial | OR - College | Existing | Space Heating | Natural Gas | Gas Boiler - High Turndown Burner | A | Purchases (Incremental) | Technical Potential | 0 | 0 | 801.2577 | 983.8167 | 1203.9037 | 1397.5425 | 1594.0742 | 1863.6643 | 2044.4687 | 2088.5692 | 1968.2258 | 1691.8568 | 1309.2302 | 898.4961 | 537.6669 | 251.127 | 0 | 0 | 0 | 0 | 0 | 0 | 0 | 0 | 0 | 0 | 0
F11_Commercial_OR - College_Existing_Space Heating_Natural Gas_Gas Boiler - High Turndown Burner_A_Technical Potential | F11 | Commercial | OR - College | Existing | Space Heating | Natural Gas | Gas Boiler - High Turndown Burner | A | Purchases (Cumulative) | Technical Potential | 0 | 0 | 801.2577 | 1785.0743 | 2988.978 | 4386.5205 | 5980.5947 | 7844.259 | 9888.7277 | 11977.2969 | 13945.5227 | 15637.3795 | 16946.6097 | 17845.1058 | 18382.7727 | 18633.8997 | 18633.8997 | 18633.8997 | 18633.8997 | 18633.8997 | 18633.8997 | 18633.8997 | 18633.8997 | 18633.8997 | 18633.8997 | 18633.8997 | 18633.8997
F1_Commercial_OR - College_Existing_Space Heating_Natural Gas_Gas Boiler - Burner Control Optimization_A_Technical Potential | F1 | Commercial | OR - College | Existing | Space Heating | Natural Gas | Gas Boiler - Burner Control Optimization | A | Integrated Unit Energy Savings (kWh or therms) | Technical Potential | 0 | 0 | 0.071225 | 0.069569 | 0.067849 | 0.066087 | 0.064268 | 0.062378 | 0.060417 | 0.058395 | 0.056325 | 0.054234 | 0.052187 | 0.050206 | 0.048309 | 0.046514 | 0.044852 | 0.043409 | 0.042181 | 0.041058 | 0.040062 | 0.0391 | 0.038353 | 0.037616 | 0.036888 | 0.036167 | 0.035454
F2_Commercial_OR - College_Existing_Space Heating_Natural Gas_Gas Boiler - Burner Control Optimization_A_Technical Potential | F2 | Commercial | OR - College | Existing | Space Heating | Natural Gas | Gas Boiler - Burner Control Optimization | A | Integrated Unit Summer Peak Savings (kW) | Technical Potential | 0 | 0 | 0 | 0 | 0 | 0 | 0 | 0 | 0 | 0 | 0 | 0 | 0 | 0 | 0 | 0 | 0 | 0 | 0 | 0 | 0 | 0 | 0 | 0 | 0 | 0 | 0
F3_Commercial_OR - College_Existing_Space Heating_Natural Gas_Gas Boiler - Burner Control Optimization_A_Technical Potential | F3 | Commercial | OR - College | Existing | Space Heating | Natural Gas | Gas Boiler - Burner Control Optimization | A | Integrated Unit Winter Peak Savings (kW) | Technical Potential | 0 | 0 | 0 | 0 | 0 | 0 | 0 | 0 | 0 | 0 | 0 | 0 | 0 | 0 | 0 | 0 | 0 | 0 | 0 | 0 | 0 | 0 | 0 | 0 | 0 | 0 | 0
F4_Commercial_OR - College_Existing_Space Heating_Natural Gas_Gas Boiler - Burner Control Optimization_A_Technical Potential | F4 | Commercial | OR - College | Existing | Space Heating | Natural Gas | Gas Boiler - Burner Control Optimization | A | Incremental Energy Savings (MWh or mTherms) | Technical Potential | 0 | 0 | 0.021235 | 0.011161 | 0.036823 | 0.058341 | 0.086117 | 0.11971 | 0.15772 | 0.19762 | 0.23576 | 0.26769 | 0.289 | 0.29577 | 0.28578 | 0.25939 | 0.21991 | 0.17325 | 0.12583 | 0.089739 | 0.035833 | 0.031031 | 0 | 0 | 0 | 0 | 0
F5_Commercial_OR - College_Existing_Space Heating_Natural Gas_Gas Boiler - Burner Control Optimization_A_Technical Potential | F5 | Commercial | OR - College | Existing | Space Heating | Natural Gas | Gas Boiler - Burner Control Optimization | A | Incremental Summer Peak Savings (MW) | Technical Potential | 0 | 0 | 0 | 0 | 0 | 0 | 0 | 0 | 0 | 0 | 0 | 0 | 0 | 0 | 0 | 0 | 0 | 0 | 0 | 0 | 0 | 0 | 0 | 0 | 0 | 0 | 0
F6_Commercial_OR - College_Existing_Space Heating_Natural Gas_Gas Boiler - Burner Control Optimization_A_Technical Potential | F6 | Commercial | OR - College | Existing | Space Heating | Natural Gas | Gas Boiler - Burner Control Optimization | A | Incremental Winter Peak Savings (MW) | Technical Potential | 0 | 0 | 0 | 0 | 0 | 0 | 0 | 0 | 0 | 0 | 0 | 0 | 0 | 0 | 0 | 0 | 0 | 0 | 0 | 0 | 0 | 0 | 0 | 0 | 0 | 0 | 0
F7_Commercial_OR - College_Existing_Space Heating_Natural Gas_Gas Boiler - Burner Control Optimization_A_Technical Potential | F7 | Commercial | OR - College | Existing | Space Heating | Natural Gas | Gas Boiler - Burner Control Optimization | A | Cumulative Energy Savings (MWh or mTherms) | Technical Potential | 0 | 0 | 0.021235 | 0.031902 | 0.067936 | 0.12451 | 0.2072 | 0.32082 | 0.46846 | 0.6504 | 0.8631 | 1.0987 | 1.3463 | 1.5909 | 1.8166 | 2.0085 | 2.1567 | 2.2605 | 2.3224 | 2.3503 | 2.3291 | 2.3042 | 2.2602 | 2.2168 | 2.1738 | 2.1314 | 2.0893
F8_Commercial_OR - College_Existing_Space Heating_Natural Gas_Gas Boiler - Burner Control Optimization_A_Technical Potential | F8 | Commercial | OR - College | Existing | Space Heating | Natural Gas | Gas Boiler - Burner Control Optimization | A | Cumulative Summer Peak Savings (MW) | Technical Potential | 0 | 0 | 0 | 0 | 0 | 0 | 0 | 0 | 0 | 0 | 0 | 0 | 0 | 0 | 0 | 0 | 0 | 0 | 0 | 0 | 0 | 0 | 0 | 0 | 0 | 0 | 0
F9_Commercial_OR - College_Existing_Space Heating_Natural Gas_Gas Boiler - Burner Control Optimization_A_Technical Potential | F9 | Commercial | OR - College | Existing | Space Heating | Natural Gas | Gas Boiler - Burner Control Optimization | A | Cumulative Winter Peak Savings (MW) | Technical Potential | 0 | 0 | 0 | 0 | 0 | 0 | 0 | 0 | 0 | 0 | 0 | 0 | 0 | 0 | 0 | 0 | 0 | 0 | 0 | 0 | 0 | 0 | 0 | 0 | 0 | 0 | 0
F10_Commercial_OR - College_Existing_Space Heating_Natural Gas_Gas Boiler - Burner Control Optimization_A_Technical Potential | F10 | Commercial | OR - College | Existing | Space Heating | Natural Gas | Gas Boiler - Burner Control Optimization | A | Purchases (Incremental) | Technical Potential | 0 | 0 | 298.1424 | 160.428 | 542.7118 | 882.7952 | 1339.9598 | 1919.1088 | 2610.515 | 3384.1702 | 4185.6353 | 4935.8584 | 5537.7123 | 5891.0833 | 5915.6778 | 5576.524 | 4903.0118 | 3991.1467 | 2983.1869 | 2185.6722 | 894.4272 | 793.6277 | 0 | 0 | 0 | 0 | 0
F11_Commercial_OR - College_Existing_Space Heating_Natural Gas_Gas Boiler - Burner Control Optimization_A_Technical Potential | F11 | Commercial | OR - College | Existing | Space Heating | Natural Gas | Gas Boiler - Burner Control Optimization | A | Purchases (Cumulative) | Technical Potential | 0 | 0 | 298.1424 | 458.5704 | 1001.2822 | 1884.0774 | 3224.0372 | 5143.146 | 7753.661 | 11137.8312 | 15323.4665 | 20259.3249 | 25797.0372 | 31688.1205 | 37603.7982 | 43180.3222 | 48083.334 | 52074.4807 | 55057.6676 | 57243.3398 | 58137.767 | 58931.3947 | 58931.3947 | 58931.3947 | 58931.3947 | 58931.3947 | 58931.3947
F1_Commercial_OR - College_Existing_Space Heating_Natural Gas_Gas Boiler - Stack Economizer_A_Technical Potential | F1 | Commercial | OR - College | Existing | Space Heating | Natural Gas | Gas Boiler - Stack Economizer | A | Integrated Unit Energy Savings (kWh or therms) | Technical Potential | 0 | 0 | 0.2349 | 0.22795 | 0.22072 | 0.2136 | 0.20654 | 0.19926 | 0.19168 | 0.18386 | 0.17586 | 0.16783 | 0.15995 | 0.15234 | 0.1451 | 0.13835 | 0.13222 | 0.12703 | 0.12278 | 0.11899 | 0.11574 | 0.11264 | 0.11049 | 0.10837 | 0.10627 | 0.10419 | 0.10213
F2_Commercial_OR - College_Existing_Space Heating_Natural Gas_Gas Boiler - Stack Economizer_A_Technical Potential | F2 | Commercial | OR - College | Existing | Space Heating | Natural Gas | Gas Boiler - Stack Economizer | A | Integrated Unit Summer Peak Savings (kW) | Technical Potential | 0 | 0 | 0 | 0 | 0 | 0 | 0 | 0 | 0 | 0 | 0 | 0 | 0 | 0 | 0 | 0 | 0 | 0 | 0 | 0 | 0 | 0 | 0 | 0 | 0 | 0 | 0
F3_Commercial_OR - College_Existing_Space Heating_Natural Gas_Gas Boiler - Stack Economizer_A_Technical Potential | F3 | Commercial | OR - College | Existing | Space Heating | Natural Gas | Gas Boiler - Stack Economizer | A | Integrated Unit Winter Peak Savings (kW) | Technical Potential | 0 | 0 | 0 | 0 | 0 | 0 | 0 | 0 | 0 | 0 | 0 | 0 | 0 | 0 | 0 | 0 | 0 | 0 | 0 | 0 | 0 | 0 | 0 | 0 | 0 | 0 | 0
F4_Commercial_OR - College_Existing_Space Heating_Natural Gas_Gas Boiler - Stack Economizer_A_Technical Potential | F4 | Commercial | OR - College | Existing | Space Heating | Natural Gas | Gas Boiler - Stack Economizer | A | Incremental Energy Savings (MWh or mTherms) | Technical Potential | 0 | 0 | 0.30115 | 0.35881 | 0.42516 | 0.47763 | 0.52677 | 0.59416 | 0.62702 | 0.61439 | 0.55381 | 0.45431 | 0.33507 | 0.219 | 0.12483 | 0.05559 | 0 | 0 | 0 | 0 | 0 | 0 | 0 | 0 | 0 | 0 | 0
F5_Commercial_OR - College_Existing_Space Heating_Natural Gas_Gas Boiler - Stack Economizer_A_Technical Potential | F5 | Commercial | OR - College | Existing | Space Heating | Natural Gas | Gas Boiler - Stack Economizer | A | Incremental Summer Peak Savings (MW) | Technical Potential | 0 | 0 | 0 | 0 | 0 | 0 | 0 | 0 | 0 | 0 | 0 | 0 | 0 | 0 | 0 | 0 | 0 | 0 | 0 | 0 | 0 | 0 | 0 | 0 | 0 | 0 | 0
F6_Commercial_OR - College_Existing_Space Heating_Natural Gas_Gas Boiler - Stack Economizer_A_Technical Potential | F6 | Commercial | OR - College | Existing | Space Heating | Natural Gas | Gas Boiler - Stack Economizer | A | Incremental Winter Peak Savings (MW) | Technical Potential | 0 | 0 | 0 | 0 | 0 | 0 | 0 | 0 | 0 | 0 | 0 | 0 | 0 | 0 | 0 | 0 | 0 | 0 | 0 | 0 | 0 | 0 | 0 | 0 | 0 | 0 | 0
F7_Commercial_OR - College_Existing_Space Heating_Natural Gas_Gas Boiler - Stack Economizer_A_Technical Potential | F7 | Commercial | OR - College | Existing | Space Heating | Natural Gas | Gas Boiler - Stack Economizer | A | Cumulative Energy Savings (MWh or mTherms) | Technical Potential | 0 | 0 | 0.30115 | 0.65104 | 1.0556 | 1.4992 | 1.9763 | 2.5009 | 3.0328 | 3.5233 | 3.924 | 4.1991 | 4.3371 | 4.3496 | 4.2678 | 4.1249 | 3.9419 | 3.7874 | 3.6605 | 3.5475 | 3.4507 | 3.3583 | 3.2942 | 3.2309 | 3.1683 | 3.1064 | 3.0451
F8_Commercial_OR - College_Existing_Space Heating_Natural Gas_Gas Boiler - Stack Economizer_A_Technical Potential | F8 | Commercial | OR - College | Existing | Space Heating | Natural Gas | Gas Boiler - Stack Economizer | A | Cumulative Summer Peak Savings (MW) | Technical Potential | 0 | 0 | 0 | 0 | 0 | 0 | 0 | 0 | 0 | 0 | 0 | 0 | 0 | 0 | 0 | 0 | 0 | 0 | 0 | 0 | 0 | 0 | 0 | 0 | 0 | 0 | 0
F9_Commercial_OR - College_Existing_Space Heating_Natural Gas_Gas Boiler - Stack Economizer_A_Technical Potential | F9 | Commercial | OR - College | Existing | Space Heating | Natural Gas | Gas Boiler - Stack Economizer | A | Cumulative Winter Peak Savings (MW) | Technical Potential | 0 | 0 | 0 | 0 | 0 | 0 | 0 | 0 | 0 | 0 | 0 | 0 | 0 | 0 | 0 | 0 | 0 | 0 | 0 | 0 | 0 | 0 | 0 | 0 | 0 | 0 | 0
F10_Commercial_OR - College_Existing_Space Heating_Natural Gas_Gas Boiler - Stack Economizer_A_Technical Potential | F10 | Commercial | OR - College | Existing | Space Heating | Natural Gas | Gas Boiler - Stack Economizer | A | Purchases (Incremental) | Technical Potential | 0 | 0 | 1282.0123 | 1574.1066 | 1926.2459 | 2236.068 | 2550.5187 | 2981.8629 | 3271.1499 | 3341.7107 | 3149.1613 | 2706.9709 | 2094.7684 | 1437.5937 | 860.2671 | 401.8032 | 0 | 0 | 0 | 0 | 0 | 0 | 0 | 0 | 0 | 0 | 0
F11_Commercial_OR - College_Existing_Space Heating_Natural Gas_Gas Boiler - Stack Economizer_A_Technical Potential | F11 | Commercial | OR - College | Existing | Space Heating | Natural Gas | Gas Boiler - Stack Economizer | A | Purchases (Cumulative) | Technical Potential | 0 | 0 | 1282.0123 | 2856.1189 | 4782.3648 | 7018.4328 | 9568.9515 | 12550.8144 | 15821.9643 | 19163.675 | 22312.8363 | 25019.8071 | 27114.5755 | 28552.1692 | 29412.4363 | 29814.2395 | 29814.2395 | 29814.2395 | 29814.2395 | 29814.2395 | 29814.2395 | 29814.2395 | 29814.2395 | 29814.2395 | 29814.2395 | 29814.2395 | 29814.2395
F1_Commercial_OR - College_Existing_Space Heating_Natural Gas_Gas Boiler - Thermostatic Radiator Valves_A_Technical Potential | F1 | Commercial | OR - College | Existing | Space Heating | Natural Gas | Gas Boiler - Thermostatic Radiator Valves | A | Integrated Unit Energy Savings (kWh or therms) | Technical Potential | 0 | 0 | 16.5523 | 16.267 | 15.971 | 15.6671 | 15.3531 | 15.0268 | 14.6869 | 14.3326 | 13.964 | 13.5836 | 13.1964 | 12.8087 | 12.4286 | 12.0641 | 11.7214 | 11.413 | 11.1393 | 10.885 | 10.6554 | 10.4314 | 10.2323 | 10.0357 | 9.8414 | 9.6493 | 9.4589
F2_Commercial_OR - College_Existing_Space Heating_Natural Gas_Gas Boiler - Thermostatic Radiator Valves_A_Technical Potential | F2 | Commercial | OR - College | Existing | Space Heating | Natural Gas | Gas Boiler - Thermostatic Radiator Valves | A | Integrated Unit Summer Peak Savings (kW) | Technical Potential | 0 | 0 | 0 | 0 | 0 | 0 | 0 | 0 | 0 | 0 | 0 | 0 | 0 | 0 | 0 | 0 | 0 | 0 | 0 | 0 | 0 | 0 | 0 | 0 | 0 | 0 | 0
F3_Commercial_OR - College_Existing_Space Heating_Natural Gas_Gas Boiler - Thermostatic Radiator Valves_A_Technical Potential | F3 | Commercial | OR - College | Existing | Space Heating | Natural Gas | Gas Boiler - Thermostatic Radiator Valves | A | Integrated Unit Winter Peak Savings (kW) | Technical Potential | 0 | 0 | 0 | 0 | 0 | 0 | 0 | 0 | 0 | 0 | 0 | 0 | 0 | 0 | 0 | 0 | 0 | 0 | 0 | 0 | 0 | 0 | 0 | 0 | 0 | 0 | 0
F4_Commercial_OR - College_Existing_Space Heating_Natural Gas_Gas Boiler - Thermostatic Radiator Valves_A_Technical Potential | F4 | Commercial | OR - College | Existing | Space Heating | Natural Gas | Gas Boiler - Thermostatic Radiator Valves | A | Incremental Energy Savings (MWh or mTherms) | Technical Potential | 0 | 0 | 0.57408 | 1.1581 | 1.137 | 1.1154 | 1.093 | 1.0698 | 1.0456 | 1.0204 | 0.99411 | 0.96703 | 0.93946 | 0.91186 | 0.8848 | 0.85885 | 0.83446 | 0.41667 | 0 | 1.0828e-15 | 0 | 0 | 0 | 0 | 0 | 0 | 0
F5_Commercial_OR - College_Existing_Space Heating_Natural Gas_Gas Boiler - Thermostatic Radiator Valves_A_Technical Potential | F5 | Commercial | OR - College | Existing | Space Heating | Natural Gas | Gas Boiler - Thermostatic Radiator Valves | A | Incremental Summer Peak Savings (MW) | Technical Potential | 0 | 0 | 0 | 0 | 0 | 0 | 0 | 0 | 0 | 0 | 0 | 0 | 0 | 0 | 0 | 0 | 0 | 0 | 0 | 0 | 0 | 0 | 0 | 0 | 0 | 0 | 0
F6_Commercial_OR - College_Existing_Space Heating_Natural Gas_Gas Boiler - Thermostatic Radiator Valves_A_Technical Potential | F6 | Commercial | OR - College | Existing | Space Heating | Natural Gas | Gas Boiler - Thermostatic Radiator Valves | A | Incremental Winter Peak Savings (MW) | Technical Potential | 0 | 0 | 0 | 0 | 0 | 0 | 0 | 0 | 0 | 0 | 0 | 0 | 0 | 0 | 0 | 0 | 0 | 0 | 0 | 0 | 0 | 0 | 0 | 0 | 0 | 0 | 0
F7_Commercial_OR - College_Existing_Space Heating_Natural Gas_Gas Boiler - Thermostatic Radiator Valves_A_Technical Potential | F7 | Commercial | OR - College | Existing | Space Heating | Natural Gas | Gas Boiler - Thermostatic Radiator Valves | A | Cumulative Energy Savings (MWh or mTherms) | Technical Potential | 0 | 0 | 0.57408 | 1.7222 | 2.8279 | 3.8894 | 4.9045 | 5.87 | 6.7828 | 7.6396 | 8.4372 | 9.1744 | 9.8523 | 10.4747 | 11.0487 | 11.5835 | 12.0889 | 12.1876 | 11.8953 | 11.6237 | 11.3785 | 11.1393 | 10.9266 | 10.7167 | 10.5092 | 10.3041 | 10.1008
F8_Commercial_OR - College_Existing_Space Heating_Natural Gas_Gas Boiler - Thermostatic Radiator Valves_A_Technical Potential | F8 | Commercial | OR - College | Existing | Space Heating | Natural Gas | Gas Boiler - Thermostatic Radiator Valves | A | Cumulative Summer Peak Savings (MW) | Technical Potential | 0 | 0 | 0 | 0 | 0 | 0 | 0 | 0 | 0 | 0 | 0 | 0 | 0 | 0 | 0 | 0 | 0 | 0 | 0 | 0 | 0 | 0 | 0 | 0 | 0 | 0 | 0
F9_Commercial_OR - College_Existing_Space Heating_Natural Gas_Gas Boiler - Thermostatic Radiator Valves_A_Technical Potential | F9 | Commercial | OR - College | Existing | Space Heating | Natural Gas | Gas Boiler - Thermostatic Radiator Valves | A | Cumulative Winter Peak Savings (MW) | Technical Potential | 0 | 0 | 0 | 0 | 0 | 0 | 0 | 0 | 0 | 0 | 0 | 0 | 0 | 0 | 0 | 0 | 0 | 0 | 0 | 0 | 0 | 0 | 0 | 0 | 0 | 0 | 0
F10_Commercial_OR - College_Existing_Space Heating_Natural Gas_Gas Boiler - Thermostatic Radiator Valves_A_Technical Potential | F10 | Commercial | OR - College | Existing | Space Heating | Natural Gas | Gas Boiler - Thermostatic Radiator Valves | A | Purchases (Incremental) | Technical Potential | 0 | 0 | 34.6827 | 71.1908 | 71.1908 | 71.1908 | 71.1908 | 71.1908 | 71.1908 | 71.1908 | 71.1908 | 71.1908 | 71.1908 | 71.1908 | 71.1908 | 71.1908 | 71.1908 | 36.5081 | 0 | 9.9476e-14 | 0 | 0 | 0 | 0 | 0 | 0 | 0
F11_Commercial_OR - College_Existing_Space Heating_Natural Gas_Gas Boiler - Thermostatic Radiator Valves_A_Technical Potential | F11 | Commercial | OR - College | Existing | Space Heating | Natural Gas | Gas Boiler - Thermostatic Radiator Valves | A | Purchases (Cumulative) | Technical Potential | 0 | 0 | 34.6827 | 105.8735 | 177.0643 | 248.2551 | 319.4459 | 390.6368 | 461.8276 | 533.0184 | 604.2092 | 675.4 | 746.5908 | 817.7816 | 888.9724 | 960.1632 | 1031.354 | 1067.8621 | 1067.8621 | 1067.8621 | 1067.8621 | 1067.8621 | 1067.8621 | 1067.8621 | 1067.8621 | 1067.8621 | 1067.8621
F1_Commercial_OR - College_Existing_Space Heating_Natural Gas_HVAC - Shut Off Damper_A_Technical Potential | F1 | Commercial | OR - College | Existing | Space Heating | Natural Gas | HVAC - Shut Off Damper | A | Integrated Unit Energy Savings (kWh or therms) | Technical Potential | 0 | 0 | 30.7323 | 29.7985 | 28.8269 | 27.8735 | 26.924 | 25.9454 | 24.9272 | 23.8782 | 22.8112 | 21.7452 | 20.7062 | 19.7072 | 18.7621 | 17.8835 | 17.0874 | 16.4146 | 15.8615 | 15.3688 | 14.9469 | 14.5442 | 14.2642 | 13.988 | 13.7151 | 13.4456 | 13.1786
F2_Commercial_OR - College_Existing_Space Heating_Natural Gas_HVAC - Shut Off Damper_A_Technical Potential | F2 | Commercial | OR - College | Existing | Space Heating | Natural Gas | HVAC - Shut Off Damper | A | Integrated Unit Summer Peak Savings (kW) | Technical Potential | 0 | 0 | 0 | 0 | 0 | 0 | 0 | 0 | 0 | 0 | 0 | 0 | 0 | 0 | 0 | 0 | 0 | 0 | 0 | 0 | 0 | 0 | 0 | 0 | 0 | 0 | 0
F3_Commercial_OR - College_Existing_Space Heating_Natural Gas_HVAC - Shut Off Damper_A_Technical Potential | F3 | Commercial | OR - College | Existing | Space Heating | Natural Gas | HVAC - Shut Off Damper | A | Integrated Unit Winter Peak Savings (kW) | Technical Potential | 0 | 0 | 0 | 0 | 0 | 0 | 0 | 0 | 0 | 0 | 0 | 0 | 0 | 0 | 0 | 0 | 0 | 0 | 0 | 0 | 0 | 0 | 0 | 0 | 0 | 0 | 0
F4_Commercial_OR - College_Existing_Space Heating_Natural Gas_HVAC - Shut Off Damper_A_Technical Potential | F4 | Commercial | OR - College | Existing | Space Heating | Natural Gas | HVAC - Shut Off Damper | A | Incremental Energy Savings (MWh or mTherms) | Technical Potential | 0 | 0 | 0.20634 | 0.24565 | 0.2908 | 0.32641 | 0.35963 | 0.40517 | 0.42703 | 0.41789 | 0.37621 | 0.30827 | 0.22716 | 0.14837 | 0.084528 | 0.037632 | 0 | 0 | 0 | 0 | 0 | 0 | 0 | 0 | 0 | 0 | 0
F5_Commercial_OR - College_Existing_Space Heating_Natural Gas_HVAC - Shut Off Damper_A_Technical Potential | F5 | Commercial | OR - College | Existing | Space Heating | Natural Gas | HVAC - Shut Off Damper | A | Incremental Summer Peak Savings (MW) | Technical Potential | 0 | 0 | 0 | 0 | 0 | 0 | 0 | 0 | 0 | 0 | 0 | 0 | 0 | 0 | 0 | 0 | 0 | 0 | 0 | 0 | 0 | 0 | 0 | 0 | 0 | 0 | 0
F6_Commercial_OR - College_Existing_Space Heating_Natural Gas_HVAC - Shut Off Damper_A_Technical Potential | F6 | Commercial | OR - College | Existing | Space Heating | Natural Gas | HVAC - Shut Off Damper | A | Incremental Winter Peak Savings (MW) | Technical Potential | 0 | 0 | 0 | 0 | 0 | 0 | 0 | 0 | 0 | 0 | 0 | 0 | 0 | 0 | 0 | 0 | 0 | 0 | 0 | 0 | 0 | 0 | 0 | 0 | 0 | 0 | 0
F7_Commercial_OR - College_Existing_Space Heating_Natural Gas_HVAC - Shut Off Damper_A_Technical Potential | F7 | Commercial | OR - College | Existing | Space Heating | Natural Gas | HVAC - Shut Off Damper | A | Cumulative Energy Savings (MWh or mTherms) | Technical Potential | 0 | 0 | 0.20634 | 0.44572 | 0.72199 | 1.0245 | 1.3493 | 1.7054 | 2.0655 | 2.3964 | 2.6656 | 2.8493 | 2.9403 | 2.9468 | 2.89 | 2.7923 | 2.668 | 2.563 | 2.4766 | 2.3997 | 2.3338 | 2.2709 | 2.2272 | 2.1841 | 2.1415 | 2.0994 | 2.0577
F8_Commercial_OR - College_Existing_Space Heating_Natural Gas_HVAC - Shut Off Damper_A_Technical Potential | F8 | Commercial | OR - College | Existing | Space Heating | Natural Gas | HVAC - Shut Off Damper | A | Cumulative Summer Peak Savings (MW) | Technical Potential | 0 | 0 | 0 | 0 | 0 | 0 | 0 | 0 | 0 | 0 | 0 | 0 | 0 | 0 | 0 | 0 | 0 | 0 | 0 | 0 | 0 | 0 | 0 | 0 | 0 | 0 | 0
F9_Commercial_OR - College_Existing_Space Heating_Natural Gas_HVAC - Shut Off Damper_A_Technical Potential | F9 | Commercial | OR - College | Existing | Space Heating | Natural Gas | HVAC - Shut Off Damper | A | Cumulative Winter Peak Savings (MW) | Technical Potential | 0 | 0 | 0 | 0 | 0 | 0 | 0 | 0 | 0 | 0 | 0 | 0 | 0 | 0 | 0 | 0 | 0 | 0 | 0 | 0 | 0 | 0 | 0 | 0 | 0 | 0 | 0
F10_Commercial_OR - College_Existing_Space Heating_Natural Gas_HVAC - Shut Off Damper_A_Technical Potential | F10 | Commercial | OR - College | Existing | Space Heating | Natural Gas | HVAC - Shut Off Damper | A | Purchases (Incremental) | Technical Potential | 0 | 0 | 6.714 | 8.2437 | 10.0879 | 11.7104 | 13.3572 | 15.6162 | 17.1312 | 17.5008 | 16.4924 | 14.1766 | 10.9704 | 7.5288 | 4.5053 | 2.1043 | 0 | 0 | 0 | 0 | 0 | 0 | 0 | 0 | 0 | 0 | 0
F11_Commercial_OR - College_Existing_Space Heating_Natural Gas_HVAC - Shut Off Damper_A_Technical Potential | F11 | Commercial | OR - College | Existing | Space Heating | Natural Gas | HVAC - Shut Off Damper | A | Purchases (Cumulative) | Technical Potential | 0 | 0 | 6.714 | 14.9577 | 25.0456 | 36.756 | 50.1133 | 65.7295 | 82.8607 | 100.3615 | 116.8539 | 131.0305 | 142.0009 | 149.5297 | 154.035 | 156.1392 | 156.1392 | 156.1392 | 156.1392 | 156.1392 | 156.1392 | 156.1392 | 156.1392 | 156.1392 | 156.1392 | 156.1392 | 156.1392
F1_Commercial_OR - College_Existing_Space Heating_Natural Gas_Gas Furnace - Tube Inserts_A_Technical Potential | F1 | Commercial | OR - College | Existing | Space Heating | Natural Gas | Gas Furnace - Tube Inserts | A | Integrated Unit Energy Savings (kWh or therms) | Technical Potential | 0 | 0 | 0 | 0 | 0 | 0 | 0 | 0 | 0 | 0 | 0 | 0 | 0 | 0 | 0 | 0 | 0 | 0 | 0 | 0 | 0 | 0 | 0 | 0 | 0 | 0 | 0
F2_Commercial_OR - College_Existing_Space Heating_Natural Gas_Gas Furnace - Tube Inserts_A_Technical Potential | F2 | Commercial | OR - College | Existing | Space Heating | Natural Gas | Gas Furnace - Tube Inserts | A | Integrated Unit Summer Peak Savings (kW) | Technical Potential | 0 | 0 | 0 | 0 | 0 | 0 | 0 | 0 | 0 | 0 | 0 | 0 | 0 | 0 | 0 | 0 | 0 | 0 | 0 | 0 | 0 | 0 | 0 | 0 | 0 | 0 | 0
F3_Commercial_OR - College_Existing_Space Heating_Natural Gas_Gas Furnace - Tube Inserts_A_Technical Potential | F3 | Commercial | OR - College | Existing | Space Heating | Natural Gas | Gas Furnace - Tube Inserts | A | Integrated Unit Winter Peak Savings (kW) | Technical Potential | 0 | 0 | 0 | 0 | 0 | 0 | 0 | 0 | 0 | 0 | 0 | 0 | 0 | 0 | 0 | 0 | 0 | 0 | 0 | 0 | 0 | 0 | 0 | 0 | 0 | 0 | 0
F4_Commercial_OR - College_Existing_Space Heating_Natural Gas_Gas Furnace - Tube Inserts_A_Technical Potential | F4 | Commercial | OR - College | Existing | Space Heating | Natural Gas | Gas Furnace - Tube Inserts | A | Incremental Energy Savings (MWh or mTherms) | Technical Potential | 0 | 0 | 0 | 0 | 0 | 0 | 0 | 0 | 0 | 0 | 0 | 0 | 0 | 0 | 0 | 0 | 0 | 0 | 0 | 0 | 0 | 0 | 0 | 0 | 0 | 0 | 0
F5_Commercial_OR - College_Existing_Space Heating_Natural Gas_Gas Furnace - Tube Inserts_A_Technical Potential | F5 | Commercial | OR - College | Existing | Space Heating | Natural Gas | Gas Furnace - Tube Inserts | A | Incremental Summer Peak Savings (MW) | Technical Potential | 0 | 0 | 0 | 0 | 0 | 0 | 0 | 0 | 0 | 0 | 0 | 0 | 0 | 0 | 0 | 0 | 0 | 0 | 0 | 0 | 0 | 0 | 0 | 0 | 0 | 0 | 0
F6_Commercial_OR - College_Existing_Space Heating_Natural Gas_Gas Furnace - Tube Inserts_A_Technical Potential | F6 | Commercial | OR - College | Existing | Space Heating | Natural Gas | Gas Furnace - Tube Inserts | A | Incremental Winter Peak Savings (MW) | Technical Potential | 0 | 0 | 0 | 0 | 0 | 0 | 0 | 0 | 0 | 0 | 0 | 0 | 0 | 0 | 0 | 0 | 0 | 0 | 0 | 0 | 0 | 0 | 0 | 0 | 0 | 0 | 0
F7_Commercial_OR - College_Existing_Space Heating_Natural Gas_Gas Furnace - Tube Inserts_A_Technical Potential | F7 | Commercial | OR - College | Existing | Space Heating | Natural Gas | Gas Furnace - Tube Inserts | A | Cumulative Energy Savings (MWh or mTherms) | Technical Potential | 0 | 0 | 0 | 0 | 0 | 0 | 0 | 0 | 0 | 0 | 0 | 0 | 0 | 0 | 0 | 0 | 0 | 0 | 0 | 0 | 0 | 0 | 0 | 0 | 0 | 0 | 0
F8_Commercial_OR - College_Existing_Space Heating_Natural Gas_Gas Furnace - Tube Inserts_A_Technical Potential | F8 | Commercial | OR - College | Existing | Space Heating | Natural Gas | Gas Furnace - Tube Inserts | A | Cumulative Summer Peak Savings (MW) | Technical Potential | 0 | 0 | 0 | 0 | 0 | 0 | 0 | 0 | 0 | 0 | 0 | 0 | 0 | 0 | 0 | 0 | 0 | 0 | 0 | 0 | 0 | 0 | 0 | 0 | 0 | 0 | 0
F9_Commercial_OR - College_Existing_Space Heating_Natural Gas_Gas Furnace - Tube Inserts_A_Technical Potential | F9 | Commercial | OR - College | Existing | Space Heating | Natural Gas | Gas Furnace - Tube Inserts | A | Cumulative Winter Peak Savings (MW) | Technical Potential | 0 | 0 | 0 | 0 | 0 | 0 | 0 | 0 | 0 | 0 | 0 | 0 | 0 | 0 | 0 | 0 | 0 | 0 | 0 | 0 | 0 | 0 | 0 | 0 | 0 | 0 | 0
F10_Commercial_OR - College_Existing_Space Heating_Natural Gas_Gas Furnace - Tube Inserts_A_Technical Potential | F10 | Commercial | OR - College | Existing | Space Heating | Natural Gas | Gas Furnace - Tube Inserts | A | Purchases (Incremental) | Technical Potential | 0 | 0 | 182.0555 | 97.9625 | 331.3975 | 539.0635 | 818.2231 | 989.8149 | 1496.103 | 1735.0871 | 2016.8218 | 2195.7728 | 2209.6372 | 2003.2219 | 1545.821 | 849.3219 | 0 | 0 | 0 | 0 | 0 | 0 | 0 | 0 | 0 | 0 | 0
F11_Commercial_OR - College_Existing_Space Heating_Natural Gas_Gas Furnace - Tube Inserts_A_Technical Potential | F11 | Commercial | OR - College | Existing | Space Heating | Natural Gas | Gas Furnace - Tube Inserts | A | Purchases (Cumulative) | Technical Potential | 0 | 0 | 182.0555 | 280.018 | 611.4155 | 1150.479 | 1968.7022 | 2958.5171 | 4454.62 | 6189.7071 | 8206.5289 | 10402.3017 | 12611.9389 | 14615.1608 | 16160.9818 | 17010.3037 | 17010.3037 | 17010.3037 | 17010.3037 | 17010.3037 | 17010.3037 | 17010.3037 | 17010.3037 | 17010.3037 | 17010.3037 | 17010.3037 | 17010.3037
F1_Commercial_OR - College_Existing_Space Heating_Natural Gas_Gas Boiler - Insulate Steam Lines/Condensate Tank_A_Technical Potential | F1 | Commercial | OR - College | Existing | Space Heating | Natural Gas | Gas Boiler - Insulate Steam Lines/Condensate Tank | A | Integrated Unit Energy Savings (kWh or therms) | Technical Potential | 0 | 0 | 4.2295 | 4.1612 | 4.0899 | 4.0165 | 3.9403 | 3.8608 | 3.7776 | 3.6906 | 3.5997 | 3.5055 | 3.4093 | 3.3128 | 3.2181 | 3.1272 | 3.0418 | 2.9634 | 2.8924 | 2.8264 | 2.7667 | 2.7086 | 2.6569 | 2.6059 | 2.5554 | 2.5055 | 2.4561
F2_Commercial_OR - College_Existing_Space Heating_Natural Gas_Gas Boiler - Insulate Steam Lines/Condensate Tank_A_Technical Potential | F2 | Commercial | OR - College | Existing | Space Heating | Natural Gas | Gas Boiler - Insulate Steam Lines/Condensate Tank | A | Integrated Unit Summer Peak Savings (kW) | Technical Potential | 0 | 0 | 0 | 0 | 0 | 0 | 0 | 0 | 0 | 0 | 0 | 0 | 0 | 0 | 0 | 0 | 0 | 0 | 0 | 0 | 0 | 0 | 0 | 0 | 0 | 0 | 0
F3_Commercial_OR - College_Existing_Space Heating_Natural Gas_Gas Boiler - Insulate Steam Lines/Condensate Tank_A_Technical Potential | F3 | Commercial | OR - College | Existing | Space Heating | Natural Gas | Gas Boiler - Insulate Steam Lines/Condensate Tank | A | Integrated Unit Winter Peak Savings (kW) | Technical Potential | 0 | 0 | 0 | 0 | 0 | 0 | 0 | 0 | 0 | 0 | 0 | 0 | 0 | 0 | 0 | 0 | 0 | 0 | 0 | 0 | 0 | 0 | 0 | 0 | 0 | 0 | 0
F4_Commercial_OR - College_Existing_Space Heating_Natural Gas_Gas Boiler - Insulate Steam Lines/Condensate Tank_A_Technical Potential | F4 | Commercial | OR - College | Existing | Space Heating | Natural Gas | Gas Boiler - Insulate Steam Lines/Condensate Tank | A | Incremental Energy Savings (MWh or mTherms) | Technical Potential | 0 | 0 | 0.344 | 0.6947 | 0.68281 | 0.67055 | 0.65784 | 0.64456 | 0.63068 | 0.61614 | 0.60096 | 0.58524 | 0.56918 | 0.55307 | 0.53726 | 0.52208 | 0.50782 | 0.25372 | 0 | 7.2297e-16 | 0 | 0 | 0 | 0 | 0 | 0 | 0
F5_Commercial_OR - College_Existing_Space Heating_Natural Gas_Gas Boiler - Insulate Steam Lines/Condensate Tank_A_Technical Potential | F5 | Commercial | OR - College | Existing | Space Heating | Natural Gas | Gas Boiler - Insulate Steam Lines/Condensate Tank | A | Incremental Summer Peak Savings (MW) | Technical Potential | 0 | 0 | 0 | 0 | 0 | 0 | 0 | 0 | 0 | 0 | 0 | 0 | 0 | 0 | 0 | 0 | 0 | 0 | 0 | 0 | 0 | 0 | 0 | 0 | 0 | 0 | 0
F6_Commercial_OR - College_Existing_Space Heating_Natural Gas_Gas Boiler - Insulate Steam Lines/Condensate Tank_A_Technical Potential | F6 | Commercial | OR - College | Existing | Space Heating | Natural Gas | Gas Boiler - Insulate Steam Lines/Condensate Tank | A | Incremental Winter Peak Savings (MW) | Technical Potential | 0 | 0 | 0 | 0 | 0 | 0 | 0 | 0 | 0 | 0 | 0 | 0 | 0 | 0 | 0 | 0 | 0 | 0 | 0 | 0 | 0 | 0 | 0 | 0 | 0 | 0 | 0
F7_Commercial_OR - College_Existing_Space Heating_Natural Gas_Gas Boiler - Insulate Steam Lines/Condensate Tank_A_Technical Potential | F7 | Commercial | OR - College | Existing | Space Heating | Natural Gas | Gas Boiler - Insulate Steam Lines/Condensate Tank | A | Cumulative Energy Savings (MWh or mTherms) | Technical Potential | 0 | 0 | 0.344 | 1.0331 | 1.6983 | 2.3383 | 2.9518 | 3.5368 | 4.0913 | 4.6132 | 5.1005 | 5.5522 | 5.9691 | 6.3533 | 6.7089 | 7.0414 | 7.3569 | 7.4212 | 7.2432 | 7.0779 | 6.9286 | 6.783 | 6.6535 | 6.5257 | 6.3993 | 6.2745 | 6.1507
F8_Commercial_OR - College_Existing_Space Heating_Natural Gas_Gas Boiler - Insulate Steam Lines/Condensate Tank_A_Technical Potential | F8 | Commercial | OR - College | Existing | Space Heating | Natural Gas | Gas Boiler - Insulate Steam Lines/Condensate Tank | A | Cumulative Summer Peak Savings (MW) | Technical Potential | 0 | 0 | 0 | 0 | 0 | 0 | 0 | 0 | 0 | 0 | 0 | 0 | 0 | 0 | 0 | 0 | 0 | 0 | 0 | 0 | 0 | 0 | 0 | 0 | 0 | 0 | 0
F9_Commercial_OR - College_Existing_Space Heating_Natural Gas_Gas Boiler - Insulate Steam Lines/Condensate Tank_A_Technical Potential | F9 | Commercial | OR - College | Existing | Space Heating | Natural Gas | Gas Boiler - Insulate Steam Lines/Condensate Tank | A | Cumulative Winter Peak Savings (MW) | Technical Potential | 0 | 0 | 0 | 0 | 0 | 0 | 0 | 0 | 0 | 0 | 0 | 0 | 0 | 0 | 0 | 0 | 0 | 0 | 0 | 0 | 0 | 0 | 0 | 0 | 0 | 0 | 0
F10_Commercial_OR - College_Existing_Space Heating_Natural Gas_Gas Boiler - Insulate Steam Lines/Condensate Tank_A_Technical Potential | F10 | Commercial | OR - College | Existing | Space Heating | Natural Gas | Gas Boiler - Insulate Steam Lines/Condensate Tank | A | Purchases (Incremental) | Technical Potential | 0 | 0 | 81.3343 | 166.9494 | 166.9494 | 166.9494 | 166.9494 | 166.9494 | 166.9494 | 166.9494 | 166.9494 | 166.9494 | 166.9494 | 166.9494 | 166.9494 | 166.9494 | 166.9494 | 85.6151 | 0 | 2.558e-13 | 0 | 0 | 0 | 0 | 0 | 0 | 0
F11_Commercial_OR - College_Existing_Space Heating_Natural Gas_Gas Boiler - Insulate Steam Lines/Condensate Tank_A_Technical Potential | F11 | Commercial | OR - College | Existing | Space Heating | Natural Gas | Gas Boiler - Insulate Steam Lines/Condensate Tank | A | Purchases (Cumulative) | Technical Potential | 0 | 0 | 81.3343 | 248.2837 | 415.233 | 582.1824 | 749.1317 | 916.0811 | 1083.0304 | 1249.9798 | 1416.9291 | 1583.8785 | 1750.8279 | 1917.7772 | 2084.7266 | 2251.6759 | 2418.6253 | 2504.2403 | 2504.2403 | 2504.2403 | 2504.2403 | 2504.2403 | 2504.2403 | 2504.2403 | 2504.2403 | 2504.2403 | 2504.2403
F1_Commercial_OR - College_Existing_Space Heating_Natural Gas_Gas Boiler - Insulate Hot Water Lines_A_Technical Potential | F1 | Commercial | OR - College | Existing | Space Heating | Natural Gas | Gas Boiler - Insulate Hot Water Lines | A | Integrated Unit Energy Savings (kWh or therms) | Technical Potential | 0 | 0 | 2.821 | 2.7574 | 2.6913 | 2.6233 | 2.553 | 2.4797 | 2.4035 | 2.3248 | 2.244 | 2.1623 | 2.0823 | 2.004 | 1.9283 | 1.8566 | 1.7903 | 1.7327 | 1.6837 | 1.6388 | 1.5991 | 1.5607 | 1.5309 | 1.5015 | 1.4724 | 1.4436 | 1.4151
F2_Commercial_OR - College_Existing_Space Heating_Natural Gas_Gas Boiler - Insulate Hot Water Lines_A_Technical Potential | F2 | Commercial | OR - College | Existing | Space Heating | Natural Gas | Gas Boiler - Insulate Hot Water Lines | A | Integrated Unit Summer Peak Savings (kW) | Technical Potential | 0 | 0 | 0 | 0 | 0 | 0 | 0 | 0 | 0 | 0 | 0 | 0 | 0 | 0 | 0 | 0 | 0 | 0 | 0 | 0 | 0 | 0 | 0 | 0 | 0 | 0 | 0
F3_Commercial_OR - College_Existing_Space Heating_Natural Gas_Gas Boiler - Insulate Hot Water Lines_A_Technical Potential | F3 | Commercial | OR - College | Existing | Space Heating | Natural Gas | Gas Boiler - Insulate Hot Water Lines | A | Integrated Unit Winter Peak Savings (kW) | Technical Potential | 0 | 0 | 0 | 0 | 0 | 0 | 0 | 0 | 0 | 0 | 0 | 0 | 0 | 0 | 0 | 0 | 0 | 0 | 0 | 0 | 0 | 0 | 0 | 0 | 0 | 0 | 0
F4_Commercial_OR - College_Existing_Space Heating_Natural Gas_Gas Boiler - Insulate Hot Water Lines_A_Technical Potential | F4 | Commercial | OR - College | Existing | Space Heating | Natural Gas | Gas Boiler - Insulate Hot Water Lines | A | Incremental Energy Savings (MWh or mTherms) | Technical Potential | 0 | 0 | 0.22944 | 0.46035 | 0.44931 | 0.43795 | 0.42621 | 0.41398 | 0.40127 | 0.38812 | 0.37464 | 0.361 | 0.34763 | 0.17157 | 0 | 4.7491e-16 | 0 | 6.8943e-16 | 0 | 6.0552e-16 | 0 | 0 | 0 | 0 | 0 | 0 | 0
F5_Commercial_OR - College_Existing_Space Heating_Natural Gas_Gas Boiler - Insulate Hot Water Lines_A_Technical Potential | F5 | Commercial | OR - College | Existing | Space Heating | Natural Gas | Gas Boiler - Insulate Hot Water Lines | A | Incremental Summer Peak Savings (MW) | Technical Potential | 0 | 0 | 0 | 0 | 0 | 0 | 0 | 0 | 0 | 0 | 0 | 0 | 0 | 0 | 0 | 0 | 0 | 0 | 0 | 0 | 0 | 0 | 0 | 0 | 0 | 0 | 0
F6_Commercial_OR - College_Existing_Space Heating_Natural Gas_Gas Boiler - Insulate Hot Water Lines_A_Technical Potential | F6 | Commercial | OR - College | Existing | Space Heating | Natural Gas | Gas Boiler - Insulate Hot Water Lines | A | Incremental Winter Peak Savings (MW) | Technical Potential | 0 | 0 | 0 | 0 | 0 | 0 | 0 | 0 | 0 | 0 | 0 | 0 | 0 | 0 | 0 | 0 | 0 | 0 | 0 | 0 | 0 | 0 | 0 | 0 | 0 | 0 | 0
F7_Commercial_OR - College_Existing_Space Heating_Natural Gas_Gas Boiler - Insulate Hot Water Lines_A_Technical Potential | F7 | Commercial | OR - College | Existing | Space Heating | Natural Gas | Gas Boiler - Insulate Hot Water Lines | A | Cumulative Energy Savings (MWh or mTherms) | Technical Potential | 0 | 0 | 0.22944 | 0.68463 | 1.1175 | 1.5272 | 1.9125 | 2.2716 | 2.6031 | 2.9059 | 3.1797 | 3.4248 | 3.6457 | 3.6802 | 3.5411 | 3.4096 | 3.2878 | 3.1819 | 3.0919 | 3.0096 | 2.9367 | 2.8661 | 2.8114 | 2.7574 | 2.7039 | 2.6512 | 2.5988
F8_Commercial_OR - College_Existing_Space Heating_Natural Gas_Gas Boiler - Insulate Hot Water Lines_A_Technical Potential | F8 | Commercial | OR - College | Existing | Space Heating | Natural Gas | Gas Boiler - Insulate Hot Water Lines | A | Cumulative Summer Peak Savings (MW) | Technical Potential | 0 | 0 | 0 | 0 | 0 | 0 | 0 | 0 | 0 | 0 | 0 | 0 | 0 | 0 | 0 | 0 | 0 | 0 | 0 | 0 | 0 | 0 | 0 | 0 | 0 | 0 | 0
F9_Commercial_OR - College_Existing_Space Heating_Natural Gas_Gas Boiler - Insulate Hot Water Lines_A_Technical Potential | F9 | Commercial | OR - College | Existing | Space Heating | Natural Gas | Gas Boiler - Insulate Hot Water Lines | A | Cumulative Winter Peak Savings (MW) | Technical Potential | 0 | 0 | 0 | 0 | 0 | 0 | 0 | 0 | 0 | 0 | 0 | 0 | 0 | 0 | 0 | 0 | 0 | 0 | 0 | 0 | 0 | 0 | 0 | 0 | 0 | 0 | 0
F10_Commercial_OR - College_Existing_Space Heating_Natural Gas_Gas Boiler - Insulate Hot Water Lines_A_Technical Potential | F10 | Commercial | OR - College | Existing | Space Heating | Natural Gas | Gas Boiler - Insulate Hot Water Lines | A | Purchases (Incremental) | Technical Potential | 0 | 0 | 81.3343 | 166.9494 | 166.9494 | 166.9494 | 166.9494 | 166.9494 | 166.9494 | 166.9494 | 166.9494 | 166.9494 | 166.9494 | 85.6151 | 0 | 2.558e-13 | 0 | 3.979e-13 | 0 | 3.6948e-13 | 0 | 0 | 0 | 0 | 0 | 0 | 0
F11_Commercial_OR - College_Existing_Space Heating_Natural Gas_Gas Boiler - Insulate Hot Water Lines_A_Technical Potential | F11 | Commercial | OR - College | Existing | Space Heating | Natural Gas | Gas Boiler - Insulate Hot Water Lines | A | Purchases (Cumulative) | Technical Potential | 0 | 0 | 81.3343 | 248.2837 | 415.233 | 582.1824 | 749.1317 | 916.0811 | 1083.0304 | 1249.9798 | 1416.9291 | 1583.8785 | 1750.8279 | 1836.4429 | 1836.4429 | 1836.4429 | 1836.4429 | 1836.4429 | 1836.4429 | 1836.4429 | 1836.4429 | 1836.4429 | 1836.4429 | 1836.4429 | 1836.4429 | 1836.4429 | 1836.4429
F1_Commercial_OR - College_Existing_Space Heating_Natural Gas_Condensing RTU_A_Technical Potential | F1 | Commercial | OR - College | Existing | Space Heating | Natural Gas | Condensing RTU | A | Integrated Unit Energy Savings (kWh or therms) | Technical Potential | 0 | 0 | 0.027865 | 0.027037 | 0.026165 | 0.0253 | 0.024431 | 0.023527 | 0.02258 | 0.021599 | 0.020598 | 0.019594 | 0.018614 | 0.017669 | 0.016772 | 0.015936 | 0.015175 | 0.014526 | 0.013983 | 0.0135 | 0.013083 | 0.01269 | 0.012408 | 0.012133 | 0.011865 | 0.011603 | 0.011347
F2_Commercial_OR - College_Existing_Space Heating_Natural Gas_Condensing RTU_A_Technical Potential | F2 | Commercial | OR - College | Existing | Space Heating | Natural Gas | Condensing RTU | A | Integrated Unit Summer Peak Savings (kW) | Technical Potential | 0 | 0 | 0 | 0 | 0 | 0 | 0 | 0 | 0 | 0 | 0 | 0 | 0 | 0 | 0 | 0 | 0 | 0 | 0 | 0 | 0 | 0 | 0 | 0 | 0 | 0 | 0
F3_Commercial_OR - College_Existing_Space Heating_Natural Gas_Condensing RTU_A_Technical Potential | F3 | Commercial | OR - College | Existing | Space Heating | Natural Gas | Condensing RTU | A | Integrated Unit Winter Peak Savings (kW) | Technical Potential | 0 | 0 | 0 | 0 | 0 | 0 | 0 | 0 | 0 | 0 | 0 | 0 | 0 | 0 | 0 | 0 | 0 | 0 | 0 | 0 | 0 | 0 | 0 | 0 | 0 | 0 | 0
F4_Commercial_OR - College_Existing_Space Heating_Natural Gas_Condensing RTU_A_Technical Potential | F4 | Commercial | OR - College | Existing | Space Heating | Natural Gas | Condensing RTU | A | Incremental Energy Savings (MWh or mTherms) | Technical Potential | 0 | 0 | 0.014092 | 0.028065 | 0.02716 | 0.026263 | 0.02536 | 0.012524 | 0 | 0 | 0 | 0 | 4.2322e-18 | 0 | 0 | 3.6235e-17 | 0 | 0 | 0 | 0 | 0 | 0 | 0 | 0 | 0 | 0 | 0
F5_Commercial_OR - College_Existing_Space Heating_Natural Gas_Condensing RTU_A_Technical Potential | F5 | Commercial | OR - College | Existing | Space Heating | Natural Gas | Condensing RTU | A | Incremental Summer Peak Savings (MW) | Technical Potential | 0 | 0 | 0 | 0 | 0 | 0 | 0 | 0 | 0 | 0 | 0 | 0 | 0 | 0 | 0 | 0 | 0 | 0 | 0 | 0 | 0 | 0 | 0 | 0 | 0 | 0 | 0
F6_Commercial_OR - College_Existing_Space Heating_Natural Gas_Condensing RTU_A_Technical Potential | F6 | Commercial | OR - College | Existing | Space Heating | Natural Gas | Condensing RTU | A | Incremental Winter Peak Savings (MW) | Technical Potential | 0 | 0 | 0 | 0 | 0 | 0 | 0 | 0 | 0 | 0 | 0 | 0 | 0 | 0 | 0 | 0 | 0 | 0 | 0 | 0 | 0 | 0 | 0 | 0 | 0 | 0 | 0
F7_Commercial_OR - College_Existing_Space Heating_Natural Gas_Condensing RTU_A_Technical Potential | F7 | Commercial | OR - College | Existing | Space Heating | Natural Gas | Condensing RTU | A | Cumulative Energy Savings (MWh or mTherms) | Technical Potential | 0 | 0 | 0.014092 | 0.041738 | 0.067552 | 0.091583 | 0.1138 | 0.12211 | 0.1172 | 0.1121 | 0.10691 | 0.1017 | 0.096608 | 0.091703 | 0.08705 | 0.082712 | 0.078763 | 0.07539 | 0.072574 | 0.070065 | 0.067905 | 0.065862 | 0.064398 | 0.062972 | 0.061581 | 0.060222 | 0.058891
F8_Commercial_OR - College_Existing_Space Heating_Natural Gas_Condensing RTU_A_Technical Potential | F8 | Commercial | OR - College | Existing | Space Heating | Natural Gas | Condensing RTU | A | Cumulative Summer Peak Savings (MW) | Technical Potential | 0 | 0 | 0 | 0 | 0 | 0 | 0 | 0 | 0 | 0 | 0 | 0 | 0 | 0 | 0 | 0 | 0 | 0 | 0 | 0 | 0 | 0 | 0 | 0 | 0 | 0 | 0
F9_Commercial_OR - College_Existing_Space Heating_Natural Gas_Condensing RTU_A_Technical Potential | F9 | Commercial | OR - College | Existing | Space Heating | Natural Gas | Condensing RTU | A | Cumulative Winter Peak Savings (MW) | Technical Potential | 0 | 0 | 0 | 0 | 0 | 0 | 0 | 0 | 0 | 0 | 0 | 0 | 0 | 0 | 0 | 0 | 0 | 0 | 0 | 0 | 0 | 0 | 0 | 0 | 0 | 0 | 0
F10_Commercial_OR - College_Existing_Space Heating_Natural Gas_Condensing RTU_A_Technical Potential | F10 | Commercial | OR - College | Existing | Space Heating | Natural Gas | Condensing RTU | A | Purchases (Incremental) | Technical Potential | 0 | 0 | 505.7096 | 1038.0355 | 1038.0355 | 1038.0355 | 1038.0355 | 532.3259 | 0 | 0 | 0 | 0 | 2.2737e-13 | 0 | 0 | 2.2737e-12 | 0 | 0 | 0 | 0 | 0 | 0 | 0 | 0 | 0 | 0 | 0
F11_Commercial_OR - College_Existing_Space Heating_Natural Gas_Condensing RTU_A_Technical Potential | F11 | Commercial | OR - College | Existing | Space Heating | Natural Gas | Condensing RTU | A | Purchases (Cumulative) | Technical Potential | 0 | 0 | 505.7096 | 1543.7451 | 2581.7807 | 3619.8162 | 4657.8517 | 5190.1776 | 5190.1776 | 5190.1776 | 5190.1776 | 5190.1776 | 5190.1776 | 5190.1776 | 5190.1776 | 5190.1776 | 5190.1776 | 5190.1776 | 5190.1776 | 5190.1776 | 5190.1776 | 5190.1776 | 5190.1776 | 5190.1776 | 5190.1776 | 5190.1776 | 5190.1776
F1_Commercial_OR - College_Existing_Space Heating_Natural Gas_Hydronic Heating Radiator Replacement_A_Technical Potential | F1 | Commercial | OR - College | Existing | Space Heating | Natural Gas | Hydronic Heating Radiator Replacement | A | Integrated Unit Energy Savings (kWh or therms) | Technical Potential | 0 | 0 | 35.5729 | 34.6968 | 33.776 | 32.8235 | 31.8301 | 30.7851 | 29.688 | 28.5426 | 27.3584 | 26.1529 | 24.9658 | 23.8157 | 22.7209 | 21.6988 | 20.7701 | 19.9885 | 19.3502 | 18.7832 | 18.3007 | 17.8398 | 17.4991 | 17.1628 | 16.8304 | 16.5018 | 16.1761
F2_Commercial_OR - College_Existing_Space Heating_Natural Gas_Hydronic Heating Radiator Replacement_A_Technical Potential | F2 | Commercial | OR - College | Existing | Space Heating | Natural Gas | Hydronic Heating Radiator Replacement | A | Integrated Unit Summer Peak Savings (kW) | Technical Potential | 0 | 0 | 0 | 0 | 0 | 0 | 0 | 0 | 0 | 0 | 0 | 0 | 0 | 0 | 0 | 0 | 0 | 0 | 0 | 0 | 0 | 0 | 0 | 0 | 0 | 0 | 0
F3_Commercial_OR - College_Existing_Space Heating_Natural Gas_Hydronic Heating Radiator Replacement_A_Technical Potential | F3 | Commercial | OR - College | Existing | Space Heating | Natural Gas | Hydronic Heating Radiator Replacement | A | Integrated Unit Winter Peak Savings (kW) | Technical Potential | 0 | 0 | 0 | 0 | 0 | 0 | 0 | 0 | 0 | 0 | 0 | 0 | 0 | 0 | 0 | 0 | 0 | 0 | 0 | 0 | 0 | 0 | 0 | 0 | 0 | 0 | 0
F4_Commercial_OR - College_Existing_Space Heating_Natural Gas_Hydronic Heating Radiator Replacement_A_Technical Potential | F4 | Commercial | OR - College | Existing | Space Heating | Natural Gas | Hydronic Heating Radiator Replacement | A | Incremental Energy Savings (MWh or mTherms) | Technical Potential | 0 | 0 | 0.49351 | 0.98804 | 0.96182 | 0.93469 | 0.90641 | 0.87665 | 0.8454 | 0.81279 | 0.77907 | 0.74474 | 0.71094 | 0.67818 | 0.64701 | 0.6179 | 0.59146 | 0.5692 | 0.55102 | 0.53488 | 0.52114 | 0.50801 | 0 | 0 | 0 | 0 | 0
F5_Commercial_OR - College_Existing_Space Heating_Natural Gas_Hydronic Heating Radiator Replacement_A_Technical Potential | F5 | Commercial | OR - College | Existing | Space Heating | Natural Gas | Hydronic Heating Radiator Replacement | A | Incremental Summer Peak Savings (MW) | Technical Potential | 0 | 0 | 0 | 0 | 0 | 0 | 0 | 0 | 0 | 0 | 0 | 0 | 0 | 0 | 0 | 0 | 0 | 0 | 0 | 0 | 0 | 0 | 0 | 0 | 0 | 0 | 0
F6_Commercial_OR - College_Existing_Space Heating_Natural Gas_Hydronic Heating Radiator Replacement_A_Technical Potential | F6 | Commercial | OR - College | Existing | Space Heating | Natural Gas | Hydronic Heating Radiator Replacement | A | Incremental Winter Peak Savings (MW) | Technical Potential | 0 | 0 | 0 | 0 | 0 | 0 | 0 | 0 | 0 | 0 | 0 | 0 | 0 | 0 | 0 | 0 | 0 | 0 | 0 | 0 | 0 | 0 | 0 | 0 | 0 | 0 | 0
F7_Commercial_OR - College_Existing_Space Heating_Natural Gas_Hydronic Heating Radiator Replacement_A_Technical Potential | F7 | Commercial | OR - College | Existing | Space Heating | Natural Gas | Hydronic Heating Radiator Replacement | A | Cumulative Energy Savings (MWh or mTherms) | Technical Potential | 0 | 0 | 0.49351 | 1.4694 | 2.3922 | 3.2594 | 4.0672 | 4.8103 | 5.4843 | 6.0855 | 6.6121 | 7.0655 | 7.4557 | 7.7904 | 8.0793 | 8.3338 | 8.5685 | 8.8153 | 9.0848 | 9.3535 | 9.6344 | 9.8997 | 9.7107 | 9.524 | 9.3396 | 9.1572 | 8.9765
F8_Commercial_OR - College_Existing_Space Heating_Natural Gas_Hydronic Heating Radiator Replacement_A_Technical Potential | F8 | Commercial | OR - College | Existing | Space Heating | Natural Gas | Hydronic Heating Radiator Replacement | A | Cumulative Summer Peak Savings (MW) | Technical Potential | 0 | 0 | 0 | 0 | 0 | 0 | 0 | 0 | 0 | 0 | 0 | 0 | 0 | 0 | 0 | 0 | 0 | 0 | 0 | 0 | 0 | 0 | 0 | 0 | 0 | 0 | 0
F9_Commercial_OR - College_Existing_Space Heating_Natural Gas_Hydronic Heating Radiator Replacement_A_Technical Potential | F9 | Commercial | OR - College | Existing | Space Heating | Natural Gas | Hydronic Heating Radiator Replacement | A | Cumulative Winter Peak Savings (MW) | Technical Potential | 0 | 0 | 0 | 0 | 0 | 0 | 0 | 0 | 0 | 0 | 0 | 0 | 0 | 0 | 0 | 0 | 0 | 0 | 0 | 0 | 0 | 0 | 0 | 0 | 0 | 0 | 0
F10_Commercial_OR - College_Existing_Space Heating_Natural Gas_Hydronic Heating Radiator Replacement_A_Technical Potential | F10 | Commercial | OR - College | Existing | Space Heating | Natural Gas | Hydronic Heating Radiator Replacement | A | Purchases (Incremental) | Technical Potential | 0 | 0 | 13.8731 | 28.4763 | 28.4763 | 28.4763 | 28.4763 | 28.4763 | 28.4763 | 28.4763 | 28.4763 | 28.4763 | 28.4763 | 28.4763 | 28.4763 | 28.4763 | 28.4763 | 28.4763 | 28.4763 | 28.4763 | 28.4763 | 28.4763 | 0 | 0 | 0 | 0 | 0
F11_Commercial_OR - College_Existing_Space Heating_Natural Gas_Hydronic Heating Radiator Replacement_A_Technical Potential | F11 | Commercial | OR - College | Existing | Space Heating | Natural Gas | Hydronic Heating Radiator Replacement | A | Purchases (Cumulative) | Technical Potential | 0 | 0 | 13.8731 | 42.3494 | 70.8257 | 99.3021 | 127.7784 | 156.2547 | 184.731 | 213.2073 | 241.6837 | 270.16 | 298.6363 | 327.1126 | 355.589 | 384.0653 | 412.5416 | 441.0179 | 469.4943 | 497.9706 | 526.4469 | 554.9232 | 554.9232 | 554.9232 | 554.9232 | 554.9232 | 554.9232
F1_Commercial_OR - College_Existing_Space Heating_Natural Gas_Thermostat - Connected_A_Technical Potential | F1 | Commercial | OR - College | Existing | Space Heating | Natural Gas | Thermostat - Connected | A | Integrated Unit Energy Savings (kWh or therms) | Technical Potential | 0 | 0 | 33.2818 | 32.4119 | 31.5024 | 30.5655 | 29.5929 | 28.5748 | 27.511 | 26.4054 | 25.2671 | 24.1125 | 22.9782 | 21.8813 | 20.8386 | 19.8658 | 18.9814 | 18.2341 | 17.6197 | 17.0723 | 16.6037 | 16.1565 | 15.8454 | 15.5386 | 15.2355 | 14.9361 | 14.6396
F2_Commercial_OR - College_Existing_Space Heating_Natural Gas_Thermostat - Connected_A_Technical Potential | F2 | Commercial | OR - College | Existing | Space Heating | Natural Gas | Thermostat - Connected | A | Integrated Unit Summer Peak Savings (kW) | Technical Potential | 0 | 0 | 0 | 0 | 0 | 0 | 0 | 0 | 0 | 0 | 0 | 0 | 0 | 0 | 0 | 0 | 0 | 0 | 0 | 0 | 0 | 0 | 0 | 0 | 0 | 0 | 0
F3_Commercial_OR - College_Existing_Space Heating_Natural Gas_Thermostat - Connected_A_Technical Potential | F3 | Commercial | OR - College | Existing | Space Heating | Natural Gas | Thermostat - Connected | A | Integrated Unit Winter Peak Savings (kW) | Technical Potential | 0 | 0 | 0 | 0 | 0 | 0 | 0 | 0 | 0 | 0 | 0 | 0 | 0 | 0 | 0 | 0 | 0 | 0 | 0 | 0 | 0 | 0 | 0 | 0 | 0 | 0 | 0
F4_Commercial_OR - College_Existing_Space Heating_Natural Gas_Thermostat - Connected_A_Technical Potential | F4 | Commercial | OR - College | Existing | Space Heating | Natural Gas | Thermostat - Connected | A | Incremental Energy Savings (MWh or mTherms) | Technical Potential | 0 | 0 | 0.42913 | 0.51313 | 0.6103 | 0.68739 | 0.75911 | 0.48852 | 0.46956 | 0.37591 | 0.23204 | 0.037941 | 0 | 0 | 0 | 0 | 0 | 0 | 0 | 0 | 0 | 0 | 0 | 0 | 0 | 0 | 0
F5_Commercial_OR - College_Existing_Space Heating_Natural Gas_Thermostat - Connected_A_Technical Potential | F5 | Commercial | OR - College | Existing | Space Heating | Natural Gas | Thermostat - Connected | A | Incremental Summer Peak Savings (MW) | Technical Potential | 0 | 0 | 0 | 0 | 0 | 0 | 0 | 0 | 0 | 0 | 0 | 0 | 0 | 0 | 0 | 0 | 0 | 0 | 0 | 0 | 0 | 0 | 0 | 0 | 0 | 0 | 0
F6_Commercial_OR - College_Existing_Space Heating_Natural Gas_Thermostat - Connected_A_Technical Potential | F6 | Commercial | OR - College | Existing | Space Heating | Natural Gas | Thermostat - Connected | A | Incremental Winter Peak Savings (MW) | Technical Potential | 0 | 0 | 0 | 0 | 0 | 0 | 0 | 0 | 0 | 0 | 0 | 0 | 0 | 0 | 0 | 0 | 0 | 0 | 0 | 0 | 0 | 0 | 0 | 0 | 0 | 0 | 0
F7_Commercial_OR - College_Existing_Space Heating_Natural Gas_Thermostat - Connected_A_Technical Potential | F7 | Commercial | OR - College | Existing | Space Heating | Natural Gas | Thermostat - Connected | A | Cumulative Energy Savings (MWh or mTherms) | Technical Potential | 0 | 0 | 0.42913 | 0.93104 | 1.5152 | 2.1576 | 2.848 | 3.2385 | 3.5875 | 3.8193 | 3.8867 | 3.747 | 3.5707 | 3.4003 | 3.2382 | 3.0871 | 2.9496 | 2.8335 | 2.738 | 2.653 | 2.5802 | 2.5107 | 2.4623 | 2.4146 | 2.3675 | 2.321 | 2.2749
F8_Commercial_OR - College_Existing_Space Heating_Natural Gas_Thermostat - Connected_A_Technical Potential | F8 | Commercial | OR - College | Existing | Space Heating | Natural Gas | Thermostat - Connected | A | Cumulative Summer Peak Savings (MW) | Technical Potential | 0 | 0 | 0 | 0 | 0 | 0 | 0 | 0 | 0 | 0 | 0 | 0 | 0 | 0 | 0 | 0 | 0 | 0 | 0 | 0 | 0 | 0 | 0 | 0 | 0 | 0 | 0
F9_Commercial_OR - College_Existing_Space Heating_Natural Gas_Thermostat - Connected_A_Technical Potential | F9 | Commercial | OR - College | Existing | Space Heating | Natural Gas | Thermostat - Connected | A | Cumulative Winter Peak Savings (MW) | Technical Potential | 0 | 0 | 0 | 0 | 0 | 0 | 0 | 0 | 0 | 0 | 0 | 0 | 0 | 0 | 0 | 0 | 0 | 0 | 0 | 0 | 0 | 0 | 0 | 0 | 0 | 0 | 0
F10_Commercial_OR - College_Existing_Space Heating_Natural Gas_Thermostat - Connected_A_Technical Potential | F10 | Commercial | OR - College | Existing | Space Heating | Natural Gas | Thermostat - Connected | A | Purchases (Incremental) | Technical Potential | 0 | 0 | 12.8938 | 15.8315 | 19.3732 | 22.4892 | 25.6518 | 17.0962 | 17.068 | 14.236 | 9.1834 | 1.5735 | 0 | 0 | 0 | 0 | 0 | 0 | 0 | 0 | 0 | 0 | 0 | 0 | 0 | 0 | 0
F11_Commercial_OR - College_Existing_Space Heating_Natural Gas_Thermostat - Connected_A_Technical Potential | F11 | Commercial | OR - College | Existing | Space Heating | Natural Gas | Thermostat - Connected | A | Purchases (Cumulative) | Technical Potential | 0 | 0 | 12.8938 | 28.7253 | 48.0985 | 70.5877 | 96.2395 | 113.3357 | 130.4036 | 144.6396 | 153.823 | 155.3965 | 155.3965 | 155.3965 | 155.3965 | 155.3965 | 155.3965 | 155.3965 | 155.3965 | 155.3965 | 155.3965 | 155.3965 | 155.3965 | 155.3965 | 155.3965 | 155.3965 | 155.3965
F1_Commercial_OR - College_Existing_Water Heating_Natural Gas_Water Heater - Thermostatic Shower Restriction Valve_A_Technical Potential | F1 | Commercial | OR - College | Existing | Water Heating | Natural Gas | Water Heater - Thermostatic Shower Restriction Valve | A | Integrated Unit Energy Savings (kWh or therms) | Technical Potential | 0 | 0 | 3.7431 | 3.6259 | 3.5183 | 3.417 | 3.3214 | 3.2297 | 3.1451 | 3.0669 | 2.993 | 2.9255 | 2.899 | 2.8797 | 2.8698 | 2.8521 | 2.8394 | 2.8292 | 2.821 | 2.814 | 2.81 | 2.8077 | 2.8066 | 2.8057 | 2.8029 | 2.8023 | 2.8019
F2_Commercial_OR - College_Existing_Water Heating_Natural Gas_Water Heater - Thermostatic Shower Restriction Valve_A_Technical Potential | F2 | Commercial | OR - College | Existing | Water Heating | Natural Gas | Water Heater - Thermostatic Shower Restriction Valve | A | Integrated Unit Summer Peak Savings (kW) | Technical Potential | 0 | 0 | 0 | 0 | 0 | 0 | 0 | 0 | 0 | 0 | 0 | 0 | 0 | 0 | 0 | 0 | 0 | 0 | 0 | 0 | 0 | 0 | 0 | 0 | 0 | 0 | 0
F3_Commercial_OR - College_Existing_Water Heating_Natural Gas_Water Heater - Thermostatic Shower Restriction Valve_A_Technical Potential | F3 | Commercial | OR - College | Existing | Water Heating | Natural Gas | Water Heater - Thermostatic Shower Restriction Valve | A | Integrated Unit Winter Peak Savings (kW) | Technical Potential | 0 | 0 | 0 | 0 | 0 | 0 | 0 | 0 | 0 | 0 | 0 | 0 | 0 | 0 | 0 | 0 | 0 | 0 | 0 | 0 | 0 | 0 | 0 | 0 | 0 | 0 | 0
F4_Commercial_OR - College_Existing_Water Heating_Natural Gas_Water Heater - Thermostatic Shower Restriction Valve_A_Technical Potential | F4 | Commercial | OR - College | Existing | Water Heating | Natural Gas | Water Heater - Thermostatic Shower Restriction Valve | A | Incremental Energy Savings (MWh or mTherms) | Technical Potential | 0 | 0 | 0 | 0 | 0 | 0 | 0 | 0 | 0 | 0 | 0 | 0 | 0 | 0 | 0 | 0 | 0 | 0 | 0 | 0 | 0 | 0 | 0 | 0 | 0 | 0 | 0
F5_Commercial_OR - College_Existing_Water Heating_Natural Gas_Water Heater - Thermostatic Shower Restriction Valve_A_Technical Potential | F5 | Commercial | OR - College | Existing | Water Heating | Natural Gas | Water Heater - Thermostatic Shower Restriction Valve | A | Incremental Summer Peak Savings (MW) | Technical Potential | 0 | 0 | 0 | 0 | 0 | 0 | 0 | 0 | 0 | 0 | 0 | 0 | 0 | 0 | 0 | 0 | 0 | 0 | 0 | 0 | 0 | 0 | 0 | 0 | 0 | 0 | 0
F6_Commercial_OR - College_Existing_Water Heating_Natural Gas_Water Heater - Thermostatic Shower Restriction Valve_A_Technical Potential | F6 | Commercial | OR - College | Existing | Water Heating | Natural Gas | Water Heater - Thermostatic Shower Restriction Valve | A | Incremental Winter Peak Savings (MW) | Technical Potential | 0 | 0 | 0 | 0 | 0 | 0 | 0 | 0 | 0 | 0 | 0 | 0 | 0 | 0 | 0 | 0 | 0 | 0 | 0 | 0 | 0 | 0 | 0 | 0 | 0 | 0 | 0
F7_Commercial_OR - College_Existing_Water Heating_Natural Gas_Water Heater - Thermostatic Shower Restriction Valve_A_Technical Potential | F7 | Commercial | OR - College | Existing | Water Heating | Natural Gas | Water Heater - Thermostatic Shower Restriction Valve | A | Cumulative Energy Savings (MWh or mTherms) | Technical Potential | 0 | 0 | 0 | 0 | 0 | 0 | 0 | 0 | 0 | 0 | 0 | 0 | 0 | 0 | 0 | 0 | 0 | 0 | 0 | 0 | 0 | 0 | 0 | 0 | 0 | 0 | 0
F8_Commercial_OR - College_Existing_Water Heating_Natural Gas_Water Heater - Thermostatic Shower Restriction Valve_A_Technical Potential | F8 | Commercial | OR - College | Existing | Water Heating | Natural Gas | Water Heater - Thermostatic Shower Restriction Valve | A | Cumulative Summer Peak Savings (MW) | Technical Potential | 0 | 0 | 0 | 0 | 0 | 0 | 0 | 0 | 0 | 0 | 0 | 0 | 0 | 0 | 0 | 0 | 0 | 0 | 0 | 0 | 0 | 0 | 0 | 0 | 0 | 0 | 0
F9_Commercial_OR - College_Existing_Water Heating_Natural Gas_Water Heater - Thermostatic Shower Restriction Valve_A_Technical Potential | F9 | Commercial | OR - College | Existing | Water Heating | Natural Gas | Water Heater - Thermostatic Shower Restriction Valve | A | Cumulative Winter Peak Savings (MW) | Technical Potential | 0 | 0 | 0 | 0 | 0 | 0 | 0 | 0 | 0 | 0 | 0 | 0 | 0 | 0 | 0 | 0 | 0 | 0 | 0 | 0 | 0 | 0 | 0 | 0 | 0 | 0 | 0
F10_Commercial_OR - College_Existing_Water Heating_Natural Gas_Water Heater - Thermostatic Shower Restriction Valve_A_Technical Potential | F10 | Commercial | OR - College | Existing | Water Heating | Natural Gas | Water Heater - Thermostatic Shower Restriction Valve | A | Purchases (Incremental) | Technical Potential | 0 | 0 | 0 | 0 | 0 | 0 | 0 | 0 | 0 | 0 | 0 | 0 | 0 | 0 | 0 | 0 | 0 | 0 | 0 | 0 | 0 | 0 | 0 | 0 | 0 | 0 | 0
F11_Commercial_OR - College_Existing_Water Heating_Natural Gas_Water Heater - Thermostatic Shower Restriction Valve_A_Technical Potential | F11 | Commercial | OR - College | Existing | Water Heating | Natural Gas | Water Heater - Thermostatic Shower Restriction Valve | A | Purchases (Cumulative) | Technical Potential | 0 | 0 | 0 | 0 | 0 | 0 | 0 | 0 | 0 | 0 | 0 | 0 | 0 | 0 | 0 | 0 | 0 | 0 | 0 | 0 | 0 | 0 | 0 | 0 | 0 | 0 | 0
F1_Commercial_OR - College_Existing_Water Heating_Natural Gas_Water Heater - Pre-Rinse Spray Valve_A_Technical Potential | F1 | Commercial | OR - College | Existing | Water Heating | Natural Gas | Water Heater - Pre-Rinse Spray Valve | A | Integrated Unit Energy Savings (kWh or therms) | Technical Potential | 0 | 0 | 15.9178 | 15.3586 | 14.84 | 14.3673 | 13.9377 | 13.5214 | 13.1337 | 12.7737 | 12.4355 | 12.1294 | 12.0026 | 11.9125 | 11.8717 | 11.7986 | 11.7458 | 11.7036 | 11.6699 | 11.641 | 11.6242 | 11.6147 | 11.61 | 11.6063 | 11.595 | 11.5926 | 11.5907
F2_Commercial_OR - College_Existing_Water Heating_Natural Gas_Water Heater - Pre-Rinse Spray Valve_A_Technical Potential | F2 | Commercial | OR - College | Existing | Water Heating | Natural Gas | Water Heater - Pre-Rinse Spray Valve | A | Integrated Unit Summer Peak Savings (kW) | Technical Potential | 0 | 0 | 0 | 0 | 0 | 0 | 0 | 0 | 0 | 0 | 0 | 0 | 0 | 0 | 0 | 0 | 0 | 0 | 0 | 0 | 0 | 0 | 0 | 0 | 0 | 0 | 0
F3_Commercial_OR - College_Existing_Water Heating_Natural Gas_Water Heater - Pre-Rinse Spray Valve_A_Technical Potential | F3 | Commercial | OR - College | Existing | Water Heating | Natural Gas | Water Heater - Pre-Rinse Spray Valve | A | Integrated Unit Winter Peak Savings (kW) | Technical Potential | 0 | 0 | 0 | 0 | 0 | 0 | 0 | 0 | 0 | 0 | 0 | 0 | 0 | 0 | 0 | 0 | 0 | 0 | 0 | 0 | 0 | 0 | 0 | 0 | 0 | 0 | 0
F4_Commercial_OR - College_Existing_Water Heating_Natural Gas_Water Heater - Pre-Rinse Spray Valve_A_Technical Potential | F4 | Commercial | OR - College | Existing | Water Heating | Natural Gas | Water Heater - Pre-Rinse Spray Valve | A | Incremental Energy Savings (MWh or mTherms) | Technical Potential | 0 | 0 | 0.014037 | 0.01663 | 0.019663 | 0.022098 | 0.012161 | 0.013093 | 0.01215 | 0.0097147 | 0.0051207 | 0 | 0 | 0 | 0 | 0 | 0 | 0 | 0 | 0 | 0 | 0 | 0 | 0 | 0 | 0 | 0
F5_Commercial_OR - College_Existing_Water Heating_Natural Gas_Water Heater - Pre-Rinse Spray Valve_A_Technical Potential | F5 | Commercial | OR - College | Existing | Water Heating | Natural Gas | Water Heater - Pre-Rinse Spray Valve | A | Incremental Summer Peak Savings (MW) | Technical Potential | 0 | 0 | 0 | 0 | 0 | 0 | 0 | 0 | 0 | 0 | 0 | 0 | 0 | 0 | 0 | 0 | 0 | 0 | 0 | 0 | 0 | 0 | 0 | 0 | 0 | 0 | 0
F6_Commercial_OR - College_Existing_Water Heating_Natural Gas_Water Heater - Pre-Rinse Spray Valve_A_Technical Potential | F6 | Commercial | OR - College | Existing | Water Heating | Natural Gas | Water Heater - Pre-Rinse Spray Valve | A | Incremental Winter Peak Savings (MW) | Technical Potential | 0 | 0 | 0 | 0 | 0 | 0 | 0 | 0 | 0 | 0 | 0 | 0 | 0 | 0 | 0 | 0 | 0 | 0 | 0 | 0 | 0 | 0 | 0 | 0 | 0 | 0 | 0
F7_Commercial_OR - College_Existing_Water Heating_Natural Gas_Water Heater - Pre-Rinse Spray Valve_A_Technical Potential | F7 | Commercial | OR - College | Existing | Water Heating | Natural Gas | Water Heater - Pre-Rinse Spray Valve | A | Cumulative Energy Savings (MWh or mTherms) | Technical Potential | 0 | 0 | 0.014037 | 0.030173 | 0.048817 | 0.06936 | 0.079448 | 0.090168 | 0.099733 | 0.10671 | 0.10901 | 0.10633 | 0.10521 | 0.10442 | 0.10407 | 0.10343 | 0.10296 | 0.10259 | 0.1023 | 0.10204 | 0.1019 | 0.10181 | 0.10177 | 0.10174 | 0.10164 | 0.10162 | 0.1016
F8_Commercial_OR - College_Existing_Water Heating_Natural Gas_Water Heater - Pre-Rinse Spray Valve_A_Technical Potential | F8 | Commercial | OR - College | Existing | Water Heating | Natural Gas | Water Heater - Pre-Rinse Spray Valve | A | Cumulative Summer Peak Savings (MW) | Technical Potential | 0 | 0 | 0 | 0 | 0 | 0 | 0 | 0 | 0 | 0 | 0 | 0 | 0 | 0 | 0 | 0 | 0 | 0 | 0 | 0 | 0 | 0 | 0 | 0 | 0 | 0 | 0
F9_Commercial_OR - College_Existing_Water Heating_Natural Gas_Water Heater - Pre-Rinse Spray Valve_A_Technical Potential | F9 | Commercial | OR - College | Existing | Water Heating | Natural Gas | Water Heater - Pre-Rinse Spray Valve | A | Cumulative Winter Peak Savings (MW) | Technical Potential | 0 | 0 | 0 | 0 | 0 | 0 | 0 | 0 | 0 | 0 | 0 | 0 | 0 | 0 | 0 | 0 | 0 | 0 | 0 | 0 | 0 | 0 | 0 | 0 | 0 | 0 | 0
F10_Commercial_OR - College_Existing_Water Heating_Natural Gas_Water Heater - Pre-Rinse Spray Valve_A_Technical Potential | F10 | Commercial | OR - College | Existing | Water Heating | Natural Gas | Water Heater - Pre-Rinse Spray Valve | A | Purchases (Incremental) | Technical Potential | 0 | 0 | 0.88184 | 1.0828 | 1.325 | 1.5381 | 0.87255 | 0.96833 | 0.9251 | 0.76052 | 0.41178 | 0 | 0 | 0 | 0 | 0 | 0 | 0 | 0 | 0 | 0 | 0 | 0 | 0 | 0 | 0 | 0
F11_Commercial_OR - College_Existing_Water Heating_Natural Gas_Water Heater - Pre-Rinse Spray Valve_A_Technical Potential | F11 | Commercial | OR - College | Existing | Water Heating | Natural Gas | Water Heater - Pre-Rinse Spray Valve | A | Purchases (Cumulative) | Technical Potential | 0 | 0 | 0.88184 | 1.9646 | 3.2896 | 4.8277 | 5.7002 | 6.6685 | 7.5936 | 8.3542 | 8.7659 | 8.7659 | 8.7659 | 8.7659 | 8.7659 | 8.7659 | 8.7659 | 8.7659 | 8.7659 | 8.7659 | 8.7659 | 8.7659 | 8.7659 | 8.7659 | 8.7659 | 8.7659 | 8.7659
F1_Commercial_OR - College_Existing_Water Heating_Natural Gas_Water Heater - Temperature Setback_A_Technical Potential | F1 | Commercial | OR - College | Existing | Water Heating | Natural Gas | Water Heater - Temperature Setback | A | Integrated Unit Energy Savings (kWh or therms) | Technical Potential | 0 | 0 | 99.0172 | 96.3684 | 93.9392 | 91.7101 | 89.6637 | 87.781 | 86.0574 | 84.4928 | 83.0028 | 81.5971 | 81.219 | 80.9266 | 80.7046 | 80.24 | 79.8812 | 79.5942 | 79.3646 | 79.1682 | 79.0541 | 78.9892 | 78.9578 | 78.9326 | 78.8553 | 78.8392 | 78.8264
F2_Commercial_OR - College_Existing_Water Heating_Natural Gas_Water Heater - Temperature Setback_A_Technical Potential | F2 | Commercial | OR - College | Existing | Water Heating | Natural Gas | Water Heater - Temperature Setback | A | Integrated Unit Summer Peak Savings (kW) | Technical Potential | 0 | 0 | 0 | 0 | 0 | 0 | 0 | 0 | 0 | 0 | 0 | 0 | 0 | 0 | 0 | 0 | 0 | 0 | 0 | 0 | 0 | 0 | 0 | 0 | 0 | 0 | 0
F3_Commercial_OR - College_Existing_Water Heating_Natural Gas_Water Heater - Temperature Setback_A_Technical Potential | F3 | Commercial | OR - College | Existing | Water Heating | Natural Gas | Water Heater - Temperature Setback | A | Integrated Unit Winter Peak Savings (kW) | Technical Potential | 0 | 0 | 0 | 0 | 0 | 0 | 0 | 0 | 0 | 0 | 0 | 0 | 0 | 0 | 0 | 0 | 0 | 0 | 0 | 0 | 0 | 0 | 0 | 0 | 0 | 0 | 0
F4_Commercial_OR - College_Existing_Water Heating_Natural Gas_Water Heater - Temperature Setback_A_Technical Potential | F4 | Commercial | OR - College | Existing | Water Heating | Natural Gas | Water Heater - Temperature Setback | A | Incremental Energy Savings (MWh or mTherms) | Technical Potential | 0 | 0 | 0.33846 | 0.40446 | 0.16136 | 0.16187 | 0.14924 | 0.17455 | 0 | 0 | 0 | 0 | 0 | 0 | 0 | 0 | 0 | 0 | 0 | 0 | 0 | 0 | 0 | 0 | 0 | 0 | 0
F5_Commercial_OR - College_Existing_Water Heating_Natural Gas_Water Heater - Temperature Setback_A_Technical Potential | F5 | Commercial | OR - College | Existing | Water Heating | Natural Gas | Water Heater - Temperature Setback | A | Incremental Summer Peak Savings (MW) | Technical Potential | 0 | 0 | 0 | 0 | 0 | 0 | 0 | 0 | 0 | 0 | 0 | 0 | 0 | 0 | 0 | 0 | 0 | 0 | 0 | 0 | 0 | 0 | 0 | 0 | 0 | 0 | 0
F6_Commercial_OR - College_Existing_Water Heating_Natural Gas_Water Heater - Temperature Setback_A_Technical Potential | F6 | Commercial | OR - College | Existing | Water Heating | Natural Gas | Water Heater - Temperature Setback | A | Incremental Winter Peak Savings (MW) | Technical Potential | 0 | 0 | 0 | 0 | 0 | 0 | 0 | 0 | 0 | 0 | 0 | 0 | 0 | 0 | 0 | 0 | 0 | 0 | 0 | 0 | 0 | 0 | 0 | 0 | 0 | 0 | 0
F7_Commercial_OR - College_Existing_Water Heating_Natural Gas_Water Heater - Temperature Setback_A_Technical Potential | F7 | Commercial | OR - College | Existing | Water Heating | Natural Gas | Water Heater - Temperature Setback | A | Cumulative Energy Savings (MWh or mTherms) | Technical Potential | 0 | 0 | 0.33846 | 0.73387 | 0.87673 | 1.0178 | 1.1443 | 1.2948 | 1.2694 | 1.2463 | 1.2244 | 1.2036 | 1.1981 | 1.1937 | 1.1905 | 1.1836 | 1.1783 | 1.1741 | 1.1707 | 1.1678 | 1.1661 | 1.1652 | 1.1647 | 1.1643 | 1.1632 | 1.1629 | 1.1628
F8_Commercial_OR - College_Existing_Water Heating_Natural Gas_Water Heater - Temperature Setback_A_Technical Potential | F8 | Commercial | OR - College | Existing | Water Heating | Natural Gas | Water Heater - Temperature Setback | A | Cumulative Summer Peak Savings (MW) | Technical Potential | 0 | 0 | 0 | 0 | 0 | 0 | 0 | 0 | 0 | 0 | 0 | 0 | 0 | 0 | 0 | 0 | 0 | 0 | 0 | 0 | 0 | 0 | 0 | 0 | 0 | 0 | 0
F9_Commercial_OR - College_Existing_Water Heating_Natural Gas_Water Heater - Temperature Setback_A_Technical Potential | F9 | Commercial | OR - College | Existing | Water Heating | Natural Gas | Water Heater - Temperature Setback | A | Cumulative Winter Peak Savings (MW) | Technical Potential | 0 | 0 | 0 | 0 | 0 | 0 | 0 | 0 | 0 | 0 | 0 | 0 | 0 | 0 | 0 | 0 | 0 | 0 | 0 | 0 | 0 | 0 | 0 | 0 | 0 | 0 | 0
F10_Commercial_OR - College_Existing_Water Heating_Natural Gas_Water Heater - Temperature Setback_A_Technical Potential | F10 | Commercial | OR - College | Existing | Water Heating | Natural Gas | Water Heater - Temperature Setback | A | Purchases (Incremental) | Technical Potential | 0 | 0 | 3.4182 | 4.197 | 1.7177 | 1.765 | 1.6645 | 1.9885 | 0 | 0 | 0 | 0 | 0 | 0 | 0 | 0 | 0 | 0 | 0 | 0 | 0 | 0 | 0 | 0 | 0 | 0 | 0
F11_Commercial_OR - College_Existing_Water Heating_Natural Gas_Water Heater - Temperature Setback_A_Technical Potential | F11 | Commercial | OR - College | Existing | Water Heating | Natural Gas | Water Heater - Temperature Setback | A | Purchases (Cumulative) | Technical Potential | 0 | 0 | 3.4182 | 7.6152 | 9.3329 | 11.0979 | 12.7624 | 14.7509 | 14.7509 | 14.7509 | 14.7509 | 14.7509 | 14.7509 | 14.7509 | 14.7509 | 14.7509 | 14.7509 | 14.7509 | 14.7509 | 14.7509 | 14.7509 | 14.7509 | 14.7509 | 14.7509 | 14.7509 | 14.7509 | 14.7509
F1_Commercial_OR - College_Existing_Water Heating_Natural Gas_Water Heater - Faucet Aerators_A_Technical Potential | F1 | Commercial | OR - College | Existing | Water Heating | Natural Gas | Water Heater - Faucet Aerators | A | Integrated Unit Energy Savings (kWh or therms) | Technical Potential | 0 | 0 | 12.7284 | 12.371 | 12.0524 | 11.7596 | 11.491 | 11.2424 | 11.0217 | 10.8213 | 10.6305 | 10.4504 | 10.402 | 10.3646 | 10.3361 | 10.2766 | 10.2307 | 10.1939 | 10.1645 | 10.1394 | 10.1247 | 10.1164 | 10.1124 | 10.1092 | 10.0993 | 10.0972 | 10.0956
F2_Commercial_OR - College_Existing_Water Heating_Natural Gas_Water Heater - Faucet Aerators_A_Technical Potential | F2 | Commercial | OR - College | Existing | Water Heating | Natural Gas | Water Heater - Faucet Aerators | A | Integrated Unit Summer Peak Savings (kW) | Technical Potential | 0 | 0 | 0 | 0 | 0 | 0 | 0 | 0 | 0 | 0 | 0 | 0 | 0 | 0 | 0 | 0 | 0 | 0 | 0 | 0 | 0 | 0 | 0 | 0 | 0 | 0 | 0
F3_Commercial_OR - College_Existing_Water Heating_Natural Gas_Water Heater - Faucet Aerators_A_Technical Potential | F3 | Commercial | OR - College | Existing | Water Heating | Natural Gas | Water Heater - Faucet Aerators | A | Integrated Unit Winter Peak Savings (kW) | Technical Potential | 0 | 0 | 0 | 0 | 0 | 0 | 0 | 0 | 0 | 0 | 0 | 0 | 0 | 0 | 0 | 0 | 0 | 0 | 0 | 0 | 0 | 0 | 0 | 0 | 0 | 0 | 0
F4_Commercial_OR - College_Existing_Water Heating_Natural Gas_Water Heater - Faucet Aerators_A_Technical Potential | F4 | Commercial | OR - College | Existing | Water Heating | Natural Gas | Water Heater - Faucet Aerators | A | Incremental Energy Savings (MWh or mTherms) | Technical Potential | 0 | 0 | 0 | 0 | 0 | 0 | 0 | 0 | 0 | 0 | 0 | 0 | 0 | 0 | 0 | 0 | 0 | 0 | 0 | 0 | 0 | 0 | 0 | 0 | 0 | 0 | 0
F5_Commercial_OR - College_Existing_Water Heating_Natural Gas_Water Heater - Faucet Aerators_A_Technical Potential | F5 | Commercial | OR - College | Existing | Water Heating | Natural Gas | Water Heater - Faucet Aerators | A | Incremental Summer Peak Savings (MW) | Technical Potential | 0 | 0 | 0 | 0 | 0 | 0 | 0 | 0 | 0 | 0 | 0 | 0 | 0 | 0 | 0 | 0 | 0 | 0 | 0 | 0 | 0 | 0 | 0 | 0 | 0 | 0 | 0
F6_Commercial_OR - College_Existing_Water Heating_Natural Gas_Water Heater - Faucet Aerators_A_Technical Potential | F6 | Commercial | OR - College | Existing | Water Heating | Natural Gas | Water Heater - Faucet Aerators | A | Incremental Winter Peak Savings (MW) | Technical Potential | 0 | 0 | 0 | 0 | 0 | 0 | 0 | 0 | 0 | 0 | 0 | 0 | 0 | 0 | 0 | 0 | 0 | 0 | 0 | 0 | 0 | 0 | 0 | 0 | 0 | 0 | 0
F7_Commercial_OR - College_Existing_Water Heating_Natural Gas_Water Heater - Faucet Aerators_A_Technical Potential | F7 | Commercial | OR - College | Existing | Water Heating | Natural Gas | Water Heater - Faucet Aerators | A | Cumulative Energy Savings (MWh or mTherms) | Technical Potential | 0 | 0 | 0 | 0 | 0 | 0 | 0 | 0 | 0 | 0 | 0 | 0 | 0 | 0 | 0 | 0 | 0 | 0 | 0 | 0 | 0 | 0 | 0 | 0 | 0 | 0 | 0
F8_Commercial_OR - College_Existing_Water Heating_Natural Gas_Water Heater - Faucet Aerators_A_Technical Potential | F8 | Commercial | OR - College | Existing | Water Heating | Natural Gas | Water Heater - Faucet Aerators | A | Cumulative Summer Peak Savings (MW) | Technical Potential | 0 | 0 | 0 | 0 | 0 | 0 | 0 | 0 | 0 | 0 | 0 | 0 | 0 | 0 | 0 | 0 | 0 | 0 | 0 | 0 | 0 | 0 | 0 | 0 | 0 | 0 | 0
F9_Commercial_OR - College_Existing_Water Heating_Natural Gas_Water Heater - Faucet Aerators_A_Technical Potential | F9 | Commercial | OR - College | Existing | Water Heating | Natural Gas | Water Heater - Faucet Aerators | A | Cumulative Winter Peak Savings (MW) | Technical Potential | 0 | 0 | 0 | 0 | 0 | 0 | 0 | 0 | 0 | 0 | 0 | 0 | 0 | 0 | 0 | 0 | 0 | 0 | 0 | 0 | 0 | 0 | 0 | 0 | 0 | 0 | 0
F10_Commercial_OR - College_Existing_Water Heating_Natural Gas_Water Heater - Faucet Aerators_A_Technical Potential | F10 | Commercial | OR - College | Existing | Water Heating | Natural Gas | Water Heater - Faucet Aerators | A | Purchases (Incremental) | Technical Potential | 0 | 0 | 0 | 0 | 0 | 0 | 0 | 0 | 0 | 0 | 0 | 0 | 0 | 0 | 0 | 0 | 0 | 0 | 0 | 0 | 0 | 0 | 0 | 0 | 0 | 0 | 0
F11_Commercial_OR - College_Existing_Water Heating_Natural Gas_Water Heater - Faucet Aerators_A_Technical Potential | F11 | Commercial | OR - College | Existing | Water Heating | Natural Gas | Water Heater - Faucet Aerators | A | Purchases (Cumulative) | Technical Potential | 0 | 0 | 0 | 0 | 0 | 0 | 0 | 0 | 0 | 0 | 0 | 0 | 0 | 0 | 0 | 0 | 0 | 0 | 0 | 0 | 0 | 0 | 0 | 0 | 0 | 0 | 0
F1_Commercial_OR - College_Existing_Water Heating_Natural Gas_Water Heater - Low-Flow Showerheads_A_Technical Potential | F1 | Commercial | OR - College | Existing | Water Heating | Natural Gas | Water Heater - Low-Flow Showerheads | A | Integrated Unit Energy Savings (kWh or therms) | Technical Potential | 0 | 0 | 11.3223 | 10.9821 | 10.6727 | 10.3834 | 10.1126 | 9.8555 | 9.6207 | 9.4045 | 9.2003 | 9.0121 | 8.9454 | 8.8962 | 8.8718 | 8.8207 | 8.7813 | 8.7497 | 8.7245 | 8.7029 | 8.6904 | 8.6832 | 8.6798 | 8.677 | 8.6685 | 8.6667 | 8.6653
F2_Commercial_OR - College_Existing_Water Heating_Natural Gas_Water Heater - Low-Flow Showerheads_A_Technical Potential | F2 | Commercial | OR - College | Existing | Water Heating | Natural Gas | Water Heater - Low-Flow Showerheads | A | Integrated Unit Summer Peak Savings (kW) | Technical Potential | 0 | 0 | 0 | 0 | 0 | 0 | 0 | 0 | 0 | 0 | 0 | 0 | 0 | 0 | 0 | 0 | 0 | 0 | 0 | 0 | 0 | 0 | 0 | 0 | 0 | 0 | 0
F3_Commercial_OR - College_Existing_Water Heating_Natural Gas_Water Heater - Low-Flow Showerheads_A_Technical Potential | F3 | Commercial | OR - College | Existing | Water Heating | Natural Gas | Water Heater - Low-Flow Showerheads | A | Integrated Unit Winter Peak Savings (kW) | Technical Potential | 0 | 0 | 0 | 0 | 0 | 0 | 0 | 0 | 0 | 0 | 0 | 0 | 0 | 0 | 0 | 0 | 0 | 0 | 0 | 0 | 0 | 0 | 0 | 0 | 0 | 0 | 0
F4_Commercial_OR - College_Existing_Water Heating_Natural Gas_Water Heater - Low-Flow Showerheads_A_Technical Potential | F4 | Commercial | OR - College | Existing | Water Heating | Natural Gas | Water Heater - Low-Flow Showerheads | A | Incremental Energy Savings (MWh or mTherms) | Technical Potential | 0 | 0 | 0 | 0 | 0 | 0 | 0 | 0 | 0 | 0 | 0 | 0 | 0 | 0 | 0 | 0 | 0 | 0 | 0 | 0 | 0 | 0 | 0 | 0 | 0 | 0 | 0
F5_Commercial_OR - College_Existing_Water Heating_Natural Gas_Water Heater - Low-Flow Showerheads_A_Technical Potential | F5 | Commercial | OR - College | Existing | Water Heating | Natural Gas | Water Heater - Low-Flow Showerheads | A | Incremental Summer Peak Savings (MW) | Technical Potential | 0 | 0 | 0 | 0 | 0 | 0 | 0 | 0 | 0 | 0 | 0 | 0 | 0 | 0 | 0 | 0 | 0 | 0 | 0 | 0 | 0 | 0 | 0 | 0 | 0 | 0 | 0
F6_Commercial_OR - College_Existing_Water Heating_Natural Gas_Water Heater - Low-Flow Showerheads_A_Technical Potential | F6 | Commercial | OR - College | Existing | Water Heating | Natural Gas | Water Heater - Low-Flow Showerheads | A | Incremental Winter Peak Savings (MW) | Technical Potential | 0 | 0 | 0 | 0 | 0 | 0 | 0 | 0 | 0 | 0 | 0 | 0 | 0 | 0 | 0 | 0 | 0 | 0 | 0 | 0 | 0 | 0 | 0 | 0 | 0 | 0 | 0
F7_Commercial_OR - College_Existing_Water Heating_Natural Gas_Water Heater - Low-Flow Showerheads_A_Technical Potential | F7 | Commercial | OR - College | Existing | Water Heating | Natural Gas | Water Heater - Low-Flow Showerheads | A | Cumulative Energy Savings (MWh or mTherms) | Technical Potential | 0 | 0 | 0 | 0 | 0 | 0 | 0 | 0 | 0 | 0 | 0 | 0 | 0 | 0 | 0 | 0 | 0 | 0 | 0 | 0 | 0 | 0 | 0 | 0 | 0 | 0 | 0
F8_Commercial_OR - College_Existing_Water Heating_Natural Gas_Water Heater - Low-Flow Showerheads_A_Technical Potential | F8 | Commercial | OR - College | Existing | Water Heating | Natural Gas | Water Heater - Low-Flow Showerheads | A | Cumulative Summer Peak Savings (MW) | Technical Potential | 0 | 0 | 0 | 0 | 0 | 0 | 0 | 0 | 0 | 0 | 0 | 0 | 0 | 0 | 0 | 0 | 0 | 0 | 0 | 0 | 0 | 0 | 0 | 0 | 0 | 0 | 0
F9_Commercial_OR - College_Existing_Water Heating_Natural Gas_Water Heater - Low-Flow Showerheads_A_Technical Potential | F9 | Commercial | OR - College | Existing | Water Heating | Natural Gas | Water Heater - Low-Flow Showerheads | A | Cumulative Winter Peak Savings (MW) | Technical Potential | 0 | 0 | 0 | 0 | 0 | 0 | 0 | 0 | 0 | 0 | 0 | 0 | 0 | 0 | 0 | 0 | 0 | 0 | 0 | 0 | 0 | 0 | 0 | 0 | 0 | 0 | 0
F10_Commercial_OR - College_Existing_Water Heating_Natural Gas_Water Heater - Low-Flow Showerheads_A_Technical Potential | F10 | Commercial | OR - College | Existing | Water Heating | Natural Gas | Water Heater - Low-Flow Showerheads | A | Purchases (Incremental) | Technical Potential | 0 | 0 | 0 | 0 | 0 | 0 | 0 | 0 | 0 | 0 | 0 | 0 | 0 | 0 | 0 | 0 | 0 | 0 | 0 | 0 | 0 | 0 | 0 | 0 | 0 | 0 | 0
F11_Commercial_OR - College_Existing_Water Heating_Natural Gas_Water Heater - Low-Flow Showerheads_A_Technical Potential | F11 | Commercial | OR - College | Existing | Water Heating | Natural Gas | Water Heater - Low-Flow Showerheads | A | Purchases (Cumulative) | Technical Potential | 0 | 0 | 0 | 0 | 0 | 0 | 0 | 0 | 0 | 0 | 0 | 0 | 0 | 0 | 0 | 0 | 0 | 0 | 0 | 0 | 0 | 0 | 0 | 0 | 0 | 0 | 0
F1_Commercial_OR - College_Existing_Water Heating_Natural Gas_Water Heater - Tank Blanket/Insulation_A_Technical Potential | F1 | Commercial | OR - College | Existing | Water Heating | Natural Gas | Water Heater - Tank Blanket/Insulation | A | Integrated Unit Energy Savings (kWh or therms) | Technical Potential | 0 | 0 | 191.4209 | 186.4448 | 181.9176 | 177.7969 | 174.0486 | 170.6455 | 167.566 | 164.7925 | 162.1399 | 159.6089 | 159.0353 | 158.5764 | 158.2093 | 157.3299 | 156.6265 | 156.0637 | 155.6135 | 155.2285 | 155.0048 | 154.8774 | 154.8158 | 154.7665 | 154.615 | 154.5834 | 154.5582
F2_Commercial_OR - College_Existing_Water Heating_Natural Gas_Water Heater - Tank Blanket/Insulation_A_Technical Potential | F2 | Commercial | OR - College | Existing | Water Heating | Natural Gas | Water Heater - Tank Blanket/Insulation | A | Integrated Unit Summer Peak Savings (kW) | Technical Potential | 0 | 0 | 0 | 0 | 0 | 0 | 0 | 0 | 0 | 0 | 0 | 0 | 0 | 0 | 0 | 0 | 0 | 0 | 0 | 0 | 0 | 0 | 0 | 0 | 0 | 0 | 0
F3_Commercial_OR - College_Existing_Water Heating_Natural Gas_Water Heater - Tank Blanket/Insulation_A_Technical Potential | F3 | Commercial | OR - College | Existing | Water Heating | Natural Gas | Water Heater - Tank Blanket/Insulation | A | Integrated Unit Winter Peak Savings (kW) | Technical Potential | 0 | 0 | 0 | 0 | 0 | 0 | 0 | 0 | 0 | 0 | 0 | 0 | 0 | 0 | 0 | 0 | 0 | 0 | 0 | 0 | 0 | 0 | 0 | 0 | 0 | 0 | 0
F4_Commercial_OR - College_Existing_Water Heating_Natural Gas_Water Heater - Tank Blanket/Insulation_A_Technical Potential | F4 | Commercial | OR - College | Existing | Water Heating | Natural Gas | Water Heater - Tank Blanket/Insulation | A | Incremental Energy Savings (MWh or mTherms) | Technical Potential | 0 | 0 | 0.19245 | 0.23015 | 0.2748 | 0.31177 | 0.34812 | 0.39903 | 0.42985 | 0.43185 | 0.40042 | 0.33882 | 0.26125 | 0.17877 | 0.10673 | 0.049574 | 0 | 0 | 0 | 0 | 0 | 0 | 0 | 0 | 0 | 0 | 0
F5_Commercial_OR - College_Existing_Water Heating_Natural Gas_Water Heater - Tank Blanket/Insulation_A_Technical Potential | F5 | Commercial | OR - College | Existing | Water Heating | Natural Gas | Water Heater - Tank Blanket/Insulation | A | Incremental Summer Peak Savings (MW) | Technical Potential | 0 | 0 | 0 | 0 | 0 | 0 | 0 | 0 | 0 | 0 | 0 | 0 | 0 | 0 | 0 | 0 | 0 | 0 | 0 | 0 | 0 | 0 | 0 | 0 | 0 | 0 | 0
F6_Commercial_OR - College_Existing_Water Heating_Natural Gas_Water Heater - Tank Blanket/Insulation_A_Technical Potential | F6 | Commercial | OR - College | Existing | Water Heating | Natural Gas | Water Heater - Tank Blanket/Insulation | A | Incremental Winter Peak Savings (MW) | Technical Potential | 0 | 0 | 0 | 0 | 0 | 0 | 0 | 0 | 0 | 0 | 0 | 0 | 0 | 0 | 0 | 0 | 0 | 0 | 0 | 0 | 0 | 0 | 0 | 0 | 0 | 0 | 0
F7_Commercial_OR - College_Existing_Water Heating_Natural Gas_Water Heater - Tank Blanket/Insulation_A_Technical Potential | F7 | Commercial | OR - College | Existing | Water Heating | Natural Gas | Water Heater - Tank Blanket/Insulation | A | Cumulative Energy Savings (MWh or mTherms) | Technical Potential | 0 | 0 | 0.19245 | 0.41759 | 0.68225 | 0.97857 | 1.3061 | 1.6796 | 2.0791 | 2.4765 | 2.8371 | 3.1316 | 3.3816 | 3.5506 | 3.6491 | 3.6784 | 3.662 | 3.6488 | 3.6383 | 3.6293 | 3.6241 | 3.6211 | 3.6196 | 3.6185 | 3.6149 | 3.6142 | 3.6136
F8_Commercial_OR - College_Existing_Water Heating_Natural Gas_Water Heater - Tank Blanket/Insulation_A_Technical Potential | F8 | Commercial | OR - College | Existing | Water Heating | Natural Gas | Water Heater - Tank Blanket/Insulation | A | Cumulative Summer Peak Savings (MW) | Technical Potential | 0 | 0 | 0 | 0 | 0 | 0 | 0 | 0 | 0 | 0 | 0 | 0 | 0 | 0 | 0 | 0 | 0 | 0 | 0 | 0 | 0 | 0 | 0 | 0 | 0 | 0 | 0
F9_Commercial_OR - College_Existing_Water Heating_Natural Gas_Water Heater - Tank Blanket/Insulation_A_Technical Potential | F9 | Commercial | OR - College | Existing | Water Heating | Natural Gas | Water Heater - Tank Blanket/Insulation | A | Cumulative Winter Peak Savings (MW) | Technical Potential | 0 | 0 | 0 | 0 | 0 | 0 | 0 | 0 | 0 | 0 | 0 | 0 | 0 | 0 | 0 | 0 | 0 | 0 | 0 | 0 | 0 | 0 | 0 | 0 | 0 | 0 | 0
F10_Commercial_OR - College_Existing_Water Heating_Natural Gas_Water Heater - Tank Blanket/Insulation_A_Technical Potential | F10 | Commercial | OR - College | Existing | Water Heating | Natural Gas | Water Heater - Tank Blanket/Insulation | A | Purchases (Incremental) | Technical Potential | 0 | 0 | 1.0054 | 1.2344 | 1.5106 | 1.7535 | 2.0001 | 2.3384 | 2.5652 | 2.6206 | 2.4696 | 2.1228 | 1.6427 | 1.1274 | 0.67462 | 0.31509 | 0 | 0 | 0 | 0 | 0 | 0 | 0 | 0 | 0 | 0 | 0
F11_Commercial_OR - College_Existing_Water Heating_Natural Gas_Water Heater - Tank Blanket/Insulation_A_Technical Potential | F11 | Commercial | OR - College | Existing | Water Heating | Natural Gas | Water Heater - Tank Blanket/Insulation | A | Purchases (Cumulative) | Technical Potential | 0 | 0 | 1.0054 | 2.2398 | 3.7503 | 5.5038 | 7.504 | 9.8423 | 12.4076 | 15.0281 | 17.4977 | 19.6205 | 21.2632 | 22.3906 | 23.0652 | 23.3803 | 23.3803 | 23.3803 | 23.3803 | 23.3803 | 23.3803 | 23.3803 | 23.3803 | 23.3803 | 23.3803 | 23.3803 | 23.3803
F1_Commercial_OR - College_Existing_Water Heating_Natural Gas_Water Heater - Drainwater Heat Recovery_A_Technical Potential | F1 | Commercial | OR - College | Existing | Water Heating | Natural Gas | Water Heater - Drainwater Heat Recovery | A | Integrated Unit Energy Savings (kWh or therms) | Technical Potential | 0 | 0 | 26.236 | 25.4145 | 24.6604 | 23.95 | 23.28 | 22.6373 | 22.0444 | 21.496 | 20.9783 | 20.5052 | 20.3192 | 20.184 | 20.1147 | 19.9909 | 19.9015 | 19.83 | 19.7728 | 19.7239 | 19.6955 | 19.6793 | 19.6714 | 19.6652 | 19.6459 | 19.6419 | 19.6387
F2_Commercial_OR - College_Existing_Water Heating_Natural Gas_Water Heater - Drainwater Heat Recovery_A_Technical Potential | F2 | Commercial | OR - College | Existing | Water Heating | Natural Gas | Water Heater - Drainwater Heat Recovery | A | Integrated Unit Summer Peak Savings (kW) | Technical Potential | 0 | 0 | 0 | 0 | 0 | 0 | 0 | 0 | 0 | 0 | 0 | 0 | 0 | 0 | 0 | 0 | 0 | 0 | 0 | 0 | 0 | 0 | 0 | 0 | 0 | 0 | 0
F3_Commercial_OR - College_Existing_Water Heating_Natural Gas_Water Heater - Drainwater Heat Recovery_A_Technical Potential | F3 | Commercial | OR - College | Existing | Water Heating | Natural Gas | Water Heater - Drainwater Heat Recovery | A | Integrated Unit Winter Peak Savings (kW) | Technical Potential | 0 | 0 | 0 | 0 | 0 | 0 | 0 | 0 | 0 | 0 | 0 | 0 | 0 | 0 | 0 | 0 | 0 | 0 | 0 | 0 | 0 | 0 | 0 | 0 | 0 | 0 | 0
F4_Commercial_OR - College_Existing_Water Heating_Natural Gas_Water Heater - Drainwater Heat Recovery_A_Technical Potential | F4 | Commercial | OR - College | Existing | Water Heating | Natural Gas | Water Heater - Drainwater Heat Recovery | A | Incremental Energy Savings (MWh or mTherms) | Technical Potential | 0 | 0 | 0 | 0 | 0 | 0 | 0 | 0 | 0 | 0 | 0 | 0 | 0 | 0 | 0 | 0 | 0 | 0 | 0 | 0 | 0 | 0 | 0 | 0 | 0 | 0 | 0
F5_Commercial_OR - College_Existing_Water Heating_Natural Gas_Water Heater - Drainwater Heat Recovery_A_Technical Potential | F5 | Commercial | OR - College | Existing | Water Heating | Natural Gas | Water Heater - Drainwater Heat Recovery | A | Incremental Summer Peak Savings (MW) | Technical Potential | 0 | 0 | 0 | 0 | 0 | 0 | 0 | 0 | 0 | 0 | 0 | 0 | 0 | 0 | 0 | 0 | 0 | 0 | 0 | 0 | 0 | 0 | 0 | 0 | 0 | 0 | 0
F6_Commercial_OR - College_Existing_Water Heating_Natural Gas_Water Heater - Drainwater Heat Recovery_A_Technical Potential | F6 | Commercial | OR - College | Existing | Water Heating | Natural Gas | Water Heater - Drainwater Heat Recovery | A | Incremental Winter Peak Savings (MW) | Technical Potential | 0 | 0 | 0 | 0 | 0 | 0 | 0 | 0 | 0 | 0 | 0 | 0 | 0 | 0 | 0 | 0 | 0 | 0 | 0 | 0 | 0 | 0 | 0 | 0 | 0 | 0 | 0
F7_Commercial_OR - College_Existing_Water Heating_Natural Gas_Water Heater - Drainwater Heat Recovery_A_Technical Potential | F7 | Commercial | OR - College | Existing | Water Heating | Natural Gas | Water Heater - Drainwater Heat Recovery | A | Cumulative Energy Savings (MWh or mTherms) | Technical Potential | 0 | 0 | 0 | 0 | 0 | 0 | 0 | 0 | 0 | 0 | 0 | 0 | 0 | 0 | 0 | 0 | 0 | 0 | 0 | 0 | 0 | 0 | 0 | 0 | 0 | 0 | 0
F8_Commercial_OR - College_Existing_Water Heating_Natural Gas_Water Heater - Drainwater Heat Recovery_A_Technical Potential | F8 | Commercial | OR - College | Existing | Water Heating | Natural Gas | Water Heater - Drainwater Heat Recovery | A | Cumulative Summer Peak Savings (MW) | Technical Potential | 0 | 0 | 0 | 0 | 0 | 0 | 0 | 0 | 0 | 0 | 0 | 0 | 0 | 0 | 0 | 0 | 0 | 0 | 0 | 0 | 0 | 0 | 0 | 0 | 0 | 0 | 0
F9_Commercial_OR - College_Existing_Water Heating_Natural Gas_Water Heater - Drainwater Heat Recovery_A_Technical Potential | F9 | Commercial | OR - College | Existing | Water Heating | Natural Gas | Water Heater - Drainwater Heat Recovery | A | Cumulative Winter Peak Savings (MW) | Technical Potential | 0 | 0 | 0 | 0 | 0 | 0 | 0 | 0 | 0 | 0 | 0 | 0 | 0 | 0 | 0 | 0 | 0 | 0 | 0 | 0 | 0 | 0 | 0 | 0 | 0 | 0 | 0
F10_Commercial_OR - College_Existing_Water Heating_Natural Gas_Water Heater - Drainwater Heat Recovery_A_Technical Potential | F10 | Commercial | OR - College | Existing | Water Heating | Natural Gas | Water Heater - Drainwater Heat Recovery | A | Purchases (Incremental) | Technical Potential | 0 | 0 | 0 | 0 | 0 | 0 | 0 | 0 | 0 | 0 | 0 | 0 | 0 | 0 | 0 | 0 | 0 | 0 | 0 | 0 | 0 | 0 | 0 | 0 | 0 | 0 | 0
F11_Commercial_OR - College_Existing_Water Heating_Natural Gas_Water Heater - Drainwater Heat Recovery_A_Technical Potential | F11 | Commercial | OR - College | Existing | Water Heating | Natural Gas | Water Heater - Drainwater Heat Recovery | A | Purchases (Cumulative) | Technical Potential | 0 | 0 | 0 | 0 | 0 | 0 | 0 | 0 | 0 | 0 | 0 | 0 | 0 | 0 | 0 | 0 | 0 | 0 | 0 | 0 | 0 | 0 | 0 | 0 | 0 | 0 | 0
F1_Commercial_OR - College_Existing_Water Heating_Natural Gas_Water Heater - Circulation Pump Controls_A_Technical Potential | F1 | Commercial | OR - College | Existing | Water Heating | Natural Gas | Water Heater - Circulation Pump Controls | A | Integrated Unit Energy Savings (kWh or therms) | Technical Potential | 0 | 0 | 1381.3576 | 1342.5722 | 1307.998 | 1276.2265 | 1247.072 | 1220.0958 | 1196.1378 | 1174.3912 | 1153.6811 | 1134.1432 | 1128.8884 | 1124.8243 | 1121.7387 | 1115.2803 | 1110.2935 | 1106.3041 | 1103.1126 | 1100.3836 | 1098.7979 | 1097.8947 | 1097.4581 | 1097.1088 | 1096.0343 | 1095.8108 | 1095.6319
F2_Commercial_OR - College_Existing_Water Heating_Natural Gas_Water Heater - Circulation Pump Controls_A_Technical Potential | F2 | Commercial | OR - College | Existing | Water Heating | Natural Gas | Water Heater - Circulation Pump Controls | A | Integrated Unit Summer Peak Savings (kW) | Technical Potential | 0 | 0 | 0 | 0 | 0 | 0 | 0 | 0 | 0 | 0 | 0 | 0 | 0 | 0 | 0 | 0 | 0 | 0 | 0 | 0 | 0 | 0 | 0 | 0 | 0 | 0 | 0
F3_Commercial_OR - College_Existing_Water Heating_Natural Gas_Water Heater - Circulation Pump Controls_A_Technical Potential | F3 | Commercial | OR - College | Existing | Water Heating | Natural Gas | Water Heater - Circulation Pump Controls | A | Integrated Unit Winter Peak Savings (kW) | Technical Potential | 0 | 0 | 0 | 0 | 0 | 0 | 0 | 0 | 0 | 0 | 0 | 0 | 0 | 0 | 0 | 0 | 0 | 0 | 0 | 0 | 0 | 0 | 0 | 0 | 0 | 0 | 0
F4_Commercial_OR - College_Existing_Water Heating_Natural Gas_Water Heater - Circulation Pump Controls_A_Technical Potential | F4 | Commercial | OR - College | Existing | Water Heating | Natural Gas | Water Heater - Circulation Pump Controls | A | Incremental Energy Savings (MWh or mTherms) | Technical Potential | 0 | 0 | 0.50158 | 0.59857 | 0.71362 | 0.80827 | 0.90088 | 1.0305 | 1.1082 | 1.1115 | 1.029 | 0.86956 | 0.66978 | 0.458 | 0 | 0 | 0 | 0 | 0 | 0 | 0 | 0 | 0 | 0 | 0 | 0 | 0
F5_Commercial_OR - College_Existing_Water Heating_Natural Gas_Water Heater - Circulation Pump Controls_A_Technical Potential | F5 | Commercial | OR - College | Existing | Water Heating | Natural Gas | Water Heater - Circulation Pump Controls | A | Incremental Summer Peak Savings (MW) | Technical Potential | 0 | 0 | 0 | 0 | 0 | 0 | 0 | 0 | 0 | 0 | 0 | 0 | 0 | 0 | 0 | 0 | 0 | 0 | 0 | 0 | 0 | 0 | 0 | 0 | 0 | 0 | 0
F6_Commercial_OR - College_Existing_Water Heating_Natural Gas_Water Heater - Circulation Pump Controls_A_Technical Potential | F6 | Commercial | OR - College | Existing | Water Heating | Natural Gas | Water Heater - Circulation Pump Controls | A | Incremental Winter Peak Savings (MW) | Technical Potential | 0 | 0 | 0 | 0 | 0 | 0 | 0 | 0 | 0 | 0 | 0 | 0 | 0 | 0 | 0 | 0 | 0 | 0 | 0 | 0 | 0 | 0 | 0 | 0 | 0 | 0 | 0
F7_Commercial_OR - College_Existing_Water Heating_Natural Gas_Water Heater - Circulation Pump Controls_A_Technical Potential | F7 | Commercial | OR - College | Existing | Water Heating | Natural Gas | Water Heater - Circulation Pump Controls | A | Cumulative Energy Savings (MWh or mTherms) | Technical Potential | 0 | 0 | 0.50158 | 1.0861 | 1.7717 | 2.537 | 3.3799 | 4.3372 | 5.3603 | 6.3744 | 7.291 | 8.0371 | 8.6696 | 9.0964 | 9.0715 | 9.0192 | 8.9789 | 8.9466 | 8.9208 | 8.8988 | 8.8859 | 8.8786 | 8.8751 | 8.8723 | 8.8636 | 8.8618 | 8.8603
F8_Commercial_OR - College_Existing_Water Heating_Natural Gas_Water Heater - Circulation Pump Controls_A_Technical Potential | F8 | Commercial | OR - College | Existing | Water Heating | Natural Gas | Water Heater - Circulation Pump Controls | A | Cumulative Summer Peak Savings (MW) | Technical Potential | 0 | 0 | 0 | 0 | 0 | 0 | 0 | 0 | 0 | 0 | 0 | 0 | 0 | 0 | 0 | 0 | 0 | 0 | 0 | 0 | 0 | 0 | 0 | 0 | 0 | 0 | 0
F9_Commercial_OR - College_Existing_Water Heating_Natural Gas_Water Heater - Circulation Pump Controls_A_Technical Potential | F9 | Commercial | OR - College | Existing | Water Heating | Natural Gas | Water Heater - Circulation Pump Controls | A | Cumulative Winter Peak Savings (MW) | Technical Potential | 0 | 0 | 0 | 0 | 0 | 0 | 0 | 0 | 0 | 0 | 0 | 0 | 0 | 0 | 0 | 0 | 0 | 0 | 0 | 0 | 0 | 0 | 0 | 0 | 0 | 0 | 0
F10_Commercial_OR - College_Existing_Water Heating_Natural Gas_Water Heater - Circulation Pump Controls_A_Technical Potential | F10 | Commercial | OR - College | Existing | Water Heating | Natural Gas | Water Heater - Circulation Pump Controls | A | Purchases (Incremental) | Technical Potential | 0 | 0 | 0.36311 | 0.44584 | 0.54558 | 0.63333 | 0.72239 | 0.84457 | 0.9265 | 0.94649 | 0.89195 | 0.76671 | 0.59331 | 0.40718 | 0 | 0 | 0 | 0 | 0 | 0 | 0 | 0 | 0 | 0 | 0 | 0 | 0
F11_Commercial_OR - College_Existing_Water Heating_Natural Gas_Water Heater - Circulation Pump Controls_A_Technical Potential | F11 | Commercial | OR - College | Existing | Water Heating | Natural Gas | Water Heater - Circulation Pump Controls | A | Purchases (Cumulative) | Technical Potential | 0 | 0 | 0.36311 | 0.80895 | 1.3545 | 1.9879 | 2.7103 | 3.5548 | 4.4813 | 5.4278 | 6.3198 | 7.0865 | 7.6798 | 8.087 | 8.087 | 8.087 | 8.087 | 8.087 | 8.087 | 8.087 | 8.087 | 8.087 | 8.087 | 8.087 | 8.087 | 8.087 | 8.087
F1_Commercial_OR - College_Existing_Water Heating_Natural Gas_Water Heater - Pipe Insulation_A_Technical Potential | F1 | Commercial | OR - College | Existing | Water Heating | Natural Gas | Water Heater - Pipe Insulation | A | Integrated Unit Energy Savings (kWh or therms) | Technical Potential | 0 | 0 | 4.7699 | 4.6266 | 4.4962 | 4.3743 | 4.2603 | 4.152 | 4.0531 | 3.9619 | 3.8759 | 3.7967 | 3.7686 | 3.7478 | 3.7375 | 3.716 | 3.6994 | 3.6861 | 3.6755 | 3.6664 | 3.6611 | 3.6581 | 3.6566 | 3.6555 | 3.6519 | 3.6512 | 3.6506
F2_Commercial_OR - College_Existing_Water Heating_Natural Gas_Water Heater - Pipe Insulation_A_Technical Potential | F2 | Commercial | OR - College | Existing | Water Heating | Natural Gas | Water Heater - Pipe Insulation | A | Integrated Unit Summer Peak Savings (kW) | Technical Potential | 0 | 0 | 0 | 0 | 0 | 0 | 0 | 0 | 0 | 0 | 0 | 0 | 0 | 0 | 0 | 0 | 0 | 0 | 0 | 0 | 0 | 0 | 0 | 0 | 0 | 0 | 0
F3_Commercial_OR - College_Existing_Water Heating_Natural Gas_Water Heater - Pipe Insulation_A_Technical Potential | F3 | Commercial | OR - College | Existing | Water Heating | Natural Gas | Water Heater - Pipe Insulation | A | Integrated Unit Winter Peak Savings (kW) | Technical Potential | 0 | 0 | 0 | 0 | 0 | 0 | 0 | 0 | 0 | 0 | 0 | 0 | 0 | 0 | 0 | 0 | 0 | 0 | 0 | 0 | 0 | 0 | 0 | 0 | 0 | 0 | 0
F4_Commercial_OR - College_Existing_Water Heating_Natural Gas_Water Heater - Pipe Insulation_A_Technical Potential | F4 | Commercial | OR - College | Existing | Water Heating | Natural Gas | Water Heater - Pipe Insulation | A | Incremental Energy Savings (MWh or mTherms) | Technical Potential | 0 | 0 | 0.0625 | 0.074435 | 0.088521 | 0.099973 | 0.11106 | 0.12654 | 0.13551 | 0.13532 | 0.12475 | 0.10504 | 0.080686 | 0.055068 | 0.032863 | 0.015261 | 0 | 0 | 0 | 0 | 0 | 0 | 0 | 0 | 0 | 0 | 0
F5_Commercial_OR - College_Existing_Water Heating_Natural Gas_Water Heater - Pipe Insulation_A_Technical Potential | F5 | Commercial | OR - College | Existing | Water Heating | Natural Gas | Water Heater - Pipe Insulation | A | Incremental Summer Peak Savings (MW) | Technical Potential | 0 | 0 | 0 | 0 | 0 | 0 | 0 | 0 | 0 | 0 | 0 | 0 | 0 | 0 | 0 | 0 | 0 | 0 | 0 | 0 | 0 | 0 | 0 | 0 | 0 | 0 | 0
F6_Commercial_OR - College_Existing_Water Heating_Natural Gas_Water Heater - Pipe Insulation_A_Technical Potential | F6 | Commercial | OR - College | Existing | Water Heating | Natural Gas | Water Heater - Pipe Insulation | A | Incremental Winter Peak Savings (MW) | Technical Potential | 0 | 0 | 0 | 0 | 0 | 0 | 0 | 0 | 0 | 0 | 0 | 0 | 0 | 0 | 0 | 0 | 0 | 0 | 0 | 0 | 0 | 0 | 0 | 0 | 0 | 0 | 0
F7_Commercial_OR - College_Existing_Water Heating_Natural Gas_Water Heater - Pipe Insulation_A_Technical Potential | F7 | Commercial | OR - College | Existing | Water Heating | Natural Gas | Water Heater - Pipe Insulation | A | Cumulative Energy Savings (MWh or mTherms) | Technical Potential | 0 | 0 | 0.0625 | 0.13506 | 0.21977 | 0.31379 | 0.41666 | 0.53261 | 0.65543 | 0.77602 | 0.88393 | 0.97089 | 1.0444 | 1.0937 | 1.1236 | 1.1324 | 1.1273 | 1.1232 | 1.12 | 1.1172 | 1.1156 | 1.1147 | 1.1143 | 1.1139 | 1.1128 | 1.1126 | 1.1124
F8_Commercial_OR - College_Existing_Water Heating_Natural Gas_Water Heater - Pipe Insulation_A_Technical Potential | F8 | Commercial | OR - College | Existing | Water Heating | Natural Gas | Water Heater - Pipe Insulation | A | Cumulative Summer Peak Savings (MW) | Technical Potential | 0 | 0 | 0 | 0 | 0 | 0 | 0 | 0 | 0 | 0 | 0 | 0 | 0 | 0 | 0 | 0 | 0 | 0 | 0 | 0 | 0 | 0 | 0 | 0 | 0 | 0 | 0
F9_Commercial_OR - College_Existing_Water Heating_Natural Gas_Water Heater - Pipe Insulation_A_Technical Potential | F9 | Commercial | OR - College | Existing | Water Heating | Natural Gas | Water Heater - Pipe Insulation | A | Cumulative Winter Peak Savings (MW) | Technical Potential | 0 | 0 | 0 | 0 | 0 | 0 | 0 | 0 | 0 | 0 | 0 | 0 | 0 | 0 | 0 | 0 | 0 | 0 | 0 | 0 | 0 | 0 | 0 | 0 | 0 | 0 | 0
F10_Commercial_OR - College_Existing_Water Heating_Natural Gas_Water Heater - Pipe Insulation_A_Technical Potential | F10 | Commercial | OR - College | Existing | Water Heating | Natural Gas | Water Heater - Pipe Insulation | A | Purchases (Incremental) | Technical Potential | 0 | 0 | 13.1031 | 16.0886 | 19.6877 | 22.8543 | 26.0683 | 30.4769 | 33.4337 | 34.1548 | 32.1868 | 27.6673 | 21.4101 | 14.6933 | 8.7926 | 4.1067 | 0 | 0 | 0 | 0 | 0 | 0 | 0 | 0 | 0 | 0 | 0
F11_Commercial_OR - College_Existing_Water Heating_Natural Gas_Water Heater - Pipe Insulation_A_Technical Potential | F11 | Commercial | OR - College | Existing | Water Heating | Natural Gas | Water Heater - Pipe Insulation | A | Purchases (Cumulative) | Technical Potential | 0 | 0 | 13.1031 | 29.1917 | 48.8794 | 71.7338 | 97.802 | 128.2789 | 161.7126 | 195.8674 | 228.0543 | 255.7216 | 277.1317 | 291.825 | 300.6176 | 304.7243 | 304.7243 | 304.7243 | 304.7243 | 304.7243 | 304.7243 | 304.7243 | 304.7243 | 304.7243 | 304.7243 | 304.7243 | 304.7243
F1_Commercial_OR - College_Existing_Water Heating_Natural Gas_Water Heater - Motion Control Faucet_A_Technical Potential | F1 | Commercial | OR - College | Existing | Water Heating | Natural Gas | Water Heater - Motion Control Faucet | A | Integrated Unit Energy Savings (kWh or therms) | Technical Potential | 0 | 0 | 0 | 0 | 0 | 0 | 0 | 0 | 0 | 0 | 0 | 0 | 0 | 0 | 0 | 0 | 0 | 0 | 0 | 0 | 0 | 0 | 0 | 0 | 0 | 0 | 0
F2_Commercial_OR - College_Existing_Water Heating_Natural Gas_Water Heater - Motion Control Faucet_A_Technical Potential | F2 | Commercial | OR - College | Existing | Water Heating | Natural Gas | Water Heater - Motion Control Faucet | A | Integrated Unit Summer Peak Savings (kW) | Technical Potential | 0 | 0 | 0 | 0 | 0 | 0 | 0 | 0 | 0 | 0 | 0 | 0 | 0 | 0 | 0 | 0 | 0 | 0 | 0 | 0 | 0 | 0 | 0 | 0 | 0 | 0 | 0
F3_Commercial_OR - College_Existing_Water Heating_Natural Gas_Water Heater - Motion Control Faucet_A_Technical Potential | F3 | Commercial | OR - College | Existing | Water Heating | Natural Gas | Water Heater - Motion Control Faucet | A | Integrated Unit Winter Peak Savings (kW) | Technical Potential | 0 | 0 | 0 | 0 | 0 | 0 | 0 | 0 | 0 | 0 | 0 | 0 | 0 | 0 | 0 | 0 | 0 | 0 | 0 | 0 | 0 | 0 | 0 | 0 | 0 | 0 | 0
F4_Commercial_OR - College_Existing_Water Heating_Natural Gas_Water Heater - Motion Control Faucet_A_Technical Potential | F4 | Commercial | OR - College | Existing | Water Heating | Natural Gas | Water Heater - Motion Control Faucet | A | Incremental Energy Savings (MWh or mTherms) | Technical Potential | 0 | 0 | 0 | 0 | 0 | 0 | 0 | 0 | 0 | 0 | 0 | 0 | 0 | 0 | 0 | 0 | 0 | 0 | 0 | 0 | 0 | 0 | 0 | 0 | 0 | 0 | 0
F5_Commercial_OR - College_Existing_Water Heating_Natural Gas_Water Heater - Motion Control Faucet_A_Technical Potential | F5 | Commercial | OR - College | Existing | Water Heating | Natural Gas | Water Heater - Motion Control Faucet | A | Incremental Summer Peak Savings (MW) | Technical Potential | 0 | 0 | 0 | 0 | 0 | 0 | 0 | 0 | 0 | 0 | 0 | 0 | 0 | 0 | 0 | 0 | 0 | 0 | 0 | 0 | 0 | 0 | 0 | 0 | 0 | 0 | 0
F6_Commercial_OR - College_Existing_Water Heating_Natural Gas_Water Heater - Motion Control Faucet_A_Technical Potential | F6 | Commercial | OR - College | Existing | Water Heating | Natural Gas | Water Heater - Motion Control Faucet | A | Incremental Winter Peak Savings (MW) | Technical Potential | 0 | 0 | 0 | 0 | 0 | 0 | 0 | 0 | 0 | 0 | 0 | 0 | 0 | 0 | 0 | 0 | 0 | 0 | 0 | 0 | 0 | 0 | 0 | 0 | 0 | 0 | 0
F7_Commercial_OR - College_Existing_Water Heating_Natural Gas_Water Heater - Motion Control Faucet_A_Technical Potential | F7 | Commercial | OR - College | Existing | Water Heating | Natural Gas | Water Heater - Motion Control Faucet | A | Cumulative Energy Savings (MWh or mTherms) | Technical Potential | 0 | 0 | 0 | 0 | 0 | 0 | 0 | 0 | 0 | 0 | 0 | 0 | 0 | 0 | 0 | 0 | 0 | 0 | 0 | 0 | 0 | 0 | 0 | 0 | 0 | 0 | 0
F8_Commercial_OR - College_Existing_Water Heating_Natural Gas_Water Heater - Motion Control Faucet_A_Technical Potential | F8 | Commercial | OR - College | Existing | Water Heating | Natural Gas | Water Heater - Motion Control Faucet | A | Cumulative Summer Peak Savings (MW) | Technical Potential | 0 | 0 | 0 | 0 | 0 | 0 | 0 | 0 | 0 | 0 | 0 | 0 | 0 | 0 | 0 | 0 | 0 | 0 | 0 | 0 | 0 | 0 | 0 | 0 | 0 | 0 | 0
F9_Commercial_OR - College_Existing_Water Heating_Natural Gas_Water Heater - Motion Control Faucet_A_Technical Potential | F9 | Commercial | OR - College | Existing | Water Heating | Natural Gas | Water Heater - Motion Control Faucet | A | Cumulative Winter Peak Savings (MW) | Technical Potential | 0 | 0 | 0 | 0 | 0 | 0 | 0 | 0 | 0 | 0 | 0 | 0 | 0 | 0 | 0 | 0 | 0 | 0 | 0 | 0 | 0 | 0 | 0 | 0 | 0 | 0 | 0
F10_Commercial_OR - College_Existing_Water Heating_Natural Gas_Water Heater - Motion Control Faucet_A_Technical Potential | F10 | Commercial | OR - College | Existing | Water Heating | Natural Gas | Water Heater - Motion Control Faucet | A | Purchases (Incremental) | Technical Potential | 0 | 0 | 28011.3482 | 34393.4683 | 42087.5402 | 48857.0027 | 55727.5985 | 37140.913 | 37079.574 | 30927.2212 | 19950.6474 | 3418.405 | 0 | 0 | 0 | 0 | 0 | 0 | 0 | 0 | 0 | 0 | 0 | 0 | 0 | 0 | 0
F11_Commercial_OR - College_Existing_Water Heating_Natural Gas_Water Heater - Motion Control Faucet_A_Technical Potential | F11 | Commercial | OR - College | Existing | Water Heating | Natural Gas | Water Heater - Motion Control Faucet | A | Purchases (Cumulative) | Technical Potential | 0 | 0 | 28011.3482 | 62404.8165 | 104492.3567 | 153349.3594 | 209076.9578 | 246217.8708 | 283297.4449 | 314224.6661 | 334175.3134 | 337593.7184 | 337593.7184 | 337593.7184 | 337593.7184 | 337593.7184 | 337593.7184 | 337593.7184 | 337593.7184 | 337593.7184 | 337593.7184 | 337593.7184 | 337593.7184 | 337593.7184 | 337593.7184 | 337593.7184 | 337593.7184
F1_Commercial_OR - College_Existing_Water Heating_Natural Gas_Water Heater - Solar System_A_Technical Potential | F1 | Commercial | OR - College | Existing | Water Heating | Natural Gas | Water Heater - Solar System | A | Integrated Unit Energy Savings (kWh or therms) | Technical Potential | 0 | 0 | 38.1459 | 36.9905 | 35.9373 | 34.9505 | 34.0253 | 33.1444 | 32.3378 | 31.5938 | 30.8924 | 30.2473 | 30.0134 | 29.8412 | 29.7552 | 29.582 | 29.4497 | 29.3439 | 29.2593 | 29.1869 | 29.1448 | 29.1209 | 29.1093 | 29.1 | 29.0715 | 29.0656 | 29.0609
F2_Commercial_OR - College_Existing_Water Heating_Natural Gas_Water Heater - Solar System_A_Technical Potential | F2 | Commercial | OR - College | Existing | Water Heating | Natural Gas | Water Heater - Solar System | A | Integrated Unit Summer Peak Savings (kW) | Technical Potential | 0 | 0 | 0 | 0 | 0 | 0 | 0 | 0 | 0 | 0 | 0 | 0 | 0 | 0 | 0 | 0 | 0 | 0 | 0 | 0 | 0 | 0 | 0 | 0 | 0 | 0 | 0
F3_Commercial_OR - College_Existing_Water Heating_Natural Gas_Water Heater - Solar System_A_Technical Potential | F3 | Commercial | OR - College | Existing | Water Heating | Natural Gas | Water Heater - Solar System | A | Integrated Unit Winter Peak Savings (kW) | Technical Potential | 0 | 0 | 0 | 0 | 0 | 0 | 0 | 0 | 0 | 0 | 0 | 0 | 0 | 0 | 0 | 0 | 0 | 0 | 0 | 0 | 0 | 0 | 0 | 0 | 0 | 0 | 0
F4_Commercial_OR - College_Existing_Water Heating_Natural Gas_Water Heater - Solar System_A_Technical Potential | F4 | Commercial | OR - College | Existing | Water Heating | Natural Gas | Water Heater - Solar System | A | Incremental Energy Savings (MWh or mTherms) | Technical Potential | 0 | 0 | 0.27376 | 0.31015 | 0.3537 | 0.38574 | 0.41628 | 0.46309 | 0.48625 | 0.4778 | 0.46774 | 0.4066 | 0.31675 | 0.21674 | 0.12873 | 0.077724 | 0 | 0 | 0 | 0 | 0 | 0 | 0 | 0 | 0 | 0 | 0
F5_Commercial_OR - College_Existing_Water Heating_Natural Gas_Water Heater - Solar System_A_Technical Potential | F5 | Commercial | OR - College | Existing | Water Heating | Natural Gas | Water Heater - Solar System | A | Incremental Summer Peak Savings (MW) | Technical Potential | 0 | 0 | 0 | 0 | 0 | 0 | 0 | 0 | 0 | 0 | 0 | 0 | 0 | 0 | 0 | 0 | 0 | 0 | 0 | 0 | 0 | 0 | 0 | 0 | 0 | 0 | 0
F6_Commercial_OR - College_Existing_Water Heating_Natural Gas_Water Heater - Solar System_A_Technical Potential | F6 | Commercial | OR - College | Existing | Water Heating | Natural Gas | Water Heater - Solar System | A | Incremental Winter Peak Savings (MW) | Technical Potential | 0 | 0 | 0 | 0 | 0 | 0 | 0 | 0 | 0 | 0 | 0 | 0 | 0 | 0 | 0 | 0 | 0 | 0 | 0 | 0 | 0 | 0 | 0 | 0 | 0 | 0 | 0
F7_Commercial_OR - College_Existing_Water Heating_Natural Gas_Water Heater - Solar System_A_Technical Potential | F7 | Commercial | OR - College | Existing | Water Heating | Natural Gas | Water Heater - Solar System | A | Cumulative Energy Savings (MWh or mTherms) | Technical Potential | 0 | 0 | 0.27376 | 0.57563 | 0.91294 | 1.2736 | 1.6562 | 2.0764 | 2.5121 | 2.9321 | 3.3347 | 3.6717 | 3.9601 | 4.1541 | 4.2709 | 4.3237 | 4.3044 | 4.2889 | 4.2765 | 4.266 | 4.2598 | 4.2563 | 4.2546 | 4.2533 | 4.2491 | 4.2482 | 4.2475
F8_Commercial_OR - College_Existing_Water Heating_Natural Gas_Water Heater - Solar System_A_Technical Potential | F8 | Commercial | OR - College | Existing | Water Heating | Natural Gas | Water Heater - Solar System | A | Cumulative Summer Peak Savings (MW) | Technical Potential | 0 | 0 | 0 | 0 | 0 | 0 | 0 | 0 | 0 | 0 | 0 | 0 | 0 | 0 | 0 | 0 | 0 | 0 | 0 | 0 | 0 | 0 | 0 | 0 | 0 | 0 | 0
F9_Commercial_OR - College_Existing_Water Heating_Natural Gas_Water Heater - Solar System_A_Technical Potential | F9 | Commercial | OR - College | Existing | Water Heating | Natural Gas | Water Heater - Solar System | A | Cumulative Winter Peak Savings (MW) | Technical Potential | 0 | 0 | 0 | 0 | 0 | 0 | 0 | 0 | 0 | 0 | 0 | 0 | 0 | 0 | 0 | 0 | 0 | 0 | 0 | 0 | 0 | 0 | 0 | 0 | 0 | 0 | 0
F10_Commercial_OR - College_Existing_Water Heating_Natural Gas_Water Heater - Solar System_A_Technical Potential | F10 | Commercial | OR - College | Existing | Water Heating | Natural Gas | Water Heater - Solar System | A | Purchases (Incremental) | Technical Potential | 0 | 0 | 7.1768 | 8.3847 | 9.8421 | 11.0368 | 12.2344 | 13.9719 | 15.0365 | 15.1231 | 15.1409 | 13.4426 | 10.5536 | 7.2632 | 4.3263 | 2.6274 | 0 | 0 | 0 | 0 | 0 | 0 | 0 | 0 | 0 | 0 | 0
F11_Commercial_OR - College_Existing_Water Heating_Natural Gas_Water Heater - Solar System_A_Technical Potential | F11 | Commercial | OR - College | Existing | Water Heating | Natural Gas | Water Heater - Solar System | A | Purchases (Cumulative) | Technical Potential | 0 | 0 | 7.1768 | 15.5615 | 25.4036 | 36.4403 | 48.6747 | 62.6467 | 77.6832 | 92.8063 | 107.9471 | 121.3898 | 131.9434 | 139.2066 | 143.533 | 146.1604 | 146.1604 | 146.1604 | 146.1604 | 146.1604 | 146.1604 | 146.1604 | 146.1604 | 146.1604 | 146.1604 | 146.1604 | 146.1604
F1_Commercial_OR - College_Existing_Water Heating_Natural Gas_Commercial Laundry - Ozone Treatment_A_Technical Potential | F1 | Commercial | OR - College | Existing | Water Heating | Natural Gas | Commercial Laundry - Ozone Treatment | A | Integrated Unit Energy Savings (kWh or therms) | Technical Potential | 0 | 0 | 346.31 | 334.5528 | 323.74 | 313.9727 | 305.1899 | 296.764 | 288.9919 | 281.8024 | 275.0161 | 268.8136 | 266.3759 | 264.6026 | 263.6945 | 262.0713 | 260.8995 | 259.9621 | 259.2121 | 258.5709 | 258.1982 | 257.986 | 257.8834 | 257.8013 | 257.5488 | 257.4963 | 257.4543
F2_Commercial_OR - College_Existing_Water Heating_Natural Gas_Commercial Laundry - Ozone Treatment_A_Technical Potential | F2 | Commercial | OR - College | Existing | Water Heating | Natural Gas | Commercial Laundry - Ozone Treatment | A | Integrated Unit Summer Peak Savings (kW) | Technical Potential | 0 | 0 | 0 | 0 | 0 | 0 | 0 | 0 | 0 | 0 | 0 | 0 | 0 | 0 | 0 | 0 | 0 | 0 | 0 | 0 | 0 | 0 | 0 | 0 | 0 | 0 | 0
F3_Commercial_OR - College_Existing_Water Heating_Natural Gas_Commercial Laundry - Ozone Treatment_A_Technical Potential | F3 | Commercial | OR - College | Existing | Water Heating | Natural Gas | Commercial Laundry - Ozone Treatment | A | Integrated Unit Winter Peak Savings (kW) | Technical Potential | 0 | 0 | 0 | 0 | 0 | 0 | 0 | 0 | 0 | 0 | 0 | 0 | 0 | 0 | 0 | 0 | 0 | 0 | 0 | 0 | 0 | 0 | 0 | 0 | 0 | 0 | 0
F4_Commercial_OR - College_Existing_Water Heating_Natural Gas_Commercial Laundry - Ozone Treatment_A_Technical Potential | F4 | Commercial | OR - College | Existing | Water Heating | Natural Gas | Commercial Laundry - Ozone Treatment | A | Incremental Energy Savings (MWh or mTherms) | Technical Potential | 0 | 0 | 0.071856 | 0.085233 | 0.10093 | 0.11363 | 0.12598 | 0.14322 | 0.153 | 0.15241 | 0.14017 | 0.11777 | 0.03504 | 0 | 0 | 0 | 0 | 0 | 0 | 0 | 0 | 0 | 0 | 0 | 0 | 0 | 0
F5_Commercial_OR - College_Existing_Water Heating_Natural Gas_Commercial Laundry - Ozone Treatment_A_Technical Potential | F5 | Commercial | OR - College | Existing | Water Heating | Natural Gas | Commercial Laundry - Ozone Treatment | A | Incremental Summer Peak Savings (MW) | Technical Potential | 0 | 0 | 0 | 0 | 0 | 0 | 0 | 0 | 0 | 0 | 0 | 0 | 0 | 0 | 0 | 0 | 0 | 0 | 0 | 0 | 0 | 0 | 0 | 0 | 0 | 0 | 0
F6_Commercial_OR - College_Existing_Water Heating_Natural Gas_Commercial Laundry - Ozone Treatment_A_Technical Potential | F6 | Commercial | OR - College | Existing | Water Heating | Natural Gas | Commercial Laundry - Ozone Treatment | A | Incremental Winter Peak Savings (MW) | Technical Potential | 0 | 0 | 0 | 0 | 0 | 0 | 0 | 0 | 0 | 0 | 0 | 0 | 0 | 0 | 0 | 0 | 0 | 0 | 0 | 0 | 0 | 0 | 0 | 0 | 0 | 0 | 0
F7_Commercial_OR - College_Existing_Water Heating_Natural Gas_Commercial Laundry - Ozone Treatment_A_Technical Potential | F7 | Commercial | OR - College | Existing | Water Heating | Natural Gas | Commercial Laundry - Ozone Treatment | A | Cumulative Energy Savings (MWh or mTherms) | Technical Potential | 0 | 0 | 0.071856 | 0.15465 | 0.25058 | 0.35665 | 0.47265 | 0.60282 | 0.74004 | 0.87404 | 0.99316 | 1.0885 | 1.1137 | 1.1063 | 1.1025 | 1.0957 | 1.0908 | 1.0869 | 1.0838 | 1.0811 | 1.0795 | 1.0786 | 1.0782 | 1.0779 | 1.0768 | 1.0766 | 1.0764
F8_Commercial_OR - College_Existing_Water Heating_Natural Gas_Commercial Laundry - Ozone Treatment_A_Technical Potential | F8 | Commercial | OR - College | Existing | Water Heating | Natural Gas | Commercial Laundry - Ozone Treatment | A | Cumulative Summer Peak Savings (MW) | Technical Potential | 0 | 0 | 0 | 0 | 0 | 0 | 0 | 0 | 0 | 0 | 0 | 0 | 0 | 0 | 0 | 0 | 0 | 0 | 0 | 0 | 0 | 0 | 0 | 0 | 0 | 0 | 0
F9_Commercial_OR - College_Existing_Water Heating_Natural Gas_Commercial Laundry - Ozone Treatment_A_Technical Potential | F9 | Commercial | OR - College | Existing | Water Heating | Natural Gas | Commercial Laundry - Ozone Treatment | A | Cumulative Winter Peak Savings (MW) | Technical Potential | 0 | 0 | 0 | 0 | 0 | 0 | 0 | 0 | 0 | 0 | 0 | 0 | 0 | 0 | 0 | 0 | 0 | 0 | 0 | 0 | 0 | 0 | 0 | 0 | 0 | 0 | 0
F10_Commercial_OR - College_Existing_Water Heating_Natural Gas_Commercial Laundry - Ozone Treatment_A_Technical Potential | F10 | Commercial | OR - College | Existing | Water Heating | Natural Gas | Commercial Laundry - Ozone Treatment | A | Purchases (Incremental) | Technical Potential | 0 | 0 | 0.20749 | 0.25477 | 0.31176 | 0.3619 | 0.4128 | 0.48261 | 0.52943 | 0.54085 | 0.50969 | 0.43812 | 0.13154 | 0 | 0 | 0 | 0 | 0 | 0 | 0 | 0 | 0 | 0 | 0 | 0 | 0 | 0
F11_Commercial_OR - College_Existing_Water Heating_Natural Gas_Commercial Laundry - Ozone Treatment_A_Technical Potential | F11 | Commercial | OR - College | Existing | Water Heating | Natural Gas | Commercial Laundry - Ozone Treatment | A | Purchases (Cumulative) | Technical Potential | 0 | 0 | 0.20749 | 0.46226 | 0.77402 | 1.1359 | 1.5487 | 2.0313 | 2.5608 | 3.1016 | 3.6113 | 4.0494 | 4.181 | 4.181 | 4.181 | 4.181 | 4.181 | 4.181 | 4.181 | 4.181 | 4.181 | 4.181 | 4.181 | 4.181 | 4.181 | 4.181 | 4.181
F1_Commercial_OR - College_Existing_Water Heating_Natural Gas_Commercial Laundry - ENERGY STAR Washer_A_Technical Potential | F1 | Commercial | OR - College | Existing | Water Heating | Natural Gas | Commercial Laundry - ENERGY STAR Washer | A | Integrated Unit Energy Savings (kWh or therms) | Technical Potential | 0 | 0 | 33.6245 | 32.4436 | 31.3484 | 30.3502 | 29.4431 | 28.5643 | 27.7458 | 26.9854 | 26.2712 | 25.6246 | 25.3569 | 25.1665 | 25.0802 | 24.9258 | 24.8143 | 24.7252 | 24.6538 | 24.5928 | 24.5574 | 24.5372 | 24.5275 | 24.5197 | 24.4956 | 24.4906 | 24.4867
F2_Commercial_OR - College_Existing_Water Heating_Natural Gas_Commercial Laundry - ENERGY STAR Washer_A_Technical Potential | F2 | Commercial | OR - College | Existing | Water Heating | Natural Gas | Commercial Laundry - ENERGY STAR Washer | A | Integrated Unit Summer Peak Savings (kW) | Technical Potential | 0 | 0 | 0 | 0 | 0 | 0 | 0 | 0 | 0 | 0 | 0 | 0 | 0 | 0 | 0 | 0 | 0 | 0 | 0 | 0 | 0 | 0 | 0 | 0 | 0 | 0 | 0
F3_Commercial_OR - College_Existing_Water Heating_Natural Gas_Commercial Laundry - ENERGY STAR Washer_A_Technical Potential | F3 | Commercial | OR - College | Existing | Water Heating | Natural Gas | Commercial Laundry - ENERGY STAR Washer | A | Integrated Unit Winter Peak Savings (kW) | Technical Potential | 0 | 0 | 0 | 0 | 0 | 0 | 0 | 0 | 0 | 0 | 0 | 0 | 0 | 0 | 0 | 0 | 0 | 0 | 0 | 0 | 0 | 0 | 0 | 0 | 0 | 0 | 0
F4_Commercial_OR - College_Existing_Water Heating_Natural Gas_Commercial Laundry - ENERGY STAR Washer_A_Technical Potential | F4 | Commercial | OR - College | Existing | Water Heating | Natural Gas | Commercial Laundry - ENERGY STAR Washer | A | Incremental Energy Savings (MWh or mTherms) | Technical Potential | 0 | 0 | 0.002175 | 0.0025767 | 0.0030467 | 0.0034241 | 0.0037889 | 0.0042975 | 0.0045793 | 0.0028044 | 0.0020878 | 0.0010094 | 0 | 0 | 0 | 0 | 0 | 0 | 0 | 0 | 0 | 0 | 0 | 0 | 0 | 0 | 0
F5_Commercial_OR - College_Existing_Water Heating_Natural Gas_Commercial Laundry - ENERGY STAR Washer_A_Technical Potential | F5 | Commercial | OR - College | Existing | Water Heating | Natural Gas | Commercial Laundry - ENERGY STAR Washer | A | Incremental Summer Peak Savings (MW) | Technical Potential | 0 | 0 | 0 | 0 | 0 | 0 | 0 | 0 | 0 | 0 | 0 | 0 | 0 | 0 | 0 | 0 | 0 | 0 | 0 | 0 | 0 | 0 | 0 | 0 | 0 | 0 | 0
F6_Commercial_OR - College_Existing_Water Heating_Natural Gas_Commercial Laundry - ENERGY STAR Washer_A_Technical Potential | F6 | Commercial | OR - College | Existing | Water Heating | Natural Gas | Commercial Laundry - ENERGY STAR Washer | A | Incremental Winter Peak Savings (MW) | Technical Potential | 0 | 0 | 0 | 0 | 0 | 0 | 0 | 0 | 0 | 0 | 0 | 0 | 0 | 0 | 0 | 0 | 0 | 0 | 0 | 0 | 0 | 0 | 0 | 0 | 0 | 0 | 0
F7_Commercial_OR - College_Existing_Water Heating_Natural Gas_Commercial Laundry - ENERGY STAR Washer_A_Technical Potential | F7 | Commercial | OR - College | Existing | Water Heating | Natural Gas | Commercial Laundry - ENERGY STAR Washer | A | Cumulative Energy Savings (MWh or mTherms) | Technical Potential | 0 | 0 | 0.002175 | 0.0046753 | 0.0075642 | 0.010747 | 0.014215 | 0.018088 | 0.022149 | 0.024347 | 0.02579 | 0.026165 | 0.025891 | 0.025697 | 0.025609 | 0.025451 | 0.025337 | 0.025246 | 0.025174 | 0.025111 | 0.025075 | 0.025055 | 0.025045 | 0.025037 | 0.025012 | 0.025007 | 0.025003
F8_Commercial_OR - College_Existing_Water Heating_Natural Gas_Commercial Laundry - ENERGY STAR Washer_A_Technical Potential | F8 | Commercial | OR - College | Existing | Water Heating | Natural Gas | Commercial Laundry - ENERGY STAR Washer | A | Cumulative Summer Peak Savings (MW) | Technical Potential | 0 | 0 | 0 | 0 | 0 | 0 | 0 | 0 | 0 | 0 | 0 | 0 | 0 | 0 | 0 | 0 | 0 | 0 | 0 | 0 | 0 | 0 | 0 | 0 | 0 | 0 | 0
F9_Commercial_OR - College_Existing_Water Heating_Natural Gas_Commercial Laundry - ENERGY STAR Washer_A_Technical Potential | F9 | Commercial | OR - College | Existing | Water Heating | Natural Gas | Commercial Laundry - ENERGY STAR Washer | A | Cumulative Winter Peak Savings (MW) | Technical Potential | 0 | 0 | 0 | 0 | 0 | 0 | 0 | 0 | 0 | 0 | 0 | 0 | 0 | 0 | 0 | 0 | 0 | 0 | 0 | 0 | 0 | 0 | 0 | 0 | 0 | 0 | 0
F10_Commercial_OR - College_Existing_Water Heating_Natural Gas_Commercial Laundry - ENERGY STAR Washer_A_Technical Potential | F10 | Commercial | OR - College | Existing | Water Heating | Natural Gas | Commercial Laundry - ENERGY STAR Washer | A | Purchases (Incremental) | Technical Potential | 0 | 0 | 0.064684 | 0.079422 | 0.097189 | 0.11282 | 0.12869 | 0.15045 | 0.16505 | 0.10392 | 0.07947 | 0.039392 | 0 | 0 | 0 | 0 | 0 | 0 | 0 | 0 | 0 | 0 | 0 | 0 | 0 | 0 | 0
F11_Commercial_OR - College_Existing_Water Heating_Natural Gas_Commercial Laundry - ENERGY STAR Washer_A_Technical Potential | F11 | Commercial | OR - College | Existing | Water Heating | Natural Gas | Commercial Laundry - ENERGY STAR Washer | A | Purchases (Cumulative) | Technical Potential | 0 | 0 | 0.064684 | 0.14411 | 0.24129 | 0.35412 | 0.4828 | 0.63325 | 0.7983 | 0.90222 | 0.98169 | 1.0211 | 1.0211 | 1.0211 | 1.0211 | 1.0211 | 1.0211 | 1.0211 | 1.0211 | 1.0211 | 1.0211 | 1.0211 | 1.0211 | 1.0211 | 1.0211 | 1.0211 | 1.0211
F1_Commercial_OR - College_Existing_Water Heating_Natural Gas_Water Heater - Efficient Dishwasher_A_Technical Potential | F1 | Commercial | OR - College | Existing | Water Heating | Natural Gas | Water Heater - Efficient Dishwasher | A | Integrated Unit Energy Savings (kWh or therms) | Technical Potential | 0 | 0 | 97.4333 | 94.0981 | 91.0244 | 88.2417 | 85.7328 | 83.3199 | 81.0886 | 79.0224 | 77.0743 | 75.2982 | 74.6041 | 74.1075 | 73.8532 | 73.3986 | 73.0704 | 72.8078 | 72.5978 | 72.4182 | 72.3138 | 72.2544 | 72.2257 | 72.2027 | 72.1319 | 72.1172 | 72.1055
F2_Commercial_OR - College_Existing_Water Heating_Natural Gas_Water Heater - Efficient Dishwasher_A_Technical Potential | F2 | Commercial | OR - College | Existing | Water Heating | Natural Gas | Water Heater - Efficient Dishwasher | A | Integrated Unit Summer Peak Savings (kW) | Technical Potential | 0 | 0 | 0 | 0 | 0 | 0 | 0 | 0 | 0 | 0 | 0 | 0 | 0 | 0 | 0 | 0 | 0 | 0 | 0 | 0 | 0 | 0 | 0 | 0 | 0 | 0 | 0
F3_Commercial_OR - College_Existing_Water Heating_Natural Gas_Water Heater - Efficient Dishwasher_A_Technical Potential | F3 | Commercial | OR - College | Existing | Water Heating | Natural Gas | Water Heater - Efficient Dishwasher | A | Integrated Unit Winter Peak Savings (kW) | Technical Potential | 0 | 0 | 0 | 0 | 0 | 0 | 0 | 0 | 0 | 0 | 0 | 0 | 0 | 0 | 0 | 0 | 0 | 0 | 0 | 0 | 0 | 0 | 0 | 0 | 0 | 0 | 0
F4_Commercial_OR - College_Existing_Water Heating_Natural Gas_Water Heater - Efficient Dishwasher_A_Technical Potential | F4 | Commercial | OR - College | Existing | Water Heating | Natural Gas | Water Heater - Efficient Dishwasher | A | Incremental Energy Savings (MWh or mTherms) | Technical Potential | 0 | 0 | 0.22744 | 0.2697 | 0.31925 | 0.35927 | 0.39814 | 0.45237 | 0.48297 | 0.48082 | 0.44194 | 0.37113 | 0.28455 | 0.19398 | 0 | 0 | 0 | 0 | 0 | 0 | 0 | 0 | 0 | 0 | 0 | 0 | 0
F5_Commercial_OR - College_Existing_Water Heating_Natural Gas_Water Heater - Efficient Dishwasher_A_Technical Potential | F5 | Commercial | OR - College | Existing | Water Heating | Natural Gas | Water Heater - Efficient Dishwasher | A | Incremental Summer Peak Savings (MW) | Technical Potential | 0 | 0 | 0 | 0 | 0 | 0 | 0 | 0 | 0 | 0 | 0 | 0 | 0 | 0 | 0 | 0 | 0 | 0 | 0 | 0 | 0 | 0 | 0 | 0 | 0 | 0 | 0
F6_Commercial_OR - College_Existing_Water Heating_Natural Gas_Water Heater - Efficient Dishwasher_A_Technical Potential | F6 | Commercial | OR - College | Existing | Water Heating | Natural Gas | Water Heater - Efficient Dishwasher | A | Incremental Winter Peak Savings (MW) | Technical Potential | 0 | 0 | 0 | 0 | 0 | 0 | 0 | 0 | 0 | 0 | 0 | 0 | 0 | 0 | 0 | 0 | 0 | 0 | 0 | 0 | 0 | 0 | 0 | 0 | 0 | 0 | 0
F7_Commercial_OR - College_Existing_Water Heating_Natural Gas_Water Heater - Efficient Dishwasher_A_Technical Potential | F7 | Commercial | OR - College | Existing | Water Heating | Natural Gas | Water Heater - Efficient Dishwasher | A | Cumulative Energy Savings (MWh or mTherms) | Technical Potential | 0 | 0 | 0.22744 | 0.48935 | 0.79261 | 1.1277 | 1.4937 | 1.9041 | 2.336 | 2.7573 | 3.1313 | 3.4303 | 3.6832 | 3.8527 | 3.8394 | 3.8158 | 3.7988 | 3.7851 | 3.7742 | 3.7648 | 3.7594 | 3.7563 | 3.7548 | 3.7536 | 3.75 | 3.7492 | 3.7486
F8_Commercial_OR - College_Existing_Water Heating_Natural Gas_Water Heater - Efficient Dishwasher_A_Technical Potential | F8 | Commercial | OR - College | Existing | Water Heating | Natural Gas | Water Heater - Efficient Dishwasher | A | Cumulative Summer Peak Savings (MW) | Technical Potential | 0 | 0 | 0 | 0 | 0 | 0 | 0 | 0 | 0 | 0 | 0 | 0 | 0 | 0 | 0 | 0 | 0 | 0 | 0 | 0 | 0 | 0 | 0 | 0 | 0 | 0 | 0
F9_Commercial_OR - College_Existing_Water Heating_Natural Gas_Water Heater - Efficient Dishwasher_A_Technical Potential | F9 | Commercial | OR - College | Existing | Water Heating | Natural Gas | Water Heater - Efficient Dishwasher | A | Cumulative Winter Peak Savings (MW) | Technical Potential | 0 | 0 | 0 | 0 | 0 | 0 | 0 | 0 | 0 | 0 | 0 | 0 | 0 | 0 | 0 | 0 | 0 | 0 | 0 | 0 | 0 | 0 | 0 | 0 | 0 | 0 | 0
F10_Commercial_OR - College_Existing_Water Heating_Natural Gas_Water Heater - Efficient Dishwasher_A_Technical Potential | F10 | Commercial | OR - College | Existing | Water Heating | Natural Gas | Water Heater - Efficient Dishwasher | A | Purchases (Incremental) | Technical Potential | 0 | 0 | 2.3343 | 2.8661 | 3.5073 | 4.0714 | 4.644 | 5.4294 | 5.9561 | 6.0846 | 5.734 | 4.9288 | 3.8141 | 2.6176 | 0 | 0 | 0 | 0 | 0 | 0 | 0 | 0 | 0 | 0 | 0 | 0 | 0
F11_Commercial_OR - College_Existing_Water Heating_Natural Gas_Water Heater - Efficient Dishwasher_A_Technical Potential | F11 | Commercial | OR - College | Existing | Water Heating | Natural Gas | Water Heater - Efficient Dishwasher | A | Purchases (Cumulative) | Technical Potential | 0 | 0 | 2.3343 | 5.2004 | 8.7077 | 12.7791 | 17.4231 | 22.8524 | 28.8085 | 34.8931 | 40.6271 | 45.5559 | 49.37 | 51.9876 | 51.9876 | 51.9876 | 51.9876 | 51.9876 | 51.9876 | 51.9876 | 51.9876 | 51.9876 | 51.9876 | 51.9876 | 51.9876 | 51.9876 | 51.9876
F1_Commercial_OR - College_Existing_Water Heating_Natural Gas_Commercial Laundry - Alternative Dry-Cleaning Methods_A_Technical Potential | F1 | Commercial | OR - College | Existing | Water Heating | Natural Gas | Commercial Laundry - Alternative Dry-Cleaning Methods | A | Integrated Unit Energy Savings (kWh or therms) | Technical Potential | 0 | 0 | 0 | 0 | 0 | 0 | 0 | 0 | 0 | 0 | 0 | 0 | 0 | 0 | 0 | 0 | 0 | 0 | 0 | 0 | 0 | 0 | 0 | 0 | 0 | 0 | 0
F2_Commercial_OR - College_Existing_Water Heating_Natural Gas_Commercial Laundry - Alternative Dry-Cleaning Methods_A_Technical Potential | F2 | Commercial | OR - College | Existing | Water Heating | Natural Gas | Commercial Laundry - Alternative Dry-Cleaning Methods | A | Integrated Unit Summer Peak Savings (kW) | Technical Potential | 0 | 0 | 0 | 0 | 0 | 0 | 0 | 0 | 0 | 0 | 0 | 0 | 0 | 0 | 0 | 0 | 0 | 0 | 0 | 0 | 0 | 0 | 0 | 0 | 0 | 0 | 0
F3_Commercial_OR - College_Existing_Water Heating_Natural Gas_Commercial Laundry - Alternative Dry-Cleaning Methods_A_Technical Potential | F3 | Commercial | OR - College | Existing | Water Heating | Natural Gas | Commercial Laundry - Alternative Dry-Cleaning Methods | A | Integrated Unit Winter Peak Savings (kW) | Technical Potential | 0 | 0 | 0 | 0 | 0 | 0 | 0 | 0 | 0 | 0 | 0 | 0 | 0 | 0 | 0 | 0 | 0 | 0 | 0 | 0 | 0 | 0 | 0 | 0 | 0 | 0 | 0
F4_Commercial_OR - College_Existing_Water Heating_Natural Gas_Commercial Laundry - Alternative Dry-Cleaning Methods_A_Technical Potential | F4 | Commercial | OR - College | Existing | Water Heating | Natural Gas | Commercial Laundry - Alternative Dry-Cleaning Methods | A | Incremental Energy Savings (MWh or mTherms) | Technical Potential | 0 | 0 | 0 | 0 | 0 | 0 | 0 | 0 | 0 | 0 | 0 | 0 | 0 | 0 | 0 | 0 | 0 | 0 | 0 | 0 | 0 | 0 | 0 | 0 | 0 | 0 | 0
F5_Commercial_OR - College_Existing_Water Heating_Natural Gas_Commercial Laundry - Alternative Dry-Cleaning Methods_A_Technical Potential | F5 | Commercial | OR - College | Existing | Water Heating | Natural Gas | Commercial Laundry - Alternative Dry-Cleaning Methods | A | Incremental Summer Peak Savings (MW) | Technical Potential | 0 | 0 | 0 | 0 | 0 | 0 | 0 | 0 | 0 | 0 | 0 | 0 | 0 | 0 | 0 | 0 | 0 | 0 | 0 | 0 | 0 | 0 | 0 | 0 | 0 | 0 | 0
F6_Commercial_OR - College_Existing_Water Heating_Natural Gas_Commercial Laundry - Alternative Dry-Cleaning Methods_A_Technical Potential | F6 | Commercial | OR - College | Existing | Water Heating | Natural Gas | Commercial Laundry - Alternative Dry-Cleaning Methods | A | Incremental Winter Peak Savings (MW) | Technical Potential | 0 | 0 | 0 | 0 | 0 | 0 | 0 | 0 | 0 | 0 | 0 | 0 | 0 | 0 | 0 | 0 | 0 | 0 | 0 | 0 | 0 | 0 | 0 | 0 | 0 | 0 | 0
F7_Commercial_OR - College_Existing_Water Heating_Natural Gas_Commercial Laundry - Alternative Dry-Cleaning Methods_A_Technical Potential | F7 | Commercial | OR - College | Existing | Water Heating | Natural Gas | Commercial Laundry - Alternative Dry-Cleaning Methods | A | Cumulative Energy Savings (MWh or mTherms) | Technical Potential | 0 | 0 | 0 | 0 | 0 | 0 | 0 | 0 | 0 | 0 | 0 | 0 | 0 | 0 | 0 | 0 | 0 | 0 | 0 | 0 | 0 | 0 | 0 | 0 | 0 | 0 | 0
F8_Commercial_OR - College_Existing_Water Heating_Natural Gas_Commercial Laundry - Alternative Dry-Cleaning Methods_A_Technical Potential | F8 | Commercial | OR - College | Existing | Water Heating | Natural Gas | Commercial Laundry - Alternative Dry-Cleaning Methods | A | Cumulative Summer Peak Savings (MW) | Technical Potential | 0 | 0 | 0 | 0 | 0 | 0 | 0 | 0 | 0 | 0 | 0 | 0 | 0 | 0 | 0 | 0 | 0 | 0 | 0 | 0 | 0 | 0 | 0 | 0 | 0 | 0 | 0
F9_Commercial_OR - College_Existing_Water Heating_Natural Gas_Commercial Laundry - Alternative Dry-Cleaning Methods_A_Technical Potential | F9 | Commercial | OR - College | Existing | Water Heating | Natural Gas | Commercial Laundry - Alternative Dry-Cleaning Methods | A | Cumulative Winter Peak Savings (MW) | Technical Potential | 0 | 0 | 0 | 0 | 0 | 0 | 0 | 0 | 0 | 0 | 0 | 0 | 0 | 0 | 0 | 0 | 0 | 0 | 0 | 0 | 0 | 0 | 0 | 0 | 0 | 0 | 0
F10_Commercial_OR - College_Existing_Water Heating_Natural Gas_Commercial Laundry - Alternative Dry-Cleaning Methods_A_Technical Potential | F10 | Commercial | OR - College | Existing | Water Heating | Natural Gas | Commercial Laundry - Alternative Dry-Cleaning Methods | A | Purchases (Incremental) | Technical Potential | 0 | 0 | 0.20749 | 0.25477 | 0.31176 | 0.3619 | 0.4128 | 0.48261 | 0.52943 | 0.54085 | 0.50969 | 0.43812 | 0.33903 | 0.23267 | 0.13923 | 0.065031 | 0 | 0 | 0 | 0 | 0 | 0 | 0 | 0 | 0 | 0 | 0
F11_Commercial_OR - College_Existing_Water Heating_Natural Gas_Commercial Laundry - Alternative Dry-Cleaning Methods_A_Technical Potential | F11 | Commercial | OR - College | Existing | Water Heating | Natural Gas | Commercial Laundry - Alternative Dry-Cleaning Methods | A | Purchases (Cumulative) | Technical Potential | 0 | 0 | 0.20749 | 0.46226 | 0.77402 | 1.1359 | 1.5487 | 2.0313 | 2.5608 | 3.1016 | 3.6113 | 4.0494 | 4.3884 | 4.6211 | 4.7604 | 4.8254 | 4.8254 | 4.8254 | 4.8254 | 4.8254 | 4.8254 | 4.8254 | 4.8254 | 4.8254 | 4.8254 | 4.8254 | 4.8254
F1_Commercial_OR - College_Existing_Space Heating_Natural Gas_Advanced Kitchen Ventilation Controls_A_Technical Potential | F1 | Commercial | OR - College | Existing | Space Heating | Natural Gas | Advanced Kitchen Ventilation Controls | A | Integrated Unit Energy Savings (kWh or therms) | Technical Potential | 0 | 0 | 0.040185 | 0.039559 | 0.038917 | 0.038263 | 0.037596 | 0.036913 | 0.036213 | 0.035495 | 0.034759 | 0.034007 | 0.033246 | 0.032483 | 0.03173 | 0.030996 | 0.03029 | 0.029618 | 0.02898 | 0.02837 | 0.027789 | 0.02722 | 0.026697 | 0.02618 | 0.02567 | 0.025166 | 0.024666
F2_Commercial_OR - College_Existing_Space Heating_Natural Gas_Advanced Kitchen Ventilation Controls_A_Technical Potential | F2 | Commercial | OR - College | Existing | Space Heating | Natural Gas | Advanced Kitchen Ventilation Controls | A | Integrated Unit Summer Peak Savings (kW) | Technical Potential | 0 | 0 | 0 | 0 | 0 | 0 | 0 | 0 | 0 | 0 | 0 | 0 | 0 | 0 | 0 | 0 | 0 | 0 | 0 | 0 | 0 | 0 | 0 | 0 | 0 | 0 | 0
F3_Commercial_OR - College_Existing_Space Heating_Natural Gas_Advanced Kitchen Ventilation Controls_A_Technical Potential | F3 | Commercial | OR - College | Existing | Space Heating | Natural Gas | Advanced Kitchen Ventilation Controls | A | Integrated Unit Winter Peak Savings (kW) | Technical Potential | 0 | 0 | 0 | 0 | 0 | 0 | 0 | 0 | 0 | 0 | 0 | 0 | 0 | 0 | 0 | 0 | 0 | 0 | 0 | 0 | 0 | 0 | 0 | 0 | 0 | 0 | 0
F4_Commercial_OR - College_Existing_Space Heating_Natural Gas_Advanced Kitchen Ventilation Controls_A_Technical Potential | F4 | Commercial | OR - College | Existing | Space Heating | Natural Gas | Advanced Kitchen Ventilation Controls | A | Incremental Energy Savings (MWh or mTherms) | Technical Potential | 0 | 0 | 0.12911 | 0.26088 | 0.25664 | 0.25233 | 0.24793 | 0.24342 | 0.23881 | 0.23407 | 0.22922 | 0.22426 | 0.21924 | 0.21421 | 0.20925 | 0.20441 | 0.19975 | 0.10016 | 0 | 2.5802e-16 | 0 | 0 | 0 | 0 | 0 | 0 | 0
F5_Commercial_OR - College_Existing_Space Heating_Natural Gas_Advanced Kitchen Ventilation Controls_A_Technical Potential | F5 | Commercial | OR - College | Existing | Space Heating | Natural Gas | Advanced Kitchen Ventilation Controls | A | Incremental Summer Peak Savings (MW) | Technical Potential | 0 | 0 | 0 | 0 | 0 | 0 | 0 | 0 | 0 | 0 | 0 | 0 | 0 | 0 | 0 | 0 | 0 | 0 | 0 | 0 | 0 | 0 | 0 | 0 | 0 | 0 | 0
F6_Commercial_OR - College_Existing_Space Heating_Natural Gas_Advanced Kitchen Ventilation Controls_A_Technical Potential | F6 | Commercial | OR - College | Existing | Space Heating | Natural Gas | Advanced Kitchen Ventilation Controls | A | Incremental Winter Peak Savings (MW) | Technical Potential | 0 | 0 | 0 | 0 | 0 | 0 | 0 | 0 | 0 | 0 | 0 | 0 | 0 | 0 | 0 | 0 | 0 | 0 | 0 | 0 | 0 | 0 | 0 | 0 | 0 | 0 | 0
F7_Commercial_OR - College_Existing_Space Heating_Natural Gas_Advanced Kitchen Ventilation Controls_A_Technical Potential | F7 | Commercial | OR - College | Existing | Space Heating | Natural Gas | Advanced Kitchen Ventilation Controls | A | Cumulative Energy Savings (MWh or mTherms) | Technical Potential | 0 | 0 | 0.12911 | 0.38797 | 0.63831 | 0.87992 | 1.1125 | 1.3357 | 1.5492 | 1.7526 | 1.9454 | 2.1276 | 2.2992 | 2.4607 | 2.6129 | 2.7569 | 2.8938 | 2.9298 | 2.8667 | 2.8063 | 2.7489 | 2.6926 | 2.6408 | 2.5897 | 2.5392 | 2.4894 | 2.44
F8_Commercial_OR - College_Existing_Space Heating_Natural Gas_Advanced Kitchen Ventilation Controls_A_Technical Potential | F8 | Commercial | OR - College | Existing | Space Heating | Natural Gas | Advanced Kitchen Ventilation Controls | A | Cumulative Summer Peak Savings (MW) | Technical Potential | 0 | 0 | 0 | 0 | 0 | 0 | 0 | 0 | 0 | 0 | 0 | 0 | 0 | 0 | 0 | 0 | 0 | 0 | 0 | 0 | 0 | 0 | 0 | 0 | 0 | 0 | 0
F9_Commercial_OR - College_Existing_Space Heating_Natural Gas_Advanced Kitchen Ventilation Controls_A_Technical Potential | F9 | Commercial | OR - College | Existing | Space Heating | Natural Gas | Advanced Kitchen Ventilation Controls | A | Cumulative Winter Peak Savings (MW) | Technical Potential | 0 | 0 | 0 | 0 | 0 | 0 | 0 | 0 | 0 | 0 | 0 | 0 | 0 | 0 | 0 | 0 | 0 | 0 | 0 | 0 | 0 | 0 | 0 | 0 | 0 | 0 | 0
F10_Commercial_OR - College_Existing_Space Heating_Natural Gas_Advanced Kitchen Ventilation Controls_A_Technical Potential | F10 | Commercial | OR - College | Existing | Space Heating | Natural Gas | Advanced Kitchen Ventilation Controls | A | Purchases (Incremental) | Technical Potential | 0 | 0 | 3212.7415 | 6594.5747 | 6594.5747 | 6594.5747 | 6594.5747 | 6594.5747 | 6594.5747 | 6594.5747 | 6594.5747 | 6594.5747 | 6594.5747 | 6594.5747 | 6594.5747 | 6594.5747 | 6594.5747 | 3381.8332 | 0 | 9.0949e-12 | 0 | 0 | 0 | 0 | 0 | 0 | 0
F11_Commercial_OR - College_Existing_Space Heating_Natural Gas_Advanced Kitchen Ventilation Controls_A_Technical Potential | F11 | Commercial | OR - College | Existing | Space Heating | Natural Gas | Advanced Kitchen Ventilation Controls | A | Purchases (Cumulative) | Technical Potential | 0 | 0 | 3212.7415 | 9807.3163 | 16401.891 | 22996.4658 | 29591.0405 | 36185.6153 | 42780.19 | 49374.7648 | 55969.3395 | 62563.9143 | 69158.489 | 75753.0637 | 82347.6385 | 88942.2132 | 95536.788 | 98918.6212 | 98918.6212 | 98918.6212 | 98918.6212 | 98918.6212 | 98918.6212 | 98918.6212 | 98918.6212 | 98918.6212 | 98918.6212
F1_Commercial_OR - College_Existing_Space Heating_Natural Gas_Infiltration Control - Loading Dock Sealing_A_Technical Potential | F1 | Commercial | OR - College | Existing | Space Heating | Natural Gas | Infiltration Control - Loading Dock Sealing | A | Integrated Unit Energy Savings (kWh or therms) | Technical Potential | 0 | 0 | 210.1874 | 204.6941 | 198.95 | 193.0333 | 186.891 | 180.4612 | 173.7428 | 166.7608 | 159.5717 | 152.2796 | 145.1162 | 138.1889 | 131.6037 | 125.4601 | 119.8752 | 115.1554 | 111.2755 | 107.8186 | 104.8592 | 102.0344 | 100.0697 | 98.1321 | 96.2179 | 94.3274 | 92.4545
F2_Commercial_OR - College_Existing_Space Heating_Natural Gas_Infiltration Control - Loading Dock Sealing_A_Technical Potential | F2 | Commercial | OR - College | Existing | Space Heating | Natural Gas | Infiltration Control - Loading Dock Sealing | A | Integrated Unit Summer Peak Savings (kW) | Technical Potential | 0 | 0 | 0 | 0 | 0 | 0 | 0 | 0 | 0 | 0 | 0 | 0 | 0 | 0 | 0 | 0 | 0 | 0 | 0 | 0 | 0 | 0 | 0 | 0 | 0 | 0 | 0
F3_Commercial_OR - College_Existing_Space Heating_Natural Gas_Infiltration Control - Loading Dock Sealing_A_Technical Potential | F3 | Commercial | OR - College | Existing | Space Heating | Natural Gas | Infiltration Control - Loading Dock Sealing | A | Integrated Unit Winter Peak Savings (kW) | Technical Potential | 0 | 0 | 0 | 0 | 0 | 0 | 0 | 0 | 0 | 0 | 0 | 0 | 0 | 0 | 0 | 0 | 0 | 0 | 0 | 0 | 0 | 0 | 0 | 0 | 0 | 0 | 0
F4_Commercial_OR - College_Existing_Space Heating_Natural Gas_Infiltration Control - Loading Dock Sealing_A_Technical Potential | F4 | Commercial | OR - College | Existing | Space Heating | Natural Gas | Infiltration Control - Loading Dock Sealing | A | Incremental Energy Savings (MWh or mTherms) | Technical Potential | 0 | 0 | 0 | 0 | 0 | 0 | 0 | 0 | 0 | 0 | 0 | 0 | 0 | 0 | 0 | 0 | 0 | 0 | 0 | 0 | 0 | 0 | 0 | 0 | 0 | 0 | 0
F5_Commercial_OR - College_Existing_Space Heating_Natural Gas_Infiltration Control - Loading Dock Sealing_A_Technical Potential | F5 | Commercial | OR - College | Existing | Space Heating | Natural Gas | Infiltration Control - Loading Dock Sealing | A | Incremental Summer Peak Savings (MW) | Technical Potential | 0 | 0 | 0 | 0 | 0 | 0 | 0 | 0 | 0 | 0 | 0 | 0 | 0 | 0 | 0 | 0 | 0 | 0 | 0 | 0 | 0 | 0 | 0 | 0 | 0 | 0 | 0
F6_Commercial_OR - College_Existing_Space Heating_Natural Gas_Infiltration Control - Loading Dock Sealing_A_Technical Potential | F6 | Commercial | OR - College | Existing | Space Heating | Natural Gas | Infiltration Control - Loading Dock Sealing | A | Incremental Winter Peak Savings (MW) | Technical Potential | 0 | 0 | 0 | 0 | 0 | 0 | 0 | 0 | 0 | 0 | 0 | 0 | 0 | 0 | 0 | 0 | 0 | 0 | 0 | 0 | 0 | 0 | 0 | 0 | 0 | 0 | 0
F7_Commercial_OR - College_Existing_Space Heating_Natural Gas_Infiltration Control - Loading Dock Sealing_A_Technical Potential | F7 | Commercial | OR - College | Existing | Space Heating | Natural Gas | Infiltration Control - Loading Dock Sealing | A | Cumulative Energy Savings (MWh or mTherms) | Technical Potential | 0 | 0 | 0 | 0 | 0 | 0 | 0 | 0 | 0 | 0 | 0 | 0 | 0 | 0 | 0 | 0 | 0 | 0 | 0 | 0 | 0 | 0 | 0 | 0 | 0 | 0 | 0
F8_Commercial_OR - College_Existing_Space Heating_Natural Gas_Infiltration Control - Loading Dock Sealing_A_Technical Potential | F8 | Commercial | OR - College | Existing | Space Heating | Natural Gas | Infiltration Control - Loading Dock Sealing | A | Cumulative Summer Peak Savings (MW) | Technical Potential | 0 | 0 | 0 | 0 | 0 | 0 | 0 | 0 | 0 | 0 | 0 | 0 | 0 | 0 | 0 | 0 | 0 | 0 | 0 | 0 | 0 | 0 | 0 | 0 | 0 | 0 | 0
F9_Commercial_OR - College_Existing_Space Heating_Natural Gas_Infiltration Control - Loading Dock Sealing_A_Technical Potential | F9 | Commercial | OR - College | Existing | Space Heating | Natural Gas | Infiltration Control - Loading Dock Sealing | A | Cumulative Winter Peak Savings (MW) | Technical Potential | 0 | 0 | 0 | 0 | 0 | 0 | 0 | 0 | 0 | 0 | 0 | 0 | 0 | 0 | 0 | 0 | 0 | 0 | 0 | 0 | 0 | 0 | 0 | 0 | 0 | 0 | 0
F10_Commercial_OR - College_Existing_Space Heating_Natural Gas_Infiltration Control - Loading Dock Sealing_A_Technical Potential | F10 | Commercial | OR - College | Existing | Space Heating | Natural Gas | Infiltration Control - Loading Dock Sealing | A | Purchases (Incremental) | Technical Potential | 0 | 0 | 0 | 0 | 0 | 0 | 0 | 0 | 0 | 0 | 0 | 0 | 0 | 0 | 0 | 0 | 0 | 0 | 0 | 0 | 0 | 0 | 0 | 0 | 0 | 0 | 0
F11_Commercial_OR - College_Existing_Space Heating_Natural Gas_Infiltration Control - Loading Dock Sealing_A_Technical Potential | F11 | Commercial | OR - College | Existing | Space Heating | Natural Gas | Infiltration Control - Loading Dock Sealing | A | Purchases (Cumulative) | Technical Potential | 0 | 0 | 0 | 0 | 0 | 0 | 0 | 0 | 0 | 0 | 0 | 0 | 0 | 0 | 0 | 0 | 0 | 0 | 0 | 0 | 0 | 0 | 0 | 0 | 0 | 0 | 0
F1_Commercial_OR - College_Existing_Space Heating_Natural Gas_Greenhouse Heat Curtain_A_Technical Potential | F1 | Commercial | OR - College | Existing | Space Heating | Natural Gas | Greenhouse Heat Curtain | A | Integrated Unit Energy Savings (kWh or therms) | Technical Potential | 0 | 0 | 184.1123 | 180.1972 | 176.187 | 172.1172 | 167.9628 | 163.7003 | 159.3197 | 154.8139 | 150.1846 | 145.4622 | 140.7019 | 135.9713 | 131.3577 | 126.9419 | 122.7896 | 119.1356 | 115.9767 | 113.0353 | 110.3644 | 107.7652 | 105.691 | 103.6453 | 101.6243 | 99.6283 | 97.6508
F2_Commercial_OR - College_Existing_Space Heating_Natural Gas_Greenhouse Heat Curtain_A_Technical Potential | F2 | Commercial | OR - College | Existing | Space Heating | Natural Gas | Greenhouse Heat Curtain | A | Integrated Unit Summer Peak Savings (kW) | Technical Potential | 0 | 0 | 0 | 0 | 0 | 0 | 0 | 0 | 0 | 0 | 0 | 0 | 0 | 0 | 0 | 0 | 0 | 0 | 0 | 0 | 0 | 0 | 0 | 0 | 0 | 0 | 0
F3_Commercial_OR - College_Existing_Space Heating_Natural Gas_Greenhouse Heat Curtain_A_Technical Potential | F3 | Commercial | OR - College | Existing | Space Heating | Natural Gas | Greenhouse Heat Curtain | A | Integrated Unit Winter Peak Savings (kW) | Technical Potential | 0 | 0 | 0 | 0 | 0 | 0 | 0 | 0 | 0 | 0 | 0 | 0 | 0 | 0 | 0 | 0 | 0 | 0 | 0 | 0 | 0 | 0 | 0 | 0 | 0 | 0 | 0
F4_Commercial_OR - College_Existing_Space Heating_Natural Gas_Greenhouse Heat Curtain_A_Technical Potential | F4 | Commercial | OR - College | Existing | Space Heating | Natural Gas | Greenhouse Heat Curtain | A | Incremental Energy Savings (MWh or mTherms) | Technical Potential | 0 | 0 | 0 | 0 | 0 | 0 | 0 | 0 | 0 | 0 | 0 | 0 | 0 | 0 | 0 | 0 | 0 | 0 | 0 | 0 | 0 | 0 | 0 | 0 | 0 | 0 | 0
F5_Commercial_OR - College_Existing_Space Heating_Natural Gas_Greenhouse Heat Curtain_A_Technical Potential | F5 | Commercial | OR - College | Existing | Space Heating | Natural Gas | Greenhouse Heat Curtain | A | Incremental Summer Peak Savings (MW) | Technical Potential | 0 | 0 | 0 | 0 | 0 | 0 | 0 | 0 | 0 | 0 | 0 | 0 | 0 | 0 | 0 | 0 | 0 | 0 | 0 | 0 | 0 | 0 | 0 | 0 | 0 | 0 | 0
F6_Commercial_OR - College_Existing_Space Heating_Natural Gas_Greenhouse Heat Curtain_A_Technical Potential | F6 | Commercial | OR - College | Existing | Space Heating | Natural Gas | Greenhouse Heat Curtain | A | Incremental Winter Peak Savings (MW) | Technical Potential | 0 | 0 | 0 | 0 | 0 | 0 | 0 | 0 | 0 | 0 | 0 | 0 | 0 | 0 | 0 | 0 | 0 | 0 | 0 | 0 | 0 | 0 | 0 | 0 | 0 | 0 | 0
F7_Commercial_OR - College_Existing_Space Heating_Natural Gas_Greenhouse Heat Curtain_A_Technical Potential | F7 | Commercial | OR - College | Existing | Space Heating | Natural Gas | Greenhouse Heat Curtain | A | Cumulative Energy Savings (MWh or mTherms) | Technical Potential | 0 | 0 | 0 | 0 | 0 | 0 | 0 | 0 | 0 | 0 | 0 | 0 | 0 | 0 | 0 | 0 | 0 | 0 | 0 | 0 | 0 | 0 | 0 | 0 | 0 | 0 | 0
F8_Commercial_OR - College_Existing_Space Heating_Natural Gas_Greenhouse Heat Curtain_A_Technical Potential | F8 | Commercial | OR - College | Existing | Space Heating | Natural Gas | Greenhouse Heat Curtain | A | Cumulative Summer Peak Savings (MW) | Technical Potential | 0 | 0 | 0 | 0 | 0 | 0 | 0 | 0 | 0 | 0 | 0 | 0 | 0 | 0 | 0 | 0 | 0 | 0 | 0 | 0 | 0 | 0 | 0 | 0 | 0 | 0 | 0
F9_Commercial_OR - College_Existing_Space Heating_Natural Gas_Greenhouse Heat Curtain_A_Technical Potential | F9 | Commercial | OR - College | Existing | Space Heating | Natural Gas | Greenhouse Heat Curtain | A | Cumulative Winter Peak Savings (MW) | Technical Potential | 0 | 0 | 0 | 0 | 0 | 0 | 0 | 0 | 0 | 0 | 0 | 0 | 0 | 0 | 0 | 0 | 0 | 0 | 0 | 0 | 0 | 0 | 0 | 0 | 0 | 0 | 0
F10_Commercial_OR - College_Existing_Space Heating_Natural Gas_Greenhouse Heat Curtain_A_Technical Potential | F10 | Commercial | OR - College | Existing | Space Heating | Natural Gas | Greenhouse Heat Curtain | A | Purchases (Incremental) | Technical Potential | 0 | 0 | 0 | 0 | 0 | 0 | 0 | 0 | 0 | 0 | 0 | 0 | 0 | 0 | 0 | 0 | 0 | 0 | 0 | 0 | 0 | 0 | 0 | 0 | 0 | 0 | 0
F11_Commercial_OR - College_Existing_Space Heating_Natural Gas_Greenhouse Heat Curtain_A_Technical Potential | F11 | Commercial | OR - College | Existing | Space Heating | Natural Gas | Greenhouse Heat Curtain | A | Purchases (Cumulative) | Technical Potential | 0 | 0 | 0 | 0 | 0 | 0 | 0 | 0 | 0 | 0 | 0 | 0 | 0 | 0 | 0 | 0 | 0 | 0 | 0 | 0 | 0 | 0 | 0 | 0 | 0 | 0 | 0
F1_Commercial_OR - College_Existing_Space Heating_Natural Gas_Ventilation - Parking Garages, Demand Controlled_A_Technical Potential | F1 | Commercial | OR - College | Existing | Space Heating | Natural Gas | Ventilation - Parking Garages, Demand Controlled | A | Integrated Unit Energy Savings (kWh or therms) | Technical Potential | 0 | 0 | 0 | 0 | 0 | 0 | 0 | 0 | 0 | 0 | 0 | 0 | 0 | 0 | 0 | 0 | 0 | 0 | 0 | 0 | 0 | 0 | 0 | 0 | 0 | 0 | 0
F2_Commercial_OR - College_Existing_Space Heating_Natural Gas_Ventilation - Parking Garages, Demand Controlled_A_Technical Potential | F2 | Commercial | OR - College | Existing | Space Heating | Natural Gas | Ventilation - Parking Garages, Demand Controlled | A | Integrated Unit Summer Peak Savings (kW) | Technical Potential | 0 | 0 | 0 | 0 | 0 | 0 | 0 | 0 | 0 | 0 | 0 | 0 | 0 | 0 | 0 | 0 | 0 | 0 | 0 | 0 | 0 | 0 | 0 | 0 | 0 | 0 | 0
F3_Commercial_OR - College_Existing_Space Heating_Natural Gas_Ventilation - Parking Garages, Demand Controlled_A_Technical Potential | F3 | Commercial | OR - College | Existing | Space Heating | Natural Gas | Ventilation - Parking Garages, Demand Controlled | A | Integrated Unit Winter Peak Savings (kW) | Technical Potential | 0 | 0 | 0 | 0 | 0 | 0 | 0 | 0 | 0 | 0 | 0 | 0 | 0 | 0 | 0 | 0 | 0 | 0 | 0 | 0 | 0 | 0 | 0 | 0 | 0 | 0 | 0
F4_Commercial_OR - College_Existing_Space Heating_Natural Gas_Ventilation - Parking Garages, Demand Controlled_A_Technical Potential | F4 | Commercial | OR - College | Existing | Space Heating | Natural Gas | Ventilation - Parking Garages, Demand Controlled | A | Incremental Energy Savings (MWh or mTherms) | Technical Potential | 0 | 0 | 0 | 0 | 0 | 0 | 0 | 0 | 0 | 0 | 0 | 0 | 0 | 0 | 0 | 0 | 0 | 0 | 0 | 0 | 0 | 0 | 0 | 0 | 0 | 0 | 0
F5_Commercial_OR - College_Existing_Space Heating_Natural Gas_Ventilation - Parking Garages, Demand Controlled_A_Technical Potential | F5 | Commercial | OR - College | Existing | Space Heating | Natural Gas | Ventilation - Parking Garages, Demand Controlled | A | Incremental Summer Peak Savings (MW) | Technical Potential | 0 | 0 | 0 | 0 | 0 | 0 | 0 | 0 | 0 | 0 | 0 | 0 | 0 | 0 | 0 | 0 | 0 | 0 | 0 | 0 | 0 | 0 | 0 | 0 | 0 | 0 | 0
F6_Commercial_OR - College_Existing_Space Heating_Natural Gas_Ventilation - Parking Garages, Demand Controlled_A_Technical Potential | F6 | Commercial | OR - College | Existing | Space Heating | Natural Gas | Ventilation - Parking Garages, Demand Controlled | A | Incremental Winter Peak Savings (MW) | Technical Potential | 0 | 0 | 0 | 0 | 0 | 0 | 0 | 0 | 0 | 0 | 0 | 0 | 0 | 0 | 0 | 0 | 0 | 0 | 0 | 0 | 0 | 0 | 0 | 0 | 0 | 0 | 0
F7_Commercial_OR - College_Existing_Space Heating_Natural Gas_Ventilation - Parking Garages, Demand Controlled_A_Technical Potential | F7 | Commercial | OR - College | Existing | Space Heating | Natural Gas | Ventilation - Parking Garages, Demand Controlled | A | Cumulative Energy Savings (MWh or mTherms) | Technical Potential | 0 | 0 | 0 | 0 | 0 | 0 | 0 | 0 | 0 | 0 | 0 | 0 | 0 | 0 | 0 | 0 | 0 | 0 | 0 | 0 | 0 | 0 | 0 | 0 | 0 | 0 | 0
F8_Commercial_OR - College_Existing_Space Heating_Natural Gas_Ventilation - Parking Garages, Demand Controlled_A_Technical Potential | F8 | Commercial | OR - College | Existing | Space Heating | Natural Gas | Ventilation - Parking Garages, Demand Controlled | A | Cumulative Summer Peak Savings (MW) | Technical Potential | 0 | 0 | 0 | 0 | 0 | 0 | 0 | 0 | 0 | 0 | 0 | 0 | 0 | 0 | 0 | 0 | 0 | 0 | 0 | 0 | 0 | 0 | 0 | 0 | 0 | 0 | 0
F9_Commercial_OR - College_Existing_Space Heating_Natural Gas_Ventilation - Parking Garages, Demand Controlled_A_Technical Potential | F9 | Commercial | OR - College | Existing | Space Heating | Natural Gas | Ventilation - Parking Garages, Demand Controlled | A | Cumulative Winter Peak Savings (MW) | Technical Potential | 0 | 0 | 0 | 0 | 0 | 0 | 0 | 0 | 0 | 0 | 0 | 0 | 0 | 0 | 0 | 0 | 0 | 0 | 0 | 0 | 0 | 0 | 0 | 0 | 0 | 0 | 0
F10_Commercial_OR - College_Existing_Space Heating_Natural Gas_Ventilation - Parking Garages, Demand Controlled_A_Technical Potential | F10 | Commercial | OR - College | Existing | Space Heating | Natural Gas | Ventilation - Parking Garages, Demand Controlled | A | Purchases (Incremental) | Technical Potential | 0 | 0 | 0 | 0 | 0 | 0 | 0 | 0 | 0 | 0 | 0 | 0 | 0 | 0 | 0 | 0 | 0 | 0 | 0 | 0 | 0 | 0 | 0 | 0 | 0 | 0 | 0
F11_Commercial_OR - College_Existing_Space Heating_Natural Gas_Ventilation - Parking Garages, Demand Controlled_A_Technical Potential | F11 | Commercial | OR - College | Existing | Space Heating | Natural Gas | Ventilation - Parking Garages, Demand Controlled | A | Purchases (Cumulative) | Technical Potential | 0 | 0 | 0 | 0 | 0 | 0 | 0 | 0 | 0 | 0 | 0 | 0 | 0 | 0 | 0 | 0 | 0 | 0 | 0 | 0 | 0 | 0 | 0 | 0 | 0 | 0 | 0
F1_Commercial_OR - College_Existing_Miscellaneous_Natural Gas_Pool Heater - Night Covers_A_Technical Potential | F1 | Commercial | OR - College | Existing | Miscellaneous | Natural Gas | Pool Heater - Night Covers | A | Integrated Unit Energy Savings (kWh or therms) | Technical Potential | 0 | 0 | 0.0011798 | 0.0011797 | 0.0011796 | 0.0011795 | 0.0011794 | 0.0011793 | 0.0011793 | 0.0011793 | 0.0011793 | 0.0011793 | 0.0011793 | 0.0011792 | 0.0011792 | 0.0011792 | 0.0011792 | 0.0011792 | 0.0011792 | 0.0011792 | 0.0011792 | 0.0011792 | 0.0011792 | 0.0011792 | 0.0011792 | 0.0011792 | 0.0011792
F2_Commercial_OR - College_Existing_Miscellaneous_Natural Gas_Pool Heater - Night Covers_A_Technical Potential | F2 | Commercial | OR - College | Existing | Miscellaneous | Natural Gas | Pool Heater - Night Covers | A | Integrated Unit Summer Peak Savings (kW) | Technical Potential | 0 | 0 | 0 | 0 | 0 | 0 | 0 | 0 | 0 | 0 | 0 | 0 | 0 | 0 | 0 | 0 | 0 | 0 | 0 | 0 | 0 | 0 | 0 | 0 | 0 | 0 | 0
F3_Commercial_OR - College_Existing_Miscellaneous_Natural Gas_Pool Heater - Night Covers_A_Technical Potential | F3 | Commercial | OR - College | Existing | Miscellaneous | Natural Gas | Pool Heater - Night Covers | A | Integrated Unit Winter Peak Savings (kW) | Technical Potential | 0 | 0 | 0 | 0 | 0 | 0 | 0 | 0 | 0 | 0 | 0 | 0 | 0 | 0 | 0 | 0 | 0 | 0 | 0 | 0 | 0 | 0 | 0 | 0 | 0 | 0 | 0
F4_Commercial_OR - College_Existing_Miscellaneous_Natural Gas_Pool Heater - Night Covers_A_Technical Potential | F4 | Commercial | OR - College | Existing | Miscellaneous | Natural Gas | Pool Heater - Night Covers | A | Incremental Energy Savings (MWh or mTherms) | Technical Potential | 0 | 0 | 0.00020733 | 0.00020731 | 0.00020729 | 0.00020728 | 0.00020726 | 0 | 0 | 0 | 0 | 0 | 0 | 0 | 0 | 0 | 0 | 0 | 0 | 0 | 0 | 0 | 0 | 0 | 0 | 0 | 0
F5_Commercial_OR - College_Existing_Miscellaneous_Natural Gas_Pool Heater - Night Covers_A_Technical Potential | F5 | Commercial | OR - College | Existing | Miscellaneous | Natural Gas | Pool Heater - Night Covers | A | Incremental Summer Peak Savings (MW) | Technical Potential | 0 | 0 | 0 | 0 | 0 | 0 | 0 | 0 | 0 | 0 | 0 | 0 | 0 | 0 | 0 | 0 | 0 | 0 | 0 | 0 | 0 | 0 | 0 | 0 | 0 | 0 | 0
F6_Commercial_OR - College_Existing_Miscellaneous_Natural Gas_Pool Heater - Night Covers_A_Technical Potential | F6 | Commercial | OR - College | Existing | Miscellaneous | Natural Gas | Pool Heater - Night Covers | A | Incremental Winter Peak Savings (MW) | Technical Potential | 0 | 0 | 0 | 0 | 0 | 0 | 0 | 0 | 0 | 0 | 0 | 0 | 0 | 0 | 0 | 0 | 0 | 0 | 0 | 0 | 0 | 0 | 0 | 0 | 0 | 0 | 0
F7_Commercial_OR - College_Existing_Miscellaneous_Natural Gas_Pool Heater - Night Covers_A_Technical Potential | F7 | Commercial | OR - College | Existing | Miscellaneous | Natural Gas | Pool Heater - Night Covers | A | Cumulative Energy Savings (MWh or mTherms) | Technical Potential | 0 | 0 | 0.00020733 | 0.00041463 | 0.00062188 | 0.00082911 | 0.0010363 | 0.0010362 | 0.0010362 | 0.0010362 | 0.0010362 | 0.0010362 | 0.0010362 | 0.0010361 | 0.0010361 | 0.0010361 | 0.0010361 | 0.0010361 | 0.0010361 | 0.0010361 | 0.0010361 | 0.0010361 | 0.0010361 | 0.0010361 | 0.0010361 | 0.0010361 | 0.0010361
F8_Commercial_OR - College_Existing_Miscellaneous_Natural Gas_Pool Heater - Night Covers_A_Technical Potential | F8 | Commercial | OR - College | Existing | Miscellaneous | Natural Gas | Pool Heater - Night Covers | A | Cumulative Summer Peak Savings (MW) | Technical Potential | 0 | 0 | 0 | 0 | 0 | 0 | 0 | 0 | 0 | 0 | 0 | 0 | 0 | 0 | 0 | 0 | 0 | 0 | 0 | 0 | 0 | 0 | 0 | 0 | 0 | 0 | 0
F9_Commercial_OR - College_Existing_Miscellaneous_Natural Gas_Pool Heater - Night Covers_A_Technical Potential | F9 | Commercial | OR - College | Existing | Miscellaneous | Natural Gas | Pool Heater - Night Covers | A | Cumulative Winter Peak Savings (MW) | Technical Potential | 0 | 0 | 0 | 0 | 0 | 0 | 0 | 0 | 0 | 0 | 0 | 0 | 0 | 0 | 0 | 0 | 0 | 0 | 0 | 0 | 0 | 0 | 0 | 0 | 0 | 0 | 0
F10_Commercial_OR - College_Existing_Miscellaneous_Natural Gas_Pool Heater - Night Covers_A_Technical Potential | F10 | Commercial | OR - College | Existing | Miscellaneous | Natural Gas | Pool Heater - Night Covers | A | Purchases (Incremental) | Technical Potential | 0 | 0 | 175.7288 | 175.7288 | 175.7288 | 175.7288 | 175.7288 | 0 | 0 | 0 | 0 | 0 | 0 | 0 | 0 | 0 | 0 | 0 | 0 | 0 | 0 | 0 | 0 | 0 | 0 | 0 | 0
F11_Commercial_OR - College_Existing_Miscellaneous_Natural Gas_Pool Heater - Night Covers_A_Technical Potential | F11 | Commercial | OR - College | Existing | Miscellaneous | Natural Gas | Pool Heater - Night Covers | A | Purchases (Cumulative) | Technical Potential | 0 | 0 | 175.7288 | 351.4575 | 527.1863 | 702.9151 | 878.6438 | 878.6438 | 878.6438 | 878.6438 | 878.6438 | 878.6438 | 878.6438 | 878.6438 | 878.6438 | 878.6438 | 878.6438 | 878.6438 | 878.6438 | 878.6438 | 878.6438 | 878.6438 | 878.6438 | 878.6438 | 878.6438 | 878.6438 | 878.6438
F1_Commercial_OR - College_Existing_Space Heating_Natural Gas_Advanced New Construction Designs_A_Technical Potential | F1 | Commercial | OR - College | Existing | Space Heating | Natural Gas | Advanced New Construction Designs | A | Integrated Unit Energy Savings (kWh or therms) | Technical Potential | 0 | 0 | 0 | 0 | 0 | 0 | 0 | 0 | 0 | 0 | 0 | 0 | 0 | 0 | 0 | 0 | 0 | 0 | 0 | 0 | 0 | 0 | 0 | 0 | 0 | 0 | 0
F2_Commercial_OR - College_Existing_Space Heating_Natural Gas_Advanced New Construction Designs_A_Technical Potential | F2 | Commercial | OR - College | Existing | Space Heating | Natural Gas | Advanced New Construction Designs | A | Integrated Unit Summer Peak Savings (kW) | Technical Potential | 0 | 0 | 0 | 0 | 0 | 0 | 0 | 0 | 0 | 0 | 0 | 0 | 0 | 0 | 0 | 0 | 0 | 0 | 0 | 0 | 0 | 0 | 0 | 0 | 0 | 0 | 0
F3_Commercial_OR - College_Existing_Space Heating_Natural Gas_Advanced New Construction Designs_A_Technical Potential | F3 | Commercial | OR - College | Existing | Space Heating | Natural Gas | Advanced New Construction Designs | A | Integrated Unit Winter Peak Savings (kW) | Technical Potential | 0 | 0 | 0 | 0 | 0 | 0 | 0 | 0 | 0 | 0 | 0 | 0 | 0 | 0 | 0 | 0 | 0 | 0 | 0 | 0 | 0 | 0 | 0 | 0 | 0 | 0 | 0
F4_Commercial_OR - College_Existing_Space Heating_Natural Gas_Advanced New Construction Designs_A_Technical Potential | F4 | Commercial | OR - College | Existing | Space Heating | Natural Gas | Advanced New Construction Designs | A | Incremental Energy Savings (MWh or mTherms) | Technical Potential | 0 | 0 | 0 | 0 | 0 | 0 | 0 | 0 | 0 | 0 | 0 | 0 | 0 | 0 | 0 | 0 | 0 | 0 | 0 | 0 | 0 | 0 | 0 | 0 | 0 | 0 | 0
F5_Commercial_OR - College_Existing_Space Heating_Natural Gas_Advanced New Construction Designs_A_Technical Potential | F5 | Commercial | OR - College | Existing | Space Heating | Natural Gas | Advanced New Construction Designs | A | Incremental Summer Peak Savings (MW) | Technical Potential | 0 | 0 | 0 | 0 | 0 | 0 | 0 | 0 | 0 | 0 | 0 | 0 | 0 | 0 | 0 | 0 | 0 | 0 | 0 | 0 | 0 | 0 | 0 | 0 | 0 | 0 | 0
F6_Commercial_OR - College_Existing_Space Heating_Natural Gas_Advanced New Construction Designs_A_Technical Potential | F6 | Commercial | OR - College | Existing | Space Heating | Natural Gas | Advanced New Construction Designs | A | Incremental Winter Peak Savings (MW) | Technical Potential | 0 | 0 | 0 | 0 | 0 | 0 | 0 | 0 | 0 | 0 | 0 | 0 | 0 | 0 | 0 | 0 | 0 | 0 | 0 | 0 | 0 | 0 | 0 | 0 | 0 | 0 | 0
F7_Commercial_OR - College_Existing_Space Heating_Natural Gas_Advanced New Construction Designs_A_Technical Potential | F7 | Commercial | OR - College | Existing | Space Heating | Natural Gas | Advanced New Construction Designs | A | Cumulative Energy Savings (MWh or mTherms) | Technical Potential | 0 | 0 | 0 | 0 | 0 | 0 | 0 | 0 | 0 | 0 | 0 | 0 | 0 | 0 | 0 | 0 | 0 | 0 | 0 | 0 | 0 | 0 | 0 | 0 | 0 | 0 | 0
F8_Commercial_OR - College_Existing_Space Heating_Natural Gas_Advanced New Construction Designs_A_Technical Potential | F8 | Commercial | OR - College | Existing | Space Heating | Natural Gas | Advanced New Construction Designs | A | Cumulative Summer Peak Savings (MW) | Technical Potential | 0 | 0 | 0 | 0 | 0 | 0 | 0 | 0 | 0 | 0 | 0 | 0 | 0 | 0 | 0 | 0 | 0 | 0 | 0 | 0 | 0 | 0 | 0 | 0 | 0 | 0 | 0
F9_Commercial_OR - College_Existing_Space Heating_Natural Gas_Advanced New Construction Designs_A_Technical Potential | F9 | Commercial | OR - College | Existing | Space Heating | Natural Gas | Advanced New Construction Designs | A | Cumulative Winter Peak Savings (MW) | Technical Potential | 0 | 0 | 0 | 0 | 0 | 0 | 0 | 0 | 0 | 0 | 0 | 0 | 0 | 0 | 0 | 0 | 0 | 0 | 0 | 0 | 0 | 0 | 0 | 0 | 0 | 0 | 0
F10_Commercial_OR - College_Existing_Space Heating_Natural Gas_Advanced New Construction Designs_A_Technical Potential | F10 | Commercial | OR - College | Existing | Space Heating | Natural Gas | Advanced New Construction Designs | A | Purchases (Incremental) | Technical Potential | 0 | 0 | 0 | 0 | 0 | 0 | 0 | 0 | 0 | 0 | 0 | 0 | 0 | 0 | 0 | 0 | 0 | 0 | 0 | 0 | 0 | 0 | 0 | 0 | 0 | 0 | 0
F11_Commercial_OR - College_Existing_Space Heating_Natural Gas_Advanced New Construction Designs_A_Technical Potential | F11 | Commercial | OR - College | Existing | Space Heating | Natural Gas | Advanced New Construction Designs | A | Purchases (Cumulative) | Technical Potential | 0 | 0 | 0 | 0 | 0 | 0 | 0 | 0 | 0 | 0 | 0 | 0 | 0 | 0 | 0 | 0 | 0 | 0 | 0 | 0 | 0 | 0 | 0 | 0 | 0 | 0 | 0
F1_Commercial_OR - College_Existing_Water Heating_Natural Gas_Advanced New Construction Designs_A_Technical Potential | F1 | Commercial | OR - College | Existing | Water Heating | Natural Gas | Advanced New Construction Designs | A | Integrated Unit Energy Savings (kWh or therms) | Technical Potential | 0 | 0 | 0 | 0 | 0 | 0 | 0 | 0 | 0 | 0 | 0 | 0 | 0 | 0 | 0 | 0 | 0 | 0 | 0 | 0 | 0 | 0 | 0 | 0 | 0 | 0 | 0
F2_Commercial_OR - College_Existing_Water Heating_Natural Gas_Advanced New Construction Designs_A_Technical Potential | F2 | Commercial | OR - College | Existing | Water Heating | Natural Gas | Advanced New Construction Designs | A | Integrated Unit Summer Peak Savings (kW) | Technical Potential | 0 | 0 | 0 | 0 | 0 | 0 | 0 | 0 | 0 | 0 | 0 | 0 | 0 | 0 | 0 | 0 | 0 | 0 | 0 | 0 | 0 | 0 | 0 | 0 | 0 | 0 | 0
F3_Commercial_OR - College_Existing_Water Heating_Natural Gas_Advanced New Construction Designs_A_Technical Potential | F3 | Commercial | OR - College | Existing | Water Heating | Natural Gas | Advanced New Construction Designs | A | Integrated Unit Winter Peak Savings (kW) | Technical Potential | 0 | 0 | 0 | 0 | 0 | 0 | 0 | 0 | 0 | 0 | 0 | 0 | 0 | 0 | 0 | 0 | 0 | 0 | 0 | 0 | 0 | 0 | 0 | 0 | 0 | 0 | 0
F4_Commercial_OR - College_Existing_Water Heating_Natural Gas_Advanced New Construction Designs_A_Technical Potential | F4 | Commercial | OR - College | Existing | Water Heating | Natural Gas | Advanced New Construction Designs | A | Incremental Energy Savings (MWh or mTherms) | Technical Potential | 0 | 0 | 0 | 0 | 0 | 0 | 0 | 0 | 0 | 0 | 0 | 0 | 0 | 0 | 0 | 0 | 0 | 0 | 0 | 0 | 0 | 0 | 0 | 0 | 0 | 0 | 0
F5_Commercial_OR - College_Existing_Water Heating_Natural Gas_Advanced New Construction Designs_A_Technical Potential | F5 | Commercial | OR - College | Existing | Water Heating | Natural Gas | Advanced New Construction Designs | A | Incremental Summer Peak Savings (MW) | Technical Potential | 0 | 0 | 0 | 0 | 0 | 0 | 0 | 0 | 0 | 0 | 0 | 0 | 0 | 0 | 0 | 0 | 0 | 0 | 0 | 0 | 0 | 0 | 0 | 0 | 0 | 0 | 0
F6_Commercial_OR - College_Existing_Water Heating_Natural Gas_Advanced New Construction Designs_A_Technical Potential | F6 | Commercial | OR - College | Existing | Water Heating | Natural Gas | Advanced New Construction Designs | A | Incremental Winter Peak Savings (MW) | Technical Potential | 0 | 0 | 0 | 0 | 0 | 0 | 0 | 0 | 0 | 0 | 0 | 0 | 0 | 0 | 0 | 0 | 0 | 0 | 0 | 0 | 0 | 0 | 0 | 0 | 0 | 0 | 0
F7_Commercial_OR - College_Existing_Water Heating_Natural Gas_Advanced New Construction Designs_A_Technical Potential | F7 | Commercial | OR - College | Existing | Water Heating | Natural Gas | Advanced New Construction Designs | A | Cumulative Energy Savings (MWh or mTherms) | Technical Potential | 0 | 0 | 0 | 0 | 0 | 0 | 0 | 0 | 0 | 0 | 0 | 0 | 0 | 0 | 0 | 0 | 0 | 0 | 0 | 0 | 0 | 0 | 0 | 0 | 0 | 0 | 0
F8_Commercial_OR - College_Existing_Water Heating_Natural Gas_Advanced New Construction Designs_A_Technical Potential | F8 | Commercial | OR - College | Existing | Water Heating | Natural Gas | Advanced New Construction Designs | A | Cumulative Summer Peak Savings (MW) | Technical Potential | 0 | 0 | 0 | 0 | 0 | 0 | 0 | 0 | 0 | 0 | 0 | 0 | 0 | 0 | 0 | 0 | 0 | 0 | 0 | 0 | 0 | 0 | 0 | 0 | 0 | 0 | 0
F9_Commercial_OR - College_Existing_Water Heating_Natural Gas_Advanced New Construction Designs_A_Technical Potential | F9 | Commercial | OR - College | Existing | Water Heating | Natural Gas | Advanced New Construction Designs | A | Cumulative Winter Peak Savings (MW) | Technical Potential | 0 | 0 | 0 | 0 | 0 | 0 | 0 | 0 | 0 | 0 | 0 | 0 | 0 | 0 | 0 | 0 | 0 | 0 | 0 | 0 | 0 | 0 | 0 | 0 | 0 | 0 | 0
F10_Commercial_OR - College_Existing_Water Heating_Natural Gas_Advanced New Construction Designs_A_Technical Potential | F10 | Commercial | OR - College | Existing | Water Heating | Natural Gas | Advanced New Construction Designs | A | Purchases (Incremental) | Technical Potential | 0 | 0 | 0 | 0 | 0 | 0 | 0 | 0 | 0 | 0 | 0 | 0 | 0 | 0 | 0 | 0 | 0 | 0 | 0 | 0 | 0 | 0 | 0 | 0 | 0 | 0 | 0
F11_Commercial_OR - College_Existing_Water Heating_Natural Gas_Advanced New Construction Designs_A_Technical Potential | F11 | Commercial | OR - College | Existing | Water Heating | Natural Gas | Advanced New Construction Designs | A | Purchases (Cumulative) | Technical Potential | 0 | 0 | 0 | 0 | 0 | 0 | 0 | 0 | 0 | 0 | 0 | 0 | 0 | 0 | 0 | 0 | 0 | 0 | 0 | 0 | 0 | 0 | 0 | 0 | 0 | 0 | 0
F1_Commercial_OR - College_Existing_Space Heating_Natural Gas_Strategic Energy Management_A_Technical Potential | F1 | Commercial | OR - College | Existing | Space Heating | Natural Gas | Strategic Energy Management | A | Integrated Unit Energy Savings (kWh or therms) | Technical Potential | 0 | 0 | 0.024355 | 0.023657 | 0.022928 | 0.0222 | 0.021465 | 0.020708 | 0.019919 | 0.019104 | 0.018272 | 0.017436 | 0.016615 | 0.015822 | 0.015068 | 0.014365 | 0.013725 | 0.013185 | 0.012741 | 0.012345 | 0.012006 | 0.011683 | 0.011458 | 0.011236 | 0.011017 | 0.0108 | 0.010586
F2_Commercial_OR - College_Existing_Space Heating_Natural Gas_Strategic Energy Management_A_Technical Potential | F2 | Commercial | OR - College | Existing | Space Heating | Natural Gas | Strategic Energy Management | A | Integrated Unit Summer Peak Savings (kW) | Technical Potential | 0 | 0 | 0 | 0 | 0 | 0 | 0 | 0 | 0 | 0 | 0 | 0 | 0 | 0 | 0 | 0 | 0 | 0 | 0 | 0 | 0 | 0 | 0 | 0 | 0 | 0 | 0
F3_Commercial_OR - College_Existing_Space Heating_Natural Gas_Strategic Energy Management_A_Technical Potential | F3 | Commercial | OR - College | Existing | Space Heating | Natural Gas | Strategic Energy Management | A | Integrated Unit Winter Peak Savings (kW) | Technical Potential | 0 | 0 | 0 | 0 | 0 | 0 | 0 | 0 | 0 | 0 | 0 | 0 | 0 | 0 | 0 | 0 | 0 | 0 | 0 | 0 | 0 | 0 | 0 | 0 | 0 | 0 | 0
F4_Commercial_OR - College_Existing_Space Heating_Natural Gas_Strategic Energy Management_A_Technical Potential | F4 | Commercial | OR - College | Existing | Space Heating | Natural Gas | Strategic Energy Management | A | Incremental Energy Savings (MWh or mTherms) | Technical Potential | 0 | 0 | 0.28951 | 0.57722 | 0.55945 | 0.27778 | 0 | 0 | 0 | 0 | 0 | 0 | 0 | 0 | 0 | 0 | 0 | 0 | 0 | 0 | 0 | 0 | 0 | 0 | 0 | 0 | 0
F5_Commercial_OR - College_Existing_Space Heating_Natural Gas_Strategic Energy Management_A_Technical Potential | F5 | Commercial | OR - College | Existing | Space Heating | Natural Gas | Strategic Energy Management | A | Incremental Summer Peak Savings (MW) | Technical Potential | 0 | 0 | 0 | 0 | 0 | 0 | 0 | 0 | 0 | 0 | 0 | 0 | 0 | 0 | 0 | 0 | 0 | 0 | 0 | 0 | 0 | 0 | 0 | 0 | 0 | 0 | 0
F6_Commercial_OR - College_Existing_Space Heating_Natural Gas_Strategic Energy Management_A_Technical Potential | F6 | Commercial | OR - College | Existing | Space Heating | Natural Gas | Strategic Energy Management | A | Incremental Winter Peak Savings (MW) | Technical Potential | 0 | 0 | 0 | 0 | 0 | 0 | 0 | 0 | 0 | 0 | 0 | 0 | 0 | 0 | 0 | 0 | 0 | 0 | 0 | 0 | 0 | 0 | 0 | 0 | 0 | 0 | 0
F7_Commercial_OR - College_Existing_Space Heating_Natural Gas_Strategic Energy Management_A_Technical Potential | F7 | Commercial | OR - College | Existing | Space Heating | Natural Gas | Strategic Energy Management | A | Cumulative Energy Savings (MWh or mTherms) | Technical Potential | 0 | 0 | 0.28951 | 0.85843 | 1.3914 | 1.625 | 1.5712 | 1.5158 | 1.4581 | 1.3984 | 1.3375 | 1.2763 | 1.2162 | 1.1582 | 1.103 | 1.0515 | 1.0047 | 0.96513 | 0.93262 | 0.90364 | 0.87884 | 0.85516 | 0.8387 | 0.82246 | 0.80642 | 0.79057 | 0.77487
F8_Commercial_OR - College_Existing_Space Heating_Natural Gas_Strategic Energy Management_A_Technical Potential | F8 | Commercial | OR - College | Existing | Space Heating | Natural Gas | Strategic Energy Management | A | Cumulative Summer Peak Savings (MW) | Technical Potential | 0 | 0 | 0 | 0 | 0 | 0 | 0 | 0 | 0 | 0 | 0 | 0 | 0 | 0 | 0 | 0 | 0 | 0 | 0 | 0 | 0 | 0 | 0 | 0 | 0 | 0 | 0
F9_Commercial_OR - College_Existing_Space Heating_Natural Gas_Strategic Energy Management_A_Technical Potential | F9 | Commercial | OR - College | Existing | Space Heating | Natural Gas | Strategic Energy Management | A | Cumulative Winter Peak Savings (MW) | Technical Potential | 0 | 0 | 0 | 0 | 0 | 0 | 0 | 0 | 0 | 0 | 0 | 0 | 0 | 0 | 0 | 0 | 0 | 0 | 0 | 0 | 0 | 0 | 0 | 0 | 0 | 0 | 0
F10_Commercial_OR - College_Existing_Space Heating_Natural Gas_Strategic Energy Management_A_Technical Potential | F10 | Commercial | OR - College | Existing | Space Heating | Natural Gas | Strategic Energy Management | A | Purchases (Incremental) | Technical Potential | 0 | 0 | 11887.1437 | 24399.9266 | 24399.9266 | 12512.7829 | 0 | 0 | 0 | 0 | 0 | 0 | 0 | 0 | 0 | 0 | 0 | 0 | 0 | 0 | 0 | 0 | 0 | 0 | 0 | 0 | 0
F11_Commercial_OR - College_Existing_Space Heating_Natural Gas_Strategic Energy Management_A_Technical Potential | F11 | Commercial | OR - College | Existing | Space Heating | Natural Gas | Strategic Energy Management | A | Purchases (Cumulative) | Technical Potential | 0 | 0 | 11887.1437 | 36287.0703 | 60686.9968 | 73199.7797 | 73199.7797 | 73199.7797 | 73199.7797 | 73199.7797 | 73199.7797 | 73199.7797 | 73199.7797 | 73199.7797 | 73199.7797 | 73199.7797 | 73199.7797 | 73199.7797 | 73199.7797 | 73199.7797 | 73199.7797 | 73199.7797 | 73199.7797 | 73199.7797 | 73199.7797 | 73199.7797 | 73199.7797
F1_Commercial_OR - College_Existing_Water Heating_Natural Gas_Strategic Energy Management_A_Technical Potential | F1 | Commercial | OR - College | Existing | Water Heating | Natural Gas | Strategic Energy Management | A | Integrated Unit Energy Savings (kWh or therms) | Technical Potential | 0 | 0 | 0.010247 | 0.0099082 | 0.0095969 | 0.0093118 | 0.0090513 | 0.0088014 | 0.0085709 | 0.0083577 | 0.0081564 | 0.0079725 | 0.0079002 | 0.0078476 | 0.0078207 | 0.0077725 | 0.0077378 | 0.00771 | 0.0076877 | 0.0076687 | 0.0076576 | 0.0076514 | 0.0076483 | 0.0076459 | 0.0076384 | 0.0076368 | 0.0076356
F2_Commercial_OR - College_Existing_Water Heating_Natural Gas_Strategic Energy Management_A_Technical Potential | F2 | Commercial | OR - College | Existing | Water Heating | Natural Gas | Strategic Energy Management | A | Integrated Unit Summer Peak Savings (kW) | Technical Potential | 0 | 0 | 0 | 0 | 0 | 0 | 0 | 0 | 0 | 0 | 0 | 0 | 0 | 0 | 0 | 0 | 0 | 0 | 0 | 0 | 0 | 0 | 0 | 0 | 0 | 0 | 0
F3_Commercial_OR - College_Existing_Water Heating_Natural Gas_Strategic Energy Management_A_Technical Potential | F3 | Commercial | OR - College | Existing | Water Heating | Natural Gas | Strategic Energy Management | A | Integrated Unit Winter Peak Savings (kW) | Technical Potential | 0 | 0 | 0 | 0 | 0 | 0 | 0 | 0 | 0 | 0 | 0 | 0 | 0 | 0 | 0 | 0 | 0 | 0 | 0 | 0 | 0 | 0 | 0 | 0 | 0 | 0 | 0
F4_Commercial_OR - College_Existing_Water Heating_Natural Gas_Strategic Energy Management_A_Technical Potential | F4 | Commercial | OR - College | Existing | Water Heating | Natural Gas | Strategic Energy Management | A | Incremental Energy Savings (MWh or mTherms) | Technical Potential | 0 | 0 | 0.13721 | 0.27233 | 0.26378 | 0.13125 | 0 | 0 | 0 | 0 | 0 | 0 | 0 | 0 | 0 | 0 | 0 | 0 | 0 | 0 | 0 | 0 | 0 | 0 | 0 | 0 | 0
F5_Commercial_OR - College_Existing_Water Heating_Natural Gas_Strategic Energy Management_A_Technical Potential | F5 | Commercial | OR - College | Existing | Water Heating | Natural Gas | Strategic Energy Management | A | Incremental Summer Peak Savings (MW) | Technical Potential | 0 | 0 | 0 | 0 | 0 | 0 | 0 | 0 | 0 | 0 | 0 | 0 | 0 | 0 | 0 | 0 | 0 | 0 | 0 | 0 | 0 | 0 | 0 | 0 | 0 | 0 | 0
F6_Commercial_OR - College_Existing_Water Heating_Natural Gas_Strategic Energy Management_A_Technical Potential | F6 | Commercial | OR - College | Existing | Water Heating | Natural Gas | Strategic Energy Management | A | Incremental Winter Peak Savings (MW) | Technical Potential | 0 | 0 | 0 | 0 | 0 | 0 | 0 | 0 | 0 | 0 | 0 | 0 | 0 | 0 | 0 | 0 | 0 | 0 | 0 | 0 | 0 | 0 | 0 | 0 | 0 | 0 | 0
F7_Commercial_OR - College_Existing_Water Heating_Natural Gas_Strategic Energy Management_A_Technical Potential | F7 | Commercial | OR - College | Existing | Water Heating | Natural Gas | Strategic Energy Management | A | Cumulative Energy Savings (MWh or mTherms) | Technical Potential | 0 | 0 | 0.13721 | 0.40501 | 0.65606 | 0.76782 | 0.74634 | 0.72574 | 0.70673 | 0.68915 | 0.67255 | 0.65739 | 0.65142 | 0.64709 | 0.64487 | 0.6409 | 0.63803 | 0.63574 | 0.63391 | 0.63234 | 0.63143 | 0.63091 | 0.63066 | 0.63046 | 0.62984 | 0.62971 | 0.62961
F8_Commercial_OR - College_Existing_Water Heating_Natural Gas_Strategic Energy Management_A_Technical Potential | F8 | Commercial | OR - College | Existing | Water Heating | Natural Gas | Strategic Energy Management | A | Cumulative Summer Peak Savings (MW) | Technical Potential | 0 | 0 | 0 | 0 | 0 | 0 | 0 | 0 | 0 | 0 | 0 | 0 | 0 | 0 | 0 | 0 | 0 | 0 | 0 | 0 | 0 | 0 | 0 | 0 | 0 | 0 | 0
F9_Commercial_OR - College_Existing_Water Heating_Natural Gas_Strategic Energy Management_A_Technical Potential | F9 | Commercial | OR - College | Existing | Water Heating | Natural Gas | Strategic Energy Management | A | Cumulative Winter Peak Savings (MW) | Technical Potential | 0 | 0 | 0 | 0 | 0 | 0 | 0 | 0 | 0 | 0 | 0 | 0 | 0 | 0 | 0 | 0 | 0 | 0 | 0 | 0 | 0 | 0 | 0 | 0 | 0 | 0 | 0
F10_Commercial_OR - College_Existing_Water Heating_Natural Gas_Strategic Energy Management_A_Technical Potential | F10 | Commercial | OR - College | Existing | Water Heating | Natural Gas | Strategic Energy Management | A | Purchases (Incremental) | Technical Potential | 0 | 0 | 13390.4378 | 27485.6354 | 27485.6354 | 14095.1977 | 0 | 0 | 0 | 0 | 0 | 0 | 0 | 0 | 0 | 0 | 0 | 0 | 0 | 0 | 0 | 0 | 0 | 0 | 0 | 0 | 0
F11_Commercial_OR - College_Existing_Water Heating_Natural Gas_Strategic Energy Management_A_Technical Potential | F11 | Commercial | OR - College | Existing | Water Heating | Natural Gas | Strategic Energy Management | A | Purchases (Cumulative) | Technical Potential | 0 | 0 | 13390.4378 | 40876.0732 | 68361.7086 | 82456.9063 | 82456.9063 | 82456.9063 | 82456.9063 | 82456.9063 | 82456.9063 | 82456.9063 | 82456.9063 | 82456.9063 | 82456.9063 | 82456.9063 | 82456.9063 | 82456.9063 | 82456.9063 | 82456.9063 | 82456.9063 | 82456.9063 | 82456.9063 | 82456.9063 | 82456.9063 | 82456.9063 | 82456.9063
F1_Commercial_OR - College_Existing_Space Heating_Natural Gas_Retrocommissioning_A_Technical Potential | F1 | Commercial | OR - College | Existing | Space Heating | Natural Gas | Retrocommissioning | A | Integrated Unit Energy Savings (kWh or therms) | Technical Potential | 0 | 0 | 0.029932 | 0.029126 | 0.02828 | 0.027407 | 0.026499 | 0.025565 | 0.024591 | 0.023585 | 0.022558 | 0.021525 | 0.020513 | 0.019533 | 0.018603 | 0.017734 | 0.016945 | 0.016278 | 0.015729 | 0.01524 | 0.014822 | 0.014423 | 0.014145 | 0.013871 | 0.013601 | 0.013333 | 0.013069
F2_Commercial_OR - College_Existing_Space Heating_Natural Gas_Retrocommissioning_A_Technical Potential | F2 | Commercial | OR - College | Existing | Space Heating | Natural Gas | Retrocommissioning | A | Integrated Unit Summer Peak Savings (kW) | Technical Potential | 0 | 0 | 0 | 0 | 0 | 0 | 0 | 0 | 0 | 0 | 0 | 0 | 0 | 0 | 0 | 0 | 0 | 0 | 0 | 0 | 0 | 0 | 0 | 0 | 0 | 0 | 0
F3_Commercial_OR - College_Existing_Space Heating_Natural Gas_Retrocommissioning_A_Technical Potential | F3 | Commercial | OR - College | Existing | Space Heating | Natural Gas | Retrocommissioning | A | Integrated Unit Winter Peak Savings (kW) | Technical Potential | 0 | 0 | 0 | 0 | 0 | 0 | 0 | 0 | 0 | 0 | 0 | 0 | 0 | 0 | 0 | 0 | 0 | 0 | 0 | 0 | 0 | 0 | 0 | 0 | 0 | 0 | 0
F4_Commercial_OR - College_Existing_Space Heating_Natural Gas_Retrocommissioning_A_Technical Potential | F4 | Commercial | OR - College | Existing | Space Heating | Natural Gas | Retrocommissioning | A | Incremental Energy Savings (MWh or mTherms) | Technical Potential | 0 | 0 | 0.56096 | 1.1204 | 1.0879 | 0.54067 | 0 | 0 | 0 | 0 | 0 | 0 | 0 | 0 | 0 | 0 | 0 | 0 | 0 | 0 | 0 | 0 | 0 | 0 | 0 | 0 | 0
F5_Commercial_OR - College_Existing_Space Heating_Natural Gas_Retrocommissioning_A_Technical Potential | F5 | Commercial | OR - College | Existing | Space Heating | Natural Gas | Retrocommissioning | A | Incremental Summer Peak Savings (MW) | Technical Potential | 0 | 0 | 0 | 0 | 0 | 0 | 0 | 0 | 0 | 0 | 0 | 0 | 0 | 0 | 0 | 0 | 0 | 0 | 0 | 0 | 0 | 0 | 0 | 0 | 0 | 0 | 0
F6_Commercial_OR - College_Existing_Space Heating_Natural Gas_Retrocommissioning_A_Technical Potential | F6 | Commercial | OR - College | Existing | Space Heating | Natural Gas | Retrocommissioning | A | Incremental Winter Peak Savings (MW) | Technical Potential | 0 | 0 | 0 | 0 | 0 | 0 | 0 | 0 | 0 | 0 | 0 | 0 | 0 | 0 | 0 | 0 | 0 | 0 | 0 | 0 | 0 | 0 | 0 | 0 | 0 | 0 | 0
F7_Commercial_OR - College_Existing_Space Heating_Natural Gas_Retrocommissioning_A_Technical Potential | F7 | Commercial | OR - College | Existing | Space Heating | Natural Gas | Retrocommissioning | A | Cumulative Energy Savings (MWh or mTherms) | Technical Potential | 0 | 0 | 0.56096 | 1.6663 | 2.7058 | 3.1629 | 3.0582 | 2.9503 | 2.8379 | 2.7219 | 2.6033 | 2.4841 | 2.3673 | 2.2543 | 2.1468 | 2.0466 | 1.9555 | 1.8785 | 1.8152 | 1.7588 | 1.7106 | 1.6645 | 1.6324 | 1.6008 | 1.5696 | 1.5387 | 1.5082
F8_Commercial_OR - College_Existing_Space Heating_Natural Gas_Retrocommissioning_A_Technical Potential | F8 | Commercial | OR - College | Existing | Space Heating | Natural Gas | Retrocommissioning | A | Cumulative Summer Peak Savings (MW) | Technical Potential | 0 | 0 | 0 | 0 | 0 | 0 | 0 | 0 | 0 | 0 | 0 | 0 | 0 | 0 | 0 | 0 | 0 | 0 | 0 | 0 | 0 | 0 | 0 | 0 | 0 | 0 | 0
F9_Commercial_OR - College_Existing_Space Heating_Natural Gas_Retrocommissioning_A_Technical Potential | F9 | Commercial | OR - College | Existing | Space Heating | Natural Gas | Retrocommissioning | A | Cumulative Winter Peak Savings (MW) | Technical Potential | 0 | 0 | 0 | 0 | 0 | 0 | 0 | 0 | 0 | 0 | 0 | 0 | 0 | 0 | 0 | 0 | 0 | 0 | 0 | 0 | 0 | 0 | 0 | 0 | 0 | 0 | 0
F10_Commercial_OR - College_Existing_Space Heating_Natural Gas_Retrocommissioning_A_Technical Potential | F10 | Commercial | OR - College | Existing | Space Heating | Natural Gas | Retrocommissioning | A | Purchases (Incremental) | Technical Potential | 0 | 0 | 18740.9923 | 38468.3527 | 38468.3527 | 19727.3604 | 0 | 0 | 0 | 0 | 0 | 0 | 0 | 0 | 0 | 0 | 0 | 0 | 0 | 0 | 0 | 0 | 0 | 0 | 0 | 0 | 0
F11_Commercial_OR - College_Existing_Space Heating_Natural Gas_Retrocommissioning_A_Technical Potential | F11 | Commercial | OR - College | Existing | Space Heating | Natural Gas | Retrocommissioning | A | Purchases (Cumulative) | Technical Potential | 0 | 0 | 18740.9923 | 57209.345 | 95677.6977 | 115405.058 | 115405.058 | 115405.058 | 115405.058 | 115405.058 | 115405.058 | 115405.058 | 115405.058 | 115405.058 | 115405.058 | 115405.058 | 115405.058 | 115405.058 | 115405.058 | 115405.058 | 115405.058 | 115405.058 | 115405.058 | 115405.058 | 115405.058 | 115405.058 | 115405.058
F1_Commercial_OR - College_Existing_Water Heating_Natural Gas_Retrocommissioning_A_Technical Potential | F1 | Commercial | OR - College | Existing | Water Heating | Natural Gas | Retrocommissioning | A | Integrated Unit Energy Savings (kWh or therms) | Technical Potential | 0 | 0 | 0.012593 | 0.012199 | 0.011837 | 0.011496 | 0.011174 | 0.010866 | 0.010581 | 0.010318 | 0.01007 | 0.0098425 | 0.0097532 | 0.0096883 | 0.0096551 | 0.0095956 | 0.0095527 | 0.0095184 | 0.0094909 | 0.0094675 | 0.0094538 | 0.009446 | 0.0094423 | 0.0094393 | 0.00943 | 0.0094281 | 0.0094266
F2_Commercial_OR - College_Existing_Water Heating_Natural Gas_Retrocommissioning_A_Technical Potential | F2 | Commercial | OR - College | Existing | Water Heating | Natural Gas | Retrocommissioning | A | Integrated Unit Summer Peak Savings (kW) | Technical Potential | 0 | 0 | 0 | 0 | 0 | 0 | 0 | 0 | 0 | 0 | 0 | 0 | 0 | 0 | 0 | 0 | 0 | 0 | 0 | 0 | 0 | 0 | 0 | 0 | 0 | 0 | 0
F3_Commercial_OR - College_Existing_Water Heating_Natural Gas_Retrocommissioning_A_Technical Potential | F3 | Commercial | OR - College | Existing | Water Heating | Natural Gas | Retrocommissioning | A | Integrated Unit Winter Peak Savings (kW) | Technical Potential | 0 | 0 | 0 | 0 | 0 | 0 | 0 | 0 | 0 | 0 | 0 | 0 | 0 | 0 | 0 | 0 | 0 | 0 | 0 | 0 | 0 | 0 | 0 | 0 | 0 | 0 | 0
F4_Commercial_OR - College_Existing_Water Heating_Natural Gas_Retrocommissioning_A_Technical Potential | F4 | Commercial | OR - College | Existing | Water Heating | Natural Gas | Retrocommissioning | A | Incremental Energy Savings (MWh or mTherms) | Technical Potential | 0 | 0 | 0.26586 | 0.52862 | 0.51293 | 0.25547 | 0 | 0 | 0 | 0 | 0 | 0 | 0 | 0 | 0 | 0 | 0 | 0 | 0 | 0 | 0 | 0 | 0 | 0 | 0 | 0 | 0
F5_Commercial_OR - College_Existing_Water Heating_Natural Gas_Retrocommissioning_A_Technical Potential | F5 | Commercial | OR - College | Existing | Water Heating | Natural Gas | Retrocommissioning | A | Incremental Summer Peak Savings (MW) | Technical Potential | 0 | 0 | 0 | 0 | 0 | 0 | 0 | 0 | 0 | 0 | 0 | 0 | 0 | 0 | 0 | 0 | 0 | 0 | 0 | 0 | 0 | 0 | 0 | 0 | 0 | 0 | 0
F6_Commercial_OR - College_Existing_Water Heating_Natural Gas_Retrocommissioning_A_Technical Potential | F6 | Commercial | OR - College | Existing | Water Heating | Natural Gas | Retrocommissioning | A | Incremental Winter Peak Savings (MW) | Technical Potential | 0 | 0 | 0 | 0 | 0 | 0 | 0 | 0 | 0 | 0 | 0 | 0 | 0 | 0 | 0 | 0 | 0 | 0 | 0 | 0 | 0 | 0 | 0 | 0 | 0 | 0 | 0
F7_Commercial_OR - College_Existing_Water Heating_Natural Gas_Retrocommissioning_A_Technical Potential | F7 | Commercial | OR - College | Existing | Water Heating | Natural Gas | Retrocommissioning | A | Cumulative Energy Savings (MWh or mTherms) | Technical Potential | 0 | 0 | 0.26586 | 0.78615 | 1.2758 | 1.4945 | 1.4527 | 1.4126 | 1.3756 | 1.3413 | 1.309 | 1.2795 | 1.2679 | 1.2595 | 1.2552 | 1.2474 | 1.2419 | 1.2374 | 1.2338 | 1.2308 | 1.229 | 1.228 | 1.2275 | 1.2271 | 1.2259 | 1.2257 | 1.2255
F8_Commercial_OR - College_Existing_Water Heating_Natural Gas_Retrocommissioning_A_Technical Potential | F8 | Commercial | OR - College | Existing | Water Heating | Natural Gas | Retrocommissioning | A | Cumulative Summer Peak Savings (MW) | Technical Potential | 0 | 0 | 0 | 0 | 0 | 0 | 0 | 0 | 0 | 0 | 0 | 0 | 0 | 0 | 0 | 0 | 0 | 0 | 0 | 0 | 0 | 0 | 0 | 0 | 0 | 0 | 0
F9_Commercial_OR - College_Existing_Water Heating_Natural Gas_Retrocommissioning_A_Technical Potential | F9 | Commercial | OR - College | Existing | Water Heating | Natural Gas | Retrocommissioning | A | Cumulative Winter Peak Savings (MW) | Technical Potential | 0 | 0 | 0 | 0 | 0 | 0 | 0 | 0 | 0 | 0 | 0 | 0 | 0 | 0 | 0 | 0 | 0 | 0 | 0 | 0 | 0 | 0 | 0 | 0 | 0 | 0 | 0
F10_Commercial_OR - College_Existing_Water Heating_Natural Gas_Retrocommissioning_A_Technical Potential | F10 | Commercial | OR - College | Existing | Water Heating | Natural Gas | Retrocommissioning | A | Purchases (Incremental) | Technical Potential | 0 | 0 | 21111.0505 | 43333.209 | 43333.209 | 22222.1585 | 0 | 0 | 0 | 0 | 0 | 0 | 0 | 0 | 0 | 0 | 0 | 0 | 0 | 0 | 0 | 0 | 0 | 0 | 0 | 0 | 0
F11_Commercial_OR - College_Existing_Water Heating_Natural Gas_Retrocommissioning_A_Technical Potential | F11 | Commercial | OR - College | Existing | Water Heating | Natural Gas | Retrocommissioning | A | Purchases (Cumulative) | Technical Potential | 0 | 0 | 21111.0505 | 64444.2595 | 107777.4685 | 129999.627 | 129999.627 | 129999.627 | 129999.627 | 129999.627 | 129999.627 | 129999.627 | 129999.627 | 129999.627 | 129999.627 | 129999.627 | 129999.627 | 129999.627 | 129999.627 | 129999.627 | 129999.627 | 129999.627 | 129999.627 | 129999.627 | 129999.627 | 129999.627 | 129999.627
F1_Commercial_OR - College_New_Space Heating_Natural Gas_Insulation - Ceiling_A_Technical Potential | F1 | Commercial | OR - College | New | Space Heating | Natural Gas | Insulation - Ceiling | A | Integrated Unit Energy Savings (kWh or therms) | Technical Potential | 0 | 0 | 0 | 0 | 0 | 0 | 0 | 0 | 0 | 0 | 0 | 0 | 0 | 0 | 0 | 0 | 0 | 0 | 0 | 0 | 0 | 0 | 0 | 0 | 0 | 0 | 0
F2_Commercial_OR - College_New_Space Heating_Natural Gas_Insulation - Ceiling_A_Technical Potential | F2 | Commercial | OR - College | New | Space Heating | Natural Gas | Insulation - Ceiling | A | Integrated Unit Summer Peak Savings (kW) | Technical Potential | 0 | 0 | 0 | 0 | 0 | 0 | 0 | 0 | 0 | 0 | 0 | 0 | 0 | 0 | 0 | 0 | 0 | 0 | 0 | 0 | 0 | 0 | 0 | 0 | 0 | 0 | 0
F3_Commercial_OR - College_New_Space Heating_Natural Gas_Insulation - Ceiling_A_Technical Potential | F3 | Commercial | OR - College | New | Space Heating | Natural Gas | Insulation - Ceiling | A | Integrated Unit Winter Peak Savings (kW) | Technical Potential | 0 | 0 | 0 | 0 | 0 | 0 | 0 | 0 | 0 | 0 | 0 | 0 | 0 | 0 | 0 | 0 | 0 | 0 | 0 | 0 | 0 | 0 | 0 | 0 | 0 | 0 | 0
F4_Commercial_OR - College_New_Space Heating_Natural Gas_Insulation - Ceiling_A_Technical Potential | F4 | Commercial | OR - College | New | Space Heating | Natural Gas | Insulation - Ceiling | A | Incremental Energy Savings (MWh or mTherms) | Technical Potential | 0 | 0 | 0 | 0 | 0 | 0 | 0 | 0 | 0 | 0 | 0 | 0 | 0 | 0 | 0 | 0 | 0 | 0 | 0 | 0 | 0 | 0 | 0 | 0 | 0 | 0 | 0
F5_Commercial_OR - College_New_Space Heating_Natural Gas_Insulation - Ceiling_A_Technical Potential | F5 | Commercial | OR - College | New | Space Heating | Natural Gas | Insulation - Ceiling | A | Incremental Summer Peak Savings (MW) | Technical Potential | 0 | 0 | 0 | 0 | 0 | 0 | 0 | 0 | 0 | 0 | 0 | 0 | 0 | 0 | 0 | 0 | 0 | 0 | 0 | 0 | 0 | 0 | 0 | 0 | 0 | 0 | 0
F6_Commercial_OR - College_New_Space Heating_Natural Gas_Insulation - Ceiling_A_Technical Potential | F6 | Commercial | OR - College | New | Space Heating | Natural Gas | Insulation - Ceiling | A | Incremental Winter Peak Savings (MW) | Technical Potential | 0 | 0 | 0 | 0 | 0 | 0 | 0 | 0 | 0 | 0 | 0 | 0 | 0 | 0 | 0 | 0 | 0 | 0 | 0 | 0 | 0 | 0 | 0 | 0 | 0 | 0 | 0
F7_Commercial_OR - College_New_Space Heating_Natural Gas_Insulation - Ceiling_A_Technical Potential | F7 | Commercial | OR - College | New | Space Heating | Natural Gas | Insulation - Ceiling | A | Cumulative Energy Savings (MWh or mTherms) | Technical Potential | 0 | 0 | 0 | 0 | 0 | 0 | 0 | 0 | 0 | 0 | 0 | 0 | 0 | 0 | 0 | 0 | 0 | 0 | 0 | 0 | 0 | 0 | 0 | 0 | 0 | 0 | 0
F8_Commercial_OR - College_New_Space Heating_Natural Gas_Insulation - Ceiling_A_Technical Potential | F8 | Commercial | OR - College | New | Space Heating | Natural Gas | Insulation - Ceiling | A | Cumulative Summer Peak Savings (MW) | Technical Potential | 0 | 0 | 0 | 0 | 0 | 0 | 0 | 0 | 0 | 0 | 0 | 0 | 0 | 0 | 0 | 0 | 0 | 0 | 0 | 0 | 0 | 0 | 0 | 0 | 0 | 0 | 0
F9_Commercial_OR - College_New_Space Heating_Natural Gas_Insulation - Ceiling_A_Technical Potential | F9 | Commercial | OR - College | New | Space Heating | Natural Gas | Insulation - Ceiling | A | Cumulative Winter Peak Savings (MW) | Technical Potential | 0 | 0 | 0 | 0 | 0 | 0 | 0 | 0 | 0 | 0 | 0 | 0 | 0 | 0 | 0 | 0 | 0 | 0 | 0 | 0 | 0 | 0 | 0 | 0 | 0 | 0 | 0
F10_Commercial_OR - College_New_Space Heating_Natural Gas_Insulation - Ceiling_A_Technical Potential | F10 | Commercial | OR - College | New | Space Heating | Natural Gas | Insulation - Ceiling | A | Purchases (Incremental) | Technical Potential | 0 | 0 | 0 | 0 | 0 | 0 | 0 | 0 | 0 | 0 | 0 | 0 | 0 | 0 | 0 | 0 | 0 | 0 | 0 | 0 | 0 | 0 | 0 | 0 | 0 | 0 | 0
F11_Commercial_OR - College_New_Space Heating_Natural Gas_Insulation - Ceiling_A_Technical Potential | F11 | Commercial | OR - College | New | Space Heating | Natural Gas | Insulation - Ceiling | A | Purchases (Cumulative) | Technical Potential | 0 | 0 | 0 | 0 | 0 | 0 | 0 | 0 | 0 | 0 | 0 | 0 | 0 | 0 | 0 | 0 | 0 | 0 | 0 | 0 | 0 | 0 | 0 | 0 | 0 | 0 | 0
F1_Commercial_OR - College_New_Space Heating_Natural Gas_Insulation - Ducting_A_Technical Potential | F1 | Commercial | OR - College | New | Space Heating | Natural Gas | Insulation - Ducting | A | Integrated Unit Energy Savings (kWh or therms) | Technical Potential | 0 | 0 | 0 | 0 | 0 | 0 | 0 | 0 | 0 | 0 | 0 | 0 | 0 | 0 | 0 | 0 | 0 | 0 | 0 | 0 | 0 | 0 | 0 | 0 | 0 | 0 | 0
F2_Commercial_OR - College_New_Space Heating_Natural Gas_Insulation - Ducting_A_Technical Potential | F2 | Commercial | OR - College | New | Space Heating | Natural Gas | Insulation - Ducting | A | Integrated Unit Summer Peak Savings (kW) | Technical Potential | 0 | 0 | 0 | 0 | 0 | 0 | 0 | 0 | 0 | 0 | 0 | 0 | 0 | 0 | 0 | 0 | 0 | 0 | 0 | 0 | 0 | 0 | 0 | 0 | 0 | 0 | 0
F3_Commercial_OR - College_New_Space Heating_Natural Gas_Insulation - Ducting_A_Technical Potential | F3 | Commercial | OR - College | New | Space Heating | Natural Gas | Insulation - Ducting | A | Integrated Unit Winter Peak Savings (kW) | Technical Potential | 0 | 0 | 0 | 0 | 0 | 0 | 0 | 0 | 0 | 0 | 0 | 0 | 0 | 0 | 0 | 0 | 0 | 0 | 0 | 0 | 0 | 0 | 0 | 0 | 0 | 0 | 0
F4_Commercial_OR - College_New_Space Heating_Natural Gas_Insulation - Ducting_A_Technical Potential | F4 | Commercial | OR - College | New | Space Heating | Natural Gas | Insulation - Ducting | A | Incremental Energy Savings (MWh or mTherms) | Technical Potential | 0 | 0 | 0 | 0 | 0 | 0 | 0 | 0 | 0 | 0 | 0 | 0 | 0 | 0 | 0 | 0 | 0 | 0 | 0 | 0 | 0 | 0 | 0 | 0 | 0 | 0 | 0
F5_Commercial_OR - College_New_Space Heating_Natural Gas_Insulation - Ducting_A_Technical Potential | F5 | Commercial | OR - College | New | Space Heating | Natural Gas | Insulation - Ducting | A | Incremental Summer Peak Savings (MW) | Technical Potential | 0 | 0 | 0 | 0 | 0 | 0 | 0 | 0 | 0 | 0 | 0 | 0 | 0 | 0 | 0 | 0 | 0 | 0 | 0 | 0 | 0 | 0 | 0 | 0 | 0 | 0 | 0
F6_Commercial_OR - College_New_Space Heating_Natural Gas_Insulation - Ducting_A_Technical Potential | F6 | Commercial | OR - College | New | Space Heating | Natural Gas | Insulation - Ducting | A | Incremental Winter Peak Savings (MW) | Technical Potential | 0 | 0 | 0 | 0 | 0 | 0 | 0 | 0 | 0 | 0 | 0 | 0 | 0 | 0 | 0 | 0 | 0 | 0 | 0 | 0 | 0 | 0 | 0 | 0 | 0 | 0 | 0
F7_Commercial_OR - College_New_Space Heating_Natural Gas_Insulation - Ducting_A_Technical Potential | F7 | Commercial | OR - College | New | Space Heating | Natural Gas | Insulation - Ducting | A | Cumulative Energy Savings (MWh or mTherms) | Technical Potential | 0 | 0 | 0 | 0 | 0 | 0 | 0 | 0 | 0 | 0 | 0 | 0 | 0 | 0 | 0 | 0 | 0 | 0 | 0 | 0 | 0 | 0 | 0 | 0 | 0 | 0 | 0
F8_Commercial_OR - College_New_Space Heating_Natural Gas_Insulation - Ducting_A_Technical Potential | F8 | Commercial | OR - College | New | Space Heating | Natural Gas | Insulation - Ducting | A | Cumulative Summer Peak Savings (MW) | Technical Potential | 0 | 0 | 0 | 0 | 0 | 0 | 0 | 0 | 0 | 0 | 0 | 0 | 0 | 0 | 0 | 0 | 0 | 0 | 0 | 0 | 0 | 0 | 0 | 0 | 0 | 0 | 0
F9_Commercial_OR - College_New_Space Heating_Natural Gas_Insulation - Ducting_A_Technical Potential | F9 | Commercial | OR - College | New | Space Heating | Natural Gas | Insulation - Ducting | A | Cumulative Winter Peak Savings (MW) | Technical Potential | 0 | 0 | 0 | 0 | 0 | 0 | 0 | 0 | 0 | 0 | 0 | 0 | 0 | 0 | 0 | 0 | 0 | 0 | 0 | 0 | 0 | 0 | 0 | 0 | 0 | 0 | 0
F10_Commercial_OR - College_New_Space Heating_Natural Gas_Insulation - Ducting_A_Technical Potential | F10 | Commercial | OR - College | New | Space Heating | Natural Gas | Insulation - Ducting | A | Purchases (Incremental) | Technical Potential | 0 | 0 | 0 | 0 | 0 | 0 | 0 | 0 | 0 | 0 | 0 | 0 | 0 | 0 | 0 | 0 | 0 | 0 | 0 | 0 | 0 | 0 | 0 | 0 | 0 | 0 | 0
F11_Commercial_OR - College_New_Space Heating_Natural Gas_Insulation - Ducting_A_Technical Potential | F11 | Commercial | OR - College | New | Space Heating | Natural Gas | Insulation - Ducting | A | Purchases (Cumulative) | Technical Potential | 0 | 0 | 0 | 0 | 0 | 0 | 0 | 0 | 0 | 0 | 0 | 0 | 0 | 0 | 0 | 0 | 0 | 0 | 0 | 0 | 0 | 0 | 0 | 0 | 0 | 0 | 0
F1_Commercial_OR - College_New_Space Heating_Natural Gas_Insulation - Wall Cavity_A_Technical Potential | F1 | Commercial | OR - College | New | Space Heating | Natural Gas | Insulation - Wall Cavity | A | Integrated Unit Energy Savings (kWh or therms) | Technical Potential | 0 | 0 | 0 | 0 | 0 | 0 | 0 | 0 | 0 | 0 | 0 | 0 | 0 | 0 | 0 | 0 | 0 | 0 | 0 | 0 | 0 | 0 | 0 | 0 | 0 | 0 | 0
F2_Commercial_OR - College_New_Space Heating_Natural Gas_Insulation - Wall Cavity_A_Technical Potential | F2 | Commercial | OR - College | New | Space Heating | Natural Gas | Insulation - Wall Cavity | A | Integrated Unit Summer Peak Savings (kW) | Technical Potential | 0 | 0 | 0 | 0 | 0 | 0 | 0 | 0 | 0 | 0 | 0 | 0 | 0 | 0 | 0 | 0 | 0 | 0 | 0 | 0 | 0 | 0 | 0 | 0 | 0 | 0 | 0
F3_Commercial_OR - College_New_Space Heating_Natural Gas_Insulation - Wall Cavity_A_Technical Potential | F3 | Commercial | OR - College | New | Space Heating | Natural Gas | Insulation - Wall Cavity | A | Integrated Unit Winter Peak Savings (kW) | Technical Potential | 0 | 0 | 0 | 0 | 0 | 0 | 0 | 0 | 0 | 0 | 0 | 0 | 0 | 0 | 0 | 0 | 0 | 0 | 0 | 0 | 0 | 0 | 0 | 0 | 0 | 0 | 0
F4_Commercial_OR - College_New_Space Heating_Natural Gas_Insulation - Wall Cavity_A_Technical Potential | F4 | Commercial | OR - College | New | Space Heating | Natural Gas | Insulation - Wall Cavity | A | Incremental Energy Savings (MWh or mTherms) | Technical Potential | 0 | 0 | 0 | 0 | 0 | 0 | 0 | 0 | 0 | 0 | 0 | 0 | 0 | 0 | 0 | 0 | 0 | 0 | 0 | 0 | 0 | 0 | 0 | 0 | 0 | 0 | 0
F5_Commercial_OR - College_New_Space Heating_Natural Gas_Insulation - Wall Cavity_A_Technical Potential | F5 | Commercial | OR - College | New | Space Heating | Natural Gas | Insulation - Wall Cavity | A | Incremental Summer Peak Savings (MW) | Technical Potential | 0 | 0 | 0 | 0 | 0 | 0 | 0 | 0 | 0 | 0 | 0 | 0 | 0 | 0 | 0 | 0 | 0 | 0 | 0 | 0 | 0 | 0 | 0 | 0 | 0 | 0 | 0
F6_Commercial_OR - College_New_Space Heating_Natural Gas_Insulation - Wall Cavity_A_Technical Potential | F6 | Commercial | OR - College | New | Space Heating | Natural Gas | Insulation - Wall Cavity | A | Incremental Winter Peak Savings (MW) | Technical Potential | 0 | 0 | 0 | 0 | 0 | 0 | 0 | 0 | 0 | 0 | 0 | 0 | 0 | 0 | 0 | 0 | 0 | 0 | 0 | 0 | 0 | 0 | 0 | 0 | 0 | 0 | 0
F7_Commercial_OR - College_New_Space Heating_Natural Gas_Insulation - Wall Cavity_A_Technical Potential | F7 | Commercial | OR - College | New | Space Heating | Natural Gas | Insulation - Wall Cavity | A | Cumulative Energy Savings (MWh or mTherms) | Technical Potential | 0 | 0 | 0 | 0 | 0 | 0 | 0 | 0 | 0 | 0 | 0 | 0 | 0 | 0 | 0 | 0 | 0 | 0 | 0 | 0 | 0 | 0 | 0 | 0 | 0 | 0 | 0
F8_Commercial_OR - College_New_Space Heating_Natural Gas_Insulation - Wall Cavity_A_Technical Potential | F8 | Commercial | OR - College | New | Space Heating | Natural Gas | Insulation - Wall Cavity | A | Cumulative Summer Peak Savings (MW) | Technical Potential | 0 | 0 | 0 | 0 | 0 | 0 | 0 | 0 | 0 | 0 | 0 | 0 | 0 | 0 | 0 | 0 | 0 | 0 | 0 | 0 | 0 | 0 | 0 | 0 | 0 | 0 | 0
F9_Commercial_OR - College_New_Space Heating_Natural Gas_Insulation - Wall Cavity_A_Technical Potential | F9 | Commercial | OR - College | New | Space Heating | Natural Gas | Insulation - Wall Cavity | A | Cumulative Winter Peak Savings (MW) | Technical Potential | 0 | 0 | 0 | 0 | 0 | 0 | 0 | 0 | 0 | 0 | 0 | 0 | 0 | 0 | 0 | 0 | 0 | 0 | 0 | 0 | 0 | 0 | 0 | 0 | 0 | 0 | 0
F10_Commercial_OR - College_New_Space Heating_Natural Gas_Insulation - Wall Cavity_A_Technical Potential | F10 | Commercial | OR - College | New | Space Heating | Natural Gas | Insulation - Wall Cavity | A | Purchases (Incremental) | Technical Potential | 0 | 0 | 0 | 0 | 0 | 0 | 0 | 0 | 0 | 0 | 0 | 0 | 0 | 0 | 0 | 0 | 0 | 0 | 0 | 0 | 0 | 0 | 0 | 0 | 0 | 0 | 0
F11_Commercial_OR - College_New_Space Heating_Natural Gas_Insulation - Wall Cavity_A_Technical Potential | F11 | Commercial | OR - College | New | Space Heating | Natural Gas | Insulation - Wall Cavity | A | Purchases (Cumulative) | Technical Potential | 0 | 0 | 0 | 0 | 0 | 0 | 0 | 0 | 0 | 0 | 0 | 0 | 0 | 0 | 0 | 0 | 0 | 0 | 0 | 0 | 0 | 0 | 0 | 0 | 0 | 0 | 0
F1_Commercial_OR - College_New_Space Heating_Natural Gas_Green Roof - Vegetated Rooftop_A_Technical Potential | F1 | Commercial | OR - College | New | Space Heating | Natural Gas | Green Roof - Vegetated Rooftop | A | Integrated Unit Energy Savings (kWh or therms) | Technical Potential | 0 | 0 | 0 | 0 | 0 | 0 | 0 | 0 | 0 | 0 | 0 | 0 | 0 | 0 | 0 | 0 | 0 | 0 | 0 | 0 | 0 | 0 | 0 | 0 | 0 | 0 | 0
F2_Commercial_OR - College_New_Space Heating_Natural Gas_Green Roof - Vegetated Rooftop_A_Technical Potential | F2 | Commercial | OR - College | New | Space Heating | Natural Gas | Green Roof - Vegetated Rooftop | A | Integrated Unit Summer Peak Savings (kW) | Technical Potential | 0 | 0 | 0 | 0 | 0 | 0 | 0 | 0 | 0 | 0 | 0 | 0 | 0 | 0 | 0 | 0 | 0 | 0 | 0 | 0 | 0 | 0 | 0 | 0 | 0 | 0 | 0
F3_Commercial_OR - College_New_Space Heating_Natural Gas_Green Roof - Vegetated Rooftop_A_Technical Potential | F3 | Commercial | OR - College | New | Space Heating | Natural Gas | Green Roof - Vegetated Rooftop | A | Integrated Unit Winter Peak Savings (kW) | Technical Potential | 0 | 0 | 0 | 0 | 0 | 0 | 0 | 0 | 0 | 0 | 0 | 0 | 0 | 0 | 0 | 0 | 0 | 0 | 0 | 0 | 0 | 0 | 0 | 0 | 0 | 0 | 0
F4_Commercial_OR - College_New_Space Heating_Natural Gas_Green Roof - Vegetated Rooftop_A_Technical Potential | F4 | Commercial | OR - College | New | Space Heating | Natural Gas | Green Roof - Vegetated Rooftop | A | Incremental Energy Savings (MWh or mTherms) | Technical Potential | 0 | 0 | 0 | 0 | 0 | 0 | 0 | 0 | 0 | 0 | 0 | 0 | 0 | 0 | 0 | 0 | 0 | 0 | 0 | 0 | 0 | 0 | 0 | 0 | 0 | 0 | 0
F5_Commercial_OR - College_New_Space Heating_Natural Gas_Green Roof - Vegetated Rooftop_A_Technical Potential | F5 | Commercial | OR - College | New | Space Heating | Natural Gas | Green Roof - Vegetated Rooftop | A | Incremental Summer Peak Savings (MW) | Technical Potential | 0 | 0 | 0 | 0 | 0 | 0 | 0 | 0 | 0 | 0 | 0 | 0 | 0 | 0 | 0 | 0 | 0 | 0 | 0 | 0 | 0 | 0 | 0 | 0 | 0 | 0 | 0
F6_Commercial_OR - College_New_Space Heating_Natural Gas_Green Roof - Vegetated Rooftop_A_Technical Potential | F6 | Commercial | OR - College | New | Space Heating | Natural Gas | Green Roof - Vegetated Rooftop | A | Incremental Winter Peak Savings (MW) | Technical Potential | 0 | 0 | 0 | 0 | 0 | 0 | 0 | 0 | 0 | 0 | 0 | 0 | 0 | 0 | 0 | 0 | 0 | 0 | 0 | 0 | 0 | 0 | 0 | 0 | 0 | 0 | 0
F7_Commercial_OR - College_New_Space Heating_Natural Gas_Green Roof - Vegetated Rooftop_A_Technical Potential | F7 | Commercial | OR - College | New | Space Heating | Natural Gas | Green Roof - Vegetated Rooftop | A | Cumulative Energy Savings (MWh or mTherms) | Technical Potential | 0 | 0 | 0 | 0 | 0 | 0 | 0 | 0 | 0 | 0 | 0 | 0 | 0 | 0 | 0 | 0 | 0 | 0 | 0 | 0 | 0 | 0 | 0 | 0 | 0 | 0 | 0
F8_Commercial_OR - College_New_Space Heating_Natural Gas_Green Roof - Vegetated Rooftop_A_Technical Potential | F8 | Commercial | OR - College | New | Space Heating | Natural Gas | Green Roof - Vegetated Rooftop | A | Cumulative Summer Peak Savings (MW) | Technical Potential | 0 | 0 | 0 | 0 | 0 | 0 | 0 | 0 | 0 | 0 | 0 | 0 | 0 | 0 | 0 | 0 | 0 | 0 | 0 | 0 | 0 | 0 | 0 | 0 | 0 | 0 | 0
F9_Commercial_OR - College_New_Space Heating_Natural Gas_Green Roof - Vegetated Rooftop_A_Technical Potential | F9 | Commercial | OR - College | New | Space Heating | Natural Gas | Green Roof - Vegetated Rooftop | A | Cumulative Winter Peak Savings (MW) | Technical Potential | 0 | 0 | 0 | 0 | 0 | 0 | 0 | 0 | 0 | 0 | 0 | 0 | 0 | 0 | 0 | 0 | 0 | 0 | 0 | 0 | 0 | 0 | 0 | 0 | 0 | 0 | 0
F10_Commercial_OR - College_New_Space Heating_Natural Gas_Green Roof - Vegetated Rooftop_A_Technical Potential | F10 | Commercial | OR - College | New | Space Heating | Natural Gas | Green Roof - Vegetated Rooftop | A | Purchases (Incremental) | Technical Potential | 0 | 0 | 0 | 0 | 0 | 0 | 0 | 0 | 0 | 0 | 0 | 0 | 0 | 0 | 0 | 0 | 0 | 0 | 0 | 0 | 0 | 0 | 0 | 0 | 0 | 0 | 0
F11_Commercial_OR - College_New_Space Heating_Natural Gas_Green Roof - Vegetated Rooftop_A_Technical Potential | F11 | Commercial | OR - College | New | Space Heating | Natural Gas | Green Roof - Vegetated Rooftop | A | Purchases (Cumulative) | Technical Potential | 0 | 0 | 0 | 0 | 0 | 0 | 0 | 0 | 0 | 0 | 0 | 0 | 0 | 0 | 0 | 0 | 0 | 0 | 0 | 0 | 0 | 0 | 0 | 0 | 0 | 0 | 0
F1_Commercial_OR - College_New_Space Heating_Natural Gas_Ducting - Repair and Sealing_A_Technical Potential | F1 | Commercial | OR - College | New | Space Heating | Natural Gas | Ducting - Repair and Sealing | A | Integrated Unit Energy Savings (kWh or therms) | Technical Potential | 0 | 0 | 0 | 0 | 0 | 0 | 0 | 0 | 0 | 0 | 0 | 0 | 0 | 0 | 0 | 0 | 0 | 0 | 0 | 0 | 0 | 0 | 0 | 0 | 0 | 0 | 0
F2_Commercial_OR - College_New_Space Heating_Natural Gas_Ducting - Repair and Sealing_A_Technical Potential | F2 | Commercial | OR - College | New | Space Heating | Natural Gas | Ducting - Repair and Sealing | A | Integrated Unit Summer Peak Savings (kW) | Technical Potential | 0 | 0 | 0 | 0 | 0 | 0 | 0 | 0 | 0 | 0 | 0 | 0 | 0 | 0 | 0 | 0 | 0 | 0 | 0 | 0 | 0 | 0 | 0 | 0 | 0 | 0 | 0
F3_Commercial_OR - College_New_Space Heating_Natural Gas_Ducting - Repair and Sealing_A_Technical Potential | F3 | Commercial | OR - College | New | Space Heating | Natural Gas | Ducting - Repair and Sealing | A | Integrated Unit Winter Peak Savings (kW) | Technical Potential | 0 | 0 | 0 | 0 | 0 | 0 | 0 | 0 | 0 | 0 | 0 | 0 | 0 | 0 | 0 | 0 | 0 | 0 | 0 | 0 | 0 | 0 | 0 | 0 | 0 | 0 | 0
F4_Commercial_OR - College_New_Space Heating_Natural Gas_Ducting - Repair and Sealing_A_Technical Potential | F4 | Commercial | OR - College | New | Space Heating | Natural Gas | Ducting - Repair and Sealing | A | Incremental Energy Savings (MWh or mTherms) | Technical Potential | 0 | 0 | 0 | 0 | 0 | 0 | 0 | 0 | 0 | 0 | 0 | 0 | 0 | 0 | 0 | 0 | 0 | 0 | 0 | 0 | 0 | 0 | 0 | 0 | 0 | 0 | 0
F5_Commercial_OR - College_New_Space Heating_Natural Gas_Ducting - Repair and Sealing_A_Technical Potential | F5 | Commercial | OR - College | New | Space Heating | Natural Gas | Ducting - Repair and Sealing | A | Incremental Summer Peak Savings (MW) | Technical Potential | 0 | 0 | 0 | 0 | 0 | 0 | 0 | 0 | 0 | 0 | 0 | 0 | 0 | 0 | 0 | 0 | 0 | 0 | 0 | 0 | 0 | 0 | 0 | 0 | 0 | 0 | 0
F6_Commercial_OR - College_New_Space Heating_Natural Gas_Ducting - Repair and Sealing_A_Technical Potential | F6 | Commercial | OR - College | New | Space Heating | Natural Gas | Ducting - Repair and Sealing | A | Incremental Winter Peak Savings (MW) | Technical Potential | 0 | 0 | 0 | 0 | 0 | 0 | 0 | 0 | 0 | 0 | 0 | 0 | 0 | 0 | 0 | 0 | 0 | 0 | 0 | 0 | 0 | 0 | 0 | 0 | 0 | 0 | 0
F7_Commercial_OR - College_New_Space Heating_Natural Gas_Ducting - Repair and Sealing_A_Technical Potential | F7 | Commercial | OR - College | New | Space Heating | Natural Gas | Ducting - Repair and Sealing | A | Cumulative Energy Savings (MWh or mTherms) | Technical Potential | 0 | 0 | 0 | 0 | 0 | 0 | 0 | 0 | 0 | 0 | 0 | 0 | 0 | 0 | 0 | 0 | 0 | 0 | 0 | 0 | 0 | 0 | 0 | 0 | 0 | 0 | 0
F8_Commercial_OR - College_New_Space Heating_Natural Gas_Ducting - Repair and Sealing_A_Technical Potential | F8 | Commercial | OR - College | New | Space Heating | Natural Gas | Ducting - Repair and Sealing | A | Cumulative Summer Peak Savings (MW) | Technical Potential | 0 | 0 | 0 | 0 | 0 | 0 | 0 | 0 | 0 | 0 | 0 | 0 | 0 | 0 | 0 | 0 | 0 | 0 | 0 | 0 | 0 | 0 | 0 | 0 | 0 | 0 | 0
F9_Commercial_OR - College_New_Space Heating_Natural Gas_Ducting - Repair and Sealing_A_Technical Potential | F9 | Commercial | OR - College | New | Space Heating | Natural Gas | Ducting - Repair and Sealing | A | Cumulative Winter Peak Savings (MW) | Technical Potential | 0 | 0 | 0 | 0 | 0 | 0 | 0 | 0 | 0 | 0 | 0 | 0 | 0 | 0 | 0 | 0 | 0 | 0 | 0 | 0 | 0 | 0 | 0 | 0 | 0 | 0 | 0
F10_Commercial_OR - College_New_Space Heating_Natural Gas_Ducting - Repair and Sealing_A_Technical Potential | F10 | Commercial | OR - College | New | Space Heating | Natural Gas | Ducting - Repair and Sealing | A | Purchases (Incremental) | Technical Potential | 0 | 0 | 0 | 0 | 0 | 0 | 0 | 0 | 0 | 0 | 0 | 0 | 0 | 0 | 0 | 0 | 0 | 0 | 0 | 0 | 0 | 0 | 0 | 0 | 0 | 0 | 0
F11_Commercial_OR - College_New_Space Heating_Natural Gas_Ducting - Repair and Sealing_A_Technical Potential | F11 | Commercial | OR - College | New | Space Heating | Natural Gas | Ducting - Repair and Sealing | A | Purchases (Cumulative) | Technical Potential | 0 | 0 | 0 | 0 | 0 | 0 | 0 | 0 | 0 | 0 | 0 | 0 | 0 | 0 | 0 | 0 | 0 | 0 | 0 | 0 | 0 | 0 | 0 | 0 | 0 | 0 | 0
F1_Commercial_OR - College_New_Space Heating_Natural Gas_Windows - High Efficiency Glazing_A_Technical Potential | F1 | Commercial | OR - College | New | Space Heating | Natural Gas | Windows - High Efficiency Glazing | A | Integrated Unit Energy Savings (kWh or therms) | Technical Potential | 0 | 0 | 0 | 0 | 0 | 0 | 0 | 0 | 0 | 0 | 0 | 0 | 0 | 0 | 0 | 0 | 0 | 0 | 0 | 0 | 0 | 0 | 0 | 0 | 0 | 0 | 0
F2_Commercial_OR - College_New_Space Heating_Natural Gas_Windows - High Efficiency Glazing_A_Technical Potential | F2 | Commercial | OR - College | New | Space Heating | Natural Gas | Windows - High Efficiency Glazing | A | Integrated Unit Summer Peak Savings (kW) | Technical Potential | 0 | 0 | 0 | 0 | 0 | 0 | 0 | 0 | 0 | 0 | 0 | 0 | 0 | 0 | 0 | 0 | 0 | 0 | 0 | 0 | 0 | 0 | 0 | 0 | 0 | 0 | 0
F3_Commercial_OR - College_New_Space Heating_Natural Gas_Windows - High Efficiency Glazing_A_Technical Potential | F3 | Commercial | OR - College | New | Space Heating | Natural Gas | Windows - High Efficiency Glazing | A | Integrated Unit Winter Peak Savings (kW) | Technical Potential | 0 | 0 | 0 | 0 | 0 | 0 | 0 | 0 | 0 | 0 | 0 | 0 | 0 | 0 | 0 | 0 | 0 | 0 | 0 | 0 | 0 | 0 | 0 | 0 | 0 | 0 | 0
F4_Commercial_OR - College_New_Space Heating_Natural Gas_Windows - High Efficiency Glazing_A_Technical Potential | F4 | Commercial | OR - College | New | Space Heating | Natural Gas | Windows - High Efficiency Glazing | A | Incremental Energy Savings (MWh or mTherms) | Technical Potential | 0 | 0 | 0 | 0 | 0 | 0 | 0 | 0 | 0 | 0 | 0 | 0 | 0 | 0 | 0 | 0 | 0 | 0 | 0 | 0 | 0 | 0 | 0 | 0 | 0 | 0 | 0
F5_Commercial_OR - College_New_Space Heating_Natural Gas_Windows - High Efficiency Glazing_A_Technical Potential | F5 | Commercial | OR - College | New | Space Heating | Natural Gas | Windows - High Efficiency Glazing | A | Incremental Summer Peak Savings (MW) | Technical Potential | 0 | 0 | 0 | 0 | 0 | 0 | 0 | 0 | 0 | 0 | 0 | 0 | 0 | 0 | 0 | 0 | 0 | 0 | 0 | 0 | 0 | 0 | 0 | 0 | 0 | 0 | 0
F6_Commercial_OR - College_New_Space Heating_Natural Gas_Windows - High Efficiency Glazing_A_Technical Potential | F6 | Commercial | OR - College | New | Space Heating | Natural Gas | Windows - High Efficiency Glazing | A | Incremental Winter Peak Savings (MW) | Technical Potential | 0 | 0 | 0 | 0 | 0 | 0 | 0 | 0 | 0 | 0 | 0 | 0 | 0 | 0 | 0 | 0 | 0 | 0 | 0 | 0 | 0 | 0 | 0 | 0 | 0 | 0 | 0
F7_Commercial_OR - College_New_Space Heating_Natural Gas_Windows - High Efficiency Glazing_A_Technical Potential | F7 | Commercial | OR - College | New | Space Heating | Natural Gas | Windows - High Efficiency Glazing | A | Cumulative Energy Savings (MWh or mTherms) | Technical Potential | 0 | 0 | 0 | 0 | 0 | 0 | 0 | 0 | 0 | 0 | 0 | 0 | 0 | 0 | 0 | 0 | 0 | 0 | 0 | 0 | 0 | 0 | 0 | 0 | 0 | 0 | 0
F8_Commercial_OR - College_New_Space Heating_Natural Gas_Windows - High Efficiency Glazing_A_Technical Potential | F8 | Commercial | OR - College | New | Space Heating | Natural Gas | Windows - High Efficiency Glazing | A | Cumulative Summer Peak Savings (MW) | Technical Potential | 0 | 0 | 0 | 0 | 0 | 0 | 0 | 0 | 0 | 0 | 0 | 0 | 0 | 0 | 0 | 0 | 0 | 0 | 0 | 0 | 0 | 0 | 0 | 0 | 0 | 0 | 0
F9_Commercial_OR - College_New_Space Heating_Natural Gas_Windows - High Efficiency Glazing_A_Technical Potential | F9 | Commercial | OR - College | New | Space Heating | Natural Gas | Windows - High Efficiency Glazing | A | Cumulative Winter Peak Savings (MW) | Technical Potential | 0 | 0 | 0 | 0 | 0 | 0 | 0 | 0 | 0 | 0 | 0 | 0 | 0 | 0 | 0 | 0 | 0 | 0 | 0 | 0 | 0 | 0 | 0 | 0 | 0 | 0 | 0
F10_Commercial_OR - College_New_Space Heating_Natural Gas_Windows - High Efficiency Glazing_A_Technical Potential | F10 | Commercial | OR - College | New | Space Heating | Natural Gas | Windows - High Efficiency Glazing | A | Purchases (Incremental) | Technical Potential | 0 | 0 | 0 | 0 | 0 | 0 | 0 | 0 | 0 | 0 | 0 | 0 | 0 | 0 | 0 | 0 | 0 | 0 | 0 | 0 | 0 | 0 | 0 | 0 | 0 | 0 | 0
F11_Commercial_OR - College_New_Space Heating_Natural Gas_Windows - High Efficiency Glazing_A_Technical Potential | F11 | Commercial | OR - College | New | Space Heating | Natural Gas | Windows - High Efficiency Glazing | A | Purchases (Cumulative) | Technical Potential | 0 | 0 | 0 | 0 | 0 | 0 | 0 | 0 | 0 | 0 | 0 | 0 | 0 | 0 | 0 | 0 | 0 | 0 | 0 | 0 | 0 | 0 | 0 | 0 | 0 | 0 | 0
F1_Commercial_OR - College_New_Space Heating_Natural Gas_Windows - Secondary Glazing Systems_A_Technical Potential | F1 | Commercial | OR - College | New | Space Heating | Natural Gas | Windows - Secondary Glazing Systems | A | Integrated Unit Energy Savings (kWh or therms) | Technical Potential | 0 | 0 | 0 | 0 | 0 | 0 | 0 | 0 | 0 | 0 | 0 | 0 | 0 | 0 | 0 | 0 | 0 | 0 | 0 | 0 | 0 | 0 | 0 | 0 | 0 | 0 | 0
F2_Commercial_OR - College_New_Space Heating_Natural Gas_Windows - Secondary Glazing Systems_A_Technical Potential | F2 | Commercial | OR - College | New | Space Heating | Natural Gas | Windows - Secondary Glazing Systems | A | Integrated Unit Summer Peak Savings (kW) | Technical Potential | 0 | 0 | 0 | 0 | 0 | 0 | 0 | 0 | 0 | 0 | 0 | 0 | 0 | 0 | 0 | 0 | 0 | 0 | 0 | 0 | 0 | 0 | 0 | 0 | 0 | 0 | 0
F3_Commercial_OR - College_New_Space Heating_Natural Gas_Windows - Secondary Glazing Systems_A_Technical Potential | F3 | Commercial | OR - College | New | Space Heating | Natural Gas | Windows - Secondary Glazing Systems | A | Integrated Unit Winter Peak Savings (kW) | Technical Potential | 0 | 0 | 0 | 0 | 0 | 0 | 0 | 0 | 0 | 0 | 0 | 0 | 0 | 0 | 0 | 0 | 0 | 0 | 0 | 0 | 0 | 0 | 0 | 0 | 0 | 0 | 0
F4_Commercial_OR - College_New_Space Heating_Natural Gas_Windows - Secondary Glazing Systems_A_Technical Potential | F4 | Commercial | OR - College | New | Space Heating | Natural Gas | Windows - Secondary Glazing Systems | A | Incremental Energy Savings (MWh or mTherms) | Technical Potential | 0 | 0 | 0 | 0 | 0 | 0 | 0 | 0 | 0 | 0 | 0 | 0 | 0 | 0 | 0 | 0 | 0 | 0 | 0 | 0 | 0 | 0 | 0 | 0 | 0 | 0 | 0
F5_Commercial_OR - College_New_Space Heating_Natural Gas_Windows - Secondary Glazing Systems_A_Technical Potential | F5 | Commercial | OR - College | New | Space Heating | Natural Gas | Windows - Secondary Glazing Systems | A | Incremental Summer Peak Savings (MW) | Technical Potential | 0 | 0 | 0 | 0 | 0 | 0 | 0 | 0 | 0 | 0 | 0 | 0 | 0 | 0 | 0 | 0 | 0 | 0 | 0 | 0 | 0 | 0 | 0 | 0 | 0 | 0 | 0
F6_Commercial_OR - College_New_Space Heating_Natural Gas_Windows - Secondary Glazing Systems_A_Technical Potential | F6 | Commercial | OR - College | New | Space Heating | Natural Gas | Windows - Secondary Glazing Systems | A | Incremental Winter Peak Savings (MW) | Technical Potential | 0 | 0 | 0 | 0 | 0 | 0 | 0 | 0 | 0 | 0 | 0 | 0 | 0 | 0 | 0 | 0 | 0 | 0 | 0 | 0 | 0 | 0 | 0 | 0 | 0 | 0 | 0
F7_Commercial_OR - College_New_Space Heating_Natural Gas_Windows - Secondary Glazing Systems_A_Technical Potential | F7 | Commercial | OR - College | New | Space Heating | Natural Gas | Windows - Secondary Glazing Systems | A | Cumulative Energy Savings (MWh or mTherms) | Technical Potential | 0 | 0 | 0 | 0 | 0 | 0 | 0 | 0 | 0 | 0 | 0 | 0 | 0 | 0 | 0 | 0 | 0 | 0 | 0 | 0 | 0 | 0 | 0 | 0 | 0 | 0 | 0
F8_Commercial_OR - College_New_Space Heating_Natural Gas_Windows - Secondary Glazing Systems_A_Technical Potential | F8 | Commercial | OR - College | New | Space Heating | Natural Gas | Windows - Secondary Glazing Systems | A | Cumulative Summer Peak Savings (MW) | Technical Potential | 0 | 0 | 0 | 0 | 0 | 0 | 0 | 0 | 0 | 0 | 0 | 0 | 0 | 0 | 0 | 0 | 0 | 0 | 0 | 0 | 0 | 0 | 0 | 0 | 0 | 0 | 0
F9_Commercial_OR - College_New_Space Heating_Natural Gas_Windows - Secondary Glazing Systems_A_Technical Potential | F9 | Commercial | OR - College | New | Space Heating | Natural Gas | Windows - Secondary Glazing Systems | A | Cumulative Winter Peak Savings (MW) | Technical Potential | 0 | 0 | 0 | 0 | 0 | 0 | 0 | 0 | 0 | 0 | 0 | 0 | 0 | 0 | 0 | 0 | 0 | 0 | 0 | 0 | 0 | 0 | 0 | 0 | 0 | 0 | 0
F10_Commercial_OR - College_New_Space Heating_Natural Gas_Windows - Secondary Glazing Systems_A_Technical Potential | F10 | Commercial | OR - College | New | Space Heating | Natural Gas | Windows - Secondary Glazing Systems | A | Purchases (Incremental) | Technical Potential | 0 | 0 | 0 | 0 | 0 | 0 | 0 | 0 | 0 | 0 | 0 | 0 | 0 | 0 | 0 | 0 | 0 | 0 | 0 | 0 | 0 | 0 | 0 | 0 | 0 | 0 | 0
F11_Commercial_OR - College_New_Space Heating_Natural Gas_Windows - Secondary Glazing Systems_A_Technical Potential | F11 | Commercial | OR - College | New | Space Heating | Natural Gas | Windows - Secondary Glazing Systems | A | Purchases (Cumulative) | Technical Potential | 0 | 0 | 0 | 0 | 0 | 0 | 0 | 0 | 0 | 0 | 0 | 0 | 0 | 0 | 0 | 0 | 0 | 0 | 0 | 0 | 0 | 0 | 0 | 0 | 0 | 0 | 0
F1_Commercial_OR - College_New_Space Heating_Natural Gas_HVAC - Energy Recovery Ventilator_A_Technical Potential | F1 | Commercial | OR - College | New | Space Heating | Natural Gas | HVAC - Energy Recovery Ventilator | A | Integrated Unit Energy Savings (kWh or therms) | Technical Potential | 0 | 0 | 0 | 0 | 0 | 0 | 0 | 0 | 0 | 0 | 0 | 0 | 0 | 0 | 0 | 0 | 0 | 0 | 0 | 0 | 0 | 0 | 0 | 0 | 0 | 0 | 0
F2_Commercial_OR - College_New_Space Heating_Natural Gas_HVAC - Energy Recovery Ventilator_A_Technical Potential | F2 | Commercial | OR - College | New | Space Heating | Natural Gas | HVAC - Energy Recovery Ventilator | A | Integrated Unit Summer Peak Savings (kW) | Technical Potential | 0 | 0 | 0 | 0 | 0 | 0 | 0 | 0 | 0 | 0 | 0 | 0 | 0 | 0 | 0 | 0 | 0 | 0 | 0 | 0 | 0 | 0 | 0 | 0 | 0 | 0 | 0
F3_Commercial_OR - College_New_Space Heating_Natural Gas_HVAC - Energy Recovery Ventilator_A_Technical Potential | F3 | Commercial | OR - College | New | Space Heating | Natural Gas | HVAC - Energy Recovery Ventilator | A | Integrated Unit Winter Peak Savings (kW) | Technical Potential | 0 | 0 | 0 | 0 | 0 | 0 | 0 | 0 | 0 | 0 | 0 | 0 | 0 | 0 | 0 | 0 | 0 | 0 | 0 | 0 | 0 | 0 | 0 | 0 | 0 | 0 | 0
F4_Commercial_OR - College_New_Space Heating_Natural Gas_HVAC - Energy Recovery Ventilator_A_Technical Potential | F4 | Commercial | OR - College | New | Space Heating | Natural Gas | HVAC - Energy Recovery Ventilator | A | Incremental Energy Savings (MWh or mTherms) | Technical Potential | 0 | 0 | 0 | 0 | 0 | 0 | 0 | 0 | 0 | 0 | 0 | 0 | 0 | 0 | 0 | 0 | 0 | 0 | 0 | 0 | 0 | 0 | 0 | 0 | 0 | 0 | 0
F5_Commercial_OR - College_New_Space Heating_Natural Gas_HVAC - Energy Recovery Ventilator_A_Technical Potential | F5 | Commercial | OR - College | New | Space Heating | Natural Gas | HVAC - Energy Recovery Ventilator | A | Incremental Summer Peak Savings (MW) | Technical Potential | 0 | 0 | 0 | 0 | 0 | 0 | 0 | 0 | 0 | 0 | 0 | 0 | 0 | 0 | 0 | 0 | 0 | 0 | 0 | 0 | 0 | 0 | 0 | 0 | 0 | 0 | 0
F6_Commercial_OR - College_New_Space Heating_Natural Gas_HVAC - Energy Recovery Ventilator_A_Technical Potential | F6 | Commercial | OR - College | New | Space Heating | Natural Gas | HVAC - Energy Recovery Ventilator | A | Incremental Winter Peak Savings (MW) | Technical Potential | 0 | 0 | 0 | 0 | 0 | 0 | 0 | 0 | 0 | 0 | 0 | 0 | 0 | 0 | 0 | 0 | 0 | 0 | 0 | 0 | 0 | 0 | 0 | 0 | 0 | 0 | 0
F7_Commercial_OR - College_New_Space Heating_Natural Gas_HVAC - Energy Recovery Ventilator_A_Technical Potential | F7 | Commercial | OR - College | New | Space Heating | Natural Gas | HVAC - Energy Recovery Ventilator | A | Cumulative Energy Savings (MWh or mTherms) | Technical Potential | 0 | 0 | 0 | 0 | 0 | 0 | 0 | 0 | 0 | 0 | 0 | 0 | 0 | 0 | 0 | 0 | 0 | 0 | 0 | 0 | 0 | 0 | 0 | 0 | 0 | 0 | 0
F8_Commercial_OR - College_New_Space Heating_Natural Gas_HVAC - Energy Recovery Ventilator_A_Technical Potential | F8 | Commercial | OR - College | New | Space Heating | Natural Gas | HVAC - Energy Recovery Ventilator | A | Cumulative Summer Peak Savings (MW) | Technical Potential | 0 | 0 | 0 | 0 | 0 | 0 | 0 | 0 | 0 | 0 | 0 | 0 | 0 | 0 | 0 | 0 | 0 | 0 | 0 | 0 | 0 | 0 | 0 | 0 | 0 | 0 | 0
F9_Commercial_OR - College_New_Space Heating_Natural Gas_HVAC - Energy Recovery Ventilator_A_Technical Potential | F9 | Commercial | OR - College | New | Space Heating | Natural Gas | HVAC - Energy Recovery Ventilator | A | Cumulative Winter Peak Savings (MW) | Technical Potential | 0 | 0 | 0 | 0 | 0 | 0 | 0 | 0 | 0 | 0 | 0 | 0 | 0 | 0 | 0 | 0 | 0 | 0 | 0 | 0 | 0 | 0 | 0 | 0 | 0 | 0 | 0
F10_Commercial_OR - College_New_Space Heating_Natural Gas_HVAC - Energy Recovery Ventilator_A_Technical Potential | F10 | Commercial | OR - College | New | Space Heating | Natural Gas | HVAC - Energy Recovery Ventilator | A | Purchases (Incremental) | Technical Potential | 0 | 0 | 0 | 0 | 0 | 0 | 0 | 0 | 0 | 0 | 0 | 0 | 0 | 0 | 0 | 0 | 0 | 0 | 0 | 0 | 0 | 0 | 0 | 0 | 0 | 0 | 0
F11_Commercial_OR - College_New_Space Heating_Natural Gas_HVAC - Energy Recovery Ventilator_A_Technical Potential | F11 | Commercial | OR - College | New | Space Heating | Natural Gas | HVAC - Energy Recovery Ventilator | A | Purchases (Cumulative) | Technical Potential | 0 | 0 | 0 | 0 | 0 | 0 | 0 | 0 | 0 | 0 | 0 | 0 | 0 | 0 | 0 | 0 | 0 | 0 | 0 | 0 | 0 | 0 | 0 | 0 | 0 | 0 | 0
F1_Commercial_OR - College_New_Space Heating_Natural Gas_Building Shell - Air Sealing (Infiltration Control)_A_Technical Potential | F1 | Commercial | OR - College | New | Space Heating | Natural Gas | Building Shell - Air Sealing (Infiltration Control) | A | Integrated Unit Energy Savings (kWh or therms) | Technical Potential | 0 | 0 | 0 | 0 | 0 | 0 | 0 | 0 | 0 | 0 | 0 | 0 | 0 | 0 | 0 | 0 | 0 | 0 | 0 | 0 | 0 | 0 | 0 | 0 | 0 | 0 | 0
F2_Commercial_OR - College_New_Space Heating_Natural Gas_Building Shell - Air Sealing (Infiltration Control)_A_Technical Potential | F2 | Commercial | OR - College | New | Space Heating | Natural Gas | Building Shell - Air Sealing (Infiltration Control) | A | Integrated Unit Summer Peak Savings (kW) | Technical Potential | 0 | 0 | 0 | 0 | 0 | 0 | 0 | 0 | 0 | 0 | 0 | 0 | 0 | 0 | 0 | 0 | 0 | 0 | 0 | 0 | 0 | 0 | 0 | 0 | 0 | 0 | 0
F3_Commercial_OR - College_New_Space Heating_Natural Gas_Building Shell - Air Sealing (Infiltration Control)_A_Technical Potential | F3 | Commercial | OR - College | New | Space Heating | Natural Gas | Building Shell - Air Sealing (Infiltration Control) | A | Integrated Unit Winter Peak Savings (kW) | Technical Potential | 0 | 0 | 0 | 0 | 0 | 0 | 0 | 0 | 0 | 0 | 0 | 0 | 0 | 0 | 0 | 0 | 0 | 0 | 0 | 0 | 0 | 0 | 0 | 0 | 0 | 0 | 0
F4_Commercial_OR - College_New_Space Heating_Natural Gas_Building Shell - Air Sealing (Infiltration Control)_A_Technical Potential | F4 | Commercial | OR - College | New | Space Heating | Natural Gas | Building Shell - Air Sealing (Infiltration Control) | A | Incremental Energy Savings (MWh or mTherms) | Technical Potential | 0 | 0 | 0 | 0 | 0 | 0 | 0 | 0 | 0 | 0 | 0 | 0 | 0 | 0 | 0 | 0 | 0 | 0 | 0 | 0 | 0 | 0 | 0 | 0 | 0 | 0 | 0
F5_Commercial_OR - College_New_Space Heating_Natural Gas_Building Shell - Air Sealing (Infiltration Control)_A_Technical Potential | F5 | Commercial | OR - College | New | Space Heating | Natural Gas | Building Shell - Air Sealing (Infiltration Control) | A | Incremental Summer Peak Savings (MW) | Technical Potential | 0 | 0 | 0 | 0 | 0 | 0 | 0 | 0 | 0 | 0 | 0 | 0 | 0 | 0 | 0 | 0 | 0 | 0 | 0 | 0 | 0 | 0 | 0 | 0 | 0 | 0 | 0
F6_Commercial_OR - College_New_Space Heating_Natural Gas_Building Shell - Air Sealing (Infiltration Control)_A_Technical Potential | F6 | Commercial | OR - College | New | Space Heating | Natural Gas | Building Shell - Air Sealing (Infiltration Control) | A | Incremental Winter Peak Savings (MW) | Technical Potential | 0 | 0 | 0 | 0 | 0 | 0 | 0 | 0 | 0 | 0 | 0 | 0 | 0 | 0 | 0 | 0 | 0 | 0 | 0 | 0 | 0 | 0 | 0 | 0 | 0 | 0 | 0
F7_Commercial_OR - College_New_Space Heating_Natural Gas_Building Shell - Air Sealing (Infiltration Control)_A_Technical Potential | F7 | Commercial | OR - College | New | Space Heating | Natural Gas | Building Shell - Air Sealing (Infiltration Control) | A | Cumulative Energy Savings (MWh or mTherms) | Technical Potential | 0 | 0 | 0 | 0 | 0 | 0 | 0 | 0 | 0 | 0 | 0 | 0 | 0 | 0 | 0 | 0 | 0 | 0 | 0 | 0 | 0 | 0 | 0 | 0 | 0 | 0 | 0
F8_Commercial_OR - College_New_Space Heating_Natural Gas_Building Shell - Air Sealing (Infiltration Control)_A_Technical Potential | F8 | Commercial | OR - College | New | Space Heating | Natural Gas | Building Shell - Air Sealing (Infiltration Control) | A | Cumulative Summer Peak Savings (MW) | Technical Potential | 0 | 0 | 0 | 0 | 0 | 0 | 0 | 0 | 0 | 0 | 0 | 0 | 0 | 0 | 0 | 0 | 0 | 0 | 0 | 0 | 0 | 0 | 0 | 0 | 0 | 0 | 0
F9_Commercial_OR - College_New_Space Heating_Natural Gas_Building Shell - Air Sealing (Infiltration Control)_A_Technical Potential | F9 | Commercial | OR - College | New | Space Heating | Natural Gas | Building Shell - Air Sealing (Infiltration Control) | A | Cumulative Winter Peak Savings (MW) | Technical Potential | 0 | 0 | 0 | 0 | 0 | 0 | 0 | 0 | 0 | 0 | 0 | 0 | 0 | 0 | 0 | 0 | 0 | 0 | 0 | 0 | 0 | 0 | 0 | 0 | 0 | 0 | 0
F10_Commercial_OR - College_New_Space Heating_Natural Gas_Building Shell - Air Sealing (Infiltration Control)_A_Technical Potential | F10 | Commercial | OR - College | New | Space Heating | Natural Gas | Building Shell - Air Sealing (Infiltration Control) | A | Purchases (Incremental) | Technical Potential | 0 | 0 | 0 | 0 | 0 | 0 | 0 | 0 | 0 | 0 | 0 | 0 | 0 | 0 | 0 | 0 | 0 | 0 | 0 | 0 | 0 | 0 | 0 | 0 | 0 | 0 | 0
F11_Commercial_OR - College_New_Space Heating_Natural Gas_Building Shell - Air Sealing (Infiltration Control)_A_Technical Potential | F11 | Commercial | OR - College | New | Space Heating | Natural Gas | Building Shell - Air Sealing (Infiltration Control) | A | Purchases (Cumulative) | Technical Potential | 0 | 0 | 0 | 0 | 0 | 0 | 0 | 0 | 0 | 0 | 0 | 0 | 0 | 0 | 0 | 0 | 0 | 0 | 0 | 0 | 0 | 0 | 0 | 0 | 0 | 0 | 0
F1_Commercial_OR - College_New_Space Heating_Natural Gas_Ventilation - Demand Controlled_A_Technical Potential | F1 | Commercial | OR - College | New | Space Heating | Natural Gas | Ventilation - Demand Controlled | A | Integrated Unit Energy Savings (kWh or therms) | Technical Potential | 0 | 0 | 0 | 0 | 0 | 0 | 0 | 0 | 0 | 0 | 0 | 0 | 0 | 0 | 0 | 0 | 0 | 0 | 0 | 0 | 0 | 0 | 0 | 0 | 0 | 0 | 0
F2_Commercial_OR - College_New_Space Heating_Natural Gas_Ventilation - Demand Controlled_A_Technical Potential | F2 | Commercial | OR - College | New | Space Heating | Natural Gas | Ventilation - Demand Controlled | A | Integrated Unit Summer Peak Savings (kW) | Technical Potential | 0 | 0 | 0 | 0 | 0 | 0 | 0 | 0 | 0 | 0 | 0 | 0 | 0 | 0 | 0 | 0 | 0 | 0 | 0 | 0 | 0 | 0 | 0 | 0 | 0 | 0 | 0
F3_Commercial_OR - College_New_Space Heating_Natural Gas_Ventilation - Demand Controlled_A_Technical Potential | F3 | Commercial | OR - College | New | Space Heating | Natural Gas | Ventilation - Demand Controlled | A | Integrated Unit Winter Peak Savings (kW) | Technical Potential | 0 | 0 | 0 | 0 | 0 | 0 | 0 | 0 | 0 | 0 | 0 | 0 | 0 | 0 | 0 | 0 | 0 | 0 | 0 | 0 | 0 | 0 | 0 | 0 | 0 | 0 | 0
F4_Commercial_OR - College_New_Space Heating_Natural Gas_Ventilation - Demand Controlled_A_Technical Potential | F4 | Commercial | OR - College | New | Space Heating | Natural Gas | Ventilation - Demand Controlled | A | Incremental Energy Savings (MWh or mTherms) | Technical Potential | 0 | 0 | 0 | 0 | 0 | 0 | 0 | 0 | 0 | 0 | 0 | 0 | 0 | 0 | 0 | 0 | 0 | 0 | 0 | 0 | 0 | 0 | 0 | 0 | 0 | 0 | 0
F5_Commercial_OR - College_New_Space Heating_Natural Gas_Ventilation - Demand Controlled_A_Technical Potential | F5 | Commercial | OR - College | New | Space Heating | Natural Gas | Ventilation - Demand Controlled | A | Incremental Summer Peak Savings (MW) | Technical Potential | 0 | 0 | 0 | 0 | 0 | 0 | 0 | 0 | 0 | 0 | 0 | 0 | 0 | 0 | 0 | 0 | 0 | 0 | 0 | 0 | 0 | 0 | 0 | 0 | 0 | 0 | 0
F6_Commercial_OR - College_New_Space Heating_Natural Gas_Ventilation - Demand Controlled_A_Technical Potential | F6 | Commercial | OR - College | New | Space Heating | Natural Gas | Ventilation - Demand Controlled | A | Incremental Winter Peak Savings (MW) | Technical Potential | 0 | 0 | 0 | 0 | 0 | 0 | 0 | 0 | 0 | 0 | 0 | 0 | 0 | 0 | 0 | 0 | 0 | 0 | 0 | 0 | 0 | 0 | 0 | 0 | 0 | 0 | 0
F7_Commercial_OR - College_New_Space Heating_Natural Gas_Ventilation - Demand Controlled_A_Technical Potential | F7 | Commercial | OR - College | New | Space Heating | Natural Gas | Ventilation - Demand Controlled | A | Cumulative Energy Savings (MWh or mTherms) | Technical Potential | 0 | 0 | 0 | 0 | 0 | 0 | 0 | 0 | 0 | 0 | 0 | 0 | 0 | 0 | 0 | 0 | 0 | 0 | 0 | 0 | 0 | 0 | 0 | 0 | 0 | 0 | 0
F8_Commercial_OR - College_New_Space Heating_Natural Gas_Ventilation - Demand Controlled_A_Technical Potential | F8 | Commercial | OR - College | New | Space Heating | Natural Gas | Ventilation - Demand Controlled | A | Cumulative Summer Peak Savings (MW) | Technical Potential | 0 | 0 | 0 | 0 | 0 | 0 | 0 | 0 | 0 | 0 | 0 | 0 | 0 | 0 | 0 | 0 | 0 | 0 | 0 | 0 | 0 | 0 | 0 | 0 | 0 | 0 | 0
F9_Commercial_OR - College_New_Space Heating_Natural Gas_Ventilation - Demand Controlled_A_Technical Potential | F9 | Commercial | OR - College | New | Space Heating | Natural Gas | Ventilation - Demand Controlled | A | Cumulative Winter Peak Savings (MW) | Technical Potential | 0 | 0 | 0 | 0 | 0 | 0 | 0 | 0 | 0 | 0 | 0 | 0 | 0 | 0 | 0 | 0 | 0 | 0 | 0 | 0 | 0 | 0 | 0 | 0 | 0 | 0 | 0
F10_Commercial_OR - College_New_Space Heating_Natural Gas_Ventilation - Demand Controlled_A_Technical Potential | F10 | Commercial | OR - College | New | Space Heating | Natural Gas | Ventilation - Demand Controlled | A | Purchases (Incremental) | Technical Potential | 0 | 0 | 0 | 0 | 0 | 0 | 0 | 0 | 0 | 0 | 0 | 0 | 0 | 0 | 0 | 0 | 0 | 0 | 0 | 0 | 0 | 0 | 0 | 0 | 0 | 0 | 0
F11_Commercial_OR - College_New_Space Heating_Natural Gas_Ventilation - Demand Controlled_A_Technical Potential | F11 | Commercial | OR - College | New | Space Heating | Natural Gas | Ventilation - Demand Controlled | A | Purchases (Cumulative) | Technical Potential | 0 | 0 | 0 | 0 | 0 | 0 | 0 | 0 | 0 | 0 | 0 | 0 | 0 | 0 | 0 | 0 | 0 | 0 | 0 | 0 | 0 | 0 | 0 | 0 | 0 | 0 | 0
F1_Commercial_OR - College_New_Space Heating_Natural Gas_HVAC - Dedicated Outdoor Air System (DOAS)_A_Technical Potential | F1 | Commercial | OR - College | New | Space Heating | Natural Gas | HVAC - Dedicated Outdoor Air System (DOAS) | A | Integrated Unit Energy Savings (kWh or therms) | Technical Potential | 0 | 0 | 0 | 0 | 0 | 0 | 0 | 0 | 0 | 0 | 0 | 0 | 0 | 0 | 0 | 0 | 0 | 0 | 0 | 0 | 0 | 0 | 0 | 0 | 0 | 0 | 0
F2_Commercial_OR - College_New_Space Heating_Natural Gas_HVAC - Dedicated Outdoor Air System (DOAS)_A_Technical Potential | F2 | Commercial | OR - College | New | Space Heating | Natural Gas | HVAC - Dedicated Outdoor Air System (DOAS) | A | Integrated Unit Summer Peak Savings (kW) | Technical Potential | 0 | 0 | 0 | 0 | 0 | 0 | 0 | 0 | 0 | 0 | 0 | 0 | 0 | 0 | 0 | 0 | 0 | 0 | 0 | 0 | 0 | 0 | 0 | 0 | 0 | 0 | 0
F3_Commercial_OR - College_New_Space Heating_Natural Gas_HVAC - Dedicated Outdoor Air System (DOAS)_A_Technical Potential | F3 | Commercial | OR - College | New | Space Heating | Natural Gas | HVAC - Dedicated Outdoor Air System (DOAS) | A | Integrated Unit Winter Peak Savings (kW) | Technical Potential | 0 | 0 | 0 | 0 | 0 | 0 | 0 | 0 | 0 | 0 | 0 | 0 | 0 | 0 | 0 | 0 | 0 | 0 | 0 | 0 | 0 | 0 | 0 | 0 | 0 | 0 | 0
F4_Commercial_OR - College_New_Space Heating_Natural Gas_HVAC - Dedicated Outdoor Air System (DOAS)_A_Technical Potential | F4 | Commercial | OR - College | New | Space Heating | Natural Gas | HVAC - Dedicated Outdoor Air System (DOAS) | A | Incremental Energy Savings (MWh or mTherms) | Technical Potential | 0 | 0 | 0 | 0 | 0 | 0 | 0 | 0 | 0 | 0 | 0 | 0 | 0 | 0 | 0 | 0 | 0 | 0 | 0 | 0 | 0 | 0 | 0 | 0 | 0 | 0 | 0
F5_Commercial_OR - College_New_Space Heating_Natural Gas_HVAC - Dedicated Outdoor Air System (DOAS)_A_Technical Potential | F5 | Commercial | OR - College | New | Space Heating | Natural Gas | HVAC - Dedicated Outdoor Air System (DOAS) | A | Incremental Summer Peak Savings (MW) | Technical Potential | 0 | 0 | 0 | 0 | 0 | 0 | 0 | 0 | 0 | 0 | 0 | 0 | 0 | 0 | 0 | 0 | 0 | 0 | 0 | 0 | 0 | 0 | 0 | 0 | 0 | 0 | 0
F6_Commercial_OR - College_New_Space Heating_Natural Gas_HVAC - Dedicated Outdoor Air System (DOAS)_A_Technical Potential | F6 | Commercial | OR - College | New | Space Heating | Natural Gas | HVAC - Dedicated Outdoor Air System (DOAS) | A | Incremental Winter Peak Savings (MW) | Technical Potential | 0 | 0 | 0 | 0 | 0 | 0 | 0 | 0 | 0 | 0 | 0 | 0 | 0 | 0 | 0 | 0 | 0 | 0 | 0 | 0 | 0 | 0 | 0 | 0 | 0 | 0 | 0
F7_Commercial_OR - College_New_Space Heating_Natural Gas_HVAC - Dedicated Outdoor Air System (DOAS)_A_Technical Potential | F7 | Commercial | OR - College | New | Space Heating | Natural Gas | HVAC - Dedicated Outdoor Air System (DOAS) | A | Cumulative Energy Savings (MWh or mTherms) | Technical Potential | 0 | 0 | 0 | 0 | 0 | 0 | 0 | 0 | 0 | 0 | 0 | 0 | 0 | 0 | 0 | 0 | 0 | 0 | 0 | 0 | 0 | 0 | 0 | 0 | 0 | 0 | 0
F8_Commercial_OR - College_New_Space Heating_Natural Gas_HVAC - Dedicated Outdoor Air System (DOAS)_A_Technical Potential | F8 | Commercial | OR - College | New | Space Heating | Natural Gas | HVAC - Dedicated Outdoor Air System (DOAS) | A | Cumulative Summer Peak Savings (MW) | Technical Potential | 0 | 0 | 0 | 0 | 0 | 0 | 0 | 0 | 0 | 0 | 0 | 0 | 0 | 0 | 0 | 0 | 0 | 0 | 0 | 0 | 0 | 0 | 0 | 0 | 0 | 0 | 0
F9_Commercial_OR - College_New_Space Heating_Natural Gas_HVAC - Dedicated Outdoor Air System (DOAS)_A_Technical Potential | F9 | Commercial | OR - College | New | Space Heating | Natural Gas | HVAC - Dedicated Outdoor Air System (DOAS) | A | Cumulative Winter Peak Savings (MW) | Technical Potential | 0 | 0 | 0 | 0 | 0 | 0 | 0 | 0 | 0 | 0 | 0 | 0 | 0 | 0 | 0 | 0 | 0 | 0 | 0 | 0 | 0 | 0 | 0 | 0 | 0 | 0 | 0
F10_Commercial_OR - College_New_Space Heating_Natural Gas_HVAC - Dedicated Outdoor Air System (DOAS)_A_Technical Potential | F10 | Commercial | OR - College | New | Space Heating | Natural Gas | HVAC - Dedicated Outdoor Air System (DOAS) | A | Purchases (Incremental) | Technical Potential | 0 | 0 | 0 | 0 | 0 | 0 | 0 | 0 | 0 | 0 | 0 | 0 | 0 | 0 | 0 | 0 | 0 | 0 | 0 | 0 | 0 | 0 | 0 | 0 | 0 | 0 | 0
F11_Commercial_OR - College_New_Space Heating_Natural Gas_HVAC - Dedicated Outdoor Air System (DOAS)_A_Technical Potential | F11 | Commercial | OR - College | New | Space Heating | Natural Gas | HVAC - Dedicated Outdoor Air System (DOAS) | A | Purchases (Cumulative) | Technical Potential | 0 | 0 | 0 | 0 | 0 | 0 | 0 | 0 | 0 | 0 | 0 | 0 | 0 | 0 | 0 | 0 | 0 | 0 | 0 | 0 | 0 | 0 | 0 | 0 | 0 | 0 | 0
F1_Commercial_OR - College_New_Space Heating_Natural Gas_Destratification Fans (HVLS)_A_Technical Potential | F1 | Commercial | OR - College | New | Space Heating | Natural Gas | Destratification Fans (HVLS) | A | Integrated Unit Energy Savings (kWh or therms) | Technical Potential | 0 | 0 | 0 | 0 | 0 | 0 | 0 | 0 | 0 | 0 | 0 | 0 | 0 | 0 | 0 | 0 | 0 | 0 | 0 | 0 | 0 | 0 | 0 | 0 | 0 | 0 | 0
F2_Commercial_OR - College_New_Space Heating_Natural Gas_Destratification Fans (HVLS)_A_Technical Potential | F2 | Commercial | OR - College | New | Space Heating | Natural Gas | Destratification Fans (HVLS) | A | Integrated Unit Summer Peak Savings (kW) | Technical Potential | 0 | 0 | 0 | 0 | 0 | 0 | 0 | 0 | 0 | 0 | 0 | 0 | 0 | 0 | 0 | 0 | 0 | 0 | 0 | 0 | 0 | 0 | 0 | 0 | 0 | 0 | 0
F3_Commercial_OR - College_New_Space Heating_Natural Gas_Destratification Fans (HVLS)_A_Technical Potential | F3 | Commercial | OR - College | New | Space Heating | Natural Gas | Destratification Fans (HVLS) | A | Integrated Unit Winter Peak Savings (kW) | Technical Potential | 0 | 0 | 0 | 0 | 0 | 0 | 0 | 0 | 0 | 0 | 0 | 0 | 0 | 0 | 0 | 0 | 0 | 0 | 0 | 0 | 0 | 0 | 0 | 0 | 0 | 0 | 0
F4_Commercial_OR - College_New_Space Heating_Natural Gas_Destratification Fans (HVLS)_A_Technical Potential | F4 | Commercial | OR - College | New | Space Heating | Natural Gas | Destratification Fans (HVLS) | A | Incremental Energy Savings (MWh or mTherms) | Technical Potential | 0 | 0 | 0 | 0 | 0 | 0 | 0 | 0 | 0 | 0 | 0 | 0 | 0 | 0 | 0 | 0 | 0 | 0 | 0 | 0 | 0 | 0 | 0 | 0 | 0 | 0 | 0
F5_Commercial_OR - College_New_Space Heating_Natural Gas_Destratification Fans (HVLS)_A_Technical Potential | F5 | Commercial | OR - College | New | Space Heating | Natural Gas | Destratification Fans (HVLS) | A | Incremental Summer Peak Savings (MW) | Technical Potential | 0 | 0 | 0 | 0 | 0 | 0 | 0 | 0 | 0 | 0 | 0 | 0 | 0 | 0 | 0 | 0 | 0 | 0 | 0 | 0 | 0 | 0 | 0 | 0 | 0 | 0 | 0
F6_Commercial_OR - College_New_Space Heating_Natural Gas_Destratification Fans (HVLS)_A_Technical Potential | F6 | Commercial | OR - College | New | Space Heating | Natural Gas | Destratification Fans (HVLS) | A | Incremental Winter Peak Savings (MW) | Technical Potential | 0 | 0 | 0 | 0 | 0 | 0 | 0 | 0 | 0 | 0 | 0 | 0 | 0 | 0 | 0 | 0 | 0 | 0 | 0 | 0 | 0 | 0 | 0 | 0 | 0 | 0 | 0
F7_Commercial_OR - College_New_Space Heating_Natural Gas_Destratification Fans (HVLS)_A_Technical Potential | F7 | Commercial | OR - College | New | Space Heating | Natural Gas | Destratification Fans (HVLS) | A | Cumulative Energy Savings (MWh or mTherms) | Technical Potential | 0 | 0 | 0 | 0 | 0 | 0 | 0 | 0 | 0 | 0 | 0 | 0 | 0 | 0 | 0 | 0 | 0 | 0 | 0 | 0 | 0 | 0 | 0 | 0 | 0 | 0 | 0
F8_Commercial_OR - College_New_Space Heating_Natural Gas_Destratification Fans (HVLS)_A_Technical Potential | F8 | Commercial | OR - College | New | Space Heating | Natural Gas | Destratification Fans (HVLS) | A | Cumulative Summer Peak Savings (MW) | Technical Potential | 0 | 0 | 0 | 0 | 0 | 0 | 0 | 0 | 0 | 0 | 0 | 0 | 0 | 0 | 0 | 0 | 0 | 0 | 0 | 0 | 0 | 0 | 0 | 0 | 0 | 0 | 0
F9_Commercial_OR - College_New_Space Heating_Natural Gas_Destratification Fans (HVLS)_A_Technical Potential | F9 | Commercial | OR - College | New | Space Heating | Natural Gas | Destratification Fans (HVLS) | A | Cumulative Winter Peak Savings (MW) | Technical Potential | 0 | 0 | 0 | 0 | 0 | 0 | 0 | 0 | 0 | 0 | 0 | 0 | 0 | 0 | 0 | 0 | 0 | 0 | 0 | 0 | 0 | 0 | 0 | 0 | 0 | 0 | 0
F10_Commercial_OR - College_New_Space Heating_Natural Gas_Destratification Fans (HVLS)_A_Technical Potential | F10 | Commercial | OR - College | New | Space Heating | Natural Gas | Destratification Fans (HVLS) | A | Purchases (Incremental) | Technical Potential | 0 | 0 | 0 | 0 | 0 | 0 | 0 | 0 | 0 | 0 | 0 | 0 | 0 | 0 | 0 | 0 | 0 | 0 | 0 | 0 | 0 | 0 | 0 | 0 | 0 | 0 | 0
F11_Commercial_OR - College_New_Space Heating_Natural Gas_Destratification Fans (HVLS)_A_Technical Potential | F11 | Commercial | OR - College | New | Space Heating | Natural Gas | Destratification Fans (HVLS) | A | Purchases (Cumulative) | Technical Potential | 0 | 0 | 0 | 0 | 0 | 0 | 0 | 0 | 0 | 0 | 0 | 0 | 0 | 0 | 0 | 0 | 0 | 0 | 0 | 0 | 0 | 0 | 0 | 0 | 0 | 0 | 0
F1_Commercial_OR - College_New_Space Heating_Natural Gas_Gas Boiler - Maintenance_A_Technical Potential | F1 | Commercial | OR - College | New | Space Heating | Natural Gas | Gas Boiler - Maintenance | A | Integrated Unit Energy Savings (kWh or therms) | Technical Potential | 0 | 0 | 0 | 0 | 0 | 0 | 0 | 0 | 0 | 0 | 0 | 0 | 0 | 0 | 0 | 0 | 0 | 0 | 0 | 0 | 0 | 0 | 0 | 0 | 0 | 0 | 0
F2_Commercial_OR - College_New_Space Heating_Natural Gas_Gas Boiler - Maintenance_A_Technical Potential | F2 | Commercial | OR - College | New | Space Heating | Natural Gas | Gas Boiler - Maintenance | A | Integrated Unit Summer Peak Savings (kW) | Technical Potential | 0 | 0 | 0 | 0 | 0 | 0 | 0 | 0 | 0 | 0 | 0 | 0 | 0 | 0 | 0 | 0 | 0 | 0 | 0 | 0 | 0 | 0 | 0 | 0 | 0 | 0 | 0
F3_Commercial_OR - College_New_Space Heating_Natural Gas_Gas Boiler - Maintenance_A_Technical Potential | F3 | Commercial | OR - College | New | Space Heating | Natural Gas | Gas Boiler - Maintenance | A | Integrated Unit Winter Peak Savings (kW) | Technical Potential | 0 | 0 | 0 | 0 | 0 | 0 | 0 | 0 | 0 | 0 | 0 | 0 | 0 | 0 | 0 | 0 | 0 | 0 | 0 | 0 | 0 | 0 | 0 | 0 | 0 | 0 | 0
F4_Commercial_OR - College_New_Space Heating_Natural Gas_Gas Boiler - Maintenance_A_Technical Potential | F4 | Commercial | OR - College | New | Space Heating | Natural Gas | Gas Boiler - Maintenance | A | Incremental Energy Savings (MWh or mTherms) | Technical Potential | 0 | 0 | 0 | 0 | 0 | 0 | 0 | 0 | 0 | 0 | 0 | 0 | 0 | 0 | 0 | 0 | 0 | 0 | 0 | 0 | 0 | 0 | 0 | 0 | 0 | 0 | 0
F5_Commercial_OR - College_New_Space Heating_Natural Gas_Gas Boiler - Maintenance_A_Technical Potential | F5 | Commercial | OR - College | New | Space Heating | Natural Gas | Gas Boiler - Maintenance | A | Incremental Summer Peak Savings (MW) | Technical Potential | 0 | 0 | 0 | 0 | 0 | 0 | 0 | 0 | 0 | 0 | 0 | 0 | 0 | 0 | 0 | 0 | 0 | 0 | 0 | 0 | 0 | 0 | 0 | 0 | 0 | 0 | 0
F6_Commercial_OR - College_New_Space Heating_Natural Gas_Gas Boiler - Maintenance_A_Technical Potential | F6 | Commercial | OR - College | New | Space Heating | Natural Gas | Gas Boiler - Maintenance | A | Incremental Winter Peak Savings (MW) | Technical Potential | 0 | 0 | 0 | 0 | 0 | 0 | 0 | 0 | 0 | 0 | 0 | 0 | 0 | 0 | 0 | 0 | 0 | 0 | 0 | 0 | 0 | 0 | 0 | 0 | 0 | 0 | 0
F7_Commercial_OR - College_New_Space Heating_Natural Gas_Gas Boiler - Maintenance_A_Technical Potential | F7 | Commercial | OR - College | New | Space Heating | Natural Gas | Gas Boiler - Maintenance | A | Cumulative Energy Savings (MWh or mTherms) | Technical Potential | 0 | 0 | 0 | 0 | 0 | 0 | 0 | 0 | 0 | 0 | 0 | 0 | 0 | 0 | 0 | 0 | 0 | 0 | 0 | 0 | 0 | 0 | 0 | 0 | 0 | 0 | 0
F8_Commercial_OR - College_New_Space Heating_Natural Gas_Gas Boiler - Maintenance_A_Technical Potential | F8 | Commercial | OR - College | New | Space Heating | Natural Gas | Gas Boiler - Maintenance | A | Cumulative Summer Peak Savings (MW) | Technical Potential | 0 | 0 | 0 | 0 | 0 | 0 | 0 | 0 | 0 | 0 | 0 | 0 | 0 | 0 | 0 | 0 | 0 | 0 | 0 | 0 | 0 | 0 | 0 | 0 | 0 | 0 | 0
F9_Commercial_OR - College_New_Space Heating_Natural Gas_Gas Boiler - Maintenance_A_Technical Potential | F9 | Commercial | OR - College | New | Space Heating | Natural Gas | Gas Boiler - Maintenance | A | Cumulative Winter Peak Savings (MW) | Technical Potential | 0 | 0 | 0 | 0 | 0 | 0 | 0 | 0 | 0 | 0 | 0 | 0 | 0 | 0 | 0 | 0 | 0 | 0 | 0 | 0 | 0 | 0 | 0 | 0 | 0 | 0 | 0
F10_Commercial_OR - College_New_Space Heating_Natural Gas_Gas Boiler - Maintenance_A_Technical Potential | F10 | Commercial | OR - College | New | Space Heating | Natural Gas | Gas Boiler - Maintenance | A | Purchases (Incremental) | Technical Potential | 0 | 0 | 0 | 0 | 0 | 0 | 0 | 0 | 0 | 0 | 0 | 0 | 0 | 0 | 0 | 0 | 0 | 0 | 0 | 0 | 0 | 0 | 0 | 0 | 0 | 0 | 0
F11_Commercial_OR - College_New_Space Heating_Natural Gas_Gas Boiler - Maintenance_A_Technical Potential | F11 | Commercial | OR - College | New | Space Heating | Natural Gas | Gas Boiler - Maintenance | A | Purchases (Cumulative) | Technical Potential | 0 | 0 | 0 | 0 | 0 | 0 | 0 | 0 | 0 | 0 | 0 | 0 | 0 | 0 | 0 | 0 | 0 | 0 | 0 | 0 | 0 | 0 | 0 | 0 | 0 | 0 | 0
F1_Commercial_OR - College_New_Space Heating_Natural Gas_Gas Furnace - Maintenance_A_Technical Potential | F1 | Commercial | OR - College | New | Space Heating | Natural Gas | Gas Furnace - Maintenance | A | Integrated Unit Energy Savings (kWh or therms) | Technical Potential | 0 | 0 | 0 | 0 | 0 | 0 | 0 | 0 | 0 | 0 | 0 | 0 | 0 | 0 | 0 | 0 | 0 | 0 | 0 | 0 | 0 | 0 | 0 | 0 | 0 | 0 | 0
F2_Commercial_OR - College_New_Space Heating_Natural Gas_Gas Furnace - Maintenance_A_Technical Potential | F2 | Commercial | OR - College | New | Space Heating | Natural Gas | Gas Furnace - Maintenance | A | Integrated Unit Summer Peak Savings (kW) | Technical Potential | 0 | 0 | 0 | 0 | 0 | 0 | 0 | 0 | 0 | 0 | 0 | 0 | 0 | 0 | 0 | 0 | 0 | 0 | 0 | 0 | 0 | 0 | 0 | 0 | 0 | 0 | 0
F3_Commercial_OR - College_New_Space Heating_Natural Gas_Gas Furnace - Maintenance_A_Technical Potential | F3 | Commercial | OR - College | New | Space Heating | Natural Gas | Gas Furnace - Maintenance | A | Integrated Unit Winter Peak Savings (kW) | Technical Potential | 0 | 0 | 0 | 0 | 0 | 0 | 0 | 0 | 0 | 0 | 0 | 0 | 0 | 0 | 0 | 0 | 0 | 0 | 0 | 0 | 0 | 0 | 0 | 0 | 0 | 0 | 0
F4_Commercial_OR - College_New_Space Heating_Natural Gas_Gas Furnace - Maintenance_A_Technical Potential | F4 | Commercial | OR - College | New | Space Heating | Natural Gas | Gas Furnace - Maintenance | A | Incremental Energy Savings (MWh or mTherms) | Technical Potential | 0 | 0 | 0 | 0 | 0 | 0 | 0 | 0 | 0 | 0 | 0 | 0 | 0 | 0 | 0 | 0 | 0 | 0 | 0 | 0 | 0 | 0 | 0 | 0 | 0 | 0 | 0
F5_Commercial_OR - College_New_Space Heating_Natural Gas_Gas Furnace - Maintenance_A_Technical Potential | F5 | Commercial | OR - College | New | Space Heating | Natural Gas | Gas Furnace - Maintenance | A | Incremental Summer Peak Savings (MW) | Technical Potential | 0 | 0 | 0 | 0 | 0 | 0 | 0 | 0 | 0 | 0 | 0 | 0 | 0 | 0 | 0 | 0 | 0 | 0 | 0 | 0 | 0 | 0 | 0 | 0 | 0 | 0 | 0
F6_Commercial_OR - College_New_Space Heating_Natural Gas_Gas Furnace - Maintenance_A_Technical Potential | F6 | Commercial | OR - College | New | Space Heating | Natural Gas | Gas Furnace - Maintenance | A | Incremental Winter Peak Savings (MW) | Technical Potential | 0 | 0 | 0 | 0 | 0 | 0 | 0 | 0 | 0 | 0 | 0 | 0 | 0 | 0 | 0 | 0 | 0 | 0 | 0 | 0 | 0 | 0 | 0 | 0 | 0 | 0 | 0
F7_Commercial_OR - College_New_Space Heating_Natural Gas_Gas Furnace - Maintenance_A_Technical Potential | F7 | Commercial | OR - College | New | Space Heating | Natural Gas | Gas Furnace - Maintenance | A | Cumulative Energy Savings (MWh or mTherms) | Technical Potential | 0 | 0 | 0 | 0 | 0 | 0 | 0 | 0 | 0 | 0 | 0 | 0 | 0 | 0 | 0 | 0 | 0 | 0 | 0 | 0 | 0 | 0 | 0 | 0 | 0 | 0 | 0
F8_Commercial_OR - College_New_Space Heating_Natural Gas_Gas Furnace - Maintenance_A_Technical Potential | F8 | Commercial | OR - College | New | Space Heating | Natural Gas | Gas Furnace - Maintenance | A | Cumulative Summer Peak Savings (MW) | Technical Potential | 0 | 0 | 0 | 0 | 0 | 0 | 0 | 0 | 0 | 0 | 0 | 0 | 0 | 0 | 0 | 0 | 0 | 0 | 0 | 0 | 0 | 0 | 0 | 0 | 0 | 0 | 0
F9_Commercial_OR - College_New_Space Heating_Natural Gas_Gas Furnace - Maintenance_A_Technical Potential | F9 | Commercial | OR - College | New | Space Heating | Natural Gas | Gas Furnace - Maintenance | A | Cumulative Winter Peak Savings (MW) | Technical Potential | 0 | 0 | 0 | 0 | 0 | 0 | 0 | 0 | 0 | 0 | 0 | 0 | 0 | 0 | 0 | 0 | 0 | 0 | 0 | 0 | 0 | 0 | 0 | 0 | 0 | 0 | 0
F10_Commercial_OR - College_New_Space Heating_Natural Gas_Gas Furnace - Maintenance_A_Technical Potential | F10 | Commercial | OR - College | New | Space Heating | Natural Gas | Gas Furnace - Maintenance | A | Purchases (Incremental) | Technical Potential | 0 | 0 | 0 | 0 | 0 | 0 | 0 | 0 | 0 | 0 | 0 | 0 | 0 | 0 | 0 | 0 | 0 | 0 | 0 | 0 | 0 | 0 | 0 | 0 | 0 | 0 | 0
F11_Commercial_OR - College_New_Space Heating_Natural Gas_Gas Furnace - Maintenance_A_Technical Potential | F11 | Commercial | OR - College | New | Space Heating | Natural Gas | Gas Furnace - Maintenance | A | Purchases (Cumulative) | Technical Potential | 0 | 0 | 0 | 0 | 0 | 0 | 0 | 0 | 0 | 0 | 0 | 0 | 0 | 0 | 0 | 0 | 0 | 0 | 0 | 0 | 0 | 0 | 0 | 0 | 0 | 0 | 0
F1_Commercial_OR - College_New_Space Heating_Natural Gas_Gas Boiler - Hot Water Reset_A_Technical Potential | F1 | Commercial | OR - College | New | Space Heating | Natural Gas | Gas Boiler - Hot Water Reset | A | Integrated Unit Energy Savings (kWh or therms) | Technical Potential | 0 | 0 | 0 | 0 | 0 | 0 | 0 | 0 | 0 | 0 | 0 | 0 | 0 | 0 | 0 | 0 | 0 | 0 | 0 | 0 | 0 | 0 | 0 | 0 | 0 | 0 | 0
F2_Commercial_OR - College_New_Space Heating_Natural Gas_Gas Boiler - Hot Water Reset_A_Technical Potential | F2 | Commercial | OR - College | New | Space Heating | Natural Gas | Gas Boiler - Hot Water Reset | A | Integrated Unit Summer Peak Savings (kW) | Technical Potential | 0 | 0 | 0 | 0 | 0 | 0 | 0 | 0 | 0 | 0 | 0 | 0 | 0 | 0 | 0 | 0 | 0 | 0 | 0 | 0 | 0 | 0 | 0 | 0 | 0 | 0 | 0
F3_Commercial_OR - College_New_Space Heating_Natural Gas_Gas Boiler - Hot Water Reset_A_Technical Potential | F3 | Commercial | OR - College | New | Space Heating | Natural Gas | Gas Boiler - Hot Water Reset | A | Integrated Unit Winter Peak Savings (kW) | Technical Potential | 0 | 0 | 0 | 0 | 0 | 0 | 0 | 0 | 0 | 0 | 0 | 0 | 0 | 0 | 0 | 0 | 0 | 0 | 0 | 0 | 0 | 0 | 0 | 0 | 0 | 0 | 0
F4_Commercial_OR - College_New_Space Heating_Natural Gas_Gas Boiler - Hot Water Reset_A_Technical Potential | F4 | Commercial | OR - College | New | Space Heating | Natural Gas | Gas Boiler - Hot Water Reset | A | Incremental Energy Savings (MWh or mTherms) | Technical Potential | 0 | 0 | 0 | 0 | 0 | 0 | 0 | 0 | 0 | 0 | 0 | 0 | 0 | 0 | 0 | 0 | 0 | 0 | 0 | 0 | 0 | 0 | 0 | 0 | 0 | 0 | 0
F5_Commercial_OR - College_New_Space Heating_Natural Gas_Gas Boiler - Hot Water Reset_A_Technical Potential | F5 | Commercial | OR - College | New | Space Heating | Natural Gas | Gas Boiler - Hot Water Reset | A | Incremental Summer Peak Savings (MW) | Technical Potential | 0 | 0 | 0 | 0 | 0 | 0 | 0 | 0 | 0 | 0 | 0 | 0 | 0 | 0 | 0 | 0 | 0 | 0 | 0 | 0 | 0 | 0 | 0 | 0 | 0 | 0 | 0
F6_Commercial_OR - College_New_Space Heating_Natural Gas_Gas Boiler - Hot Water Reset_A_Technical Potential | F6 | Commercial | OR - College | New | Space Heating | Natural Gas | Gas Boiler - Hot Water Reset | A | Incremental Winter Peak Savings (MW) | Technical Potential | 0 | 0 | 0 | 0 | 0 | 0 | 0 | 0 | 0 | 0 | 0 | 0 | 0 | 0 | 0 | 0 | 0 | 0 | 0 | 0 | 0 | 0 | 0 | 0 | 0 | 0 | 0
F7_Commercial_OR - College_New_Space Heating_Natural Gas_Gas Boiler - Hot Water Reset_A_Technical Potential | F7 | Commercial | OR - College | New | Space Heating | Natural Gas | Gas Boiler - Hot Water Reset | A | Cumulative Energy Savings (MWh or mTherms) | Technical Potential | 0 | 0 | 0 | 0 | 0 | 0 | 0 | 0 | 0 | 0 | 0 | 0 | 0 | 0 | 0 | 0 | 0 | 0 | 0 | 0 | 0 | 0 | 0 | 0 | 0 | 0 | 0
F8_Commercial_OR - College_New_Space Heating_Natural Gas_Gas Boiler - Hot Water Reset_A_Technical Potential | F8 | Commercial | OR - College | New | Space Heating | Natural Gas | Gas Boiler - Hot Water Reset | A | Cumulative Summer Peak Savings (MW) | Technical Potential | 0 | 0 | 0 | 0 | 0 | 0 | 0 | 0 | 0 | 0 | 0 | 0 | 0 | 0 | 0 | 0 | 0 | 0 | 0 | 0 | 0 | 0 | 0 | 0 | 0 | 0 | 0
F9_Commercial_OR - College_New_Space Heating_Natural Gas_Gas Boiler - Hot Water Reset_A_Technical Potential | F9 | Commercial | OR - College | New | Space Heating | Natural Gas | Gas Boiler - Hot Water Reset | A | Cumulative Winter Peak Savings (MW) | Technical Potential | 0 | 0 | 0 | 0 | 0 | 0 | 0 | 0 | 0 | 0 | 0 | 0 | 0 | 0 | 0 | 0 | 0 | 0 | 0 | 0 | 0 | 0 | 0 | 0 | 0 | 0 | 0
F10_Commercial_OR - College_New_Space Heating_Natural Gas_Gas Boiler - Hot Water Reset_A_Technical Potential | F10 | Commercial | OR - College | New | Space Heating | Natural Gas | Gas Boiler - Hot Water Reset | A | Purchases (Incremental) | Technical Potential | 0 | 0 | 0 | 0 | 0 | 0 | 0 | 0 | 0 | 0 | 0 | 0 | 0 | 0 | 0 | 0 | 0 | 0 | 0 | 0 | 0 | 0 | 0 | 0 | 0 | 0 | 0
F11_Commercial_OR - College_New_Space Heating_Natural Gas_Gas Boiler - Hot Water Reset_A_Technical Potential | F11 | Commercial | OR - College | New | Space Heating | Natural Gas | Gas Boiler - Hot Water Reset | A | Purchases (Cumulative) | Technical Potential | 0 | 0 | 0 | 0 | 0 | 0 | 0 | 0 | 0 | 0 | 0 | 0 | 0 | 0 | 0 | 0 | 0 | 0 | 0 | 0 | 0 | 0 | 0 | 0 | 0 | 0 | 0
F1_Commercial_OR - College_New_Space Heating_Natural Gas_Gas Boiler - Steam Trap Replacement_A_Technical Potential | F1 | Commercial | OR - College | New | Space Heating | Natural Gas | Gas Boiler - Steam Trap Replacement | A | Integrated Unit Energy Savings (kWh or therms) | Technical Potential | 0 | 0 | 0 | 0 | 0 | 0 | 0 | 0 | 0 | 0 | 0 | 0 | 0 | 0 | 0 | 0 | 0 | 0 | 0 | 0 | 0 | 0 | 0 | 0 | 0 | 0 | 0
F2_Commercial_OR - College_New_Space Heating_Natural Gas_Gas Boiler - Steam Trap Replacement_A_Technical Potential | F2 | Commercial | OR - College | New | Space Heating | Natural Gas | Gas Boiler - Steam Trap Replacement | A | Integrated Unit Summer Peak Savings (kW) | Technical Potential | 0 | 0 | 0 | 0 | 0 | 0 | 0 | 0 | 0 | 0 | 0 | 0 | 0 | 0 | 0 | 0 | 0 | 0 | 0 | 0 | 0 | 0 | 0 | 0 | 0 | 0 | 0
F3_Commercial_OR - College_New_Space Heating_Natural Gas_Gas Boiler - Steam Trap Replacement_A_Technical Potential | F3 | Commercial | OR - College | New | Space Heating | Natural Gas | Gas Boiler - Steam Trap Replacement | A | Integrated Unit Winter Peak Savings (kW) | Technical Potential | 0 | 0 | 0 | 0 | 0 | 0 | 0 | 0 | 0 | 0 | 0 | 0 | 0 | 0 | 0 | 0 | 0 | 0 | 0 | 0 | 0 | 0 | 0 | 0 | 0 | 0 | 0
F4_Commercial_OR - College_New_Space Heating_Natural Gas_Gas Boiler - Steam Trap Replacement_A_Technical Potential | F4 | Commercial | OR - College | New | Space Heating | Natural Gas | Gas Boiler - Steam Trap Replacement | A | Incremental Energy Savings (MWh or mTherms) | Technical Potential | 0 | 0 | 0 | 0 | 0 | 0 | 0 | 0 | 0 | 0 | 0 | 0 | 0 | 0 | 0 | 0 | 0 | 0 | 0 | 0 | 0 | 0 | 0 | 0 | 0 | 0 | 0
F5_Commercial_OR - College_New_Space Heating_Natural Gas_Gas Boiler - Steam Trap Replacement_A_Technical Potential | F5 | Commercial | OR - College | New | Space Heating | Natural Gas | Gas Boiler - Steam Trap Replacement | A | Incremental Summer Peak Savings (MW) | Technical Potential | 0 | 0 | 0 | 0 | 0 | 0 | 0 | 0 | 0 | 0 | 0 | 0 | 0 | 0 | 0 | 0 | 0 | 0 | 0 | 0 | 0 | 0 | 0 | 0 | 0 | 0 | 0
F6_Commercial_OR - College_New_Space Heating_Natural Gas_Gas Boiler - Steam Trap Replacement_A_Technical Potential | F6 | Commercial | OR - College | New | Space Heating | Natural Gas | Gas Boiler - Steam Trap Replacement | A | Incremental Winter Peak Savings (MW) | Technical Potential | 0 | 0 | 0 | 0 | 0 | 0 | 0 | 0 | 0 | 0 | 0 | 0 | 0 | 0 | 0 | 0 | 0 | 0 | 0 | 0 | 0 | 0 | 0 | 0 | 0 | 0 | 0
F7_Commercial_OR - College_New_Space Heating_Natural Gas_Gas Boiler - Steam Trap Replacement_A_Technical Potential | F7 | Commercial | OR - College | New | Space Heating | Natural Gas | Gas Boiler - Steam Trap Replacement | A | Cumulative Energy Savings (MWh or mTherms) | Technical Potential | 0 | 0 | 0 | 0 | 0 | 0 | 0 | 0 | 0 | 0 | 0 | 0 | 0 | 0 | 0 | 0 | 0 | 0 | 0 | 0 | 0 | 0 | 0 | 0 | 0 | 0 | 0
F8_Commercial_OR - College_New_Space Heating_Natural Gas_Gas Boiler - Steam Trap Replacement_A_Technical Potential | F8 | Commercial | OR - College | New | Space Heating | Natural Gas | Gas Boiler - Steam Trap Replacement | A | Cumulative Summer Peak Savings (MW) | Technical Potential | 0 | 0 | 0 | 0 | 0 | 0 | 0 | 0 | 0 | 0 | 0 | 0 | 0 | 0 | 0 | 0 | 0 | 0 | 0 | 0 | 0 | 0 | 0 | 0 | 0 | 0 | 0
F9_Commercial_OR - College_New_Space Heating_Natural Gas_Gas Boiler - Steam Trap Replacement_A_Technical Potential | F9 | Commercial | OR - College | New | Space Heating | Natural Gas | Gas Boiler - Steam Trap Replacement | A | Cumulative Winter Peak Savings (MW) | Technical Potential | 0 | 0 | 0 | 0 | 0 | 0 | 0 | 0 | 0 | 0 | 0 | 0 | 0 | 0 | 0 | 0 | 0 | 0 | 0 | 0 | 0 | 0 | 0 | 0 | 0 | 0 | 0
F10_Commercial_OR - College_New_Space Heating_Natural Gas_Gas Boiler - Steam Trap Replacement_A_Technical Potential | F10 | Commercial | OR - College | New | Space Heating | Natural Gas | Gas Boiler - Steam Trap Replacement | A | Purchases (Incremental) | Technical Potential | 0 | 0 | 0 | 0 | 0 | 0 | 0 | 0 | 0 | 0 | 0 | 0 | 0 | 0 | 0 | 0 | 0 | 0 | 0 | 0 | 0 | 0 | 0 | 0 | 0 | 0 | 0
F11_Commercial_OR - College_New_Space Heating_Natural Gas_Gas Boiler - Steam Trap Replacement_A_Technical Potential | F11 | Commercial | OR - College | New | Space Heating | Natural Gas | Gas Boiler - Steam Trap Replacement | A | Purchases (Cumulative) | Technical Potential | 0 | 0 | 0 | 0 | 0 | 0 | 0 | 0 | 0 | 0 | 0 | 0 | 0 | 0 | 0 | 0 | 0 | 0 | 0 | 0 | 0 | 0 | 0 | 0 | 0 | 0 | 0
F1_Commercial_OR - College_New_Space Heating_Natural Gas_Gas Boiler - High Turndown Burner_A_Technical Potential | F1 | Commercial | OR - College | New | Space Heating | Natural Gas | Gas Boiler - High Turndown Burner | A | Integrated Unit Energy Savings (kWh or therms) | Technical Potential | 0 | 0 | 0 | 0 | 0 | 0 | 0 | 0 | 0 | 0 | 0 | 0 | 0 | 0 | 0 | 0 | 0 | 0 | 0 | 0 | 0 | 0 | 0 | 0 | 0 | 0 | 0
F2_Commercial_OR - College_New_Space Heating_Natural Gas_Gas Boiler - High Turndown Burner_A_Technical Potential | F2 | Commercial | OR - College | New | Space Heating | Natural Gas | Gas Boiler - High Turndown Burner | A | Integrated Unit Summer Peak Savings (kW) | Technical Potential | 0 | 0 | 0 | 0 | 0 | 0 | 0 | 0 | 0 | 0 | 0 | 0 | 0 | 0 | 0 | 0 | 0 | 0 | 0 | 0 | 0 | 0 | 0 | 0 | 0 | 0 | 0
F3_Commercial_OR - College_New_Space Heating_Natural Gas_Gas Boiler - High Turndown Burner_A_Technical Potential | F3 | Commercial | OR - College | New | Space Heating | Natural Gas | Gas Boiler - High Turndown Burner | A | Integrated Unit Winter Peak Savings (kW) | Technical Potential | 0 | 0 | 0 | 0 | 0 | 0 | 0 | 0 | 0 | 0 | 0 | 0 | 0 | 0 | 0 | 0 | 0 | 0 | 0 | 0 | 0 | 0 | 0 | 0 | 0 | 0 | 0
F4_Commercial_OR - College_New_Space Heating_Natural Gas_Gas Boiler - High Turndown Burner_A_Technical Potential | F4 | Commercial | OR - College | New | Space Heating | Natural Gas | Gas Boiler - High Turndown Burner | A | Incremental Energy Savings (MWh or mTherms) | Technical Potential | 0 | 0 | 0 | 0 | 0 | 0 | 0 | 0 | 0 | 0 | 0 | 0 | 0 | 0 | 0 | 0 | 0 | 0 | 0 | 0 | 0 | 0 | 0 | 0 | 0 | 0 | 0
F5_Commercial_OR - College_New_Space Heating_Natural Gas_Gas Boiler - High Turndown Burner_A_Technical Potential | F5 | Commercial | OR - College | New | Space Heating | Natural Gas | Gas Boiler - High Turndown Burner | A | Incremental Summer Peak Savings (MW) | Technical Potential | 0 | 0 | 0 | 0 | 0 | 0 | 0 | 0 | 0 | 0 | 0 | 0 | 0 | 0 | 0 | 0 | 0 | 0 | 0 | 0 | 0 | 0 | 0 | 0 | 0 | 0 | 0
F6_Commercial_OR - College_New_Space Heating_Natural Gas_Gas Boiler - High Turndown Burner_A_Technical Potential | F6 | Commercial | OR - College | New | Space Heating | Natural Gas | Gas Boiler - High Turndown Burner | A | Incremental Winter Peak Savings (MW) | Technical Potential | 0 | 0 | 0 | 0 | 0 | 0 | 0 | 0 | 0 | 0 | 0 | 0 | 0 | 0 | 0 | 0 | 0 | 0 | 0 | 0 | 0 | 0 | 0 | 0 | 0 | 0 | 0
F7_Commercial_OR - College_New_Space Heating_Natural Gas_Gas Boiler - High Turndown Burner_A_Technical Potential | F7 | Commercial | OR - College | New | Space Heating | Natural Gas | Gas Boiler - High Turndown Burner | A | Cumulative Energy Savings (MWh or mTherms) | Technical Potential | 0 | 0 | 0 | 0 | 0 | 0 | 0 | 0 | 0 | 0 | 0 | 0 | 0 | 0 | 0 | 0 | 0 | 0 | 0 | 0 | 0 | 0 | 0 | 0 | 0 | 0 | 0
F8_Commercial_OR - College_New_Space Heating_Natural Gas_Gas Boiler - High Turndown Burner_A_Technical Potential | F8 | Commercial | OR - College | New | Space Heating | Natural Gas | Gas Boiler - High Turndown Burner | A | Cumulative Summer Peak Savings (MW) | Technical Potential | 0 | 0 | 0 | 0 | 0 | 0 | 0 | 0 | 0 | 0 | 0 | 0 | 0 | 0 | 0 | 0 | 0 | 0 | 0 | 0 | 0 | 0 | 0 | 0 | 0 | 0 | 0
F9_Commercial_OR - College_New_Space Heating_Natural Gas_Gas Boiler - High Turndown Burner_A_Technical Potential | F9 | Commercial | OR - College | New | Space Heating | Natural Gas | Gas Boiler - High Turndown Burner | A | Cumulative Winter Peak Savings (MW) | Technical Potential | 0 | 0 | 0 | 0 | 0 | 0 | 0 | 0 | 0 | 0 | 0 | 0 | 0 | 0 | 0 | 0 | 0 | 0 | 0 | 0 | 0 | 0 | 0 | 0 | 0 | 0 | 0
F10_Commercial_OR - College_New_Space Heating_Natural Gas_Gas Boiler - High Turndown Burner_A_Technical Potential | F10 | Commercial | OR - College | New | Space Heating | Natural Gas | Gas Boiler - High Turndown Burner | A | Purchases (Incremental) | Technical Potential | 0 | 0 | 0 | 0 | 0 | 0 | 0 | 0 | 0 | 0 | 0 | 0 | 0 | 0 | 0 | 0 | 0 | 0 | 0 | 0 | 0 | 0 | 0 | 0 | 0 | 0 | 0
F11_Commercial_OR - College_New_Space Heating_Natural Gas_Gas Boiler - High Turndown Burner_A_Technical Potential | F11 | Commercial | OR - College | New | Space Heating | Natural Gas | Gas Boiler - High Turndown Burner | A | Purchases (Cumulative) | Technical Potential | 0 | 0 | 0 | 0 | 0 | 0 | 0 | 0 | 0 | 0 | 0 | 0 | 0 | 0 | 0 | 0 | 0 | 0 | 0 | 0 | 0 | 0 | 0 | 0 | 0 | 0 | 0
F1_Commercial_OR - College_New_Space Heating_Natural Gas_Gas Boiler - Burner Control Optimization_A_Technical Potential | F1 | Commercial | OR - College | New | Space Heating | Natural Gas | Gas Boiler - Burner Control Optimization | A | Integrated Unit Energy Savings (kWh or therms) | Technical Potential | 0 | 0 | 0 | 0 | 0 | 0 | 0 | 0 | 0 | 0 | 0 | 0 | 0 | 0 | 0 | 0 | 0 | 0 | 0 | 0 | 0 | 0 | 0 | 0 | 0 | 0 | 0
F2_Commercial_OR - College_New_Space Heating_Natural Gas_Gas Boiler - Burner Control Optimization_A_Technical Potential | F2 | Commercial | OR - College | New | Space Heating | Natural Gas | Gas Boiler - Burner Control Optimization | A | Integrated Unit Summer Peak Savings (kW) | Technical Potential | 0 | 0 | 0 | 0 | 0 | 0 | 0 | 0 | 0 | 0 | 0 | 0 | 0 | 0 | 0 | 0 | 0 | 0 | 0 | 0 | 0 | 0 | 0 | 0 | 0 | 0 | 0
F3_Commercial_OR - College_New_Space Heating_Natural Gas_Gas Boiler - Burner Control Optimization_A_Technical Potential | F3 | Commercial | OR - College | New | Space Heating | Natural Gas | Gas Boiler - Burner Control Optimization | A | Integrated Unit Winter Peak Savings (kW) | Technical Potential | 0 | 0 | 0 | 0 | 0 | 0 | 0 | 0 | 0 | 0 | 0 | 0 | 0 | 0 | 0 | 0 | 0 | 0 | 0 | 0 | 0 | 0 | 0 | 0 | 0 | 0 | 0
F4_Commercial_OR - College_New_Space Heating_Natural Gas_Gas Boiler - Burner Control Optimization_A_Technical Potential | F4 | Commercial | OR - College | New | Space Heating | Natural Gas | Gas Boiler - Burner Control Optimization | A | Incremental Energy Savings (MWh or mTherms) | Technical Potential | 0 | 0 | 0 | 0 | 0 | 0 | 0 | 0 | 0 | 0 | 0 | 0 | 0 | 0 | 0 | 0 | 0 | 0 | 0 | 0 | 0 | 0 | 0 | 0 | 0 | 0 | 0
F5_Commercial_OR - College_New_Space Heating_Natural Gas_Gas Boiler - Burner Control Optimization_A_Technical Potential | F5 | Commercial | OR - College | New | Space Heating | Natural Gas | Gas Boiler - Burner Control Optimization | A | Incremental Summer Peak Savings (MW) | Technical Potential | 0 | 0 | 0 | 0 | 0 | 0 | 0 | 0 | 0 | 0 | 0 | 0 | 0 | 0 | 0 | 0 | 0 | 0 | 0 | 0 | 0 | 0 | 0 | 0 | 0 | 0 | 0
F6_Commercial_OR - College_New_Space Heating_Natural Gas_Gas Boiler - Burner Control Optimization_A_Technical Potential | F6 | Commercial | OR - College | New | Space Heating | Natural Gas | Gas Boiler - Burner Control Optimization | A | Incremental Winter Peak Savings (MW) | Technical Potential | 0 | 0 | 0 | 0 | 0 | 0 | 0 | 0 | 0 | 0 | 0 | 0 | 0 | 0 | 0 | 0 | 0 | 0 | 0 | 0 | 0 | 0 | 0 | 0 | 0 | 0 | 0
F7_Commercial_OR - College_New_Space Heating_Natural Gas_Gas Boiler - Burner Control Optimization_A_Technical Potential | F7 | Commercial | OR - College | New | Space Heating | Natural Gas | Gas Boiler - Burner Control Optimization | A | Cumulative Energy Savings (MWh or mTherms) | Technical Potential | 0 | 0 | 0 | 0 | 0 | 0 | 0 | 0 | 0 | 0 | 0 | 0 | 0 | 0 | 0 | 0 | 0 | 0 | 0 | 0 | 0 | 0 | 0 | 0 | 0 | 0 | 0
F8_Commercial_OR - College_New_Space Heating_Natural Gas_Gas Boiler - Burner Control Optimization_A_Technical Potential | F8 | Commercial | OR - College | New | Space Heating | Natural Gas | Gas Boiler - Burner Control Optimization | A | Cumulative Summer Peak Savings (MW) | Technical Potential | 0 | 0 | 0 | 0 | 0 | 0 | 0 | 0 | 0 | 0 | 0 | 0 | 0 | 0 | 0 | 0 | 0 | 0 | 0 | 0 | 0 | 0 | 0 | 0 | 0 | 0 | 0
F9_Commercial_OR - College_New_Space Heating_Natural Gas_Gas Boiler - Burner Control Optimization_A_Technical Potential | F9 | Commercial | OR - College | New | Space Heating | Natural Gas | Gas Boiler - Burner Control Optimization | A | Cumulative Winter Peak Savings (MW) | Technical Potential | 0 | 0 | 0 | 0 | 0 | 0 | 0 | 0 | 0 | 0 | 0 | 0 | 0 | 0 | 0 | 0 | 0 | 0 | 0 | 0 | 0 | 0 | 0 | 0 | 0 | 0 | 0
F10_Commercial_OR - College_New_Space Heating_Natural Gas_Gas Boiler - Burner Control Optimization_A_Technical Potential | F10 | Commercial | OR - College | New | Space Heating | Natural Gas | Gas Boiler - Burner Control Optimization | A | Purchases (Incremental) | Technical Potential | 0 | 0 | 0 | 0 | 0 | 0 | 0 | 0 | 0 | 0 | 0 | 0 | 0 | 0 | 0 | 0 | 0 | 0 | 0 | 0 | 0 | 0 | 0 | 0 | 0 | 0 | 0
F11_Commercial_OR - College_New_Space Heating_Natural Gas_Gas Boiler - Burner Control Optimization_A_Technical Potential | F11 | Commercial | OR - College | New | Space Heating | Natural Gas | Gas Boiler - Burner Control Optimization | A | Purchases (Cumulative) | Technical Potential | 0 | 0 | 0 | 0 | 0 | 0 | 0 | 0 | 0 | 0 | 0 | 0 | 0 | 0 | 0 | 0 | 0 | 0 | 0 | 0 | 0 | 0 | 0 | 0 | 0 | 0 | 0
F1_Commercial_OR - College_New_Space Heating_Natural Gas_Gas Boiler - Stack Economizer_A_Technical Potential | F1 | Commercial | OR - College | New | Space Heating | Natural Gas | Gas Boiler - Stack Economizer | A | Integrated Unit Energy Savings (kWh or therms) | Technical Potential | 0 | 0 | 0 | 0 | 0 | 0 | 0 | 0 | 0 | 0 | 0 | 0 | 0 | 0 | 0 | 0 | 0 | 0 | 0 | 0 | 0 | 0 | 0 | 0 | 0 | 0 | 0
F2_Commercial_OR - College_New_Space Heating_Natural Gas_Gas Boiler - Stack Economizer_A_Technical Potential | F2 | Commercial | OR - College | New | Space Heating | Natural Gas | Gas Boiler - Stack Economizer | A | Integrated Unit Summer Peak Savings (kW) | Technical Potential | 0 | 0 | 0 | 0 | 0 | 0 | 0 | 0 | 0 | 0 | 0 | 0 | 0 | 0 | 0 | 0 | 0 | 0 | 0 | 0 | 0 | 0 | 0 | 0 | 0 | 0 | 0
F3_Commercial_OR - College_New_Space Heating_Natural Gas_Gas Boiler - Stack Economizer_A_Technical Potential | F3 | Commercial | OR - College | New | Space Heating | Natural Gas | Gas Boiler - Stack Economizer | A | Integrated Unit Winter Peak Savings (kW) | Technical Potential | 0 | 0 | 0 | 0 | 0 | 0 | 0 | 0 | 0 | 0 | 0 | 0 | 0 | 0 | 0 | 0 | 0 | 0 | 0 | 0 | 0 | 0 | 0 | 0 | 0 | 0 | 0
F4_Commercial_OR - College_New_Space Heating_Natural Gas_Gas Boiler - Stack Economizer_A_Technical Potential | F4 | Commercial | OR - College | New | Space Heating | Natural Gas | Gas Boiler - Stack Economizer | A | Incremental Energy Savings (MWh or mTherms) | Technical Potential | 0 | 0 | 0 | 0 | 0 | 0 | 0 | 0 | 0 | 0 | 0 | 0 | 0 | 0 | 0 | 0 | 0 | 0 | 0 | 0 | 0 | 0 | 0 | 0 | 0 | 0 | 0
F5_Commercial_OR - College_New_Space Heating_Natural Gas_Gas Boiler - Stack Economizer_A_Technical Potential | F5 | Commercial | OR - College | New | Space Heating | Natural Gas | Gas Boiler - Stack Economizer | A | Incremental Summer Peak Savings (MW) | Technical Potential | 0 | 0 | 0 | 0 | 0 | 0 | 0 | 0 | 0 | 0 | 0 | 0 | 0 | 0 | 0 | 0 | 0 | 0 | 0 | 0 | 0 | 0 | 0 | 0 | 0 | 0 | 0
F6_Commercial_OR - College_New_Space Heating_Natural Gas_Gas Boiler - Stack Economizer_A_Technical Potential | F6 | Commercial | OR - College | New | Space Heating | Natural Gas | Gas Boiler - Stack Economizer | A | Incremental Winter Peak Savings (MW) | Technical Potential | 0 | 0 | 0 | 0 | 0 | 0 | 0 | 0 | 0 | 0 | 0 | 0 | 0 | 0 | 0 | 0 | 0 | 0 | 0 | 0 | 0 | 0 | 0 | 0 | 0 | 0 | 0
F7_Commercial_OR - College_New_Space Heating_Natural Gas_Gas Boiler - Stack Economizer_A_Technical Potential | F7 | Commercial | OR - College | New | Space Heating | Natural Gas | Gas Boiler - Stack Economizer | A | Cumulative Energy Savings (MWh or mTherms) | Technical Potential | 0 | 0 | 0 | 0 | 0 | 0 | 0 | 0 | 0 | 0 | 0 | 0 | 0 | 0 | 0 | 0 | 0 | 0 | 0 | 0 | 0 | 0 | 0 | 0 | 0 | 0 | 0
F8_Commercial_OR - College_New_Space Heating_Natural Gas_Gas Boiler - Stack Economizer_A_Technical Potential | F8 | Commercial | OR - College | New | Space Heating | Natural Gas | Gas Boiler - Stack Economizer | A | Cumulative Summer Peak Savings (MW) | Technical Potential | 0 | 0 | 0 | 0 | 0 | 0 | 0 | 0 | 0 | 0 | 0 | 0 | 0 | 0 | 0 | 0 | 0 | 0 | 0 | 0 | 0 | 0 | 0 | 0 | 0 | 0 | 0
F9_Commercial_OR - College_New_Space Heating_Natural Gas_Gas Boiler - Stack Economizer_A_Technical Potential | F9 | Commercial | OR - College | New | Space Heating | Natural Gas | Gas Boiler - Stack Economizer | A | Cumulative Winter Peak Savings (MW) | Technical Potential | 0 | 0 | 0 | 0 | 0 | 0 | 0 | 0 | 0 | 0 | 0 | 0 | 0 | 0 | 0 | 0 | 0 | 0 | 0 | 0 | 0 | 0 | 0 | 0 | 0 | 0 | 0
F10_Commercial_OR - College_New_Space Heating_Natural Gas_Gas Boiler - Stack Economizer_A_Technical Potential | F10 | Commercial | OR - College | New | Space Heating | Natural Gas | Gas Boiler - Stack Economizer | A | Purchases (Incremental) | Technical Potential | 0 | 0 | 0 | 0 | 0 | 0 | 0 | 0 | 0 | 0 | 0 | 0 | 0 | 0 | 0 | 0 | 0 | 0 | 0 | 0 | 0 | 0 | 0 | 0 | 0 | 0 | 0
F11_Commercial_OR - College_New_Space Heating_Natural Gas_Gas Boiler - Stack Economizer_A_Technical Potential | F11 | Commercial | OR - College | New | Space Heating | Natural Gas | Gas Boiler - Stack Economizer | A | Purchases (Cumulative) | Technical Potential | 0 | 0 | 0 | 0 | 0 | 0 | 0 | 0 | 0 | 0 | 0 | 0 | 0 | 0 | 0 | 0 | 0 | 0 | 0 | 0 | 0 | 0 | 0 | 0 | 0 | 0 | 0
F1_Commercial_OR - College_New_Space Heating_Natural Gas_Gas Boiler - Thermostatic Radiator Valves_A_Technical Potential | F1 | Commercial | OR - College | New | Space Heating | Natural Gas | Gas Boiler - Thermostatic Radiator Valves | A | Integrated Unit Energy Savings (kWh or therms) | Technical Potential | 0 | 0 | 0 | 0 | 0 | 0 | 0 | 0 | 0 | 0 | 0 | 0 | 0 | 0 | 0 | 0 | 0 | 0 | 0 | 0 | 0 | 0 | 0 | 0 | 0 | 0 | 0
F2_Commercial_OR - College_New_Space Heating_Natural Gas_Gas Boiler - Thermostatic Radiator Valves_A_Technical Potential | F2 | Commercial | OR - College | New | Space Heating | Natural Gas | Gas Boiler - Thermostatic Radiator Valves | A | Integrated Unit Summer Peak Savings (kW) | Technical Potential | 0 | 0 | 0 | 0 | 0 | 0 | 0 | 0 | 0 | 0 | 0 | 0 | 0 | 0 | 0 | 0 | 0 | 0 | 0 | 0 | 0 | 0 | 0 | 0 | 0 | 0 | 0
F3_Commercial_OR - College_New_Space Heating_Natural Gas_Gas Boiler - Thermostatic Radiator Valves_A_Technical Potential | F3 | Commercial | OR - College | New | Space Heating | Natural Gas | Gas Boiler - Thermostatic Radiator Valves | A | Integrated Unit Winter Peak Savings (kW) | Technical Potential | 0 | 0 | 0 | 0 | 0 | 0 | 0 | 0 | 0 | 0 | 0 | 0 | 0 | 0 | 0 | 0 | 0 | 0 | 0 | 0 | 0 | 0 | 0 | 0 | 0 | 0 | 0
F4_Commercial_OR - College_New_Space Heating_Natural Gas_Gas Boiler - Thermostatic Radiator Valves_A_Technical Potential | F4 | Commercial | OR - College | New | Space Heating | Natural Gas | Gas Boiler - Thermostatic Radiator Valves | A | Incremental Energy Savings (MWh or mTherms) | Technical Potential | 0 | 0 | 0 | 0 | 0 | 0 | 0 | 0 | 0 | 0 | 0 | 0 | 0 | 0 | 0 | 0 | 0 | 0 | 0 | 0 | 0 | 0 | 0 | 0 | 0 | 0 | 0
F5_Commercial_OR - College_New_Space Heating_Natural Gas_Gas Boiler - Thermostatic Radiator Valves_A_Technical Potential | F5 | Commercial | OR - College | New | Space Heating | Natural Gas | Gas Boiler - Thermostatic Radiator Valves | A | Incremental Summer Peak Savings (MW) | Technical Potential | 0 | 0 | 0 | 0 | 0 | 0 | 0 | 0 | 0 | 0 | 0 | 0 | 0 | 0 | 0 | 0 | 0 | 0 | 0 | 0 | 0 | 0 | 0 | 0 | 0 | 0 | 0
F6_Commercial_OR - College_New_Space Heating_Natural Gas_Gas Boiler - Thermostatic Radiator Valves_A_Technical Potential | F6 | Commercial | OR - College | New | Space Heating | Natural Gas | Gas Boiler - Thermostatic Radiator Valves | A | Incremental Winter Peak Savings (MW) | Technical Potential | 0 | 0 | 0 | 0 | 0 | 0 | 0 | 0 | 0 | 0 | 0 | 0 | 0 | 0 | 0 | 0 | 0 | 0 | 0 | 0 | 0 | 0 | 0 | 0 | 0 | 0 | 0
F7_Commercial_OR - College_New_Space Heating_Natural Gas_Gas Boiler - Thermostatic Radiator Valves_A_Technical Potential | F7 | Commercial | OR - College | New | Space Heating | Natural Gas | Gas Boiler - Thermostatic Radiator Valves | A | Cumulative Energy Savings (MWh or mTherms) | Technical Potential | 0 | 0 | 0 | 0 | 0 | 0 | 0 | 0 | 0 | 0 | 0 | 0 | 0 | 0 | 0 | 0 | 0 | 0 | 0 | 0 | 0 | 0 | 0 | 0 | 0 | 0 | 0
F8_Commercial_OR - College_New_Space Heating_Natural Gas_Gas Boiler - Thermostatic Radiator Valves_A_Technical Potential | F8 | Commercial | OR - College | New | Space Heating | Natural Gas | Gas Boiler - Thermostatic Radiator Valves | A | Cumulative Summer Peak Savings (MW) | Technical Potential | 0 | 0 | 0 | 0 | 0 | 0 | 0 | 0 | 0 | 0 | 0 | 0 | 0 | 0 | 0 | 0 | 0 | 0 | 0 | 0 | 0 | 0 | 0 | 0 | 0 | 0 | 0
F9_Commercial_OR - College_New_Space Heating_Natural Gas_Gas Boiler - Thermostatic Radiator Valves_A_Technical Potential | F9 | Commercial | OR - College | New | Space Heating | Natural Gas | Gas Boiler - Thermostatic Radiator Valves | A | Cumulative Winter Peak Savings (MW) | Technical Potential | 0 | 0 | 0 | 0 | 0 | 0 | 0 | 0 | 0 | 0 | 0 | 0 | 0 | 0 | 0 | 0 | 0 | 0 | 0 | 0 | 0 | 0 | 0 | 0 | 0 | 0 | 0
F10_Commercial_OR - College_New_Space Heating_Natural Gas_Gas Boiler - Thermostatic Radiator Valves_A_Technical Potential | F10 | Commercial | OR - College | New | Space Heating | Natural Gas | Gas Boiler - Thermostatic Radiator Valves | A | Purchases (Incremental) | Technical Potential | 0 | 0 | 0 | 0 | 0 | 0 | 0 | 0 | 0 | 0 | 0 | 0 | 0 | 0 | 0 | 0 | 0 | 0 | 0 | 0 | 0 | 0 | 0 | 0 | 0 | 0 | 0
F11_Commercial_OR - College_New_Space Heating_Natural Gas_Gas Boiler - Thermostatic Radiator Valves_A_Technical Potential | F11 | Commercial | OR - College | New | Space Heating | Natural Gas | Gas Boiler - Thermostatic Radiator Valves | A | Purchases (Cumulative) | Technical Potential | 0 | 0 | 0 | 0 | 0 | 0 | 0 | 0 | 0 | 0 | 0 | 0 | 0 | 0 | 0 | 0 | 0 | 0 | 0 | 0 | 0 | 0 | 0 | 0 | 0 | 0 | 0
F1_Commercial_OR - College_New_Space Heating_Natural Gas_HVAC - Shut Off Damper_A_Technical Potential | F1 | Commercial | OR - College | New | Space Heating | Natural Gas | HVAC - Shut Off Damper | A | Integrated Unit Energy Savings (kWh or therms) | Technical Potential | 0 | 0 | 0 | 0 | 0 | 0 | 0 | 0 | 0 | 0 | 0 | 0 | 0 | 0 | 0 | 0 | 0 | 0 | 0 | 0 | 0 | 0 | 0 | 0 | 0 | 0 | 0
F2_Commercial_OR - College_New_Space Heating_Natural Gas_HVAC - Shut Off Damper_A_Technical Potential | F2 | Commercial | OR - College | New | Space Heating | Natural Gas | HVAC - Shut Off Damper | A | Integrated Unit Summer Peak Savings (kW) | Technical Potential | 0 | 0 | 0 | 0 | 0 | 0 | 0 | 0 | 0 | 0 | 0 | 0 | 0 | 0 | 0 | 0 | 0 | 0 | 0 | 0 | 0 | 0 | 0 | 0 | 0 | 0 | 0
F3_Commercial_OR - College_New_Space Heating_Natural Gas_HVAC - Shut Off Damper_A_Technical Potential | F3 | Commercial | OR - College | New | Space Heating | Natural Gas | HVAC - Shut Off Damper | A | Integrated Unit Winter Peak Savings (kW) | Technical Potential | 0 | 0 | 0 | 0 | 0 | 0 | 0 | 0 | 0 | 0 | 0 | 0 | 0 | 0 | 0 | 0 | 0 | 0 | 0 | 0 | 0 | 0 | 0 | 0 | 0 | 0 | 0
F4_Commercial_OR - College_New_Space Heating_Natural Gas_HVAC - Shut Off Damper_A_Technical Potential | F4 | Commercial | OR - College | New | Space Heating | Natural Gas | HVAC - Shut Off Damper | A | Incremental Energy Savings (MWh or mTherms) | Technical Potential | 0 | 0 | 0 | 0 | 0 | 0 | 0 | 0 | 0 | 0 | 0 | 0 | 0 | 0 | 0 | 0 | 0 | 0 | 0 | 0 | 0 | 0 | 0 | 0 | 0 | 0 | 0
F5_Commercial_OR - College_New_Space Heating_Natural Gas_HVAC - Shut Off Damper_A_Technical Potential | F5 | Commercial | OR - College | New | Space Heating | Natural Gas | HVAC - Shut Off Damper | A | Incremental Summer Peak Savings (MW) | Technical Potential | 0 | 0 | 0 | 0 | 0 | 0 | 0 | 0 | 0 | 0 | 0 | 0 | 0 | 0 | 0 | 0 | 0 | 0 | 0 | 0 | 0 | 0 | 0 | 0 | 0 | 0 | 0
F6_Commercial_OR - College_New_Space Heating_Natural Gas_HVAC - Shut Off Damper_A_Technical Potential | F6 | Commercial | OR - College | New | Space Heating | Natural Gas | HVAC - Shut Off Damper | A | Incremental Winter Peak Savings (MW) | Technical Potential | 0 | 0 | 0 | 0 | 0 | 0 | 0 | 0 | 0 | 0 | 0 | 0 | 0 | 0 | 0 | 0 | 0 | 0 | 0 | 0 | 0 | 0 | 0 | 0 | 0 | 0 | 0
F7_Commercial_OR - College_New_Space Heating_Natural Gas_HVAC - Shut Off Damper_A_Technical Potential | F7 | Commercial | OR - College | New | Space Heating | Natural Gas | HVAC - Shut Off Damper | A | Cumulative Energy Savings (MWh or mTherms) | Technical Potential | 0 | 0 | 0 | 0 | 0 | 0 | 0 | 0 | 0 | 0 | 0 | 0 | 0 | 0 | 0 | 0 | 0 | 0 | 0 | 0 | 0 | 0 | 0 | 0 | 0 | 0 | 0
F8_Commercial_OR - College_New_Space Heating_Natural Gas_HVAC - Shut Off Damper_A_Technical Potential | F8 | Commercial | OR - College | New | Space Heating | Natural Gas | HVAC - Shut Off Damper | A | Cumulative Summer Peak Savings (MW) | Technical Potential | 0 | 0 | 0 | 0 | 0 | 0 | 0 | 0 | 0 | 0 | 0 | 0 | 0 | 0 | 0 | 0 | 0 | 0 | 0 | 0 | 0 | 0 | 0 | 0 | 0 | 0 | 0
F9_Commercial_OR - College_New_Space Heating_Natural Gas_HVAC - Shut Off Damper_A_Technical Potential | F9 | Commercial | OR - College | New | Space Heating | Natural Gas | HVAC - Shut Off Damper | A | Cumulative Winter Peak Savings (MW) | Technical Potential | 0 | 0 | 0 | 0 | 0 | 0 | 0 | 0 | 0 | 0 | 0 | 0 | 0 | 0 | 0 | 0 | 0 | 0 | 0 | 0 | 0 | 0 | 0 | 0 | 0 | 0 | 0
F10_Commercial_OR - College_New_Space Heating_Natural Gas_HVAC - Shut Off Damper_A_Technical Potential | F10 | Commercial | OR - College | New | Space Heating | Natural Gas | HVAC - Shut Off Damper | A | Purchases (Incremental) | Technical Potential | 0 | 0 | 0 | 0 | 0 | 0 | 0 | 0 | 0 | 0 | 0 | 0 | 0 | 0 | 0 | 0 | 0 | 0 | 0 | 0 | 0 | 0 | 0 | 0 | 0 | 0 | 0
F11_Commercial_OR - College_New_Space Heating_Natural Gas_HVAC - Shut Off Damper_A_Technical Potential | F11 | Commercial | OR - College | New | Space Heating | Natural Gas | HVAC - Shut Off Damper | A | Purchases (Cumulative) | Technical Potential | 0 | 0 | 0 | 0 | 0 | 0 | 0 | 0 | 0 | 0 | 0 | 0 | 0 | 0 | 0 | 0 | 0 | 0 | 0 | 0 | 0 | 0 | 0 | 0 | 0 | 0 | 0
F1_Commercial_OR - College_New_Space Heating_Natural Gas_Gas Furnace - Tube Inserts_A_Technical Potential | F1 | Commercial | OR - College | New | Space Heating | Natural Gas | Gas Furnace - Tube Inserts | A | Integrated Unit Energy Savings (kWh or therms) | Technical Potential | 0 | 0 | 0 | 0 | 0 | 0 | 0 | 0 | 0 | 0 | 0 | 0 | 0 | 0 | 0 | 0 | 0 | 0 | 0 | 0 | 0 | 0 | 0 | 0 | 0 | 0 | 0
F2_Commercial_OR - College_New_Space Heating_Natural Gas_Gas Furnace - Tube Inserts_A_Technical Potential | F2 | Commercial | OR - College | New | Space Heating | Natural Gas | Gas Furnace - Tube Inserts | A | Integrated Unit Summer Peak Savings (kW) | Technical Potential | 0 | 0 | 0 | 0 | 0 | 0 | 0 | 0 | 0 | 0 | 0 | 0 | 0 | 0 | 0 | 0 | 0 | 0 | 0 | 0 | 0 | 0 | 0 | 0 | 0 | 0 | 0
F3_Commercial_OR - College_New_Space Heating_Natural Gas_Gas Furnace - Tube Inserts_A_Technical Potential | F3 | Commercial | OR - College | New | Space Heating | Natural Gas | Gas Furnace - Tube Inserts | A | Integrated Unit Winter Peak Savings (kW) | Technical Potential | 0 | 0 | 0 | 0 | 0 | 0 | 0 | 0 | 0 | 0 | 0 | 0 | 0 | 0 | 0 | 0 | 0 | 0 | 0 | 0 | 0 | 0 | 0 | 0 | 0 | 0 | 0
F4_Commercial_OR - College_New_Space Heating_Natural Gas_Gas Furnace - Tube Inserts_A_Technical Potential | F4 | Commercial | OR - College | New | Space Heating | Natural Gas | Gas Furnace - Tube Inserts | A | Incremental Energy Savings (MWh or mTherms) | Technical Potential | 0 | 0 | 0 | 0 | 0 | 0 | 0 | 0 | 0 | 0 | 0 | 0 | 0 | 0 | 0 | 0 | 0 | 0 | 0 | 0 | 0 | 0 | 0 | 0 | 0 | 0 | 0
F5_Commercial_OR - College_New_Space Heating_Natural Gas_Gas Furnace - Tube Inserts_A_Technical Potential | F5 | Commercial | OR - College | New | Space Heating | Natural Gas | Gas Furnace - Tube Inserts | A | Incremental Summer Peak Savings (MW) | Technical Potential | 0 | 0 | 0 | 0 | 0 | 0 | 0 | 0 | 0 | 0 | 0 | 0 | 0 | 0 | 0 | 0 | 0 | 0 | 0 | 0 | 0 | 0 | 0 | 0 | 0 | 0 | 0
F6_Commercial_OR - College_New_Space Heating_Natural Gas_Gas Furnace - Tube Inserts_A_Technical Potential | F6 | Commercial | OR - College | New | Space Heating | Natural Gas | Gas Furnace - Tube Inserts | A | Incremental Winter Peak Savings (MW) | Technical Potential | 0 | 0 | 0 | 0 | 0 | 0 | 0 | 0 | 0 | 0 | 0 | 0 | 0 | 0 | 0 | 0 | 0 | 0 | 0 | 0 | 0 | 0 | 0 | 0 | 0 | 0 | 0
F7_Commercial_OR - College_New_Space Heating_Natural Gas_Gas Furnace - Tube Inserts_A_Technical Potential | F7 | Commercial | OR - College | New | Space Heating | Natural Gas | Gas Furnace - Tube Inserts | A | Cumulative Energy Savings (MWh or mTherms) | Technical Potential | 0 | 0 | 0 | 0 | 0 | 0 | 0 | 0 | 0 | 0 | 0 | 0 | 0 | 0 | 0 | 0 | 0 | 0 | 0 | 0 | 0 | 0 | 0 | 0 | 0 | 0 | 0
F8_Commercial_OR - College_New_Space Heating_Natural Gas_Gas Furnace - Tube Inserts_A_Technical Potential | F8 | Commercial | OR - College | New | Space Heating | Natural Gas | Gas Furnace - Tube Inserts | A | Cumulative Summer Peak Savings (MW) | Technical Potential | 0 | 0 | 0 | 0 | 0 | 0 | 0 | 0 | 0 | 0 | 0 | 0 | 0 | 0 | 0 | 0 | 0 | 0 | 0 | 0 | 0 | 0 | 0 | 0 | 0 | 0 | 0
F9_Commercial_OR - College_New_Space Heating_Natural Gas_Gas Furnace - Tube Inserts_A_Technical Potential | F9 | Commercial | OR - College | New | Space Heating | Natural Gas | Gas Furnace - Tube Inserts | A | Cumulative Winter Peak Savings (MW) | Technical Potential | 0 | 0 | 0 | 0 | 0 | 0 | 0 | 0 | 0 | 0 | 0 | 0 | 0 | 0 | 0 | 0 | 0 | 0 | 0 | 0 | 0 | 0 | 0 | 0 | 0 | 0 | 0
F10_Commercial_OR - College_New_Space Heating_Natural Gas_Gas Furnace - Tube Inserts_A_Technical Potential | F10 | Commercial | OR - College | New | Space Heating | Natural Gas | Gas Furnace - Tube Inserts | A | Purchases (Incremental) | Technical Potential | 0 | 0 | 0 | 0 | 0 | 0 | 0 | 0 | 0 | 0 | 0 | 0 | 0 | 0 | 0 | 0 | 0 | 0 | 0 | 0 | 0 | 0 | 0 | 0 | 0 | 0 | 0
F11_Commercial_OR - College_New_Space Heating_Natural Gas_Gas Furnace - Tube Inserts_A_Technical Potential | F11 | Commercial | OR - College | New | Space Heating | Natural Gas | Gas Furnace - Tube Inserts | A | Purchases (Cumulative) | Technical Potential | 0 | 0 | 0 | 0 | 0 | 0 | 0 | 0 | 0 | 0 | 0 | 0 | 0 | 0 | 0 | 0 | 0 | 0 | 0 | 0 | 0 | 0 | 0 | 0 | 0 | 0 | 0
F1_Commercial_OR - College_New_Space Heating_Natural Gas_Gas Boiler - Insulate Steam Lines/Condensate Tank_A_Technical Potential | F1 | Commercial | OR - College | New | Space Heating | Natural Gas | Gas Boiler - Insulate Steam Lines/Condensate Tank | A | Integrated Unit Energy Savings (kWh or therms) | Technical Potential | 0 | 0 | 0 | 0 | 0 | 0 | 0 | 0 | 0 | 0 | 0 | 0 | 0 | 0 | 0 | 0 | 0 | 0 | 0 | 0 | 0 | 0 | 0 | 0 | 0 | 0 | 0
F2_Commercial_OR - College_New_Space Heating_Natural Gas_Gas Boiler - Insulate Steam Lines/Condensate Tank_A_Technical Potential | F2 | Commercial | OR - College | New | Space Heating | Natural Gas | Gas Boiler - Insulate Steam Lines/Condensate Tank | A | Integrated Unit Summer Peak Savings (kW) | Technical Potential | 0 | 0 | 0 | 0 | 0 | 0 | 0 | 0 | 0 | 0 | 0 | 0 | 0 | 0 | 0 | 0 | 0 | 0 | 0 | 0 | 0 | 0 | 0 | 0 | 0 | 0 | 0
F3_Commercial_OR - College_New_Space Heating_Natural Gas_Gas Boiler - Insulate Steam Lines/Condensate Tank_A_Technical Potential | F3 | Commercial | OR - College | New | Space Heating | Natural Gas | Gas Boiler - Insulate Steam Lines/Condensate Tank | A | Integrated Unit Winter Peak Savings (kW) | Technical Potential | 0 | 0 | 0 | 0 | 0 | 0 | 0 | 0 | 0 | 0 | 0 | 0 | 0 | 0 | 0 | 0 | 0 | 0 | 0 | 0 | 0 | 0 | 0 | 0 | 0 | 0 | 0
F4_Commercial_OR - College_New_Space Heating_Natural Gas_Gas Boiler - Insulate Steam Lines/Condensate Tank_A_Technical Potential | F4 | Commercial | OR - College | New | Space Heating | Natural Gas | Gas Boiler - Insulate Steam Lines/Condensate Tank | A | Incremental Energy Savings (MWh or mTherms) | Technical Potential | 0 | 0 | 0 | 0 | 0 | 0 | 0 | 0 | 0 | 0 | 0 | 0 | 0 | 0 | 0 | 0 | 0 | 0 | 0 | 0 | 0 | 0 | 0 | 0 | 0 | 0 | 0
F5_Commercial_OR - College_New_Space Heating_Natural Gas_Gas Boiler - Insulate Steam Lines/Condensate Tank_A_Technical Potential | F5 | Commercial | OR - College | New | Space Heating | Natural Gas | Gas Boiler - Insulate Steam Lines/Condensate Tank | A | Incremental Summer Peak Savings (MW) | Technical Potential | 0 | 0 | 0 | 0 | 0 | 0 | 0 | 0 | 0 | 0 | 0 | 0 | 0 | 0 | 0 | 0 | 0 | 0 | 0 | 0 | 0 | 0 | 0 | 0 | 0 | 0 | 0
F6_Commercial_OR - College_New_Space Heating_Natural Gas_Gas Boiler - Insulate Steam Lines/Condensate Tank_A_Technical Potential | F6 | Commercial | OR - College | New | Space Heating | Natural Gas | Gas Boiler - Insulate Steam Lines/Condensate Tank | A | Incremental Winter Peak Savings (MW) | Technical Potential | 0 | 0 | 0 | 0 | 0 | 0 | 0 | 0 | 0 | 0 | 0 | 0 | 0 | 0 | 0 | 0 | 0 | 0 | 0 | 0 | 0 | 0 | 0 | 0 | 0 | 0 | 0
F7_Commercial_OR - College_New_Space Heating_Natural Gas_Gas Boiler - Insulate Steam Lines/Condensate Tank_A_Technical Potential | F7 | Commercial | OR - College | New | Space Heating | Natural Gas | Gas Boiler - Insulate Steam Lines/Condensate Tank | A | Cumulative Energy Savings (MWh or mTherms) | Technical Potential | 0 | 0 | 0 | 0 | 0 | 0 | 0 | 0 | 0 | 0 | 0 | 0 | 0 | 0 | 0 | 0 | 0 | 0 | 0 | 0 | 0 | 0 | 0 | 0 | 0 | 0 | 0
F8_Commercial_OR - College_New_Space Heating_Natural Gas_Gas Boiler - Insulate Steam Lines/Condensate Tank_A_Technical Potential | F8 | Commercial | OR - College | New | Space Heating | Natural Gas | Gas Boiler - Insulate Steam Lines/Condensate Tank | A | Cumulative Summer Peak Savings (MW) | Technical Potential | 0 | 0 | 0 | 0 | 0 | 0 | 0 | 0 | 0 | 0 | 0 | 0 | 0 | 0 | 0 | 0 | 0 | 0 | 0 | 0 | 0 | 0 | 0 | 0 | 0 | 0 | 0
F9_Commercial_OR - College_New_Space Heating_Natural Gas_Gas Boiler - Insulate Steam Lines/Condensate Tank_A_Technical Potential | F9 | Commercial | OR - College | New | Space Heating | Natural Gas | Gas Boiler - Insulate Steam Lines/Condensate Tank | A | Cumulative Winter Peak Savings (MW) | Technical Potential | 0 | 0 | 0 | 0 | 0 | 0 | 0 | 0 | 0 | 0 | 0 | 0 | 0 | 0 | 0 | 0 | 0 | 0 | 0 | 0 | 0 | 0 | 0 | 0 | 0 | 0 | 0
F10_Commercial_OR - College_New_Space Heating_Natural Gas_Gas Boiler - Insulate Steam Lines/Condensate Tank_A_Technical Potential | F10 | Commercial | OR - College | New | Space Heating | Natural Gas | Gas Boiler - Insulate Steam Lines/Condensate Tank | A | Purchases (Incremental) | Technical Potential | 0 | 0 | 0 | 0 | 0 | 0 | 0 | 0 | 0 | 0 | 0 | 0 | 0 | 0 | 0 | 0 | 0 | 0 | 0 | 0 | 0 | 0 | 0 | 0 | 0 | 0 | 0
F11_Commercial_OR - College_New_Space Heating_Natural Gas_Gas Boiler - Insulate Steam Lines/Condensate Tank_A_Technical Potential | F11 | Commercial | OR - College | New | Space Heating | Natural Gas | Gas Boiler - Insulate Steam Lines/Condensate Tank | A | Purchases (Cumulative) | Technical Potential | 0 | 0 | 0 | 0 | 0 | 0 | 0 | 0 | 0 | 0 | 0 | 0 | 0 | 0 | 0 | 0 | 0 | 0 | 0 | 0 | 0 | 0 | 0 | 0 | 0 | 0 | 0
F1_Commercial_OR - College_New_Space Heating_Natural Gas_Gas Boiler - Insulate Hot Water Lines_A_Technical Potential | F1 | Commercial | OR - College | New | Space Heating | Natural Gas | Gas Boiler - Insulate Hot Water Lines | A | Integrated Unit Energy Savings (kWh or therms) | Technical Potential | 0 | 0 | 0 | 0 | 0 | 0 | 0 | 0 | 0 | 0 | 0 | 0 | 0 | 0 | 0 | 0 | 0 | 0 | 0 | 0 | 0 | 0 | 0 | 0 | 0 | 0 | 0
F2_Commercial_OR - College_New_Space Heating_Natural Gas_Gas Boiler - Insulate Hot Water Lines_A_Technical Potential | F2 | Commercial | OR - College | New | Space Heating | Natural Gas | Gas Boiler - Insulate Hot Water Lines | A | Integrated Unit Summer Peak Savings (kW) | Technical Potential | 0 | 0 | 0 | 0 | 0 | 0 | 0 | 0 | 0 | 0 | 0 | 0 | 0 | 0 | 0 | 0 | 0 | 0 | 0 | 0 | 0 | 0 | 0 | 0 | 0 | 0 | 0
F3_Commercial_OR - College_New_Space Heating_Natural Gas_Gas Boiler - Insulate Hot Water Lines_A_Technical Potential | F3 | Commercial | OR - College | New | Space Heating | Natural Gas | Gas Boiler - Insulate Hot Water Lines | A | Integrated Unit Winter Peak Savings (kW) | Technical Potential | 0 | 0 | 0 | 0 | 0 | 0 | 0 | 0 | 0 | 0 | 0 | 0 | 0 | 0 | 0 | 0 | 0 | 0 | 0 | 0 | 0 | 0 | 0 | 0 | 0 | 0 | 0
F4_Commercial_OR - College_New_Space Heating_Natural Gas_Gas Boiler - Insulate Hot Water Lines_A_Technical Potential | F4 | Commercial | OR - College | New | Space Heating | Natural Gas | Gas Boiler - Insulate Hot Water Lines | A | Incremental Energy Savings (MWh or mTherms) | Technical Potential | 0 | 0 | 0 | 0 | 0 | 0 | 0 | 0 | 0 | 0 | 0 | 0 | 0 | 0 | 0 | 0 | 0 | 0 | 0 | 0 | 0 | 0 | 0 | 0 | 0 | 0 | 0
F5_Commercial_OR - College_New_Space Heating_Natural Gas_Gas Boiler - Insulate Hot Water Lines_A_Technical Potential | F5 | Commercial | OR - College | New | Space Heating | Natural Gas | Gas Boiler - Insulate Hot Water Lines | A | Incremental Summer Peak Savings (MW) | Technical Potential | 0 | 0 | 0 | 0 | 0 | 0 | 0 | 0 | 0 | 0 | 0 | 0 | 0 | 0 | 0 | 0 | 0 | 0 | 0 | 0 | 0 | 0 | 0 | 0 | 0 | 0 | 0
F6_Commercial_OR - College_New_Space Heating_Natural Gas_Gas Boiler - Insulate Hot Water Lines_A_Technical Potential | F6 | Commercial | OR - College | New | Space Heating | Natural Gas | Gas Boiler - Insulate Hot Water Lines | A | Incremental Winter Peak Savings (MW) | Technical Potential | 0 | 0 | 0 | 0 | 0 | 0 | 0 | 0 | 0 | 0 | 0 | 0 | 0 | 0 | 0 | 0 | 0 | 0 | 0 | 0 | 0 | 0 | 0 | 0 | 0 | 0 | 0
F7_Commercial_OR - College_New_Space Heating_Natural Gas_Gas Boiler - Insulate Hot Water Lines_A_Technical Potential | F7 | Commercial | OR - College | New | Space Heating | Natural Gas | Gas Boiler - Insulate Hot Water Lines | A | Cumulative Energy Savings (MWh or mTherms) | Technical Potential | 0 | 0 | 0 | 0 | 0 | 0 | 0 | 0 | 0 | 0 | 0 | 0 | 0 | 0 | 0 | 0 | 0 | 0 | 0 | 0 | 0 | 0 | 0 | 0 | 0 | 0 | 0
F8_Commercial_OR - College_New_Space Heating_Natural Gas_Gas Boiler - Insulate Hot Water Lines_A_Technical Potential | F8 | Commercial | OR - College | New | Space Heating | Natural Gas | Gas Boiler - Insulate Hot Water Lines | A | Cumulative Summer Peak Savings (MW) | Technical Potential | 0 | 0 | 0 | 0 | 0 | 0 | 0 | 0 | 0 | 0 | 0 | 0 | 0 | 0 | 0 | 0 | 0 | 0 | 0 | 0 | 0 | 0 | 0 | 0 | 0 | 0 | 0
F9_Commercial_OR - College_New_Space Heating_Natural Gas_Gas Boiler - Insulate Hot Water Lines_A_Technical Potential | F9 | Commercial | OR - College | New | Space Heating | Natural Gas | Gas Boiler - Insulate Hot Water Lines | A | Cumulative Winter Peak Savings (MW) | Technical Potential | 0 | 0 | 0 | 0 | 0 | 0 | 0 | 0 | 0 | 0 | 0 | 0 | 0 | 0 | 0 | 0 | 0 | 0 | 0 | 0 | 0 | 0 | 0 | 0 | 0 | 0 | 0
F10_Commercial_OR - College_New_Space Heating_Natural Gas_Gas Boiler - Insulate Hot Water Lines_A_Technical Potential | F10 | Commercial | OR - College | New | Space Heating | Natural Gas | Gas Boiler - Insulate Hot Water Lines | A | Purchases (Incremental) | Technical Potential | 0 | 0 | 0 | 0 | 0 | 0 | 0 | 0 | 0 | 0 | 0 | 0 | 0 | 0 | 0 | 0 | 0 | 0 | 0 | 0 | 0 | 0 | 0 | 0 | 0 | 0 | 0
F11_Commercial_OR - College_New_Space Heating_Natural Gas_Gas Boiler - Insulate Hot Water Lines_A_Technical Potential | F11 | Commercial | OR - College | New | Space Heating | Natural Gas | Gas Boiler - Insulate Hot Water Lines | A | Purchases (Cumulative) | Technical Potential | 0 | 0 | 0 | 0 | 0 | 0 | 0 | 0 | 0 | 0 | 0 | 0 | 0 | 0 | 0 | 0 | 0 | 0 | 0 | 0 | 0 | 0 | 0 | 0 | 0 | 0 | 0
F1_Commercial_OR - College_New_Space Heating_Natural Gas_Condensing RTU_A_Technical Potential | F1 | Commercial | OR - College | New | Space Heating | Natural Gas | Condensing RTU | A | Integrated Unit Energy Savings (kWh or therms) | Technical Potential | 0 | 0 | 0 | 0 | 0 | 0 | 0 | 0 | 0 | 0 | 0 | 0 | 0 | 0 | 0 | 0 | 0 | 0 | 0 | 0 | 0 | 0 | 0 | 0 | 0 | 0 | 0
F2_Commercial_OR - College_New_Space Heating_Natural Gas_Condensing RTU_A_Technical Potential | F2 | Commercial | OR - College | New | Space Heating | Natural Gas | Condensing RTU | A | Integrated Unit Summer Peak Savings (kW) | Technical Potential | 0 | 0 | 0 | 0 | 0 | 0 | 0 | 0 | 0 | 0 | 0 | 0 | 0 | 0 | 0 | 0 | 0 | 0 | 0 | 0 | 0 | 0 | 0 | 0 | 0 | 0 | 0
F3_Commercial_OR - College_New_Space Heating_Natural Gas_Condensing RTU_A_Technical Potential | F3 | Commercial | OR - College | New | Space Heating | Natural Gas | Condensing RTU | A | Integrated Unit Winter Peak Savings (kW) | Technical Potential | 0 | 0 | 0 | 0 | 0 | 0 | 0 | 0 | 0 | 0 | 0 | 0 | 0 | 0 | 0 | 0 | 0 | 0 | 0 | 0 | 0 | 0 | 0 | 0 | 0 | 0 | 0
F4_Commercial_OR - College_New_Space Heating_Natural Gas_Condensing RTU_A_Technical Potential | F4 | Commercial | OR - College | New | Space Heating | Natural Gas | Condensing RTU | A | Incremental Energy Savings (MWh or mTherms) | Technical Potential | 0 | 0 | 0 | 0 | 0 | 0 | 0 | 0 | 0 | 0 | 0 | 0 | 0 | 0 | 0 | 0 | 0 | 0 | 0 | 0 | 0 | 0 | 0 | 0 | 0 | 0 | 0
F5_Commercial_OR - College_New_Space Heating_Natural Gas_Condensing RTU_A_Technical Potential | F5 | Commercial | OR - College | New | Space Heating | Natural Gas | Condensing RTU | A | Incremental Summer Peak Savings (MW) | Technical Potential | 0 | 0 | 0 | 0 | 0 | 0 | 0 | 0 | 0 | 0 | 0 | 0 | 0 | 0 | 0 | 0 | 0 | 0 | 0 | 0 | 0 | 0 | 0 | 0 | 0 | 0 | 0
F6_Commercial_OR - College_New_Space Heating_Natural Gas_Condensing RTU_A_Technical Potential | F6 | Commercial | OR - College | New | Space Heating | Natural Gas | Condensing RTU | A | Incremental Winter Peak Savings (MW) | Technical Potential | 0 | 0 | 0 | 0 | 0 | 0 | 0 | 0 | 0 | 0 | 0 | 0 | 0 | 0 | 0 | 0 | 0 | 0 | 0 | 0 | 0 | 0 | 0 | 0 | 0 | 0 | 0
F7_Commercial_OR - College_New_Space Heating_Natural Gas_Condensing RTU_A_Technical Potential | F7 | Commercial | OR - College | New | Space Heating | Natural Gas | Condensing RTU | A | Cumulative Energy Savings (MWh or mTherms) | Technical Potential | 0 | 0 | 0 | 0 | 0 | 0 | 0 | 0 | 0 | 0 | 0 | 0 | 0 | 0 | 0 | 0 | 0 | 0 | 0 | 0 | 0 | 0 | 0 | 0 | 0 | 0 | 0
F8_Commercial_OR - College_New_Space Heating_Natural Gas_Condensing RTU_A_Technical Potential | F8 | Commercial | OR - College | New | Space Heating | Natural Gas | Condensing RTU | A | Cumulative Summer Peak Savings (MW) | Technical Potential | 0 | 0 | 0 | 0 | 0 | 0 | 0 | 0 | 0 | 0 | 0 | 0 | 0 | 0 | 0 | 0 | 0 | 0 | 0 | 0 | 0 | 0 | 0 | 0 | 0 | 0 | 0
F9_Commercial_OR - College_New_Space Heating_Natural Gas_Condensing RTU_A_Technical Potential | F9 | Commercial | OR - College | New | Space Heating | Natural Gas | Condensing RTU | A | Cumulative Winter Peak Savings (MW) | Technical Potential | 0 | 0 | 0 | 0 | 0 | 0 | 0 | 0 | 0 | 0 | 0 | 0 | 0 | 0 | 0 | 0 | 0 | 0 | 0 | 0 | 0 | 0 | 0 | 0 | 0 | 0 | 0
F10_Commercial_OR - College_New_Space Heating_Natural Gas_Condensing RTU_A_Technical Potential | F10 | Commercial | OR - College | New | Space Heating | Natural Gas | Condensing RTU | A | Purchases (Incremental) | Technical Potential | 0 | 0 | 0 | 0 | 0 | 0 | 0 | 0 | 0 | 0 | 0 | 0 | 0 | 0 | 0 | 0 | 0 | 0 | 0 | 0 | 0 | 0 | 0 | 0 | 0 | 0 | 0
F11_Commercial_OR - College_New_Space Heating_Natural Gas_Condensing RTU_A_Technical Potential | F11 | Commercial | OR - College | New | Space Heating | Natural Gas | Condensing RTU | A | Purchases (Cumulative) | Technical Potential | 0 | 0 | 0 | 0 | 0 | 0 | 0 | 0 | 0 | 0 | 0 | 0 | 0 | 0 | 0 | 0 | 0 | 0 | 0 | 0 | 0 | 0 | 0 | 0 | 0 | 0 | 0
F1_Commercial_OR - College_New_Space Heating_Natural Gas_Hydronic Heating Radiator Replacement_A_Technical Potential | F1 | Commercial | OR - College | New | Space Heating | Natural Gas | Hydronic Heating Radiator Replacement | A | Integrated Unit Energy Savings (kWh or therms) | Technical Potential | 0 | 0 | 0 | 0 | 0 | 0 | 0 | 0 | 0 | 0 | 0 | 0 | 0 | 0 | 0 | 0 | 0 | 0 | 0 | 0 | 0 | 0 | 0 | 0 | 0 | 0 | 0
F2_Commercial_OR - College_New_Space Heating_Natural Gas_Hydronic Heating Radiator Replacement_A_Technical Potential | F2 | Commercial | OR - College | New | Space Heating | Natural Gas | Hydronic Heating Radiator Replacement | A | Integrated Unit Summer Peak Savings (kW) | Technical Potential | 0 | 0 | 0 | 0 | 0 | 0 | 0 | 0 | 0 | 0 | 0 | 0 | 0 | 0 | 0 | 0 | 0 | 0 | 0 | 0 | 0 | 0 | 0 | 0 | 0 | 0 | 0
F3_Commercial_OR - College_New_Space Heating_Natural Gas_Hydronic Heating Radiator Replacement_A_Technical Potential | F3 | Commercial | OR - College | New | Space Heating | Natural Gas | Hydronic Heating Radiator Replacement | A | Integrated Unit Winter Peak Savings (kW) | Technical Potential | 0 | 0 | 0 | 0 | 0 | 0 | 0 | 0 | 0 | 0 | 0 | 0 | 0 | 0 | 0 | 0 | 0 | 0 | 0 | 0 | 0 | 0 | 0 | 0 | 0 | 0 | 0
F4_Commercial_OR - College_New_Space Heating_Natural Gas_Hydronic Heating Radiator Replacement_A_Technical Potential | F4 | Commercial | OR - College | New | Space Heating | Natural Gas | Hydronic Heating Radiator Replacement | A | Incremental Energy Savings (MWh or mTherms) | Technical Potential | 0 | 0 | 0 | 0 | 0 | 0 | 0 | 0 | 0 | 0 | 0 | 0 | 0 | 0 | 0 | 0 | 0 | 0 | 0 | 0 | 0 | 0 | 0 | 0 | 0 | 0 | 0
F5_Commercial_OR - College_New_Space Heating_Natural Gas_Hydronic Heating Radiator Replacement_A_Technical Potential | F5 | Commercial | OR - College | New | Space Heating | Natural Gas | Hydronic Heating Radiator Replacement | A | Incremental Summer Peak Savings (MW) | Technical Potential | 0 | 0 | 0 | 0 | 0 | 0 | 0 | 0 | 0 | 0 | 0 | 0 | 0 | 0 | 0 | 0 | 0 | 0 | 0 | 0 | 0 | 0 | 0 | 0 | 0 | 0 | 0
F6_Commercial_OR - College_New_Space Heating_Natural Gas_Hydronic Heating Radiator Replacement_A_Technical Potential | F6 | Commercial | OR - College | New | Space Heating | Natural Gas | Hydronic Heating Radiator Replacement | A | Incremental Winter Peak Savings (MW) | Technical Potential | 0 | 0 | 0 | 0 | 0 | 0 | 0 | 0 | 0 | 0 | 0 | 0 | 0 | 0 | 0 | 0 | 0 | 0 | 0 | 0 | 0 | 0 | 0 | 0 | 0 | 0 | 0
F7_Commercial_OR - College_New_Space Heating_Natural Gas_Hydronic Heating Radiator Replacement_A_Technical Potential | F7 | Commercial | OR - College | New | Space Heating | Natural Gas | Hydronic Heating Radiator Replacement | A | Cumulative Energy Savings (MWh or mTherms) | Technical Potential | 0 | 0 | 0 | 0 | 0 | 0 | 0 | 0 | 0 | 0 | 0 | 0 | 0 | 0 | 0 | 0 | 0 | 0 | 0 | 0 | 0 | 0 | 0 | 0 | 0 | 0 | 0
F8_Commercial_OR - College_New_Space Heating_Natural Gas_Hydronic Heating Radiator Replacement_A_Technical Potential | F8 | Commercial | OR - College | New | Space Heating | Natural Gas | Hydronic Heating Radiator Replacement | A | Cumulative Summer Peak Savings (MW) | Technical Potential | 0 | 0 | 0 | 0 | 0 | 0 | 0 | 0 | 0 | 0 | 0 | 0 | 0 | 0 | 0 | 0 | 0 | 0 | 0 | 0 | 0 | 0 | 0 | 0 | 0 | 0 | 0
F9_Commercial_OR - College_New_Space Heating_Natural Gas_Hydronic Heating Radiator Replacement_A_Technical Potential | F9 | Commercial | OR - College | New | Space Heating | Natural Gas | Hydronic Heating Radiator Replacement | A | Cumulative Winter Peak Savings (MW) | Technical Potential | 0 | 0 | 0 | 0 | 0 | 0 | 0 | 0 | 0 | 0 | 0 | 0 | 0 | 0 | 0 | 0 | 0 | 0 | 0 | 0 | 0 | 0 | 0 | 0 | 0 | 0 | 0
F10_Commercial_OR - College_New_Space Heating_Natural Gas_Hydronic Heating Radiator Replacement_A_Technical Potential | F10 | Commercial | OR - College | New | Space Heating | Natural Gas | Hydronic Heating Radiator Replacement | A | Purchases (Incremental) | Technical Potential | 0 | 0 | 0 | 0 | 0 | 0 | 0 | 0 | 0 | 0 | 0 | 0 | 0 | 0 | 0 | 0 | 0 | 0 | 0 | 0 | 0 | 0 | 0 | 0 | 0 | 0 | 0
F11_Commercial_OR - College_New_Space Heating_Natural Gas_Hydronic Heating Radiator Replacement_A_Technical Potential | F11 | Commercial | OR - College | New | Space Heating | Natural Gas | Hydronic Heating Radiator Replacement | A | Purchases (Cumulative) | Technical Potential | 0 | 0 | 0 | 0 | 0 | 0 | 0 | 0 | 0 | 0 | 0 | 0 | 0 | 0 | 0 | 0 | 0 | 0 | 0 | 0 | 0 | 0 | 0 | 0 | 0 | 0 | 0
F1_Commercial_OR - College_New_Space Heating_Natural Gas_Thermostat - Connected_A_Technical Potential | F1 | Commercial | OR - College | New | Space Heating | Natural Gas | Thermostat - Connected | A | Integrated Unit Energy Savings (kWh or therms) | Technical Potential | 0 | 0 | 0 | 0 | 0 | 0 | 0 | 0 | 0 | 0 | 0 | 0 | 0 | 0 | 0 | 0 | 0 | 0 | 0 | 0 | 0 | 0 | 0 | 0 | 0 | 0 | 0
F2_Commercial_OR - College_New_Space Heating_Natural Gas_Thermostat - Connected_A_Technical Potential | F2 | Commercial | OR - College | New | Space Heating | Natural Gas | Thermostat - Connected | A | Integrated Unit Summer Peak Savings (kW) | Technical Potential | 0 | 0 | 0 | 0 | 0 | 0 | 0 | 0 | 0 | 0 | 0 | 0 | 0 | 0 | 0 | 0 | 0 | 0 | 0 | 0 | 0 | 0 | 0 | 0 | 0 | 0 | 0
F3_Commercial_OR - College_New_Space Heating_Natural Gas_Thermostat - Connected_A_Technical Potential | F3 | Commercial | OR - College | New | Space Heating | Natural Gas | Thermostat - Connected | A | Integrated Unit Winter Peak Savings (kW) | Technical Potential | 0 | 0 | 0 | 0 | 0 | 0 | 0 | 0 | 0 | 0 | 0 | 0 | 0 | 0 | 0 | 0 | 0 | 0 | 0 | 0 | 0 | 0 | 0 | 0 | 0 | 0 | 0
F4_Commercial_OR - College_New_Space Heating_Natural Gas_Thermostat - Connected_A_Technical Potential | F4 | Commercial | OR - College | New | Space Heating | Natural Gas | Thermostat - Connected | A | Incremental Energy Savings (MWh or mTherms) | Technical Potential | 0 | 0 | 0 | 0 | 0 | 0 | 0 | 0 | 0 | 0 | 0 | 0 | 0 | 0 | 0 | 0 | 0 | 0 | 0 | 0 | 0 | 0 | 0 | 0 | 0 | 0 | 0
F5_Commercial_OR - College_New_Space Heating_Natural Gas_Thermostat - Connected_A_Technical Potential | F5 | Commercial | OR - College | New | Space Heating | Natural Gas | Thermostat - Connected | A | Incremental Summer Peak Savings (MW) | Technical Potential | 0 | 0 | 0 | 0 | 0 | 0 | 0 | 0 | 0 | 0 | 0 | 0 | 0 | 0 | 0 | 0 | 0 | 0 | 0 | 0 | 0 | 0 | 0 | 0 | 0 | 0 | 0
F6_Commercial_OR - College_New_Space Heating_Natural Gas_Thermostat - Connected_A_Technical Potential | F6 | Commercial | OR - College | New | Space Heating | Natural Gas | Thermostat - Connected | A | Incremental Winter Peak Savings (MW) | Technical Potential | 0 | 0 | 0 | 0 | 0 | 0 | 0 | 0 | 0 | 0 | 0 | 0 | 0 | 0 | 0 | 0 | 0 | 0 | 0 | 0 | 0 | 0 | 0 | 0 | 0 | 0 | 0
F7_Commercial_OR - College_New_Space Heating_Natural Gas_Thermostat - Connected_A_Technical Potential | F7 | Commercial | OR - College | New | Space Heating | Natural Gas | Thermostat - Connected | A | Cumulative Energy Savings (MWh or mTherms) | Technical Potential | 0 | 0 | 0 | 0 | 0 | 0 | 0 | 0 | 0 | 0 | 0 | 0 | 0 | 0 | 0 | 0 | 0 | 0 | 0 | 0 | 0 | 0 | 0 | 0 | 0 | 0 | 0
F8_Commercial_OR - College_New_Space Heating_Natural Gas_Thermostat - Connected_A_Technical Potential | F8 | Commercial | OR - College | New | Space Heating | Natural Gas | Thermostat - Connected | A | Cumulative Summer Peak Savings (MW) | Technical Potential | 0 | 0 | 0 | 0 | 0 | 0 | 0 | 0 | 0 | 0 | 0 | 0 | 0 | 0 | 0 | 0 | 0 | 0 | 0 | 0 | 0 | 0 | 0 | 0 | 0 | 0 | 0
F9_Commercial_OR - College_New_Space Heating_Natural Gas_Thermostat - Connected_A_Technical Potential | F9 | Commercial | OR - College | New | Space Heating | Natural Gas | Thermostat - Connected | A | Cumulative Winter Peak Savings (MW) | Technical Potential | 0 | 0 | 0 | 0 | 0 | 0 | 0 | 0 | 0 | 0 | 0 | 0 | 0 | 0 | 0 | 0 | 0 | 0 | 0 | 0 | 0 | 0 | 0 | 0 | 0 | 0 | 0
F10_Commercial_OR - College_New_Space Heating_Natural Gas_Thermostat - Connected_A_Technical Potential | F10 | Commercial | OR - College | New | Space Heating | Natural Gas | Thermostat - Connected | A | Purchases (Incremental) | Technical Potential | 0 | 0 | 0 | 0 | 0 | 0 | 0 | 0 | 0 | 0 | 0 | 0 | 0 | 0 | 0 | 0 | 0 | 0 | 0 | 0 | 0 | 0 | 0 | 0 | 0 | 0 | 0
F11_Commercial_OR - College_New_Space Heating_Natural Gas_Thermostat - Connected_A_Technical Potential | F11 | Commercial | OR - College | New | Space Heating | Natural Gas | Thermostat - Connected | A | Purchases (Cumulative) | Technical Potential | 0 | 0 | 0 | 0 | 0 | 0 | 0 | 0 | 0 | 0 | 0 | 0 | 0 | 0 | 0 | 0 | 0 | 0 | 0 | 0 | 0 | 0 | 0 | 0 | 0 | 0 | 0
F1_Commercial_OR - College_New_Water Heating_Natural Gas_Water Heater - Thermostatic Shower Restriction Valve_A_Technical Potential | F1 | Commercial | OR - College | New | Water Heating | Natural Gas | Water Heater - Thermostatic Shower Restriction Valve | A | Integrated Unit Energy Savings (kWh or therms) | Technical Potential | 0 | 0 | 0 | 0 | 0 | 0 | 0 | 0 | 0 | 0 | 0 | 0 | 0 | 0 | 0 | 0 | 0 | 0 | 0 | 0 | 0 | 0 | 0 | 0 | 0 | 0 | 0
F2_Commercial_OR - College_New_Water Heating_Natural Gas_Water Heater - Thermostatic Shower Restriction Valve_A_Technical Potential | F2 | Commercial | OR - College | New | Water Heating | Natural Gas | Water Heater - Thermostatic Shower Restriction Valve | A | Integrated Unit Summer Peak Savings (kW) | Technical Potential | 0 | 0 | 0 | 0 | 0 | 0 | 0 | 0 | 0 | 0 | 0 | 0 | 0 | 0 | 0 | 0 | 0 | 0 | 0 | 0 | 0 | 0 | 0 | 0 | 0 | 0 | 0
F3_Commercial_OR - College_New_Water Heating_Natural Gas_Water Heater - Thermostatic Shower Restriction Valve_A_Technical Potential | F3 | Commercial | OR - College | New | Water Heating | Natural Gas | Water Heater - Thermostatic Shower Restriction Valve | A | Integrated Unit Winter Peak Savings (kW) | Technical Potential | 0 | 0 | 0 | 0 | 0 | 0 | 0 | 0 | 0 | 0 | 0 | 0 | 0 | 0 | 0 | 0 | 0 | 0 | 0 | 0 | 0 | 0 | 0 | 0 | 0 | 0 | 0
F4_Commercial_OR - College_New_Water Heating_Natural Gas_Water Heater - Thermostatic Shower Restriction Valve_A_Technical Potential | F4 | Commercial | OR - College | New | Water Heating | Natural Gas | Water Heater - Thermostatic Shower Restriction Valve | A | Incremental Energy Savings (MWh or mTherms) | Technical Potential | 0 | 0 | 0 | 0 | 0 | 0 | 0 | 0 | 0 | 0 | 0 | 0 | 0 | 0 | 0 | 0 | 0 | 0 | 0 | 0 | 0 | 0 | 0 | 0 | 0 | 0 | 0
F5_Commercial_OR - College_New_Water Heating_Natural Gas_Water Heater - Thermostatic Shower Restriction Valve_A_Technical Potential | F5 | Commercial | OR - College | New | Water Heating | Natural Gas | Water Heater - Thermostatic Shower Restriction Valve | A | Incremental Summer Peak Savings (MW) | Technical Potential | 0 | 0 | 0 | 0 | 0 | 0 | 0 | 0 | 0 | 0 | 0 | 0 | 0 | 0 | 0 | 0 | 0 | 0 | 0 | 0 | 0 | 0 | 0 | 0 | 0 | 0 | 0
F6_Commercial_OR - College_New_Water Heating_Natural Gas_Water Heater - Thermostatic Shower Restriction Valve_A_Technical Potential | F6 | Commercial | OR - College | New | Water Heating | Natural Gas | Water Heater - Thermostatic Shower Restriction Valve | A | Incremental Winter Peak Savings (MW) | Technical Potential | 0 | 0 | 0 | 0 | 0 | 0 | 0 | 0 | 0 | 0 | 0 | 0 | 0 | 0 | 0 | 0 | 0 | 0 | 0 | 0 | 0 | 0 | 0 | 0 | 0 | 0 | 0
F7_Commercial_OR - College_New_Water Heating_Natural Gas_Water Heater - Thermostatic Shower Restriction Valve_A_Technical Potential | F7 | Commercial | OR - College | New | Water Heating | Natural Gas | Water Heater - Thermostatic Shower Restriction Valve | A | Cumulative Energy Savings (MWh or mTherms) | Technical Potential | 0 | 0 | 0 | 0 | 0 | 0 | 0 | 0 | 0 | 0 | 0 | 0 | 0 | 0 | 0 | 0 | 0 | 0 | 0 | 0 | 0 | 0 | 0 | 0 | 0 | 0 | 0
F8_Commercial_OR - College_New_Water Heating_Natural Gas_Water Heater - Thermostatic Shower Restriction Valve_A_Technical Potential | F8 | Commercial | OR - College | New | Water Heating | Natural Gas | Water Heater - Thermostatic Shower Restriction Valve | A | Cumulative Summer Peak Savings (MW) | Technical Potential | 0 | 0 | 0 | 0 | 0 | 0 | 0 | 0 | 0 | 0 | 0 | 0 | 0 | 0 | 0 | 0 | 0 | 0 | 0 | 0 | 0 | 0 | 0 | 0 | 0 | 0 | 0
F9_Commercial_OR - College_New_Water Heating_Natural Gas_Water Heater - Thermostatic Shower Restriction Valve_A_Technical Potential | F9 | Commercial | OR - College | New | Water Heating | Natural Gas | Water Heater - Thermostatic Shower Restriction Valve | A | Cumulative Winter Peak Savings (MW) | Technical Potential | 0 | 0 | 0 | 0 | 0 | 0 | 0 | 0 | 0 | 0 | 0 | 0 | 0 | 0 | 0 | 0 | 0 | 0 | 0 | 0 | 0 | 0 | 0 | 0 | 0 | 0 | 0
F10_Commercial_OR - College_New_Water Heating_Natural Gas_Water Heater - Thermostatic Shower Restriction Valve_A_Technical Potential | F10 | Commercial | OR - College | New | Water Heating | Natural Gas | Water Heater - Thermostatic Shower Restriction Valve | A | Purchases (Incremental) | Technical Potential | 0 | 0 | 0 | 0 | 0 | 0 | 0 | 0 | 0 | 0 | 0 | 0 | 0 | 0 | 0 | 0 | 0 | 0 | 0 | 0 | 0 | 0 | 0 | 0 | 0 | 0 | 0
F11_Commercial_OR - College_New_Water Heating_Natural Gas_Water Heater - Thermostatic Shower Restriction Valve_A_Technical Potential | F11 | Commercial | OR - College | New | Water Heating | Natural Gas | Water Heater - Thermostatic Shower Restriction Valve | A | Purchases (Cumulative) | Technical Potential | 0 | 0 | 0 | 0 | 0 | 0 | 0 | 0 | 0 | 0 | 0 | 0 | 0 | 0 | 0 | 0 | 0 | 0 | 0 | 0 | 0 | 0 | 0 | 0 | 0 | 0 | 0
F1_Commercial_OR - College_New_Water Heating_Natural Gas_Water Heater - Pre-Rinse Spray Valve_A_Technical Potential | F1 | Commercial | OR - College | New | Water Heating | Natural Gas | Water Heater - Pre-Rinse Spray Valve | A | Integrated Unit Energy Savings (kWh or therms) | Technical Potential | 0 | 0 | 0 | 0 | 0 | 0 | 0 | 0 | 0 | 0 | 0 | 0 | 0 | 0 | 0 | 0 | 0 | 0 | 0 | 0 | 0 | 0 | 0 | 0 | 0 | 0 | 0
F2_Commercial_OR - College_New_Water Heating_Natural Gas_Water Heater - Pre-Rinse Spray Valve_A_Technical Potential | F2 | Commercial | OR - College | New | Water Heating | Natural Gas | Water Heater - Pre-Rinse Spray Valve | A | Integrated Unit Summer Peak Savings (kW) | Technical Potential | 0 | 0 | 0 | 0 | 0 | 0 | 0 | 0 | 0 | 0 | 0 | 0 | 0 | 0 | 0 | 0 | 0 | 0 | 0 | 0 | 0 | 0 | 0 | 0 | 0 | 0 | 0
F3_Commercial_OR - College_New_Water Heating_Natural Gas_Water Heater - Pre-Rinse Spray Valve_A_Technical Potential | F3 | Commercial | OR - College | New | Water Heating | Natural Gas | Water Heater - Pre-Rinse Spray Valve | A | Integrated Unit Winter Peak Savings (kW) | Technical Potential | 0 | 0 | 0 | 0 | 0 | 0 | 0 | 0 | 0 | 0 | 0 | 0 | 0 | 0 | 0 | 0 | 0 | 0 | 0 | 0 | 0 | 0 | 0 | 0 | 0 | 0 | 0
F4_Commercial_OR - College_New_Water Heating_Natural Gas_Water Heater - Pre-Rinse Spray Valve_A_Technical Potential | F4 | Commercial | OR - College | New | Water Heating | Natural Gas | Water Heater - Pre-Rinse Spray Valve | A | Incremental Energy Savings (MWh or mTherms) | Technical Potential | 0 | 0 | 0 | 0 | 0 | 0 | 0 | 0 | 0 | 0 | 0 | 0 | 0 | 0 | 0 | 0 | 0 | 0 | 0 | 0 | 0 | 0 | 0 | 0 | 0 | 0 | 0
F5_Commercial_OR - College_New_Water Heating_Natural Gas_Water Heater - Pre-Rinse Spray Valve_A_Technical Potential | F5 | Commercial | OR - College | New | Water Heating | Natural Gas | Water Heater - Pre-Rinse Spray Valve | A | Incremental Summer Peak Savings (MW) | Technical Potential | 0 | 0 | 0 | 0 | 0 | 0 | 0 | 0 | 0 | 0 | 0 | 0 | 0 | 0 | 0 | 0 | 0 | 0 | 0 | 0 | 0 | 0 | 0 | 0 | 0 | 0 | 0
F6_Commercial_OR - College_New_Water Heating_Natural Gas_Water Heater - Pre-Rinse Spray Valve_A_Technical Potential | F6 | Commercial | OR - College | New | Water Heating | Natural Gas | Water Heater - Pre-Rinse Spray Valve | A | Incremental Winter Peak Savings (MW) | Technical Potential | 0 | 0 | 0 | 0 | 0 | 0 | 0 | 0 | 0 | 0 | 0 | 0 | 0 | 0 | 0 | 0 | 0 | 0 | 0 | 0 | 0 | 0 | 0 | 0 | 0 | 0 | 0
F7_Commercial_OR - College_New_Water Heating_Natural Gas_Water Heater - Pre-Rinse Spray Valve_A_Technical Potential | F7 | Commercial | OR - College | New | Water Heating | Natural Gas | Water Heater - Pre-Rinse Spray Valve | A | Cumulative Energy Savings (MWh or mTherms) | Technical Potential | 0 | 0 | 0 | 0 | 0 | 0 | 0 | 0 | 0 | 0 | 0 | 0 | 0 | 0 | 0 | 0 | 0 | 0 | 0 | 0 | 0 | 0 | 0 | 0 | 0 | 0 | 0
F8_Commercial_OR - College_New_Water Heating_Natural Gas_Water Heater - Pre-Rinse Spray Valve_A_Technical Potential | F8 | Commercial | OR - College | New | Water Heating | Natural Gas | Water Heater - Pre-Rinse Spray Valve | A | Cumulative Summer Peak Savings (MW) | Technical Potential | 0 | 0 | 0 | 0 | 0 | 0 | 0 | 0 | 0 | 0 | 0 | 0 | 0 | 0 | 0 | 0 | 0 | 0 | 0 | 0 | 0 | 0 | 0 | 0 | 0 | 0 | 0
F9_Commercial_OR - College_New_Water Heating_Natural Gas_Water Heater - Pre-Rinse Spray Valve_A_Technical Potential | F9 | Commercial | OR - College | New | Water Heating | Natural Gas | Water Heater - Pre-Rinse Spray Valve | A | Cumulative Winter Peak Savings (MW) | Technical Potential | 0 | 0 | 0 | 0 | 0 | 0 | 0 | 0 | 0 | 0 | 0 | 0 | 0 | 0 | 0 | 0 | 0 | 0 | 0 | 0 | 0 | 0 | 0 | 0 | 0 | 0 | 0
F10_Commercial_OR - College_New_Water Heating_Natural Gas_Water Heater - Pre-Rinse Spray Valve_A_Technical Potential | F10 | Commercial | OR - College | New | Water Heating | Natural Gas | Water Heater - Pre-Rinse Spray Valve | A | Purchases (Incremental) | Technical Potential | 0 | 0 | 0 | 0 | 0 | 0 | 0 | 0 | 0 | 0 | 0 | 0 | 0 | 0 | 0 | 0 | 0 | 0 | 0 | 0 | 0 | 0 | 0 | 0 | 0 | 0 | 0
F11_Commercial_OR - College_New_Water Heating_Natural Gas_Water Heater - Pre-Rinse Spray Valve_A_Technical Potential | F11 | Commercial | OR - College | New | Water Heating | Natural Gas | Water Heater - Pre-Rinse Spray Valve | A | Purchases (Cumulative) | Technical Potential | 0 | 0 | 0 | 0 | 0 | 0 | 0 | 0 | 0 | 0 | 0 | 0 | 0 | 0 | 0 | 0 | 0 | 0 | 0 | 0 | 0 | 0 | 0 | 0 | 0 | 0 | 0
F1_Commercial_OR - College_New_Water Heating_Natural Gas_Water Heater - Temperature Setback_A_Technical Potential | F1 | Commercial | OR - College | New | Water Heating | Natural Gas | Water Heater - Temperature Setback | A | Integrated Unit Energy Savings (kWh or therms) | Technical Potential | 0 | 0 | 0 | 0 | 0 | 0 | 0 | 0 | 0 | 0 | 0 | 0 | 0 | 0 | 0 | 0 | 0 | 0 | 0 | 0 | 0 | 0 | 0 | 0 | 0 | 0 | 0
F2_Commercial_OR - College_New_Water Heating_Natural Gas_Water Heater - Temperature Setback_A_Technical Potential | F2 | Commercial | OR - College | New | Water Heating | Natural Gas | Water Heater - Temperature Setback | A | Integrated Unit Summer Peak Savings (kW) | Technical Potential | 0 | 0 | 0 | 0 | 0 | 0 | 0 | 0 | 0 | 0 | 0 | 0 | 0 | 0 | 0 | 0 | 0 | 0 | 0 | 0 | 0 | 0 | 0 | 0 | 0 | 0 | 0
F3_Commercial_OR - College_New_Water Heating_Natural Gas_Water Heater - Temperature Setback_A_Technical Potential | F3 | Commercial | OR - College | New | Water Heating | Natural Gas | Water Heater - Temperature Setback | A | Integrated Unit Winter Peak Savings (kW) | Technical Potential | 0 | 0 | 0 | 0 | 0 | 0 | 0 | 0 | 0 | 0 | 0 | 0 | 0 | 0 | 0 | 0 | 0 | 0 | 0 | 0 | 0 | 0 | 0 | 0 | 0 | 0 | 0
F4_Commercial_OR - College_New_Water Heating_Natural Gas_Water Heater - Temperature Setback_A_Technical Potential | F4 | Commercial | OR - College | New | Water Heating | Natural Gas | Water Heater - Temperature Setback | A | Incremental Energy Savings (MWh or mTherms) | Technical Potential | 0 | 0 | 0 | 0 | 0 | 0 | 0 | 0 | 0 | 0 | 0 | 0 | 0 | 0 | 0 | 0 | 0 | 0 | 0 | 0 | 0 | 0 | 0 | 0 | 0 | 0 | 0
F5_Commercial_OR - College_New_Water Heating_Natural Gas_Water Heater - Temperature Setback_A_Technical Potential | F5 | Commercial | OR - College | New | Water Heating | Natural Gas | Water Heater - Temperature Setback | A | Incremental Summer Peak Savings (MW) | Technical Potential | 0 | 0 | 0 | 0 | 0 | 0 | 0 | 0 | 0 | 0 | 0 | 0 | 0 | 0 | 0 | 0 | 0 | 0 | 0 | 0 | 0 | 0 | 0 | 0 | 0 | 0 | 0
F6_Commercial_OR - College_New_Water Heating_Natural Gas_Water Heater - Temperature Setback_A_Technical Potential | F6 | Commercial | OR - College | New | Water Heating | Natural Gas | Water Heater - Temperature Setback | A | Incremental Winter Peak Savings (MW) | Technical Potential | 0 | 0 | 0 | 0 | 0 | 0 | 0 | 0 | 0 | 0 | 0 | 0 | 0 | 0 | 0 | 0 | 0 | 0 | 0 | 0 | 0 | 0 | 0 | 0 | 0 | 0 | 0
F7_Commercial_OR - College_New_Water Heating_Natural Gas_Water Heater - Temperature Setback_A_Technical Potential | F7 | Commercial | OR - College | New | Water Heating | Natural Gas | Water Heater - Temperature Setback | A | Cumulative Energy Savings (MWh or mTherms) | Technical Potential | 0 | 0 | 0 | 0 | 0 | 0 | 0 | 0 | 0 | 0 | 0 | 0 | 0 | 0 | 0 | 0 | 0 | 0 | 0 | 0 | 0 | 0 | 0 | 0 | 0 | 0 | 0
F8_Commercial_OR - College_New_Water Heating_Natural Gas_Water Heater - Temperature Setback_A_Technical Potential | F8 | Commercial | OR - College | New | Water Heating | Natural Gas | Water Heater - Temperature Setback | A | Cumulative Summer Peak Savings (MW) | Technical Potential | 0 | 0 | 0 | 0 | 0 | 0 | 0 | 0 | 0 | 0 | 0 | 0 | 0 | 0 | 0 | 0 | 0 | 0 | 0 | 0 | 0 | 0 | 0 | 0 | 0 | 0 | 0
F9_Commercial_OR - College_New_Water Heating_Natural Gas_Water Heater - Temperature Setback_A_Technical Potential | F9 | Commercial | OR - College | New | Water Heating | Natural Gas | Water Heater - Temperature Setback | A | Cumulative Winter Peak Savings (MW) | Technical Potential | 0 | 0 | 0 | 0 | 0 | 0 | 0 | 0 | 0 | 0 | 0 | 0 | 0 | 0 | 0 | 0 | 0 | 0 | 0 | 0 | 0 | 0 | 0 | 0 | 0 | 0 | 0
F10_Commercial_OR - College_New_Water Heating_Natural Gas_Water Heater - Temperature Setback_A_Technical Potential | F10 | Commercial | OR - College | New | Water Heating | Natural Gas | Water Heater - Temperature Setback | A | Purchases (Incremental) | Technical Potential | 0 | 0 | 0 | 0 | 0 | 0 | 0 | 0 | 0 | 0 | 0 | 0 | 0 | 0 | 0 | 0 | 0 | 0 | 0 | 0 | 0 | 0 | 0 | 0 | 0 | 0 | 0
F11_Commercial_OR - College_New_Water Heating_Natural Gas_Water Heater - Temperature Setback_A_Technical Potential | F11 | Commercial | OR - College | New | Water Heating | Natural Gas | Water Heater - Temperature Setback | A | Purchases (Cumulative) | Technical Potential | 0 | 0 | 0 | 0 | 0 | 0 | 0 | 0 | 0 | 0 | 0 | 0 | 0 | 0 | 0 | 0 | 0 | 0 | 0 | 0 | 0 | 0 | 0 | 0 | 0 | 0 | 0
F1_Commercial_OR - College_New_Water Heating_Natural Gas_Water Heater - Faucet Aerators_A_Technical Potential | F1 | Commercial | OR - College | New | Water Heating | Natural Gas | Water Heater - Faucet Aerators | A | Integrated Unit Energy Savings (kWh or therms) | Technical Potential | 0 | 0 | 0 | 0 | 0 | 0 | 0 | 0 | 0 | 0 | 0 | 0 | 0 | 0 | 0 | 0 | 0 | 0 | 0 | 0 | 0 | 0 | 0 | 0 | 0 | 0 | 0
F2_Commercial_OR - College_New_Water Heating_Natural Gas_Water Heater - Faucet Aerators_A_Technical Potential | F2 | Commercial | OR - College | New | Water Heating | Natural Gas | Water Heater - Faucet Aerators | A | Integrated Unit Summer Peak Savings (kW) | Technical Potential | 0 | 0 | 0 | 0 | 0 | 0 | 0 | 0 | 0 | 0 | 0 | 0 | 0 | 0 | 0 | 0 | 0 | 0 | 0 | 0 | 0 | 0 | 0 | 0 | 0 | 0 | 0
F3_Commercial_OR - College_New_Water Heating_Natural Gas_Water Heater - Faucet Aerators_A_Technical Potential | F3 | Commercial | OR - College | New | Water Heating | Natural Gas | Water Heater - Faucet Aerators | A | Integrated Unit Winter Peak Savings (kW) | Technical Potential | 0 | 0 | 0 | 0 | 0 | 0 | 0 | 0 | 0 | 0 | 0 | 0 | 0 | 0 | 0 | 0 | 0 | 0 | 0 | 0 | 0 | 0 | 0 | 0 | 0 | 0 | 0
F4_Commercial_OR - College_New_Water Heating_Natural Gas_Water Heater - Faucet Aerators_A_Technical Potential | F4 | Commercial | OR - College | New | Water Heating | Natural Gas | Water Heater - Faucet Aerators | A | Incremental Energy Savings (MWh or mTherms) | Technical Potential | 0 | 0 | 0 | 0 | 0 | 0 | 0 | 0 | 0 | 0 | 0 | 0 | 0 | 0 | 0 | 0 | 0 | 0 | 0 | 0 | 0 | 0 | 0 | 0 | 0 | 0 | 0
F5_Commercial_OR - College_New_Water Heating_Natural Gas_Water Heater - Faucet Aerators_A_Technical Potential | F5 | Commercial | OR - College | New | Water Heating | Natural Gas | Water Heater - Faucet Aerators | A | Incremental Summer Peak Savings (MW) | Technical Potential | 0 | 0 | 0 | 0 | 0 | 0 | 0 | 0 | 0 | 0 | 0 | 0 | 0 | 0 | 0 | 0 | 0 | 0 | 0 | 0 | 0 | 0 | 0 | 0 | 0 | 0 | 0
F6_Commercial_OR - College_New_Water Heating_Natural Gas_Water Heater - Faucet Aerators_A_Technical Potential | F6 | Commercial | OR - College | New | Water Heating | Natural Gas | Water Heater - Faucet Aerators | A | Incremental Winter Peak Savings (MW) | Technical Potential | 0 | 0 | 0 | 0 | 0 | 0 | 0 | 0 | 0 | 0 | 0 | 0 | 0 | 0 | 0 | 0 | 0 | 0 | 0 | 0 | 0 | 0 | 0 | 0 | 0 | 0 | 0
F7_Commercial_OR - College_New_Water Heating_Natural Gas_Water Heater - Faucet Aerators_A_Technical Potential | F7 | Commercial | OR - College | New | Water Heating | Natural Gas | Water Heater - Faucet Aerators | A | Cumulative Energy Savings (MWh or mTherms) | Technical Potential | 0 | 0 | 0 | 0 | 0 | 0 | 0 | 0 | 0 | 0 | 0 | 0 | 0 | 0 | 0 | 0 | 0 | 0 | 0 | 0 | 0 | 0 | 0 | 0 | 0 | 0 | 0
F8_Commercial_OR - College_New_Water Heating_Natural Gas_Water Heater - Faucet Aerators_A_Technical Potential | F8 | Commercial | OR - College | New | Water Heating | Natural Gas | Water Heater - Faucet Aerators | A | Cumulative Summer Peak Savings (MW) | Technical Potential | 0 | 0 | 0 | 0 | 0 | 0 | 0 | 0 | 0 | 0 | 0 | 0 | 0 | 0 | 0 | 0 | 0 | 0 | 0 | 0 | 0 | 0 | 0 | 0 | 0 | 0 | 0
F9_Commercial_OR - College_New_Water Heating_Natural Gas_Water Heater - Faucet Aerators_A_Technical Potential | F9 | Commercial | OR - College | New | Water Heating | Natural Gas | Water Heater - Faucet Aerators | A | Cumulative Winter Peak Savings (MW) | Technical Potential | 0 | 0 | 0 | 0 | 0 | 0 | 0 | 0 | 0 | 0 | 0 | 0 | 0 | 0 | 0 | 0 | 0 | 0 | 0 | 0 | 0 | 0 | 0 | 0 | 0 | 0 | 0
F10_Commercial_OR - College_New_Water Heating_Natural Gas_Water Heater - Faucet Aerators_A_Technical Potential | F10 | Commercial | OR - College | New | Water Heating | Natural Gas | Water Heater - Faucet Aerators | A | Purchases (Incremental) | Technical Potential | 0 | 0 | 0 | 0 | 0 | 0 | 0 | 0 | 0 | 0 | 0 | 0 | 0 | 0 | 0 | 0 | 0 | 0 | 0 | 0 | 0 | 0 | 0 | 0 | 0 | 0 | 0
F11_Commercial_OR - College_New_Water Heating_Natural Gas_Water Heater - Faucet Aerators_A_Technical Potential | F11 | Commercial | OR - College | New | Water Heating | Natural Gas | Water Heater - Faucet Aerators | A | Purchases (Cumulative) | Technical Potential | 0 | 0 | 0 | 0 | 0 | 0 | 0 | 0 | 0 | 0 | 0 | 0 | 0 | 0 | 0 | 0 | 0 | 0 | 0 | 0 | 0 | 0 | 0 | 0 | 0 | 0 | 0
F1_Commercial_OR - College_New_Water Heating_Natural Gas_Water Heater - Low-Flow Showerheads_A_Technical Potential | F1 | Commercial | OR - College | New | Water Heating | Natural Gas | Water Heater - Low-Flow Showerheads | A | Integrated Unit Energy Savings (kWh or therms) | Technical Potential | 0 | 0 | 0 | 0 | 0 | 0 | 0 | 0 | 0 | 0 | 0 | 0 | 0 | 0 | 0 | 0 | 0 | 0 | 0 | 0 | 0 | 0 | 0 | 0 | 0 | 0 | 0
F2_Commercial_OR - College_New_Water Heating_Natural Gas_Water Heater - Low-Flow Showerheads_A_Technical Potential | F2 | Commercial | OR - College | New | Water Heating | Natural Gas | Water Heater - Low-Flow Showerheads | A | Integrated Unit Summer Peak Savings (kW) | Technical Potential | 0 | 0 | 0 | 0 | 0 | 0 | 0 | 0 | 0 | 0 | 0 | 0 | 0 | 0 | 0 | 0 | 0 | 0 | 0 | 0 | 0 | 0 | 0 | 0 | 0 | 0 | 0
F3_Commercial_OR - College_New_Water Heating_Natural Gas_Water Heater - Low-Flow Showerheads_A_Technical Potential | F3 | Commercial | OR - College | New | Water Heating | Natural Gas | Water Heater - Low-Flow Showerheads | A | Integrated Unit Winter Peak Savings (kW) | Technical Potential | 0 | 0 | 0 | 0 | 0 | 0 | 0 | 0 | 0 | 0 | 0 | 0 | 0 | 0 | 0 | 0 | 0 | 0 | 0 | 0 | 0 | 0 | 0 | 0 | 0 | 0 | 0
F4_Commercial_OR - College_New_Water Heating_Natural Gas_Water Heater - Low-Flow Showerheads_A_Technical Potential | F4 | Commercial | OR - College | New | Water Heating | Natural Gas | Water Heater - Low-Flow Showerheads | A | Incremental Energy Savings (MWh or mTherms) | Technical Potential | 0 | 0 | 0 | 0 | 0 | 0 | 0 | 0 | 0 | 0 | 0 | 0 | 0 | 0 | 0 | 0 | 0 | 0 | 0 | 0 | 0 | 0 | 0 | 0 | 0 | 0 | 0
F5_Commercial_OR - College_New_Water Heating_Natural Gas_Water Heater - Low-Flow Showerheads_A_Technical Potential | F5 | Commercial | OR - College | New | Water Heating | Natural Gas | Water Heater - Low-Flow Showerheads | A | Incremental Summer Peak Savings (MW) | Technical Potential | 0 | 0 | 0 | 0 | 0 | 0 | 0 | 0 | 0 | 0 | 0 | 0 | 0 | 0 | 0 | 0 | 0 | 0 | 0 | 0 | 0 | 0 | 0 | 0 | 0 | 0 | 0
F6_Commercial_OR - College_New_Water Heating_Natural Gas_Water Heater - Low-Flow Showerheads_A_Technical Potential | F6 | Commercial | OR - College | New | Water Heating | Natural Gas | Water Heater - Low-Flow Showerheads | A | Incremental Winter Peak Savings (MW) | Technical Potential | 0 | 0 | 0 | 0 | 0 | 0 | 0 | 0 | 0 | 0 | 0 | 0 | 0 | 0 | 0 | 0 | 0 | 0 | 0 | 0 | 0 | 0 | 0 | 0 | 0 | 0 | 0
F7_Commercial_OR - College_New_Water Heating_Natural Gas_Water Heater - Low-Flow Showerheads_A_Technical Potential | F7 | Commercial | OR - College | New | Water Heating | Natural Gas | Water Heater - Low-Flow Showerheads | A | Cumulative Energy Savings (MWh or mTherms) | Technical Potential | 0 | 0 | 0 | 0 | 0 | 0 | 0 | 0 | 0 | 0 | 0 | 0 | 0 | 0 | 0 | 0 | 0 | 0 | 0 | 0 | 0 | 0 | 0 | 0 | 0 | 0 | 0
F8_Commercial_OR - College_New_Water Heating_Natural Gas_Water Heater - Low-Flow Showerheads_A_Technical Potential | F8 | Commercial | OR - College | New | Water Heating | Natural Gas | Water Heater - Low-Flow Showerheads | A | Cumulative Summer Peak Savings (MW) | Technical Potential | 0 | 0 | 0 | 0 | 0 | 0 | 0 | 0 | 0 | 0 | 0 | 0 | 0 | 0 | 0 | 0 | 0 | 0 | 0 | 0 | 0 | 0 | 0 | 0 | 0 | 0 | 0
F9_Commercial_OR - College_New_Water Heating_Natural Gas_Water Heater - Low-Flow Showerheads_A_Technical Potential | F9 | Commercial | OR - College | New | Water Heating | Natural Gas | Water Heater - Low-Flow Showerheads | A | Cumulative Winter Peak Savings (MW) | Technical Potential | 0 | 0 | 0 | 0 | 0 | 0 | 0 | 0 | 0 | 0 | 0 | 0 | 0 | 0 | 0 | 0 | 0 | 0 | 0 | 0 | 0 | 0 | 0 | 0 | 0 | 0 | 0
F10_Commercial_OR - College_New_Water Heating_Natural Gas_Water Heater - Low-Flow Showerheads_A_Technical Potential | F10 | Commercial | OR - College | New | Water Heating | Natural Gas | Water Heater - Low-Flow Showerheads | A | Purchases (Incremental) | Technical Potential | 0 | 0 | 0 | 0 | 0 | 0 | 0 | 0 | 0 | 0 | 0 | 0 | 0 | 0 | 0 | 0 | 0 | 0 | 0 | 0 | 0 | 0 | 0 | 0 | 0 | 0 | 0
F11_Commercial_OR - College_New_Water Heating_Natural Gas_Water Heater - Low-Flow Showerheads_A_Technical Potential | F11 | Commercial | OR - College | New | Water Heating | Natural Gas | Water Heater - Low-Flow Showerheads | A | Purchases (Cumulative) | Technical Potential | 0 | 0 | 0 | 0 | 0 | 0 | 0 | 0 | 0 | 0 | 0 | 0 | 0 | 0 | 0 | 0 | 0 | 0 | 0 | 0 | 0 | 0 | 0 | 0 | 0 | 0 | 0
F1_Commercial_OR - College_New_Water Heating_Natural Gas_Water Heater - Tank Blanket/Insulation_A_Technical Potential | F1 | Commercial | OR - College | New | Water Heating | Natural Gas | Water Heater - Tank Blanket/Insulation | A | Integrated Unit Energy Savings (kWh or therms) | Technical Potential | 0 | 0 | 0 | 0 | 0 | 0 | 0 | 0 | 0 | 0 | 0 | 0 | 0 | 0 | 0 | 0 | 0 | 0 | 0 | 0 | 0 | 0 | 0 | 0 | 0 | 0 | 0
F2_Commercial_OR - College_New_Water Heating_Natural Gas_Water Heater - Tank Blanket/Insulation_A_Technical Potential | F2 | Commercial | OR - College | New | Water Heating | Natural Gas | Water Heater - Tank Blanket/Insulation | A | Integrated Unit Summer Peak Savings (kW) | Technical Potential | 0 | 0 | 0 | 0 | 0 | 0 | 0 | 0 | 0 | 0 | 0 | 0 | 0 | 0 | 0 | 0 | 0 | 0 | 0 | 0 | 0 | 0 | 0 | 0 | 0 | 0 | 0
F3_Commercial_OR - College_New_Water Heating_Natural Gas_Water Heater - Tank Blanket/Insulation_A_Technical Potential | F3 | Commercial | OR - College | New | Water Heating | Natural Gas | Water Heater - Tank Blanket/Insulation | A | Integrated Unit Winter Peak Savings (kW) | Technical Potential | 0 | 0 | 0 | 0 | 0 | 0 | 0 | 0 | 0 | 0 | 0 | 0 | 0 | 0 | 0 | 0 | 0 | 0 | 0 | 0 | 0 | 0 | 0 | 0 | 0 | 0 | 0
F4_Commercial_OR - College_New_Water Heating_Natural Gas_Water Heater - Tank Blanket/Insulation_A_Technical Potential | F4 | Commercial | OR - College | New | Water Heating | Natural Gas | Water Heater - Tank Blanket/Insulation | A | Incremental Energy Savings (MWh or mTherms) | Technical Potential | 0 | 0 | 0 | 0 | 0 | 0 | 0 | 0 | 0 | 0 | 0 | 0 | 0 | 0 | 0 | 0 | 0 | 0 | 0 | 0 | 0 | 0 | 0 | 0 | 0 | 0 | 0
F5_Commercial_OR - College_New_Water Heating_Natural Gas_Water Heater - Tank Blanket/Insulation_A_Technical Potential | F5 | Commercial | OR - College | New | Water Heating | Natural Gas | Water Heater - Tank Blanket/Insulation | A | Incremental Summer Peak Savings (MW) | Technical Potential | 0 | 0 | 0 | 0 | 0 | 0 | 0 | 0 | 0 | 0 | 0 | 0 | 0 | 0 | 0 | 0 | 0 | 0 | 0 | 0 | 0 | 0 | 0 | 0 | 0 | 0 | 0
F6_Commercial_OR - College_New_Water Heating_Natural Gas_Water Heater - Tank Blanket/Insulation_A_Technical Potential | F6 | Commercial | OR - College | New | Water Heating | Natural Gas | Water Heater - Tank Blanket/Insulation | A | Incremental Winter Peak Savings (MW) | Technical Potential | 0 | 0 | 0 | 0 | 0 | 0 | 0 | 0 | 0 | 0 | 0 | 0 | 0 | 0 | 0 | 0 | 0 | 0 | 0 | 0 | 0 | 0 | 0 | 0 | 0 | 0 | 0
F7_Commercial_OR - College_New_Water Heating_Natural Gas_Water Heater - Tank Blanket/Insulation_A_Technical Potential | F7 | Commercial | OR - College | New | Water Heating | Natural Gas | Water Heater - Tank Blanket/Insulation | A | Cumulative Energy Savings (MWh or mTherms) | Technical Potential | 0 | 0 | 0 | 0 | 0 | 0 | 0 | 0 | 0 | 0 | 0 | 0 | 0 | 0 | 0 | 0 | 0 | 0 | 0 | 0 | 0 | 0 | 0 | 0 | 0 | 0 | 0
F8_Commercial_OR - College_New_Water Heating_Natural Gas_Water Heater - Tank Blanket/Insulation_A_Technical Potential | F8 | Commercial | OR - College | New | Water Heating | Natural Gas | Water Heater - Tank Blanket/Insulation | A | Cumulative Summer Peak Savings (MW) | Technical Potential | 0 | 0 | 0 | 0 | 0 | 0 | 0 | 0 | 0 | 0 | 0 | 0 | 0 | 0 | 0 | 0 | 0 | 0 | 0 | 0 | 0 | 0 | 0 | 0 | 0 | 0 | 0
F9_Commercial_OR - College_New_Water Heating_Natural Gas_Water Heater - Tank Blanket/Insulation_A_Technical Potential | F9 | Commercial | OR - College | New | Water Heating | Natural Gas | Water Heater - Tank Blanket/Insulation | A | Cumulative Winter Peak Savings (MW) | Technical Potential | 0 | 0 | 0 | 0 | 0 | 0 | 0 | 0 | 0 | 0 | 0 | 0 | 0 | 0 | 0 | 0 | 0 | 0 | 0 | 0 | 0 | 0 | 0 | 0 | 0 | 0 | 0
F10_Commercial_OR - College_New_Water Heating_Natural Gas_Water Heater - Tank Blanket/Insulation_A_Technical Potential | F10 | Commercial | OR - College | New | Water Heating | Natural Gas | Water Heater - Tank Blanket/Insulation | A | Purchases (Incremental) | Technical Potential | 0 | 0 | 0 | 0 | 0 | 0 | 0 | 0 | 0 | 0 | 0 | 0 | 0 | 0 | 0 | 0 | 0 | 0 | 0 | 0 | 0 | 0 | 0 | 0 | 0 | 0 | 0
F11_Commercial_OR - College_New_Water Heating_Natural Gas_Water Heater - Tank Blanket/Insulation_A_Technical Potential | F11 | Commercial | OR - College | New | Water Heating | Natural Gas | Water Heater - Tank Blanket/Insulation | A | Purchases (Cumulative) | Technical Potential | 0 | 0 | 0 | 0 | 0 | 0 | 0 | 0 | 0 | 0 | 0 | 0 | 0 | 0 | 0 | 0 | 0 | 0 | 0 | 0 | 0 | 0 | 0 | 0 | 0 | 0 | 0
F1_Commercial_OR - College_New_Water Heating_Natural Gas_Water Heater - Drainwater Heat Recovery_A_Technical Potential | F1 | Commercial | OR - College | New | Water Heating | Natural Gas | Water Heater - Drainwater Heat Recovery | A | Integrated Unit Energy Savings (kWh or therms) | Technical Potential | 0 | 0 | 0 | 0 | 0 | 0 | 0 | 0 | 0 | 0 | 0 | 0 | 0 | 0 | 0 | 0 | 0 | 0 | 0 | 0 | 0 | 0 | 0 | 0 | 0 | 0 | 0
F2_Commercial_OR - College_New_Water Heating_Natural Gas_Water Heater - Drainwater Heat Recovery_A_Technical Potential | F2 | Commercial | OR - College | New | Water Heating | Natural Gas | Water Heater - Drainwater Heat Recovery | A | Integrated Unit Summer Peak Savings (kW) | Technical Potential | 0 | 0 | 0 | 0 | 0 | 0 | 0 | 0 | 0 | 0 | 0 | 0 | 0 | 0 | 0 | 0 | 0 | 0 | 0 | 0 | 0 | 0 | 0 | 0 | 0 | 0 | 0
F3_Commercial_OR - College_New_Water Heating_Natural Gas_Water Heater - Drainwater Heat Recovery_A_Technical Potential | F3 | Commercial | OR - College | New | Water Heating | Natural Gas | Water Heater - Drainwater Heat Recovery | A | Integrated Unit Winter Peak Savings (kW) | Technical Potential | 0 | 0 | 0 | 0 | 0 | 0 | 0 | 0 | 0 | 0 | 0 | 0 | 0 | 0 | 0 | 0 | 0 | 0 | 0 | 0 | 0 | 0 | 0 | 0 | 0 | 0 | 0
F4_Commercial_OR - College_New_Water Heating_Natural Gas_Water Heater - Drainwater Heat Recovery_A_Technical Potential | F4 | Commercial | OR - College | New | Water Heating | Natural Gas | Water Heater - Drainwater Heat Recovery | A | Incremental Energy Savings (MWh or mTherms) | Technical Potential | 0 | 0 | 0 | 0 | 0 | 0 | 0 | 0 | 0 | 0 | 0 | 0 | 0 | 0 | 0 | 0 | 0 | 0 | 0 | 0 | 0 | 0 | 0 | 0 | 0 | 0 | 0
F5_Commercial_OR - College_New_Water Heating_Natural Gas_Water Heater - Drainwater Heat Recovery_A_Technical Potential | F5 | Commercial | OR - College | New | Water Heating | Natural Gas | Water Heater - Drainwater Heat Recovery | A | Incremental Summer Peak Savings (MW) | Technical Potential | 0 | 0 | 0 | 0 | 0 | 0 | 0 | 0 | 0 | 0 | 0 | 0 | 0 | 0 | 0 | 0 | 0 | 0 | 0 | 0 | 0 | 0 | 0 | 0 | 0 | 0 | 0
F6_Commercial_OR - College_New_Water Heating_Natural Gas_Water Heater - Drainwater Heat Recovery_A_Technical Potential | F6 | Commercial | OR - College | New | Water Heating | Natural Gas | Water Heater - Drainwater Heat Recovery | A | Incremental Winter Peak Savings (MW) | Technical Potential | 0 | 0 | 0 | 0 | 0 | 0 | 0 | 0 | 0 | 0 | 0 | 0 | 0 | 0 | 0 | 0 | 0 | 0 | 0 | 0 | 0 | 0 | 0 | 0 | 0 | 0 | 0
F7_Commercial_OR - College_New_Water Heating_Natural Gas_Water Heater - Drainwater Heat Recovery_A_Technical Potential | F7 | Commercial | OR - College | New | Water Heating | Natural Gas | Water Heater - Drainwater Heat Recovery | A | Cumulative Energy Savings (MWh or mTherms) | Technical Potential | 0 | 0 | 0 | 0 | 0 | 0 | 0 | 0 | 0 | 0 | 0 | 0 | 0 | 0 | 0 | 0 | 0 | 0 | 0 | 0 | 0 | 0 | 0 | 0 | 0 | 0 | 0
F8_Commercial_OR - College_New_Water Heating_Natural Gas_Water Heater - Drainwater Heat Recovery_A_Technical Potential | F8 | Commercial | OR - College | New | Water Heating | Natural Gas | Water Heater - Drainwater Heat Recovery | A | Cumulative Summer Peak Savings (MW) | Technical Potential | 0 | 0 | 0 | 0 | 0 | 0 | 0 | 0 | 0 | 0 | 0 | 0 | 0 | 0 | 0 | 0 | 0 | 0 | 0 | 0 | 0 | 0 | 0 | 0 | 0 | 0 | 0
F9_Commercial_OR - College_New_Water Heating_Natural Gas_Water Heater - Drainwater Heat Recovery_A_Technical Potential | F9 | Commercial | OR - College | New | Water Heating | Natural Gas | Water Heater - Drainwater Heat Recovery | A | Cumulative Winter Peak Savings (MW) | Technical Potential | 0 | 0 | 0 | 0 | 0 | 0 | 0 | 0 | 0 | 0 | 0 | 0 | 0 | 0 | 0 | 0 | 0 | 0 | 0 | 0 | 0 | 0 | 0 | 0 | 0 | 0 | 0
F10_Commercial_OR - College_New_Water Heating_Natural Gas_Water Heater - Drainwater Heat Recovery_A_Technical Potential | F10 | Commercial | OR - College | New | Water Heating | Natural Gas | Water Heater - Drainwater Heat Recovery | A | Purchases (Incremental) | Technical Potential | 0 | 0 | 0 | 0 | 0 | 0 | 0 | 0 | 0 | 0 | 0 | 0 | 0 | 0 | 0 | 0 | 0 | 0 | 0 | 0 | 0 | 0 | 0 | 0 | 0 | 0 | 0
F11_Commercial_OR - College_New_Water Heating_Natural Gas_Water Heater - Drainwater Heat Recovery_A_Technical Potential | F11 | Commercial | OR - College | New | Water Heating | Natural Gas | Water Heater - Drainwater Heat Recovery | A | Purchases (Cumulative) | Technical Potential | 0 | 0 | 0 | 0 | 0 | 0 | 0 | 0 | 0 | 0 | 0 | 0 | 0 | 0 | 0 | 0 | 0 | 0 | 0 | 0 | 0 | 0 | 0 | 0 | 0 | 0 | 0
F1_Commercial_OR - College_New_Water Heating_Natural Gas_Water Heater - Circulation Pump Controls_A_Technical Potential | F1 | Commercial | OR - College | New | Water Heating | Natural Gas | Water Heater - Circulation Pump Controls | A | Integrated Unit Energy Savings (kWh or therms) | Technical Potential | 0 | 0 | 0 | 0 | 0 | 0 | 0 | 0 | 0 | 0 | 0 | 0 | 0 | 0 | 0 | 0 | 0 | 0 | 0 | 0 | 0 | 0 | 0 | 0 | 0 | 0 | 0
F2_Commercial_OR - College_New_Water Heating_Natural Gas_Water Heater - Circulation Pump Controls_A_Technical Potential | F2 | Commercial | OR - College | New | Water Heating | Natural Gas | Water Heater - Circulation Pump Controls | A | Integrated Unit Summer Peak Savings (kW) | Technical Potential | 0 | 0 | 0 | 0 | 0 | 0 | 0 | 0 | 0 | 0 | 0 | 0 | 0 | 0 | 0 | 0 | 0 | 0 | 0 | 0 | 0 | 0 | 0 | 0 | 0 | 0 | 0
F3_Commercial_OR - College_New_Water Heating_Natural Gas_Water Heater - Circulation Pump Controls_A_Technical Potential | F3 | Commercial | OR - College | New | Water Heating | Natural Gas | Water Heater - Circulation Pump Controls | A | Integrated Unit Winter Peak Savings (kW) | Technical Potential | 0 | 0 | 0 | 0 | 0 | 0 | 0 | 0 | 0 | 0 | 0 | 0 | 0 | 0 | 0 | 0 | 0 | 0 | 0 | 0 | 0 | 0 | 0 | 0 | 0 | 0 | 0
F4_Commercial_OR - College_New_Water Heating_Natural Gas_Water Heater - Circulation Pump Controls_A_Technical Potential | F4 | Commercial | OR - College | New | Water Heating | Natural Gas | Water Heater - Circulation Pump Controls | A | Incremental Energy Savings (MWh or mTherms) | Technical Potential | 0 | 0 | 0 | 0 | 0 | 0 | 0 | 0 | 0 | 0 | 0 | 0 | 0 | 0 | 0 | 0 | 0 | 0 | 0 | 0 | 0 | 0 | 0 | 0 | 0 | 0 | 0
F5_Commercial_OR - College_New_Water Heating_Natural Gas_Water Heater - Circulation Pump Controls_A_Technical Potential | F5 | Commercial | OR - College | New | Water Heating | Natural Gas | Water Heater - Circulation Pump Controls | A | Incremental Summer Peak Savings (MW) | Technical Potential | 0 | 0 | 0 | 0 | 0 | 0 | 0 | 0 | 0 | 0 | 0 | 0 | 0 | 0 | 0 | 0 | 0 | 0 | 0 | 0 | 0 | 0 | 0 | 0 | 0 | 0 | 0
F6_Commercial_OR - College_New_Water Heating_Natural Gas_Water Heater - Circulation Pump Controls_A_Technical Potential | F6 | Commercial | OR - College | New | Water Heating | Natural Gas | Water Heater - Circulation Pump Controls | A | Incremental Winter Peak Savings (MW) | Technical Potential | 0 | 0 | 0 | 0 | 0 | 0 | 0 | 0 | 0 | 0 | 0 | 0 | 0 | 0 | 0 | 0 | 0 | 0 | 0 | 0 | 0 | 0 | 0 | 0 | 0 | 0 | 0
F7_Commercial_OR - College_New_Water Heating_Natural Gas_Water Heater - Circulation Pump Controls_A_Technical Potential | F7 | Commercial | OR - College | New | Water Heating | Natural Gas | Water Heater - Circulation Pump Controls | A | Cumulative Energy Savings (MWh or mTherms) | Technical Potential | 0 | 0 | 0 | 0 | 0 | 0 | 0 | 0 | 0 | 0 | 0 | 0 | 0 | 0 | 0 | 0 | 0 | 0 | 0 | 0 | 0 | 0 | 0 | 0 | 0 | 0 | 0
F8_Commercial_OR - College_New_Water Heating_Natural Gas_Water Heater - Circulation Pump Controls_A_Technical Potential | F8 | Commercial | OR - College | New | Water Heating | Natural Gas | Water Heater - Circulation Pump Controls | A | Cumulative Summer Peak Savings (MW) | Technical Potential | 0 | 0 | 0 | 0 | 0 | 0 | 0 | 0 | 0 | 0 | 0 | 0 | 0 | 0 | 0 | 0 | 0 | 0 | 0 | 0 | 0 | 0 | 0 | 0 | 0 | 0 | 0
F9_Commercial_OR - College_New_Water Heating_Natural Gas_Water Heater - Circulation Pump Controls_A_Technical Potential | F9 | Commercial | OR - College | New | Water Heating | Natural Gas | Water Heater - Circulation Pump Controls | A | Cumulative Winter Peak Savings (MW) | Technical Potential | 0 | 0 | 0 | 0 | 0 | 0 | 0 | 0 | 0 | 0 | 0 | 0 | 0 | 0 | 0 | 0 | 0 | 0 | 0 | 0 | 0 | 0 | 0 | 0 | 0 | 0 | 0
F10_Commercial_OR - College_New_Water Heating_Natural Gas_Water Heater - Circulation Pump Controls_A_Technical Potential | F10 | Commercial | OR - College | New | Water Heating | Natural Gas | Water Heater - Circulation Pump Controls | A | Purchases (Incremental) | Technical Potential | 0 | 0 | 0 | 0 | 0 | 0 | 0 | 0 | 0 | 0 | 0 | 0 | 0 | 0 | 0 | 0 | 0 | 0 | 0 | 0 | 0 | 0 | 0 | 0 | 0 | 0 | 0
F11_Commercial_OR - College_New_Water Heating_Natural Gas_Water Heater - Circulation Pump Controls_A_Technical Potential | F11 | Commercial | OR - College | New | Water Heating | Natural Gas | Water Heater - Circulation Pump Controls | A | Purchases (Cumulative) | Technical Potential | 0 | 0 | 0 | 0 | 0 | 0 | 0 | 0 | 0 | 0 | 0 | 0 | 0 | 0 | 0 | 0 | 0 | 0 | 0 | 0 | 0 | 0 | 0 | 0 | 0 | 0 | 0
F1_Commercial_OR - College_New_Water Heating_Natural Gas_Water Heater - Pipe Insulation_A_Technical Potential | F1 | Commercial | OR - College | New | Water Heating | Natural Gas | Water Heater - Pipe Insulation | A | Integrated Unit Energy Savings (kWh or therms) | Technical Potential | 0 | 0 | 0 | 0 | 0 | 0 | 0 | 0 | 0 | 0 | 0 | 0 | 0 | 0 | 0 | 0 | 0 | 0 | 0 | 0 | 0 | 0 | 0 | 0 | 0 | 0 | 0
F2_Commercial_OR - College_New_Water Heating_Natural Gas_Water Heater - Pipe Insulation_A_Technical Potential | F2 | Commercial | OR - College | New | Water Heating | Natural Gas | Water Heater - Pipe Insulation | A | Integrated Unit Summer Peak Savings (kW) | Technical Potential | 0 | 0 | 0 | 0 | 0 | 0 | 0 | 0 | 0 | 0 | 0 | 0 | 0 | 0 | 0 | 0 | 0 | 0 | 0 | 0 | 0 | 0 | 0 | 0 | 0 | 0 | 0
F3_Commercial_OR - College_New_Water Heating_Natural Gas_Water Heater - Pipe Insulation_A_Technical Potential | F3 | Commercial | OR - College | New | Water Heating | Natural Gas | Water Heater - Pipe Insulation | A | Integrated Unit Winter Peak Savings (kW) | Technical Potential | 0 | 0 | 0 | 0 | 0 | 0 | 0 | 0 | 0 | 0 | 0 | 0 | 0 | 0 | 0 | 0 | 0 | 0 | 0 | 0 | 0 | 0 | 0 | 0 | 0 | 0 | 0
F4_Commercial_OR - College_New_Water Heating_Natural Gas_Water Heater - Pipe Insulation_A_Technical Potential | F4 | Commercial | OR - College | New | Water Heating | Natural Gas | Water Heater - Pipe Insulation | A | Incremental Energy Savings (MWh or mTherms) | Technical Potential | 0 | 0 | 0 | 0 | 0 | 0 | 0 | 0 | 0 | 0 | 0 | 0 | 0 | 0 | 0 | 0 | 0 | 0 | 0 | 0 | 0 | 0 | 0 | 0 | 0 | 0 | 0
F5_Commercial_OR - College_New_Water Heating_Natural Gas_Water Heater - Pipe Insulation_A_Technical Potential | F5 | Commercial | OR - College | New | Water Heating | Natural Gas | Water Heater - Pipe Insulation | A | Incremental Summer Peak Savings (MW) | Technical Potential | 0 | 0 | 0 | 0 | 0 | 0 | 0 | 0 | 0 | 0 | 0 | 0 | 0 | 0 | 0 | 0 | 0 | 0 | 0 | 0 | 0 | 0 | 0 | 0 | 0 | 0 | 0
F6_Commercial_OR - College_New_Water Heating_Natural Gas_Water Heater - Pipe Insulation_A_Technical Potential | F6 | Commercial | OR - College | New | Water Heating | Natural Gas | Water Heater - Pipe Insulation | A | Incremental Winter Peak Savings (MW) | Technical Potential | 0 | 0 | 0 | 0 | 0 | 0 | 0 | 0 | 0 | 0 | 0 | 0 | 0 | 0 | 0 | 0 | 0 | 0 | 0 | 0 | 0 | 0 | 0 | 0 | 0 | 0 | 0
F7_Commercial_OR - College_New_Water Heating_Natural Gas_Water Heater - Pipe Insulation_A_Technical Potential | F7 | Commercial | OR - College | New | Water Heating | Natural Gas | Water Heater - Pipe Insulation | A | Cumulative Energy Savings (MWh or mTherms) | Technical Potential | 0 | 0 | 0 | 0 | 0 | 0 | 0 | 0 | 0 | 0 | 0 | 0 | 0 | 0 | 0 | 0 | 0 | 0 | 0 | 0 | 0 | 0 | 0 | 0 | 0 | 0 | 0
F8_Commercial_OR - College_New_Water Heating_Natural Gas_Water Heater - Pipe Insulation_A_Technical Potential | F8 | Commercial | OR - College | New | Water Heating | Natural Gas | Water Heater - Pipe Insulation | A | Cumulative Summer Peak Savings (MW) | Technical Potential | 0 | 0 | 0 | 0 | 0 | 0 | 0 | 0 | 0 | 0 | 0 | 0 | 0 | 0 | 0 | 0 | 0 | 0 | 0 | 0 | 0 | 0 | 0 | 0 | 0 | 0 | 0
F9_Commercial_OR - College_New_Water Heating_Natural Gas_Water Heater - Pipe Insulation_A_Technical Potential | F9 | Commercial | OR - College | New | Water Heating | Natural Gas | Water Heater - Pipe Insulation | A | Cumulative Winter Peak Savings (MW) | Technical Potential | 0 | 0 | 0 | 0 | 0 | 0 | 0 | 0 | 0 | 0 | 0 | 0 | 0 | 0 | 0 | 0 | 0 | 0 | 0 | 0 | 0 | 0 | 0 | 0 | 0 | 0 | 0
F10_Commercial_OR - College_New_Water Heating_Natural Gas_Water Heater - Pipe Insulation_A_Technical Potential | F10 | Commercial | OR - College | New | Water Heating | Natural Gas | Water Heater - Pipe Insulation | A | Purchases (Incremental) | Technical Potential | 0 | 0 | 0 | 0 | 0 | 0 | 0 | 0 | 0 | 0 | 0 | 0 | 0 | 0 | 0 | 0 | 0 | 0 | 0 | 0 | 0 | 0 | 0 | 0 | 0 | 0 | 0
F11_Commercial_OR - College_New_Water Heating_Natural Gas_Water Heater - Pipe Insulation_A_Technical Potential | F11 | Commercial | OR - College | New | Water Heating | Natural Gas | Water Heater - Pipe Insulation | A | Purchases (Cumulative) | Technical Potential | 0 | 0 | 0 | 0 | 0 | 0 | 0 | 0 | 0 | 0 | 0 | 0 | 0 | 0 | 0 | 0 | 0 | 0 | 0 | 0 | 0 | 0 | 0 | 0 | 0 | 0 | 0
F1_Commercial_OR - College_New_Water Heating_Natural Gas_Water Heater - Motion Control Faucet_A_Technical Potential | F1 | Commercial | OR - College | New | Water Heating | Natural Gas | Water Heater - Motion Control Faucet | A | Integrated Unit Energy Savings (kWh or therms) | Technical Potential | 0 | 0 | 0 | 0 | 0 | 0 | 0 | 0 | 0 | 0 | 0 | 0 | 0 | 0 | 0 | 0 | 0 | 0 | 0 | 0 | 0 | 0 | 0 | 0 | 0 | 0 | 0
F2_Commercial_OR - College_New_Water Heating_Natural Gas_Water Heater - Motion Control Faucet_A_Technical Potential | F2 | Commercial | OR - College | New | Water Heating | Natural Gas | Water Heater - Motion Control Faucet | A | Integrated Unit Summer Peak Savings (kW) | Technical Potential | 0 | 0 | 0 | 0 | 0 | 0 | 0 | 0 | 0 | 0 | 0 | 0 | 0 | 0 | 0 | 0 | 0 | 0 | 0 | 0 | 0 | 0 | 0 | 0 | 0 | 0 | 0
F3_Commercial_OR - College_New_Water Heating_Natural Gas_Water Heater - Motion Control Faucet_A_Technical Potential | F3 | Commercial | OR - College | New | Water Heating | Natural Gas | Water Heater - Motion Control Faucet | A | Integrated Unit Winter Peak Savings (kW) | Technical Potential | 0 | 0 | 0 | 0 | 0 | 0 | 0 | 0 | 0 | 0 | 0 | 0 | 0 | 0 | 0 | 0 | 0 | 0 | 0 | 0 | 0 | 0 | 0 | 0 | 0 | 0 | 0
F4_Commercial_OR - College_New_Water Heating_Natural Gas_Water Heater - Motion Control Faucet_A_Technical Potential | F4 | Commercial | OR - College | New | Water Heating | Natural Gas | Water Heater - Motion Control Faucet | A | Incremental Energy Savings (MWh or mTherms) | Technical Potential | 0 | 0 | 0 | 0 | 0 | 0 | 0 | 0 | 0 | 0 | 0 | 0 | 0 | 0 | 0 | 0 | 0 | 0 | 0 | 0 | 0 | 0 | 0 | 0 | 0 | 0 | 0
F5_Commercial_OR - College_New_Water Heating_Natural Gas_Water Heater - Motion Control Faucet_A_Technical Potential | F5 | Commercial | OR - College | New | Water Heating | Natural Gas | Water Heater - Motion Control Faucet | A | Incremental Summer Peak Savings (MW) | Technical Potential | 0 | 0 | 0 | 0 | 0 | 0 | 0 | 0 | 0 | 0 | 0 | 0 | 0 | 0 | 0 | 0 | 0 | 0 | 0 | 0 | 0 | 0 | 0 | 0 | 0 | 0 | 0
F6_Commercial_OR - College_New_Water Heating_Natural Gas_Water Heater - Motion Control Faucet_A_Technical Potential | F6 | Commercial | OR - College | New | Water Heating | Natural Gas | Water Heater - Motion Control Faucet | A | Incremental Winter Peak Savings (MW) | Technical Potential | 0 | 0 | 0 | 0 | 0 | 0 | 0 | 0 | 0 | 0 | 0 | 0 | 0 | 0 | 0 | 0 | 0 | 0 | 0 | 0 | 0 | 0 | 0 | 0 | 0 | 0 | 0
F7_Commercial_OR - College_New_Water Heating_Natural Gas_Water Heater - Motion Control Faucet_A_Technical Potential | F7 | Commercial | OR - College | New | Water Heating | Natural Gas | Water Heater - Motion Control Faucet | A | Cumulative Energy Savings (MWh or mTherms) | Technical Potential | 0 | 0 | 0 | 0 | 0 | 0 | 0 | 0 | 0 | 0 | 0 | 0 | 0 | 0 | 0 | 0 | 0 | 0 | 0 | 0 | 0 | 0 | 0 | 0 | 0 | 0 | 0
F8_Commercial_OR - College_New_Water Heating_Natural Gas_Water Heater - Motion Control Faucet_A_Technical Potential | F8 | Commercial | OR - College | New | Water Heating | Natural Gas | Water Heater - Motion Control Faucet | A | Cumulative Summer Peak Savings (MW) | Technical Potential | 0 | 0 | 0 | 0 | 0 | 0 | 0 | 0 | 0 | 0 | 0 | 0 | 0 | 0 | 0 | 0 | 0 | 0 | 0 | 0 | 0 | 0 | 0 | 0 | 0 | 0 | 0
F9_Commercial_OR - College_New_Water Heating_Natural Gas_Water Heater - Motion Control Faucet_A_Technical Potential | F9 | Commercial | OR - College | New | Water Heating | Natural Gas | Water Heater - Motion Control Faucet | A | Cumulative Winter Peak Savings (MW) | Technical Potential | 0 | 0 | 0 | 0 | 0 | 0 | 0 | 0 | 0 | 0 | 0 | 0 | 0 | 0 | 0 | 0 | 0 | 0 | 0 | 0 | 0 | 0 | 0 | 0 | 0 | 0 | 0
F10_Commercial_OR - College_New_Water Heating_Natural Gas_Water Heater - Motion Control Faucet_A_Technical Potential | F10 | Commercial | OR - College | New | Water Heating | Natural Gas | Water Heater - Motion Control Faucet | A | Purchases (Incremental) | Technical Potential | 0 | 0 | 0 | 0 | 0 | 0 | 0 | 0 | 0 | 0 | 0 | 0 | 0 | 0 | 0 | 0 | 0 | 0 | 0 | 0 | 0 | 0 | 0 | 0 | 0 | 0 | 0
F11_Commercial_OR - College_New_Water Heating_Natural Gas_Water Heater - Motion Control Faucet_A_Technical Potential | F11 | Commercial | OR - College | New | Water Heating | Natural Gas | Water Heater - Motion Control Faucet | A | Purchases (Cumulative) | Technical Potential | 0 | 0 | 0 | 0 | 0 | 0 | 0 | 0 | 0 | 0 | 0 | 0 | 0 | 0 | 0 | 0 | 0 | 0 | 0 | 0 | 0 | 0 | 0 | 0 | 0 | 0 | 0
F1_Commercial_OR - College_New_Water Heating_Natural Gas_Water Heater - Solar System_A_Technical Potential | F1 | Commercial | OR - College | New | Water Heating | Natural Gas | Water Heater - Solar System | A | Integrated Unit Energy Savings (kWh or therms) | Technical Potential | 0 | 0 | 0 | 0 | 0 | 0 | 0 | 0 | 0 | 0 | 0 | 0 | 0 | 0 | 0 | 0 | 0 | 0 | 0 | 0 | 0 | 0 | 0 | 0 | 0 | 0 | 0
F2_Commercial_OR - College_New_Water Heating_Natural Gas_Water Heater - Solar System_A_Technical Potential | F2 | Commercial | OR - College | New | Water Heating | Natural Gas | Water Heater - Solar System | A | Integrated Unit Summer Peak Savings (kW) | Technical Potential | 0 | 0 | 0 | 0 | 0 | 0 | 0 | 0 | 0 | 0 | 0 | 0 | 0 | 0 | 0 | 0 | 0 | 0 | 0 | 0 | 0 | 0 | 0 | 0 | 0 | 0 | 0
F3_Commercial_OR - College_New_Water Heating_Natural Gas_Water Heater - Solar System_A_Technical Potential | F3 | Commercial | OR - College | New | Water Heating | Natural Gas | Water Heater - Solar System | A | Integrated Unit Winter Peak Savings (kW) | Technical Potential | 0 | 0 | 0 | 0 | 0 | 0 | 0 | 0 | 0 | 0 | 0 | 0 | 0 | 0 | 0 | 0 | 0 | 0 | 0 | 0 | 0 | 0 | 0 | 0 | 0 | 0 | 0
F4_Commercial_OR - College_New_Water Heating_Natural Gas_Water Heater - Solar System_A_Technical Potential | F4 | Commercial | OR - College | New | Water Heating | Natural Gas | Water Heater - Solar System | A | Incremental Energy Savings (MWh or mTherms) | Technical Potential | 0 | 0 | 0 | 0 | 0 | 0 | 0 | 0 | 0 | 0 | 0 | 0 | 0 | 0 | 0 | 0 | 0 | 0 | 0 | 0 | 0 | 0 | 0 | 0 | 0 | 0 | 0
F5_Commercial_OR - College_New_Water Heating_Natural Gas_Water Heater - Solar System_A_Technical Potential | F5 | Commercial | OR - College | New | Water Heating | Natural Gas | Water Heater - Solar System | A | Incremental Summer Peak Savings (MW) | Technical Potential | 0 | 0 | 0 | 0 | 0 | 0 | 0 | 0 | 0 | 0 | 0 | 0 | 0 | 0 | 0 | 0 | 0 | 0 | 0 | 0 | 0 | 0 | 0 | 0 | 0 | 0 | 0
F6_Commercial_OR - College_New_Water Heating_Natural Gas_Water Heater - Solar System_A_Technical Potential | F6 | Commercial | OR - College | New | Water Heating | Natural Gas | Water Heater - Solar System | A | Incremental Winter Peak Savings (MW) | Technical Potential | 0 | 0 | 0 | 0 | 0 | 0 | 0 | 0 | 0 | 0 | 0 | 0 | 0 | 0 | 0 | 0 | 0 | 0 | 0 | 0 | 0 | 0 | 0 | 0 | 0 | 0 | 0
F7_Commercial_OR - College_New_Water Heating_Natural Gas_Water Heater - Solar System_A_Technical Potential | F7 | Commercial | OR - College | New | Water Heating | Natural Gas | Water Heater - Solar System | A | Cumulative Energy Savings (MWh or mTherms) | Technical Potential | 0 | 0 | 0 | 0 | 0 | 0 | 0 | 0 | 0 | 0 | 0 | 0 | 0 | 0 | 0 | 0 | 0 | 0 | 0 | 0 | 0 | 0 | 0 | 0 | 0 | 0 | 0
F8_Commercial_OR - College_New_Water Heating_Natural Gas_Water Heater - Solar System_A_Technical Potential | F8 | Commercial | OR - College | New | Water Heating | Natural Gas | Water Heater - Solar System | A | Cumulative Summer Peak Savings (MW) | Technical Potential | 0 | 0 | 0 | 0 | 0 | 0 | 0 | 0 | 0 | 0 | 0 | 0 | 0 | 0 | 0 | 0 | 0 | 0 | 0 | 0 | 0 | 0 | 0 | 0 | 0 | 0 | 0
F9_Commercial_OR - College_New_Water Heating_Natural Gas_Water Heater - Solar System_A_Technical Potential | F9 | Commercial | OR - College | New | Water Heating | Natural Gas | Water Heater - Solar System | A | Cumulative Winter Peak Savings (MW) | Technical Potential | 0 | 0 | 0 | 0 | 0 | 0 | 0 | 0 | 0 | 0 | 0 | 0 | 0 | 0 | 0 | 0 | 0 | 0 | 0 | 0 | 0 | 0 | 0 | 0 | 0 | 0 | 0
F10_Commercial_OR - College_New_Water Heating_Natural Gas_Water Heater - Solar System_A_Technical Potential | F10 | Commercial | OR - College | New | Water Heating | Natural Gas | Water Heater - Solar System | A | Purchases (Incremental) | Technical Potential | 0 | 0 | 0 | 0 | 0 | 0 | 0 | 0 | 0 | 0 | 0 | 0 | 0 | 0 | 0 | 0 | 0 | 0 | 0 | 0 | 0 | 0 | 0 | 0 | 0 | 0 | 0
F11_Commercial_OR - College_New_Water Heating_Natural Gas_Water Heater - Solar System_A_Technical Potential | F11 | Commercial | OR - College | New | Water Heating | Natural Gas | Water Heater - Solar System | A | Purchases (Cumulative) | Technical Potential | 0 | 0 | 0 | 0 | 0 | 0 | 0 | 0 | 0 | 0 | 0 | 0 | 0 | 0 | 0 | 0 | 0 | 0 | 0 | 0 | 0 | 0 | 0 | 0 | 0 | 0 | 0
F1_Commercial_OR - College_New_Water Heating_Natural Gas_Commercial Laundry - Ozone Treatment_A_Technical Potential | F1 | Commercial | OR - College | New | Water Heating | Natural Gas | Commercial Laundry - Ozone Treatment | A | Integrated Unit Energy Savings (kWh or therms) | Technical Potential | 0 | 0 | 0 | 0 | 0 | 0 | 0 | 0 | 0 | 0 | 0 | 0 | 0 | 0 | 0 | 0 | 0 | 0 | 0 | 0 | 0 | 0 | 0 | 0 | 0 | 0 | 0
F2_Commercial_OR - College_New_Water Heating_Natural Gas_Commercial Laundry - Ozone Treatment_A_Technical Potential | F2 | Commercial | OR - College | New | Water Heating | Natural Gas | Commercial Laundry - Ozone Treatment | A | Integrated Unit Summer Peak Savings (kW) | Technical Potential | 0 | 0 | 0 | 0 | 0 | 0 | 0 | 0 | 0 | 0 | 0 | 0 | 0 | 0 | 0 | 0 | 0 | 0 | 0 | 0 | 0 | 0 | 0 | 0 | 0 | 0 | 0
F3_Commercial_OR - College_New_Water Heating_Natural Gas_Commercial Laundry - Ozone Treatment_A_Technical Potential | F3 | Commercial | OR - College | New | Water Heating | Natural Gas | Commercial Laundry - Ozone Treatment | A | Integrated Unit Winter Peak Savings (kW) | Technical Potential | 0 | 0 | 0 | 0 | 0 | 0 | 0 | 0 | 0 | 0 | 0 | 0 | 0 | 0 | 0 | 0 | 0 | 0 | 0 | 0 | 0 | 0 | 0 | 0 | 0 | 0 | 0
F4_Commercial_OR - College_New_Water Heating_Natural Gas_Commercial Laundry - Ozone Treatment_A_Technical Potential | F4 | Commercial | OR - College | New | Water Heating | Natural Gas | Commercial Laundry - Ozone Treatment | A | Incremental Energy Savings (MWh or mTherms) | Technical Potential | 0 | 0 | 0 | 0 | 0 | 0 | 0 | 0 | 0 | 0 | 0 | 0 | 0 | 0 | 0 | 0 | 0 | 0 | 0 | 0 | 0 | 0 | 0 | 0 | 0 | 0 | 0
F5_Commercial_OR - College_New_Water Heating_Natural Gas_Commercial Laundry - Ozone Treatment_A_Technical Potential | F5 | Commercial | OR - College | New | Water Heating | Natural Gas | Commercial Laundry - Ozone Treatment | A | Incremental Summer Peak Savings (MW) | Technical Potential | 0 | 0 | 0 | 0 | 0 | 0 | 0 | 0 | 0 | 0 | 0 | 0 | 0 | 0 | 0 | 0 | 0 | 0 | 0 | 0 | 0 | 0 | 0 | 0 | 0 | 0 | 0
F6_Commercial_OR - College_New_Water Heating_Natural Gas_Commercial Laundry - Ozone Treatment_A_Technical Potential | F6 | Commercial | OR - College | New | Water Heating | Natural Gas | Commercial Laundry - Ozone Treatment | A | Incremental Winter Peak Savings (MW) | Technical Potential | 0 | 0 | 0 | 0 | 0 | 0 | 0 | 0 | 0 | 0 | 0 | 0 | 0 | 0 | 0 | 0 | 0 | 0 | 0 | 0 | 0 | 0 | 0 | 0 | 0 | 0 | 0
F7_Commercial_OR - College_New_Water Heating_Natural Gas_Commercial Laundry - Ozone Treatment_A_Technical Potential | F7 | Commercial | OR - College | New | Water Heating | Natural Gas | Commercial Laundry - Ozone Treatment | A | Cumulative Energy Savings (MWh or mTherms) | Technical Potential | 0 | 0 | 0 | 0 | 0 | 0 | 0 | 0 | 0 | 0 | 0 | 0 | 0 | 0 | 0 | 0 | 0 | 0 | 0 | 0 | 0 | 0 | 0 | 0 | 0 | 0 | 0
F8_Commercial_OR - College_New_Water Heating_Natural Gas_Commercial Laundry - Ozone Treatment_A_Technical Potential | F8 | Commercial | OR - College | New | Water Heating | Natural Gas | Commercial Laundry - Ozone Treatment | A | Cumulative Summer Peak Savings (MW) | Technical Potential | 0 | 0 | 0 | 0 | 0 | 0 | 0 | 0 | 0 | 0 | 0 | 0 | 0 | 0 | 0 | 0 | 0 | 0 | 0 | 0 | 0 | 0 | 0 | 0 | 0 | 0 | 0
F9_Commercial_OR - College_New_Water Heating_Natural Gas_Commercial Laundry - Ozone Treatment_A_Technical Potential | F9 | Commercial | OR - College | New | Water Heating | Natural Gas | Commercial Laundry - Ozone Treatment | A | Cumulative Winter Peak Savings (MW) | Technical Potential | 0 | 0 | 0 | 0 | 0 | 0 | 0 | 0 | 0 | 0 | 0 | 0 | 0 | 0 | 0 | 0 | 0 | 0 | 0 | 0 | 0 | 0 | 0 | 0 | 0 | 0 | 0
F10_Commercial_OR - College_New_Water Heating_Natural Gas_Commercial Laundry - Ozone Treatment_A_Technical Potential | F10 | Commercial | OR - College | New | Water Heating | Natural Gas | Commercial Laundry - Ozone Treatment | A | Purchases (Incremental) | Technical Potential | 0 | 0 | 0 | 0 | 0 | 0 | 0 | 0 | 0 | 0 | 0 | 0 | 0 | 0 | 0 | 0 | 0 | 0 | 0 | 0 | 0 | 0 | 0 | 0 | 0 | 0 | 0
F11_Commercial_OR - College_New_Water Heating_Natural Gas_Commercial Laundry - Ozone Treatment_A_Technical Potential | F11 | Commercial | OR - College | New | Water Heating | Natural Gas | Commercial Laundry - Ozone Treatment | A | Purchases (Cumulative) | Technical Potential | 0 | 0 | 0 | 0 | 0 | 0 | 0 | 0 | 0 | 0 | 0 | 0 | 0 | 0 | 0 | 0 | 0 | 0 | 0 | 0 | 0 | 0 | 0 | 0 | 0 | 0 | 0
F1_Commercial_OR - College_New_Water Heating_Natural Gas_Commercial Laundry - ENERGY STAR Washer_A_Technical Potential | F1 | Commercial | OR - College | New | Water Heating | Natural Gas | Commercial Laundry - ENERGY STAR Washer | A | Integrated Unit Energy Savings (kWh or therms) | Technical Potential | 0 | 0 | 0 | 0 | 0 | 0 | 0 | 0 | 0 | 0 | 0 | 0 | 0 | 0 | 0 | 0 | 0 | 0 | 0 | 0 | 0 | 0 | 0 | 0 | 0 | 0 | 0
F2_Commercial_OR - College_New_Water Heating_Natural Gas_Commercial Laundry - ENERGY STAR Washer_A_Technical Potential | F2 | Commercial | OR - College | New | Water Heating | Natural Gas | Commercial Laundry - ENERGY STAR Washer | A | Integrated Unit Summer Peak Savings (kW) | Technical Potential | 0 | 0 | 0 | 0 | 0 | 0 | 0 | 0 | 0 | 0 | 0 | 0 | 0 | 0 | 0 | 0 | 0 | 0 | 0 | 0 | 0 | 0 | 0 | 0 | 0 | 0 | 0
F3_Commercial_OR - College_New_Water Heating_Natural Gas_Commercial Laundry - ENERGY STAR Washer_A_Technical Potential | F3 | Commercial | OR - College | New | Water Heating | Natural Gas | Commercial Laundry - ENERGY STAR Washer | A | Integrated Unit Winter Peak Savings (kW) | Technical Potential | 0 | 0 | 0 | 0 | 0 | 0 | 0 | 0 | 0 | 0 | 0 | 0 | 0 | 0 | 0 | 0 | 0 | 0 | 0 | 0 | 0 | 0 | 0 | 0 | 0 | 0 | 0
F4_Commercial_OR - College_New_Water Heating_Natural Gas_Commercial Laundry - ENERGY STAR Washer_A_Technical Potential | F4 | Commercial | OR - College | New | Water Heating | Natural Gas | Commercial Laundry - ENERGY STAR Washer | A | Incremental Energy Savings (MWh or mTherms) | Technical Potential | 0 | 0 | 0 | 0 | 0 | 0 | 0 | 0 | 0 | 0 | 0 | 0 | 0 | 0 | 0 | 0 | 0 | 0 | 0 | 0 | 0 | 0 | 0 | 0 | 0 | 0 | 0
F5_Commercial_OR - College_New_Water Heating_Natural Gas_Commercial Laundry - ENERGY STAR Washer_A_Technical Potential | F5 | Commercial | OR - College | New | Water Heating | Natural Gas | Commercial Laundry - ENERGY STAR Washer | A | Incremental Summer Peak Savings (MW) | Technical Potential | 0 | 0 | 0 | 0 | 0 | 0 | 0 | 0 | 0 | 0 | 0 | 0 | 0 | 0 | 0 | 0 | 0 | 0 | 0 | 0 | 0 | 0 | 0 | 0 | 0 | 0 | 0
F6_Commercial_OR - College_New_Water Heating_Natural Gas_Commercial Laundry - ENERGY STAR Washer_A_Technical Potential | F6 | Commercial | OR - College | New | Water Heating | Natural Gas | Commercial Laundry - ENERGY STAR Washer | A | Incremental Winter Peak Savings (MW) | Technical Potential | 0 | 0 | 0 | 0 | 0 | 0 | 0 | 0 | 0 | 0 | 0 | 0 | 0 | 0 | 0 | 0 | 0 | 0 | 0 | 0 | 0 | 0 | 0 | 0 | 0 | 0 | 0
F7_Commercial_OR - College_New_Water Heating_Natural Gas_Commercial Laundry - ENERGY STAR Washer_A_Technical Potential | F7 | Commercial | OR - College | New | Water Heating | Natural Gas | Commercial Laundry - ENERGY STAR Washer | A | Cumulative Energy Savings (MWh or mTherms) | Technical Potential | 0 | 0 | 0 | 0 | 0 | 0 | 0 | 0 | 0 | 0 | 0 | 0 | 0 | 0 | 0 | 0 | 0 | 0 | 0 | 0 | 0 | 0 | 0 | 0 | 0 | 0 | 0
F8_Commercial_OR - College_New_Water Heating_Natural Gas_Commercial Laundry - ENERGY STAR Washer_A_Technical Potential | F8 | Commercial | OR - College | New | Water Heating | Natural Gas | Commercial Laundry - ENERGY STAR Washer | A | Cumulative Summer Peak Savings (MW) | Technical Potential | 0 | 0 | 0 | 0 | 0 | 0 | 0 | 0 | 0 | 0 | 0 | 0 | 0 | 0 | 0 | 0 | 0 | 0 | 0 | 0 | 0 | 0 | 0 | 0 | 0 | 0 | 0
F9_Commercial_OR - College_New_Water Heating_Natural Gas_Commercial Laundry - ENERGY STAR Washer_A_Technical Potential | F9 | Commercial | OR - College | New | Water Heating | Natural Gas | Commercial Laundry - ENERGY STAR Washer | A | Cumulative Winter Peak Savings (MW) | Technical Potential | 0 | 0 | 0 | 0 | 0 | 0 | 0 | 0 | 0 | 0 | 0 | 0 | 0 | 0 | 0 | 0 | 0 | 0 | 0 | 0 | 0 | 0 | 0 | 0 | 0 | 0 | 0
F10_Commercial_OR - College_New_Water Heating_Natural Gas_Commercial Laundry - ENERGY STAR Washer_A_Technical Potential | F10 | Commercial | OR - College | New | Water Heating | Natural Gas | Commercial Laundry - ENERGY STAR Washer | A | Purchases (Incremental) | Technical Potential | 0 | 0 | 0 | 0 | 0 | 0 | 0 | 0 | 0 | 0 | 0 | 0 | 0 | 0 | 0 | 0 | 0 | 0 | 0 | 0 | 0 | 0 | 0 | 0 | 0 | 0 | 0
F11_Commercial_OR - College_New_Water Heating_Natural Gas_Commercial Laundry - ENERGY STAR Washer_A_Technical Potential | F11 | Commercial | OR - College | New | Water Heating | Natural Gas | Commercial Laundry - ENERGY STAR Washer | A | Purchases (Cumulative) | Technical Potential | 0 | 0 | 0 | 0 | 0 | 0 | 0 | 0 | 0 | 0 | 0 | 0 | 0 | 0 | 0 | 0 | 0 | 0 | 0 | 0 | 0 | 0 | 0 | 0 | 0 | 0 | 0
F1_Commercial_OR - College_New_Water Heating_Natural Gas_Water Heater - Efficient Dishwasher_A_Technical Potential | F1 | Commercial | OR - College | New | Water Heating | Natural Gas | Water Heater - Efficient Dishwasher | A | Integrated Unit Energy Savings (kWh or therms) | Technical Potential | 0 | 0 | 0 | 0 | 0 | 0 | 0 | 0 | 0 | 0 | 0 | 0 | 0 | 0 | 0 | 0 | 0 | 0 | 0 | 0 | 0 | 0 | 0 | 0 | 0 | 0 | 0
F2_Commercial_OR - College_New_Water Heating_Natural Gas_Water Heater - Efficient Dishwasher_A_Technical Potential | F2 | Commercial | OR - College | New | Water Heating | Natural Gas | Water Heater - Efficient Dishwasher | A | Integrated Unit Summer Peak Savings (kW) | Technical Potential | 0 | 0 | 0 | 0 | 0 | 0 | 0 | 0 | 0 | 0 | 0 | 0 | 0 | 0 | 0 | 0 | 0 | 0 | 0 | 0 | 0 | 0 | 0 | 0 | 0 | 0 | 0
F3_Commercial_OR - College_New_Water Heating_Natural Gas_Water Heater - Efficient Dishwasher_A_Technical Potential | F3 | Commercial | OR - College | New | Water Heating | Natural Gas | Water Heater - Efficient Dishwasher | A | Integrated Unit Winter Peak Savings (kW) | Technical Potential | 0 | 0 | 0 | 0 | 0 | 0 | 0 | 0 | 0 | 0 | 0 | 0 | 0 | 0 | 0 | 0 | 0 | 0 | 0 | 0 | 0 | 0 | 0 | 0 | 0 | 0 | 0
F4_Commercial_OR - College_New_Water Heating_Natural Gas_Water Heater - Efficient Dishwasher_A_Technical Potential | F4 | Commercial | OR - College | New | Water Heating | Natural Gas | Water Heater - Efficient Dishwasher | A | Incremental Energy Savings (MWh or mTherms) | Technical Potential | 0 | 0 | 0 | 0 | 0 | 0 | 0 | 0 | 0 | 0 | 0 | 0 | 0 | 0 | 0 | 0 | 0 | 0 | 0 | 0 | 0 | 0 | 0 | 0 | 0 | 0 | 0
F5_Commercial_OR - College_New_Water Heating_Natural Gas_Water Heater - Efficient Dishwasher_A_Technical Potential | F5 | Commercial | OR - College | New | Water Heating | Natural Gas | Water Heater - Efficient Dishwasher | A | Incremental Summer Peak Savings (MW) | Technical Potential | 0 | 0 | 0 | 0 | 0 | 0 | 0 | 0 | 0 | 0 | 0 | 0 | 0 | 0 | 0 | 0 | 0 | 0 | 0 | 0 | 0 | 0 | 0 | 0 | 0 | 0 | 0
F6_Commercial_OR - College_New_Water Heating_Natural Gas_Water Heater - Efficient Dishwasher_A_Technical Potential | F6 | Commercial | OR - College | New | Water Heating | Natural Gas | Water Heater - Efficient Dishwasher | A | Incremental Winter Peak Savings (MW) | Technical Potential | 0 | 0 | 0 | 0 | 0 | 0 | 0 | 0 | 0 | 0 | 0 | 0 | 0 | 0 | 0 | 0 | 0 | 0 | 0 | 0 | 0 | 0 | 0 | 0 | 0 | 0 | 0
F7_Commercial_OR - College_New_Water Heating_Natural Gas_Water Heater - Efficient Dishwasher_A_Technical Potential | F7 | Commercial | OR - College | New | Water Heating | Natural Gas | Water Heater - Efficient Dishwasher | A | Cumulative Energy Savings (MWh or mTherms) | Technical Potential | 0 | 0 | 0 | 0 | 0 | 0 | 0 | 0 | 0 | 0 | 0 | 0 | 0 | 0 | 0 | 0 | 0 | 0 | 0 | 0 | 0 | 0 | 0 | 0 | 0 | 0 | 0
F8_Commercial_OR - College_New_Water Heating_Natural Gas_Water Heater - Efficient Dishwasher_A_Technical Potential | F8 | Commercial | OR - College | New | Water Heating | Natural Gas | Water Heater - Efficient Dishwasher | A | Cumulative Summer Peak Savings (MW) | Technical Potential | 0 | 0 | 0 | 0 | 0 | 0 | 0 | 0 | 0 | 0 | 0 | 0 | 0 | 0 | 0 | 0 | 0 | 0 | 0 | 0 | 0 | 0 | 0 | 0 | 0 | 0 | 0
F9_Commercial_OR - College_New_Water Heating_Natural Gas_Water Heater - Efficient Dishwasher_A_Technical Potential | F9 | Commercial | OR - College | New | Water Heating | Natural Gas | Water Heater - Efficient Dishwasher | A | Cumulative Winter Peak Savings (MW) | Technical Potential | 0 | 0 | 0 | 0 | 0 | 0 | 0 | 0 | 0 | 0 | 0 | 0 | 0 | 0 | 0 | 0 | 0 | 0 | 0 | 0 | 0 | 0 | 0 | 0 | 0 | 0 | 0
F10_Commercial_OR - College_New_Water Heating_Natural Gas_Water Heater - Efficient Dishwasher_A_Technical Potential | F10 | Commercial | OR - College | New | Water Heating | Natural Gas | Water Heater - Efficient Dishwasher | A | Purchases (Incremental) | Technical Potential | 0 | 0 | 0 | 0 | 0 | 0 | 0 | 0 | 0 | 0 | 0 | 0 | 0 | 0 | 0 | 0 | 0 | 0 | 0 | 0 | 0 | 0 | 0 | 0 | 0 | 0 | 0
F11_Commercial_OR - College_New_Water Heating_Natural Gas_Water Heater - Efficient Dishwasher_A_Technical Potential | F11 | Commercial | OR - College | New | Water Heating | Natural Gas | Water Heater - Efficient Dishwasher | A | Purchases (Cumulative) | Technical Potential | 0 | 0 | 0 | 0 | 0 | 0 | 0 | 0 | 0 | 0 | 0 | 0 | 0 | 0 | 0 | 0 | 0 | 0 | 0 | 0 | 0 | 0 | 0 | 0 | 0 | 0 | 0
F1_Commercial_OR - College_New_Water Heating_Natural Gas_Commercial Laundry - Alternative Dry-Cleaning Methods_A_Technical Potential | F1 | Commercial | OR - College | New | Water Heating | Natural Gas | Commercial Laundry - Alternative Dry-Cleaning Methods | A | Integrated Unit Energy Savings (kWh or therms) | Technical Potential | 0 | 0 | 0 | 0 | 0 | 0 | 0 | 0 | 0 | 0 | 0 | 0 | 0 | 0 | 0 | 0 | 0 | 0 | 0 | 0 | 0 | 0 | 0 | 0 | 0 | 0 | 0
F2_Commercial_OR - College_New_Water Heating_Natural Gas_Commercial Laundry - Alternative Dry-Cleaning Methods_A_Technical Potential | F2 | Commercial | OR - College | New | Water Heating | Natural Gas | Commercial Laundry - Alternative Dry-Cleaning Methods | A | Integrated Unit Summer Peak Savings (kW) | Technical Potential | 0 | 0 | 0 | 0 | 0 | 0 | 0 | 0 | 0 | 0 | 0 | 0 | 0 | 0 | 0 | 0 | 0 | 0 | 0 | 0 | 0 | 0 | 0 | 0 | 0 | 0 | 0
F3_Commercial_OR - College_New_Water Heating_Natural Gas_Commercial Laundry - Alternative Dry-Cleaning Methods_A_Technical Potential | F3 | Commercial | OR - College | New | Water Heating | Natural Gas | Commercial Laundry - Alternative Dry-Cleaning Methods | A | Integrated Unit Winter Peak Savings (kW) | Technical Potential | 0 | 0 | 0 | 0 | 0 | 0 | 0 | 0 | 0 | 0 | 0 | 0 | 0 | 0 | 0 | 0 | 0 | 0 | 0 | 0 | 0 | 0 | 0 | 0 | 0 | 0 | 0
F4_Commercial_OR - College_New_Water Heating_Natural Gas_Commercial Laundry - Alternative Dry-Cleaning Methods_A_Technical Potential | F4 | Commercial | OR - College | New | Water Heating | Natural Gas | Commercial Laundry - Alternative Dry-Cleaning Methods | A | Incremental Energy Savings (MWh or mTherms) | Technical Potential | 0 | 0 | 0 | 0 | 0 | 0 | 0 | 0 | 0 | 0 | 0 | 0 | 0 | 0 | 0 | 0 | 0 | 0 | 0 | 0 | 0 | 0 | 0 | 0 | 0 | 0 | 0
F5_Commercial_OR - College_New_Water Heating_Natural Gas_Commercial Laundry - Alternative Dry-Cleaning Methods_A_Technical Potential | F5 | Commercial | OR - College | New | Water Heating | Natural Gas | Commercial Laundry - Alternative Dry-Cleaning Methods | A | Incremental Summer Peak Savings (MW) | Technical Potential | 0 | 0 | 0 | 0 | 0 | 0 | 0 | 0 | 0 | 0 | 0 | 0 | 0 | 0 | 0 | 0 | 0 | 0 | 0 | 0 | 0 | 0 | 0 | 0 | 0 | 0 | 0
F6_Commercial_OR - College_New_Water Heating_Natural Gas_Commercial Laundry - Alternative Dry-Cleaning Methods_A_Technical Potential | F6 | Commercial | OR - College | New | Water Heating | Natural Gas | Commercial Laundry - Alternative Dry-Cleaning Methods | A | Incremental Winter Peak Savings (MW) | Technical Potential | 0 | 0 | 0 | 0 | 0 | 0 | 0 | 0 | 0 | 0 | 0 | 0 | 0 | 0 | 0 | 0 | 0 | 0 | 0 | 0 | 0 | 0 | 0 | 0 | 0 | 0 | 0
F7_Commercial_OR - College_New_Water Heating_Natural Gas_Commercial Laundry - Alternative Dry-Cleaning Methods_A_Technical Potential | F7 | Commercial | OR - College | New | Water Heating | Natural Gas | Commercial Laundry - Alternative Dry-Cleaning Methods | A | Cumulative Energy Savings (MWh or mTherms) | Technical Potential | 0 | 0 | 0 | 0 | 0 | 0 | 0 | 0 | 0 | 0 | 0 | 0 | 0 | 0 | 0 | 0 | 0 | 0 | 0 | 0 | 0 | 0 | 0 | 0 | 0 | 0 | 0
F8_Commercial_OR - College_New_Water Heating_Natural Gas_Commercial Laundry - Alternative Dry-Cleaning Methods_A_Technical Potential | F8 | Commercial | OR - College | New | Water Heating | Natural Gas | Commercial Laundry - Alternative Dry-Cleaning Methods | A | Cumulative Summer Peak Savings (MW) | Technical Potential | 0 | 0 | 0 | 0 | 0 | 0 | 0 | 0 | 0 | 0 | 0 | 0 | 0 | 0 | 0 | 0 | 0 | 0 | 0 | 0 | 0 | 0 | 0 | 0 | 0 | 0 | 0
F9_Commercial_OR - College_New_Water Heating_Natural Gas_Commercial Laundry - Alternative Dry-Cleaning Methods_A_Technical Potential | F9 | Commercial | OR - College | New | Water Heating | Natural Gas | Commercial Laundry - Alternative Dry-Cleaning Methods | A | Cumulative Winter Peak Savings (MW) | Technical Potential | 0 | 0 | 0 | 0 | 0 | 0 | 0 | 0 | 0 | 0 | 0 | 0 | 0 | 0 | 0 | 0 | 0 | 0 | 0 | 0 | 0 | 0 | 0 | 0 | 0 | 0 | 0
F10_Commercial_OR - College_New_Water Heating_Natural Gas_Commercial Laundry - Alternative Dry-Cleaning Methods_A_Technical Potential | F10 | Commercial | OR - College | New | Water Heating | Natural Gas | Commercial Laundry - Alternative Dry-Cleaning Methods | A | Purchases (Incremental) | Technical Potential | 0 | 0 | 0 | 0 | 0 | 0 | 0 | 0 | 0 | 0 | 0 | 0 | 0 | 0 | 0 | 0 | 0 | 0 | 0 | 0 | 0 | 0 | 0 | 0 | 0 | 0 | 0
F11_Commercial_OR - College_New_Water Heating_Natural Gas_Commercial Laundry - Alternative Dry-Cleaning Methods_A_Technical Potential | F11 | Commercial | OR - College | New | Water Heating | Natural Gas | Commercial Laundry - Alternative Dry-Cleaning Methods | A | Purchases (Cumulative) | Technical Potential | 0 | 0 | 0 | 0 | 0 | 0 | 0 | 0 | 0 | 0 | 0 | 0 | 0 | 0 | 0 | 0 | 0 | 0 | 0 | 0 | 0 | 0 | 0 | 0 | 0 | 0 | 0
F1_Commercial_OR - College_New_Space Heating_Natural Gas_Advanced Kitchen Ventilation Controls_A_Technical Potential | F1 | Commercial | OR - College | New | Space Heating | Natural Gas | Advanced Kitchen Ventilation Controls | A | Integrated Unit Energy Savings (kWh or therms) | Technical Potential | 0 | 0 | 0 | 0 | 0 | 0 | 0 | 0 | 0 | 0 | 0 | 0 | 0 | 0 | 0 | 0 | 0 | 0 | 0 | 0 | 0 | 0 | 0 | 0 | 0 | 0 | 0
F2_Commercial_OR - College_New_Space Heating_Natural Gas_Advanced Kitchen Ventilation Controls_A_Technical Potential | F2 | Commercial | OR - College | New | Space Heating | Natural Gas | Advanced Kitchen Ventilation Controls | A | Integrated Unit Summer Peak Savings (kW) | Technical Potential | 0 | 0 | 0 | 0 | 0 | 0 | 0 | 0 | 0 | 0 | 0 | 0 | 0 | 0 | 0 | 0 | 0 | 0 | 0 | 0 | 0 | 0 | 0 | 0 | 0 | 0 | 0
F3_Commercial_OR - College_New_Space Heating_Natural Gas_Advanced Kitchen Ventilation Controls_A_Technical Potential | F3 | Commercial | OR - College | New | Space Heating | Natural Gas | Advanced Kitchen Ventilation Controls | A | Integrated Unit Winter Peak Savings (kW) | Technical Potential | 0 | 0 | 0 | 0 | 0 | 0 | 0 | 0 | 0 | 0 | 0 | 0 | 0 | 0 | 0 | 0 | 0 | 0 | 0 | 0 | 0 | 0 | 0 | 0 | 0 | 0 | 0
F4_Commercial_OR - College_New_Space Heating_Natural Gas_Advanced Kitchen Ventilation Controls_A_Technical Potential | F4 | Commercial | OR - College | New | Space Heating | Natural Gas | Advanced Kitchen Ventilation Controls | A | Incremental Energy Savings (MWh or mTherms) | Technical Potential | 0 | 0 | 0 | 0 | 0 | 0 | 0 | 0 | 0 | 0 | 0 | 0 | 0 | 0 | 0 | 0 | 0 | 0 | 0 | 0 | 0 | 0 | 0 | 0 | 0 | 0 | 0
F5_Commercial_OR - College_New_Space Heating_Natural Gas_Advanced Kitchen Ventilation Controls_A_Technical Potential | F5 | Commercial | OR - College | New | Space Heating | Natural Gas | Advanced Kitchen Ventilation Controls | A | Incremental Summer Peak Savings (MW) | Technical Potential | 0 | 0 | 0 | 0 | 0 | 0 | 0 | 0 | 0 | 0 | 0 | 0 | 0 | 0 | 0 | 0 | 0 | 0 | 0 | 0 | 0 | 0 | 0 | 0 | 0 | 0 | 0
F6_Commercial_OR - College_New_Space Heating_Natural Gas_Advanced Kitchen Ventilation Controls_A_Technical Potential | F6 | Commercial | OR - College | New | Space Heating | Natural Gas | Advanced Kitchen Ventilation Controls | A | Incremental Winter Peak Savings (MW) | Technical Potential | 0 | 0 | 0 | 0 | 0 | 0 | 0 | 0 | 0 | 0 | 0 | 0 | 0 | 0 | 0 | 0 | 0 | 0 | 0 | 0 | 0 | 0 | 0 | 0 | 0 | 0 | 0
F7_Commercial_OR - College_New_Space Heating_Natural Gas_Advanced Kitchen Ventilation Controls_A_Technical Potential | F7 | Commercial | OR - College | New | Space Heating | Natural Gas | Advanced Kitchen Ventilation Controls | A | Cumulative Energy Savings (MWh or mTherms) | Technical Potential | 0 | 0 | 0 | 0 | 0 | 0 | 0 | 0 | 0 | 0 | 0 | 0 | 0 | 0 | 0 | 0 | 0 | 0 | 0 | 0 | 0 | 0 | 0 | 0 | 0 | 0 | 0
F8_Commercial_OR - College_New_Space Heating_Natural Gas_Advanced Kitchen Ventilation Controls_A_Technical Potential | F8 | Commercial | OR - College | New | Space Heating | Natural Gas | Advanced Kitchen Ventilation Controls | A | Cumulative Summer Peak Savings (MW) | Technical Potential | 0 | 0 | 0 | 0 | 0 | 0 | 0 | 0 | 0 | 0 | 0 | 0 | 0 | 0 | 0 | 0 | 0 | 0 | 0 | 0 | 0 | 0 | 0 | 0 | 0 | 0 | 0
F9_Commercial_OR - College_New_Space Heating_Natural Gas_Advanced Kitchen Ventilation Controls_A_Technical Potential | F9 | Commercial | OR - College | New | Space Heating | Natural Gas | Advanced Kitchen Ventilation Controls | A | Cumulative Winter Peak Savings (MW) | Technical Potential | 0 | 0 | 0 | 0 | 0 | 0 | 0 | 0 | 0 | 0 | 0 | 0 | 0 | 0 | 0 | 0 | 0 | 0 | 0 | 0 | 0 | 0 | 0 | 0 | 0 | 0 | 0
F10_Commercial_OR - College_New_Space Heating_Natural Gas_Advanced Kitchen Ventilation Controls_A_Technical Potential | F10 | Commercial | OR - College | New | Space Heating | Natural Gas | Advanced Kitchen Ventilation Controls | A | Purchases (Incremental) | Technical Potential | 0 | 0 | 0 | 0 | 0 | 0 | 0 | 0 | 0 | 0 | 0 | 0 | 0 | 0 | 0 | 0 | 0 | 0 | 0 | 0 | 0 | 0 | 0 | 0 | 0 | 0 | 0
F11_Commercial_OR - College_New_Space Heating_Natural Gas_Advanced Kitchen Ventilation Controls_A_Technical Potential | F11 | Commercial | OR - College | New | Space Heating | Natural Gas | Advanced Kitchen Ventilation Controls | A | Purchases (Cumulative) | Technical Potential | 0 | 0 | 0 | 0 | 0 | 0 | 0 | 0 | 0 | 0 | 0 | 0 | 0 | 0 | 0 | 0 | 0 | 0 | 0 | 0 | 0 | 0 | 0 | 0 | 0 | 0 | 0
F1_Commercial_OR - College_New_Space Heating_Natural Gas_Infiltration Control - Loading Dock Sealing_A_Technical Potential | F1 | Commercial | OR - College | New | Space Heating | Natural Gas | Infiltration Control - Loading Dock Sealing | A | Integrated Unit Energy Savings (kWh or therms) | Technical Potential | 0 | 0 | 0 | 0 | 0 | 0 | 0 | 0 | 0 | 0 | 0 | 0 | 0 | 0 | 0 | 0 | 0 | 0 | 0 | 0 | 0 | 0 | 0 | 0 | 0 | 0 | 0
F2_Commercial_OR - College_New_Space Heating_Natural Gas_Infiltration Control - Loading Dock Sealing_A_Technical Potential | F2 | Commercial | OR - College | New | Space Heating | Natural Gas | Infiltration Control - Loading Dock Sealing | A | Integrated Unit Summer Peak Savings (kW) | Technical Potential | 0 | 0 | 0 | 0 | 0 | 0 | 0 | 0 | 0 | 0 | 0 | 0 | 0 | 0 | 0 | 0 | 0 | 0 | 0 | 0 | 0 | 0 | 0 | 0 | 0 | 0 | 0
F3_Commercial_OR - College_New_Space Heating_Natural Gas_Infiltration Control - Loading Dock Sealing_A_Technical Potential | F3 | Commercial | OR - College | New | Space Heating | Natural Gas | Infiltration Control - Loading Dock Sealing | A | Integrated Unit Winter Peak Savings (kW) | Technical Potential | 0 | 0 | 0 | 0 | 0 | 0 | 0 | 0 | 0 | 0 | 0 | 0 | 0 | 0 | 0 | 0 | 0 | 0 | 0 | 0 | 0 | 0 | 0 | 0 | 0 | 0 | 0
F4_Commercial_OR - College_New_Space Heating_Natural Gas_Infiltration Control - Loading Dock Sealing_A_Technical Potential | F4 | Commercial | OR - College | New | Space Heating | Natural Gas | Infiltration Control - Loading Dock Sealing | A | Incremental Energy Savings (MWh or mTherms) | Technical Potential | 0 | 0 | 0 | 0 | 0 | 0 | 0 | 0 | 0 | 0 | 0 | 0 | 0 | 0 | 0 | 0 | 0 | 0 | 0 | 0 | 0 | 0 | 0 | 0 | 0 | 0 | 0
F5_Commercial_OR - College_New_Space Heating_Natural Gas_Infiltration Control - Loading Dock Sealing_A_Technical Potential | F5 | Commercial | OR - College | New | Space Heating | Natural Gas | Infiltration Control - Loading Dock Sealing | A | Incremental Summer Peak Savings (MW) | Technical Potential | 0 | 0 | 0 | 0 | 0 | 0 | 0 | 0 | 0 | 0 | 0 | 0 | 0 | 0 | 0 | 0 | 0 | 0 | 0 | 0 | 0 | 0 | 0 | 0 | 0 | 0 | 0
F6_Commercial_OR - College_New_Space Heating_Natural Gas_Infiltration Control - Loading Dock Sealing_A_Technical Potential | F6 | Commercial | OR - College | New | Space Heating | Natural Gas | Infiltration Control - Loading Dock Sealing | A | Incremental Winter Peak Savings (MW) | Technical Potential | 0 | 0 | 0 | 0 | 0 | 0 | 0 | 0 | 0 | 0 | 0 | 0 | 0 | 0 | 0 | 0 | 0 | 0 | 0 | 0 | 0 | 0 | 0 | 0 | 0 | 0 | 0
F7_Commercial_OR - College_New_Space Heating_Natural Gas_Infiltration Control - Loading Dock Sealing_A_Technical Potential | F7 | Commercial | OR - College | New | Space Heating | Natural Gas | Infiltration Control - Loading Dock Sealing | A | Cumulative Energy Savings (MWh or mTherms) | Technical Potential | 0 | 0 | 0 | 0 | 0 | 0 | 0 | 0 | 0 | 0 | 0 | 0 | 0 | 0 | 0 | 0 | 0 | 0 | 0 | 0 | 0 | 0 | 0 | 0 | 0 | 0 | 0
F8_Commercial_OR - College_New_Space Heating_Natural Gas_Infiltration Control - Loading Dock Sealing_A_Technical Potential | F8 | Commercial | OR - College | New | Space Heating | Natural Gas | Infiltration Control - Loading Dock Sealing | A | Cumulative Summer Peak Savings (MW) | Technical Potential | 0 | 0 | 0 | 0 | 0 | 0 | 0 | 0 | 0 | 0 | 0 | 0 | 0 | 0 | 0 | 0 | 0 | 0 | 0 | 0 | 0 | 0 | 0 | 0 | 0 | 0 | 0
F9_Commercial_OR - College_New_Space Heating_Natural Gas_Infiltration Control - Loading Dock Sealing_A_Technical Potential | F9 | Commercial | OR - College | New | Space Heating | Natural Gas | Infiltration Control - Loading Dock Sealing | A | Cumulative Winter Peak Savings (MW) | Technical Potential | 0 | 0 | 0 | 0 | 0 | 0 | 0 | 0 | 0 | 0 | 0 | 0 | 0 | 0 | 0 | 0 | 0 | 0 | 0 | 0 | 0 | 0 | 0 | 0 | 0 | 0 | 0
F10_Commercial_OR - College_New_Space Heating_Natural Gas_Infiltration Control - Loading Dock Sealing_A_Technical Potential | F10 | Commercial | OR - College | New | Space Heating | Natural Gas | Infiltration Control - Loading Dock Sealing | A | Purchases (Incremental) | Technical Potential | 0 | 0 | 0 | 0 | 0 | 0 | 0 | 0 | 0 | 0 | 0 | 0 | 0 | 0 | 0 | 0 | 0 | 0 | 0 | 0 | 0 | 0 | 0 | 0 | 0 | 0 | 0
F11_Commercial_OR - College_New_Space Heating_Natural Gas_Infiltration Control - Loading Dock Sealing_A_Technical Potential | F11 | Commercial | OR - College | New | Space Heating | Natural Gas | Infiltration Control - Loading Dock Sealing | A | Purchases (Cumulative) | Technical Potential | 0 | 0 | 0 | 0 | 0 | 0 | 0 | 0 | 0 | 0 | 0 | 0 | 0 | 0 | 0 | 0 | 0 | 0 | 0 | 0 | 0 | 0 | 0 | 0 | 0 | 0 | 0
F1_Commercial_OR - College_New_Space Heating_Natural Gas_Greenhouse Heat Curtain_A_Technical Potential | F1 | Commercial | OR - College | New | Space Heating | Natural Gas | Greenhouse Heat Curtain | A | Integrated Unit Energy Savings (kWh or therms) | Technical Potential | 0 | 0 | 0 | 0 | 0 | 0 | 0 | 0 | 0 | 0 | 0 | 0 | 0 | 0 | 0 | 0 | 0 | 0 | 0 | 0 | 0 | 0 | 0 | 0 | 0 | 0 | 0
F2_Commercial_OR - College_New_Space Heating_Natural Gas_Greenhouse Heat Curtain_A_Technical Potential | F2 | Commercial | OR - College | New | Space Heating | Natural Gas | Greenhouse Heat Curtain | A | Integrated Unit Summer Peak Savings (kW) | Technical Potential | 0 | 0 | 0 | 0 | 0 | 0 | 0 | 0 | 0 | 0 | 0 | 0 | 0 | 0 | 0 | 0 | 0 | 0 | 0 | 0 | 0 | 0 | 0 | 0 | 0 | 0 | 0
F3_Commercial_OR - College_New_Space Heating_Natural Gas_Greenhouse Heat Curtain_A_Technical Potential | F3 | Commercial | OR - College | New | Space Heating | Natural Gas | Greenhouse Heat Curtain | A | Integrated Unit Winter Peak Savings (kW) | Technical Potential | 0 | 0 | 0 | 0 | 0 | 0 | 0 | 0 | 0 | 0 | 0 | 0 | 0 | 0 | 0 | 0 | 0 | 0 | 0 | 0 | 0 | 0 | 0 | 0 | 0 | 0 | 0
F4_Commercial_OR - College_New_Space Heating_Natural Gas_Greenhouse Heat Curtain_A_Technical Potential | F4 | Commercial | OR - College | New | Space Heating | Natural Gas | Greenhouse Heat Curtain | A | Incremental Energy Savings (MWh or mTherms) | Technical Potential | 0 | 0 | 0 | 0 | 0 | 0 | 0 | 0 | 0 | 0 | 0 | 0 | 0 | 0 | 0 | 0 | 0 | 0 | 0 | 0 | 0 | 0 | 0 | 0 | 0 | 0 | 0
F5_Commercial_OR - College_New_Space Heating_Natural Gas_Greenhouse Heat Curtain_A_Technical Potential | F5 | Commercial | OR - College | New | Space Heating | Natural Gas | Greenhouse Heat Curtain | A | Incremental Summer Peak Savings (MW) | Technical Potential | 0 | 0 | 0 | 0 | 0 | 0 | 0 | 0 | 0 | 0 | 0 | 0 | 0 | 0 | 0 | 0 | 0 | 0 | 0 | 0 | 0 | 0 | 0 | 0 | 0 | 0 | 0
F6_Commercial_OR - College_New_Space Heating_Natural Gas_Greenhouse Heat Curtain_A_Technical Potential | F6 | Commercial | OR - College | New | Space Heating | Natural Gas | Greenhouse Heat Curtain | A | Incremental Winter Peak Savings (MW) | Technical Potential | 0 | 0 | 0 | 0 | 0 | 0 | 0 | 0 | 0 | 0 | 0 | 0 | 0 | 0 | 0 | 0 | 0 | 0 | 0 | 0 | 0 | 0 | 0 | 0 | 0 | 0 | 0
F7_Commercial_OR - College_New_Space Heating_Natural Gas_Greenhouse Heat Curtain_A_Technical Potential | F7 | Commercial | OR - College | New | Space Heating | Natural Gas | Greenhouse Heat Curtain | A | Cumulative Energy Savings (MWh or mTherms) | Technical Potential | 0 | 0 | 0 | 0 | 0 | 0 | 0 | 0 | 0 | 0 | 0 | 0 | 0 | 0 | 0 | 0 | 0 | 0 | 0 | 0 | 0 | 0 | 0 | 0 | 0 | 0 | 0
F8_Commercial_OR - College_New_Space Heating_Natural Gas_Greenhouse Heat Curtain_A_Technical Potential | F8 | Commercial | OR - College | New | Space Heating | Natural Gas | Greenhouse Heat Curtain | A | Cumulative Summer Peak Savings (MW) | Technical Potential | 0 | 0 | 0 | 0 | 0 | 0 | 0 | 0 | 0 | 0 | 0 | 0 | 0 | 0 | 0 | 0 | 0 | 0 | 0 | 0 | 0 | 0 | 0 | 0 | 0 | 0 | 0
F9_Commercial_OR - College_New_Space Heating_Natural Gas_Greenhouse Heat Curtain_A_Technical Potential | F9 | Commercial | OR - College | New | Space Heating | Natural Gas | Greenhouse Heat Curtain | A | Cumulative Winter Peak Savings (MW) | Technical Potential | 0 | 0 | 0 | 0 | 0 | 0 | 0 | 0 | 0 | 0 | 0 | 0 | 0 | 0 | 0 | 0 | 0 | 0 | 0 | 0 | 0 | 0 | 0 | 0 | 0 | 0 | 0
F10_Commercial_OR - College_New_Space Heating_Natural Gas_Greenhouse Heat Curtain_A_Technical Potential | F10 | Commercial | OR - College | New | Space Heating | Natural Gas | Greenhouse Heat Curtain | A | Purchases (Incremental) | Technical Potential | 0 | 0 | 0 | 0 | 0 | 0 | 0 | 0 | 0 | 0 | 0 | 0 | 0 | 0 | 0 | 0 | 0 | 0 | 0 | 0 | 0 | 0 | 0 | 0 | 0 | 0 | 0
F11_Commercial_OR - College_New_Space Heating_Natural Gas_Greenhouse Heat Curtain_A_Technical Potential | F11 | Commercial | OR - College | New | Space Heating | Natural Gas | Greenhouse Heat Curtain | A | Purchases (Cumulative) | Technical Potential | 0 | 0 | 0 | 0 | 0 | 0 | 0 | 0 | 0 | 0 | 0 | 0 | 0 | 0 | 0 | 0 | 0 | 0 | 0 | 0 | 0 | 0 | 0 | 0 | 0 | 0 | 0
F1_Commercial_OR - College_New_Space Heating_Natural Gas_Ventilation - Parking Garages, Demand Controlled_A_Technical Potential | F1 | Commercial | OR - College | New | Space Heating | Natural Gas | Ventilation - Parking Garages, Demand Controlled | A | Integrated Unit Energy Savings (kWh or therms) | Technical Potential | 0 | 0 | 0 | 0 | 0 | 0 | 0 | 0 | 0 | 0 | 0 | 0 | 0 | 0 | 0 | 0 | 0 | 0 | 0 | 0 | 0 | 0 | 0 | 0 | 0 | 0 | 0
F2_Commercial_OR - College_New_Space Heating_Natural Gas_Ventilation - Parking Garages, Demand Controlled_A_Technical Potential | F2 | Commercial | OR - College | New | Space Heating | Natural Gas | Ventilation - Parking Garages, Demand Controlled | A | Integrated Unit Summer Peak Savings (kW) | Technical Potential | 0 | 0 | 0 | 0 | 0 | 0 | 0 | 0 | 0 | 0 | 0 | 0 | 0 | 0 | 0 | 0 | 0 | 0 | 0 | 0 | 0 | 0 | 0 | 0 | 0 | 0 | 0
F3_Commercial_OR - College_New_Space Heating_Natural Gas_Ventilation - Parking Garages, Demand Controlled_A_Technical Potential | F3 | Commercial | OR - College | New | Space Heating | Natural Gas | Ventilation - Parking Garages, Demand Controlled | A | Integrated Unit Winter Peak Savings (kW) | Technical Potential | 0 | 0 | 0 | 0 | 0 | 0 | 0 | 0 | 0 | 0 | 0 | 0 | 0 | 0 | 0 | 0 | 0 | 0 | 0 | 0 | 0 | 0 | 0 | 0 | 0 | 0 | 0
F4_Commercial_OR - College_New_Space Heating_Natural Gas_Ventilation - Parking Garages, Demand Controlled_A_Technical Potential | F4 | Commercial | OR - College | New | Space Heating | Natural Gas | Ventilation - Parking Garages, Demand Controlled | A | Incremental Energy Savings (MWh or mTherms) | Technical Potential | 0 | 0 | 0 | 0 | 0 | 0 | 0 | 0 | 0 | 0 | 0 | 0 | 0 | 0 | 0 | 0 | 0 | 0 | 0 | 0 | 0 | 0 | 0 | 0 | 0 | 0 | 0
F5_Commercial_OR - College_New_Space Heating_Natural Gas_Ventilation - Parking Garages, Demand Controlled_A_Technical Potential | F5 | Commercial | OR - College | New | Space Heating | Natural Gas | Ventilation - Parking Garages, Demand Controlled | A | Incremental Summer Peak Savings (MW) | Technical Potential | 0 | 0 | 0 | 0 | 0 | 0 | 0 | 0 | 0 | 0 | 0 | 0 | 0 | 0 | 0 | 0 | 0 | 0 | 0 | 0 | 0 | 0 | 0 | 0 | 0 | 0 | 0
F6_Commercial_OR - College_New_Space Heating_Natural Gas_Ventilation - Parking Garages, Demand Controlled_A_Technical Potential | F6 | Commercial | OR - College | New | Space Heating | Natural Gas | Ventilation - Parking Garages, Demand Controlled | A | Incremental Winter Peak Savings (MW) | Technical Potential | 0 | 0 | 0 | 0 | 0 | 0 | 0 | 0 | 0 | 0 | 0 | 0 | 0 | 0 | 0 | 0 | 0 | 0 | 0 | 0 | 0 | 0 | 0 | 0 | 0 | 0 | 0
F7_Commercial_OR - College_New_Space Heating_Natural Gas_Ventilation - Parking Garages, Demand Controlled_A_Technical Potential | F7 | Commercial | OR - College | New | Space Heating | Natural Gas | Ventilation - Parking Garages, Demand Controlled | A | Cumulative Energy Savings (MWh or mTherms) | Technical Potential | 0 | 0 | 0 | 0 | 0 | 0 | 0 | 0 | 0 | 0 | 0 | 0 | 0 | 0 | 0 | 0 | 0 | 0 | 0 | 0 | 0 | 0 | 0 | 0 | 0 | 0 | 0
F8_Commercial_OR - College_New_Space Heating_Natural Gas_Ventilation - Parking Garages, Demand Controlled_A_Technical Potential | F8 | Commercial | OR - College | New | Space Heating | Natural Gas | Ventilation - Parking Garages, Demand Controlled | A | Cumulative Summer Peak Savings (MW) | Technical Potential | 0 | 0 | 0 | 0 | 0 | 0 | 0 | 0 | 0 | 0 | 0 | 0 | 0 | 0 | 0 | 0 | 0 | 0 | 0 | 0 | 0 | 0 | 0 | 0 | 0 | 0 | 0
F9_Commercial_OR - College_New_Space Heating_Natural Gas_Ventilation - Parking Garages, Demand Controlled_A_Technical Potential | F9 | Commercial | OR - College | New | Space Heating | Natural Gas | Ventilation - Parking Garages, Demand Controlled | A | Cumulative Winter Peak Savings (MW) | Technical Potential | 0 | 0 | 0 | 0 | 0 | 0 | 0 | 0 | 0 | 0 | 0 | 0 | 0 | 0 | 0 | 0 | 0 | 0 | 0 | 0 | 0 | 0 | 0 | 0 | 0 | 0 | 0
F10_Commercial_OR - College_New_Space Heating_Natural Gas_Ventilation - Parking Garages, Demand Controlled_A_Technical Potential | F10 | Commercial | OR - College | New | Space Heating | Natural Gas | Ventilation - Parking Garages, Demand Controlled | A | Purchases (Incremental) | Technical Potential | 0 | 0 | 0 | 0 | 0 | 0 | 0 | 0 | 0 | 0 | 0 | 0 | 0 | 0 | 0 | 0 | 0 | 0 | 0 | 0 | 0 | 0 | 0 | 0 | 0 | 0 | 0
F11_Commercial_OR - College_New_Space Heating_Natural Gas_Ventilation - Parking Garages, Demand Controlled_A_Technical Potential | F11 | Commercial | OR - College | New | Space Heating | Natural Gas | Ventilation - Parking Garages, Demand Controlled | A | Purchases (Cumulative) | Technical Potential | 0 | 0 | 0 | 0 | 0 | 0 | 0 | 0 | 0 | 0 | 0 | 0 | 0 | 0 | 0 | 0 | 0 | 0 | 0 | 0 | 0 | 0 | 0 | 0 | 0 | 0 | 0
F1_Commercial_OR - College_New_Miscellaneous_Natural Gas_Pool Heater - Night Covers_A_Technical Potential | F1 | Commercial | OR - College | New | Miscellaneous | Natural Gas | Pool Heater - Night Covers | A | Integrated Unit Energy Savings (kWh or therms) | Technical Potential | 0 | 0 | 0 | 0 | 0 | 0 | 0 | 0 | 0 | 0 | 0 | 0 | 0 | 0 | 0 | 0 | 0 | 0 | 0 | 0 | 0 | 0 | 0 | 0 | 0 | 0 | 0
F2_Commercial_OR - College_New_Miscellaneous_Natural Gas_Pool Heater - Night Covers_A_Technical Potential | F2 | Commercial | OR - College | New | Miscellaneous | Natural Gas | Pool Heater - Night Covers | A | Integrated Unit Summer Peak Savings (kW) | Technical Potential | 0 | 0 | 0 | 0 | 0 | 0 | 0 | 0 | 0 | 0 | 0 | 0 | 0 | 0 | 0 | 0 | 0 | 0 | 0 | 0 | 0 | 0 | 0 | 0 | 0 | 0 | 0
F3_Commercial_OR - College_New_Miscellaneous_Natural Gas_Pool Heater - Night Covers_A_Technical Potential | F3 | Commercial | OR - College | New | Miscellaneous | Natural Gas | Pool Heater - Night Covers | A | Integrated Unit Winter Peak Savings (kW) | Technical Potential | 0 | 0 | 0 | 0 | 0 | 0 | 0 | 0 | 0 | 0 | 0 | 0 | 0 | 0 | 0 | 0 | 0 | 0 | 0 | 0 | 0 | 0 | 0 | 0 | 0 | 0 | 0
F4_Commercial_OR - College_New_Miscellaneous_Natural Gas_Pool Heater - Night Covers_A_Technical Potential | F4 | Commercial | OR - College | New | Miscellaneous | Natural Gas | Pool Heater - Night Covers | A | Incremental Energy Savings (MWh or mTherms) | Technical Potential | 0 | 0 | 0 | 0 | 0 | 0 | 0 | 0 | 0 | 0 | 0 | 0 | 0 | 0 | 0 | 0 | 0 | 0 | 0 | 0 | 0 | 0 | 0 | 0 | 0 | 0 | 0
F5_Commercial_OR - College_New_Miscellaneous_Natural Gas_Pool Heater - Night Covers_A_Technical Potential | F5 | Commercial | OR - College | New | Miscellaneous | Natural Gas | Pool Heater - Night Covers | A | Incremental Summer Peak Savings (MW) | Technical Potential | 0 | 0 | 0 | 0 | 0 | 0 | 0 | 0 | 0 | 0 | 0 | 0 | 0 | 0 | 0 | 0 | 0 | 0 | 0 | 0 | 0 | 0 | 0 | 0 | 0 | 0 | 0
F6_Commercial_OR - College_New_Miscellaneous_Natural Gas_Pool Heater - Night Covers_A_Technical Potential | F6 | Commercial | OR - College | New | Miscellaneous | Natural Gas | Pool Heater - Night Covers | A | Incremental Winter Peak Savings (MW) | Technical Potential | 0 | 0 | 0 | 0 | 0 | 0 | 0 | 0 | 0 | 0 | 0 | 0 | 0 | 0 | 0 | 0 | 0 | 0 | 0 | 0 | 0 | 0 | 0 | 0 | 0 | 0 | 0
F7_Commercial_OR - College_New_Miscellaneous_Natural Gas_Pool Heater - Night Covers_A_Technical Potential | F7 | Commercial | OR - College | New | Miscellaneous | Natural Gas | Pool Heater - Night Covers | A | Cumulative Energy Savings (MWh or mTherms) | Technical Potential | 0 | 0 | 0 | 0 | 0 | 0 | 0 | 0 | 0 | 0 | 0 | 0 | 0 | 0 | 0 | 0 | 0 | 0 | 0 | 0 | 0 | 0 | 0 | 0 | 0 | 0 | 0
F8_Commercial_OR - College_New_Miscellaneous_Natural Gas_Pool Heater - Night Covers_A_Technical Potential | F8 | Commercial | OR - College | New | Miscellaneous | Natural Gas | Pool Heater - Night Covers | A | Cumulative Summer Peak Savings (MW) | Technical Potential | 0 | 0 | 0 | 0 | 0 | 0 | 0 | 0 | 0 | 0 | 0 | 0 | 0 | 0 | 0 | 0 | 0 | 0 | 0 | 0 | 0 | 0 | 0 | 0 | 0 | 0 | 0
F9_Commercial_OR - College_New_Miscellaneous_Natural Gas_Pool Heater - Night Covers_A_Technical Potential | F9 | Commercial | OR - College | New | Miscellaneous | Natural Gas | Pool Heater - Night Covers | A | Cumulative Winter Peak Savings (MW) | Technical Potential | 0 | 0 | 0 | 0 | 0 | 0 | 0 | 0 | 0 | 0 | 0 | 0 | 0 | 0 | 0 | 0 | 0 | 0 | 0 | 0 | 0 | 0 | 0 | 0 | 0 | 0 | 0
F10_Commercial_OR - College_New_Miscellaneous_Natural Gas_Pool Heater - Night Covers_A_Technical Potential | F10 | Commercial | OR - College | New | Miscellaneous | Natural Gas | Pool Heater - Night Covers | A | Purchases (Incremental) | Technical Potential | 0 | 0 | 0 | 0 | 0 | 0 | 0 | 0 | 0 | 0 | 0 | 0 | 0 | 0 | 0 | 0 | 0 | 0 | 0 | 0 | 0 | 0 | 0 | 0 | 0 | 0 | 0
F11_Commercial_OR - College_New_Miscellaneous_Natural Gas_Pool Heater - Night Covers_A_Technical Potential | F11 | Commercial | OR - College | New | Miscellaneous | Natural Gas | Pool Heater - Night Covers | A | Purchases (Cumulative) | Technical Potential | 0 | 0 | 0 | 0 | 0 | 0 | 0 | 0 | 0 | 0 | 0 | 0 | 0 | 0 | 0 | 0 | 0 | 0 | 0 | 0 | 0 | 0 | 0 | 0 | 0 | 0 | 0
F1_Commercial_OR - College_New_Space Heating_Natural Gas_Advanced New Construction Designs_A_Technical Potential | F1 | Commercial | OR - College | New | Space Heating | Natural Gas | Advanced New Construction Designs | A | Integrated Unit Energy Savings (kWh or therms) | Technical Potential | 0 | 0 | 0 | 0 | 0 | 0 | 0 | 0 | 0 | 0 | 0 | 0 | 0 | 0 | 0 | 0 | 0 | 0 | 0 | 0 | 0 | 0 | 0 | 0 | 0 | 0 | 0
F2_Commercial_OR - College_New_Space Heating_Natural Gas_Advanced New Construction Designs_A_Technical Potential | F2 | Commercial | OR - College | New | Space Heating | Natural Gas | Advanced New Construction Designs | A | Integrated Unit Summer Peak Savings (kW) | Technical Potential | 0 | 0 | 0 | 0 | 0 | 0 | 0 | 0 | 0 | 0 | 0 | 0 | 0 | 0 | 0 | 0 | 0 | 0 | 0 | 0 | 0 | 0 | 0 | 0 | 0 | 0 | 0
F3_Commercial_OR - College_New_Space Heating_Natural Gas_Advanced New Construction Designs_A_Technical Potential | F3 | Commercial | OR - College | New | Space Heating | Natural Gas | Advanced New Construction Designs | A | Integrated Unit Winter Peak Savings (kW) | Technical Potential | 0 | 0 | 0 | 0 | 0 | 0 | 0 | 0 | 0 | 0 | 0 | 0 | 0 | 0 | 0 | 0 | 0 | 0 | 0 | 0 | 0 | 0 | 0 | 0 | 0 | 0 | 0
F4_Commercial_OR - College_New_Space Heating_Natural Gas_Advanced New Construction Designs_A_Technical Potential | F4 | Commercial | OR - College | New | Space Heating | Natural Gas | Advanced New Construction Designs | A | Incremental Energy Savings (MWh or mTherms) | Technical Potential | 0 | 0 | 0 | 0 | 0 | 0 | 0 | 0 | 0 | 0 | 0 | 0 | 0 | 0 | 0 | 0 | 0 | 0 | 0 | 0 | 0 | 0 | 0 | 0 | 0 | 0 | 0
F5_Commercial_OR - College_New_Space Heating_Natural Gas_Advanced New Construction Designs_A_Technical Potential | F5 | Commercial | OR - College | New | Space Heating | Natural Gas | Advanced New Construction Designs | A | Incremental Summer Peak Savings (MW) | Technical Potential | 0 | 0 | 0 | 0 | 0 | 0 | 0 | 0 | 0 | 0 | 0 | 0 | 0 | 0 | 0 | 0 | 0 | 0 | 0 | 0 | 0 | 0 | 0 | 0 | 0 | 0 | 0
F6_Commercial_OR - College_New_Space Heating_Natural Gas_Advanced New Construction Designs_A_Technical Potential | F6 | Commercial | OR - College | New | Space Heating | Natural Gas | Advanced New Construction Designs | A | Incremental Winter Peak Savings (MW) | Technical Potential | 0 | 0 | 0 | 0 | 0 | 0 | 0 | 0 | 0 | 0 | 0 | 0 | 0 | 0 | 0 | 0 | 0 | 0 | 0 | 0 | 0 | 0 | 0 | 0 | 0 | 0 | 0
F7_Commercial_OR - College_New_Space Heating_Natural Gas_Advanced New Construction Designs_A_Technical Potential | F7 | Commercial | OR - College | New | Space Heating | Natural Gas | Advanced New Construction Designs | A | Cumulative Energy Savings (MWh or mTherms) | Technical Potential | 0 | 0 | 0 | 0 | 0 | 0 | 0 | 0 | 0 | 0 | 0 | 0 | 0 | 0 | 0 | 0 | 0 | 0 | 0 | 0 | 0 | 0 | 0 | 0 | 0 | 0 | 0
F8_Commercial_OR - College_New_Space Heating_Natural Gas_Advanced New Construction Designs_A_Technical Potential | F8 | Commercial | OR - College | New | Space Heating | Natural Gas | Advanced New Construction Designs | A | Cumulative Summer Peak Savings (MW) | Technical Potential | 0 | 0 | 0 | 0 | 0 | 0 | 0 | 0 | 0 | 0 | 0 | 0 | 0 | 0 | 0 | 0 | 0 | 0 | 0 | 0 | 0 | 0 | 0 | 0 | 0 | 0 | 0
F9_Commercial_OR - College_New_Space Heating_Natural Gas_Advanced New Construction Designs_A_Technical Potential | F9 | Commercial | OR - College | New | Space Heating | Natural Gas | Advanced New Construction Designs | A | Cumulative Winter Peak Savings (MW) | Technical Potential | 0 | 0 | 0 | 0 | 0 | 0 | 0 | 0 | 0 | 0 | 0 | 0 | 0 | 0 | 0 | 0 | 0 | 0 | 0 | 0 | 0 | 0 | 0 | 0 | 0 | 0 | 0
F10_Commercial_OR - College_New_Space Heating_Natural Gas_Advanced New Construction Designs_A_Technical Potential | F10 | Commercial | OR - College | New | Space Heating | Natural Gas | Advanced New Construction Designs | A | Purchases (Incremental) | Technical Potential | 0 | 0 | 0 | 0 | 0 | 0 | 0 | 0 | 0 | 0 | 0 | 0 | 0 | 0 | 0 | 0 | 0 | 0 | 0 | 0 | 0 | 0 | 0 | 0 | 0 | 0 | 0
F11_Commercial_OR - College_New_Space Heating_Natural Gas_Advanced New Construction Designs_A_Technical Potential | F11 | Commercial | OR - College | New | Space Heating | Natural Gas | Advanced New Construction Designs | A | Purchases (Cumulative) | Technical Potential | 0 | 0 | 0 | 0 | 0 | 0 | 0 | 0 | 0 | 0 | 0 | 0 | 0 | 0 | 0 | 0 | 0 | 0 | 0 | 0 | 0 | 0 | 0 | 0 | 0 | 0 | 0
F1_Commercial_OR - College_New_Water Heating_Natural Gas_Advanced New Construction Designs_A_Technical Potential | F1 | Commercial | OR - College | New | Water Heating | Natural Gas | Advanced New Construction Designs | A | Integrated Unit Energy Savings (kWh or therms) | Technical Potential | 0 | 0 | 0 | 0 | 0 | 0 | 0 | 0 | 0 | 0 | 0 | 0 | 0 | 0 | 0 | 0 | 0 | 0 | 0 | 0 | 0 | 0 | 0 | 0 | 0 | 0 | 0
F2_Commercial_OR - College_New_Water Heating_Natural Gas_Advanced New Construction Designs_A_Technical Potential | F2 | Commercial | OR - College | New | Water Heating | Natural Gas | Advanced New Construction Designs | A | Integrated Unit Summer Peak Savings (kW) | Technical Potential | 0 | 0 | 0 | 0 | 0 | 0 | 0 | 0 | 0 | 0 | 0 | 0 | 0 | 0 | 0 | 0 | 0 | 0 | 0 | 0 | 0 | 0 | 0 | 0 | 0 | 0 | 0
F3_Commercial_OR - College_New_Water Heating_Natural Gas_Advanced New Construction Designs_A_Technical Potential | F3 | Commercial | OR - College | New | Water Heating | Natural Gas | Advanced New Construction Designs | A | Integrated Unit Winter Peak Savings (kW) | Technical Potential | 0 | 0 | 0 | 0 | 0 | 0 | 0 | 0 | 0 | 0 | 0 | 0 | 0 | 0 | 0 | 0 | 0 | 0 | 0 | 0 | 0 | 0 | 0 | 0 | 0 | 0 | 0
F4_Commercial_OR - College_New_Water Heating_Natural Gas_Advanced New Construction Designs_A_Technical Potential | F4 | Commercial | OR - College | New | Water Heating | Natural Gas | Advanced New Construction Designs | A | Incremental Energy Savings (MWh or mTherms) | Technical Potential | 0 | 0 | 0 | 0 | 0 | 0 | 0 | 0 | 0 | 0 | 0 | 0 | 0 | 0 | 0 | 0 | 0 | 0 | 0 | 0 | 0 | 0 | 0 | 0 | 0 | 0 | 0
F5_Commercial_OR - College_New_Water Heating_Natural Gas_Advanced New Construction Designs_A_Technical Potential | F5 | Commercial | OR - College | New | Water Heating | Natural Gas | Advanced New Construction Designs | A | Incremental Summer Peak Savings (MW) | Technical Potential | 0 | 0 | 0 | 0 | 0 | 0 | 0 | 0 | 0 | 0 | 0 | 0 | 0 | 0 | 0 | 0 | 0 | 0 | 0 | 0 | 0 | 0 | 0 | 0 | 0 | 0 | 0
F6_Commercial_OR - College_New_Water Heating_Natural Gas_Advanced New Construction Designs_A_Technical Potential | F6 | Commercial | OR - College | New | Water Heating | Natural Gas | Advanced New Construction Designs | A | Incremental Winter Peak Savings (MW) | Technical Potential | 0 | 0 | 0 | 0 | 0 | 0 | 0 | 0 | 0 | 0 | 0 | 0 | 0 | 0 | 0 | 0 | 0 | 0 | 0 | 0 | 0 | 0 | 0 | 0 | 0 | 0 | 0
F7_Commercial_OR - College_New_Water Heating_Natural Gas_Advanced New Construction Designs_A_Technical Potential | F7 | Commercial | OR - College | New | Water Heating | Natural Gas | Advanced New Construction Designs | A | Cumulative Energy Savings (MWh or mTherms) | Technical Potential | 0 | 0 | 0 | 0 | 0 | 0 | 0 | 0 | 0 | 0 | 0 | 0 | 0 | 0 | 0 | 0 | 0 | 0 | 0 | 0 | 0 | 0 | 0 | 0 | 0 | 0 | 0
F8_Commercial_OR - College_New_Water Heating_Natural Gas_Advanced New Construction Designs_A_Technical Potential | F8 | Commercial | OR - College | New | Water Heating | Natural Gas | Advanced New Construction Designs | A | Cumulative Summer Peak Savings (MW) | Technical Potential | 0 | 0 | 0 | 0 | 0 | 0 | 0 | 0 | 0 | 0 | 0 | 0 | 0 | 0 | 0 | 0 | 0 | 0 | 0 | 0 | 0 | 0 | 0 | 0 | 0 | 0 | 0
F9_Commercial_OR - College_New_Water Heating_Natural Gas_Advanced New Construction Designs_A_Technical Potential | F9 | Commercial | OR - College | New | Water Heating | Natural Gas | Advanced New Construction Designs | A | Cumulative Winter Peak Savings (MW) | Technical Potential | 0 | 0 | 0 | 0 | 0 | 0 | 0 | 0 | 0 | 0 | 0 | 0 | 0 | 0 | 0 | 0 | 0 | 0 | 0 | 0 | 0 | 0 | 0 | 0 | 0 | 0 | 0
F10_Commercial_OR - College_New_Water Heating_Natural Gas_Advanced New Construction Designs_A_Technical Potential | F10 | Commercial | OR - College | New | Water Heating | Natural Gas | Advanced New Construction Designs | A | Purchases (Incremental) | Technical Potential | 0 | 0 | 0 | 0 | 0 | 0 | 0 | 0 | 0 | 0 | 0 | 0 | 0 | 0 | 0 | 0 | 0 | 0 | 0 | 0 | 0 | 0 | 0 | 0 | 0 | 0 | 0
F11_Commercial_OR - College_New_Water Heating_Natural Gas_Advanced New Construction Designs_A_Technical Potential | F11 | Commercial | OR - College | New | Water Heating | Natural Gas | Advanced New Construction Designs | A | Purchases (Cumulative) | Technical Potential | 0 | 0 | 0 | 0 | 0 | 0 | 0 | 0 | 0 | 0 | 0 | 0 | 0 | 0 | 0 | 0 | 0 | 0 | 0 | 0 | 0 | 0 | 0 | 0 | 0 | 0 | 0
F1_Commercial_OR - College_New_Space Heating_Natural Gas_Strategic Energy Management_A_Technical Potential | F1 | Commercial | OR - College | New | Space Heating | Natural Gas | Strategic Energy Management | A | Integrated Unit Energy Savings (kWh or therms) | Technical Potential | 0 | 0 | 0 | 0 | 0 | 0 | 0 | 0 | 0 | 0 | 0 | 0 | 0 | 0 | 0 | 0 | 0 | 0 | 0 | 0 | 0 | 0 | 0 | 0 | 0 | 0 | 0
F2_Commercial_OR - College_New_Space Heating_Natural Gas_Strategic Energy Management_A_Technical Potential | F2 | Commercial | OR - College | New | Space Heating | Natural Gas | Strategic Energy Management | A | Integrated Unit Summer Peak Savings (kW) | Technical Potential | 0 | 0 | 0 | 0 | 0 | 0 | 0 | 0 | 0 | 0 | 0 | 0 | 0 | 0 | 0 | 0 | 0 | 0 | 0 | 0 | 0 | 0 | 0 | 0 | 0 | 0 | 0
F3_Commercial_OR - College_New_Space Heating_Natural Gas_Strategic Energy Management_A_Technical Potential | F3 | Commercial | OR - College | New | Space Heating | Natural Gas | Strategic Energy Management | A | Integrated Unit Winter Peak Savings (kW) | Technical Potential | 0 | 0 | 0 | 0 | 0 | 0 | 0 | 0 | 0 | 0 | 0 | 0 | 0 | 0 | 0 | 0 | 0 | 0 | 0 | 0 | 0 | 0 | 0 | 0 | 0 | 0 | 0
F4_Commercial_OR - College_New_Space Heating_Natural Gas_Strategic Energy Management_A_Technical Potential | F4 | Commercial | OR - College | New | Space Heating | Natural Gas | Strategic Energy Management | A | Incremental Energy Savings (MWh or mTherms) | Technical Potential | 0 | 0 | 0 | 0 | 0 | 0 | 0 | 0 | 0 | 0 | 0 | 0 | 0 | 0 | 0 | 0 | 0 | 0 | 0 | 0 | 0 | 0 | 0 | 0 | 0 | 0 | 0
F5_Commercial_OR - College_New_Space Heating_Natural Gas_Strategic Energy Management_A_Technical Potential | F5 | Commercial | OR - College | New | Space Heating | Natural Gas | Strategic Energy Management | A | Incremental Summer Peak Savings (MW) | Technical Potential | 0 | 0 | 0 | 0 | 0 | 0 | 0 | 0 | 0 | 0 | 0 | 0 | 0 | 0 | 0 | 0 | 0 | 0 | 0 | 0 | 0 | 0 | 0 | 0 | 0 | 0 | 0
F6_Commercial_OR - College_New_Space Heating_Natural Gas_Strategic Energy Management_A_Technical Potential | F6 | Commercial | OR - College | New | Space Heating | Natural Gas | Strategic Energy Management | A | Incremental Winter Peak Savings (MW) | Technical Potential | 0 | 0 | 0 | 0 | 0 | 0 | 0 | 0 | 0 | 0 | 0 | 0 | 0 | 0 | 0 | 0 | 0 | 0 | 0 | 0 | 0 | 0 | 0 | 0 | 0 | 0 | 0
F7_Commercial_OR - College_New_Space Heating_Natural Gas_Strategic Energy Management_A_Technical Potential | F7 | Commercial | OR - College | New | Space Heating | Natural Gas | Strategic Energy Management | A | Cumulative Energy Savings (MWh or mTherms) | Technical Potential | 0 | 0 | 0 | 0 | 0 | 0 | 0 | 0 | 0 | 0 | 0 | 0 | 0 | 0 | 0 | 0 | 0 | 0 | 0 | 0 | 0 | 0 | 0 | 0 | 0 | 0 | 0
F8_Commercial_OR - College_New_Space Heating_Natural Gas_Strategic Energy Management_A_Technical Potential | F8 | Commercial | OR - College | New | Space Heating | Natural Gas | Strategic Energy Management | A | Cumulative Summer Peak Savings (MW) | Technical Potential | 0 | 0 | 0 | 0 | 0 | 0 | 0 | 0 | 0 | 0 | 0 | 0 | 0 | 0 | 0 | 0 | 0 | 0 | 0 | 0 | 0 | 0 | 0 | 0 | 0 | 0 | 0
F9_Commercial_OR - College_New_Space Heating_Natural Gas_Strategic Energy Management_A_Technical Potential | F9 | Commercial | OR - College | New | Space Heating | Natural Gas | Strategic Energy Management | A | Cumulative Winter Peak Savings (MW) | Technical Potential | 0 | 0 | 0 | 0 | 0 | 0 | 0 | 0 | 0 | 0 | 0 | 0 | 0 | 0 | 0 | 0 | 0 | 0 | 0 | 0 | 0 | 0 | 0 | 0 | 0 | 0 | 0
F10_Commercial_OR - College_New_Space Heating_Natural Gas_Strategic Energy Management_A_Technical Potential | F10 | Commercial | OR - College | New | Space Heating | Natural Gas | Strategic Energy Management | A | Purchases (Incremental) | Technical Potential | 0 | 0 | 0 | 0 | 0 | 0 | 0 | 0 | 0 | 0 | 0 | 0 | 0 | 0 | 0 | 0 | 0 | 0 | 0 | 0 | 0 | 0 | 0 | 0 | 0 | 0 | 0
F11_Commercial_OR - College_New_Space Heating_Natural Gas_Strategic Energy Management_A_Technical Potential | F11 | Commercial | OR - College | New | Space Heating | Natural Gas | Strategic Energy Management | A | Purchases (Cumulative) | Technical Potential | 0 | 0 | 0 | 0 | 0 | 0 | 0 | 0 | 0 | 0 | 0 | 0 | 0 | 0 | 0 | 0 | 0 | 0 | 0 | 0 | 0 | 0 | 0 | 0 | 0 | 0 | 0
F1_Commercial_OR - College_New_Water Heating_Natural Gas_Strategic Energy Management_A_Technical Potential | F1 | Commercial | OR - College | New | Water Heating | Natural Gas | Strategic Energy Management | A | Integrated Unit Energy Savings (kWh or therms) | Technical Potential | 0 | 0 | 0 | 0 | 0 | 0 | 0 | 0 | 0 | 0 | 0 | 0 | 0 | 0 | 0 | 0 | 0 | 0 | 0 | 0 | 0 | 0 | 0 | 0 | 0 | 0 | 0
F2_Commercial_OR - College_New_Water Heating_Natural Gas_Strategic Energy Management_A_Technical Potential | F2 | Commercial | OR - College | New | Water Heating | Natural Gas | Strategic Energy Management | A | Integrated Unit Summer Peak Savings (kW) | Technical Potential | 0 | 0 | 0 | 0 | 0 | 0 | 0 | 0 | 0 | 0 | 0 | 0 | 0 | 0 | 0 | 0 | 0 | 0 | 0 | 0 | 0 | 0 | 0 | 0 | 0 | 0 | 0
F3_Commercial_OR - College_New_Water Heating_Natural Gas_Strategic Energy Management_A_Technical Potential | F3 | Commercial | OR - College | New | Water Heating | Natural Gas | Strategic Energy Management | A | Integrated Unit Winter Peak Savings (kW) | Technical Potential | 0 | 0 | 0 | 0 | 0 | 0 | 0 | 0 | 0 | 0 | 0 | 0 | 0 | 0 | 0 | 0 | 0 | 0 | 0 | 0 | 0 | 0 | 0 | 0 | 0 | 0 | 0
F4_Commercial_OR - College_New_Water Heating_Natural Gas_Strategic Energy Management_A_Technical Potential | F4 | Commercial | OR - College | New | Water Heating | Natural Gas | Strategic Energy Management | A | Incremental Energy Savings (MWh or mTherms) | Technical Potential | 0 | 0 | 0 | 0 | 0 | 0 | 0 | 0 | 0 | 0 | 0 | 0 | 0 | 0 | 0 | 0 | 0 | 0 | 0 | 0 | 0 | 0 | 0 | 0 | 0 | 0 | 0
F5_Commercial_OR - College_New_Water Heating_Natural Gas_Strategic Energy Management_A_Technical Potential | F5 | Commercial | OR - College | New | Water Heating | Natural Gas | Strategic Energy Management | A | Incremental Summer Peak Savings (MW) | Technical Potential | 0 | 0 | 0 | 0 | 0 | 0 | 0 | 0 | 0 | 0 | 0 | 0 | 0 | 0 | 0 | 0 | 0 | 0 | 0 | 0 | 0 | 0 | 0 | 0 | 0 | 0 | 0
F6_Commercial_OR - College_New_Water Heating_Natural Gas_Strategic Energy Management_A_Technical Potential | F6 | Commercial | OR - College | New | Water Heating | Natural Gas | Strategic Energy Management | A | Incremental Winter Peak Savings (MW) | Technical Potential | 0 | 0 | 0 | 0 | 0 | 0 | 0 | 0 | 0 | 0 | 0 | 0 | 0 | 0 | 0 | 0 | 0 | 0 | 0 | 0 | 0 | 0 | 0 | 0 | 0 | 0 | 0
F7_Commercial_OR - College_New_Water Heating_Natural Gas_Strategic Energy Management_A_Technical Potential | F7 | Commercial | OR - College | New | Water Heating | Natural Gas | Strategic Energy Management | A | Cumulative Energy Savings (MWh or mTherms) | Technical Potential | 0 | 0 | 0 | 0 | 0 | 0 | 0 | 0 | 0 | 0 | 0 | 0 | 0 | 0 | 0 | 0 | 0 | 0 | 0 | 0 | 0 | 0 | 0 | 0 | 0 | 0 | 0
F8_Commercial_OR - College_New_Water Heating_Natural Gas_Strategic Energy Management_A_Technical Potential | F8 | Commercial | OR - College | New | Water Heating | Natural Gas | Strategic Energy Management | A | Cumulative Summer Peak Savings (MW) | Technical Potential | 0 | 0 | 0 | 0 | 0 | 0 | 0 | 0 | 0 | 0 | 0 | 0 | 0 | 0 | 0 | 0 | 0 | 0 | 0 | 0 | 0 | 0 | 0 | 0 | 0 | 0 | 0
F9_Commercial_OR - College_New_Water Heating_Natural Gas_Strategic Energy Management_A_Technical Potential | F9 | Commercial | OR - College | New | Water Heating | Natural Gas | Strategic Energy Management | A | Cumulative Winter Peak Savings (MW) | Technical Potential | 0 | 0 | 0 | 0 | 0 | 0 | 0 | 0 | 0 | 0 | 0 | 0 | 0 | 0 | 0 | 0 | 0 | 0 | 0 | 0 | 0 | 0 | 0 | 0 | 0 | 0 | 0
F10_Commercial_OR - College_New_Water Heating_Natural Gas_Strategic Energy Management_A_Technical Potential | F10 | Commercial | OR - College | New | Water Heating | Natural Gas | Strategic Energy Management | A | Purchases (Incremental) | Technical Potential | 0 | 0 | 0 | 0 | 0 | 0 | 0 | 0 | 0 | 0 | 0 | 0 | 0 | 0 | 0 | 0 | 0 | 0 | 0 | 0 | 0 | 0 | 0 | 0 | 0 | 0 | 0
F11_Commercial_OR - College_New_Water Heating_Natural Gas_Strategic Energy Management_A_Technical Potential | F11 | Commercial | OR - College | New | Water Heating | Natural Gas | Strategic Energy Management | A | Purchases (Cumulative) | Technical Potential | 0 | 0 | 0 | 0 | 0 | 0 | 0 | 0 | 0 | 0 | 0 | 0 | 0 | 0 | 0 | 0 | 0 | 0 | 0 | 0 | 0 | 0 | 0 | 0 | 0 | 0 | 0
F1_Commercial_OR - College_New_Space Heating_Natural Gas_Retrocommissioning_A_Technical Potential | F1 | Commercial | OR - College | New | Space Heating | Natural Gas | Retrocommissioning | A | Integrated Unit Energy Savings (kWh or therms) | Technical Potential | 0 | 0 | 0 | 0 | 0 | 0 | 0 | 0 | 0 | 0 | 0 | 0 | 0 | 0 | 0 | 0 | 0 | 0 | 0 | 0 | 0 | 0 | 0 | 0 | 0 | 0 | 0
F2_Commercial_OR - College_New_Space Heating_Natural Gas_Retrocommissioning_A_Technical Potential | F2 | Commercial | OR - College | New | Space Heating | Natural Gas | Retrocommissioning | A | Integrated Unit Summer Peak Savings (kW) | Technical Potential | 0 | 0 | 0 | 0 | 0 | 0 | 0 | 0 | 0 | 0 | 0 | 0 | 0 | 0 | 0 | 0 | 0 | 0 | 0 | 0 | 0 | 0 | 0 | 0 | 0 | 0 | 0
F3_Commercial_OR - College_New_Space Heating_Natural Gas_Retrocommissioning_A_Technical Potential | F3 | Commercial | OR - College | New | Space Heating | Natural Gas | Retrocommissioning | A | Integrated Unit Winter Peak Savings (kW) | Technical Potential | 0 | 0 | 0 | 0 | 0 | 0 | 0 | 0 | 0 | 0 | 0 | 0 | 0 | 0 | 0 | 0 | 0 | 0 | 0 | 0 | 0 | 0 | 0 | 0 | 0 | 0 | 0
F4_Commercial_OR - College_New_Space Heating_Natural Gas_Retrocommissioning_A_Technical Potential | F4 | Commercial | OR - College | New | Space Heating | Natural Gas | Retrocommissioning | A | Incremental Energy Savings (MWh or mTherms) | Technical Potential | 0 | 0 | 0 | 0 | 0 | 0 | 0 | 0 | 0 | 0 | 0 | 0 | 0 | 0 | 0 | 0 | 0 | 0 | 0 | 0 | 0 | 0 | 0 | 0 | 0 | 0 | 0
F5_Commercial_OR - College_New_Space Heating_Natural Gas_Retrocommissioning_A_Technical Potential | F5 | Commercial | OR - College | New | Space Heating | Natural Gas | Retrocommissioning | A | Incremental Summer Peak Savings (MW) | Technical Potential | 0 | 0 | 0 | 0 | 0 | 0 | 0 | 0 | 0 | 0 | 0 | 0 | 0 | 0 | 0 | 0 | 0 | 0 | 0 | 0 | 0 | 0 | 0 | 0 | 0 | 0 | 0
F6_Commercial_OR - College_New_Space Heating_Natural Gas_Retrocommissioning_A_Technical Potential | F6 | Commercial | OR - College | New | Space Heating | Natural Gas | Retrocommissioning | A | Incremental Winter Peak Savings (MW) | Technical Potential | 0 | 0 | 0 | 0 | 0 | 0 | 0 | 0 | 0 | 0 | 0 | 0 | 0 | 0 | 0 | 0 | 0 | 0 | 0 | 0 | 0 | 0 | 0 | 0 | 0 | 0 | 0
F7_Commercial_OR - College_New_Space Heating_Natural Gas_Retrocommissioning_A_Technical Potential | F7 | Commercial | OR - College | New | Space Heating | Natural Gas | Retrocommissioning | A | Cumulative Energy Savings (MWh or mTherms) | Technical Potential | 0 | 0 | 0 | 0 | 0 | 0 | 0 | 0 | 0 | 0 | 0 | 0 | 0 | 0 | 0 | 0 | 0 | 0 | 0 | 0 | 0 | 0 | 0 | 0 | 0 | 0 | 0
F8_Commercial_OR - College_New_Space Heating_Natural Gas_Retrocommissioning_A_Technical Potential | F8 | Commercial | OR - College | New | Space Heating | Natural Gas | Retrocommissioning | A | Cumulative Summer Peak Savings (MW) | Technical Potential | 0 | 0 | 0 | 0 | 0 | 0 | 0 | 0 | 0 | 0 | 0 | 0 | 0 | 0 | 0 | 0 | 0 | 0 | 0 | 0 | 0 | 0 | 0 | 0 | 0 | 0 | 0
F9_Commercial_OR - College_New_Space Heating_Natural Gas_Retrocommissioning_A_Technical Potential | F9 | Commercial | OR - College | New | Space Heating | Natural Gas | Retrocommissioning | A | Cumulative Winter Peak Savings (MW) | Technical Potential | 0 | 0 | 0 | 0 | 0 | 0 | 0 | 0 | 0 | 0 | 0 | 0 | 0 | 0 | 0 | 0 | 0 | 0 | 0 | 0 | 0 | 0 | 0 | 0 | 0 | 0 | 0
F10_Commercial_OR - College_New_Space Heating_Natural Gas_Retrocommissioning_A_Technical Potential | F10 | Commercial | OR - College | New | Space Heating | Natural Gas | Retrocommissioning | A | Purchases (Incremental) | Technical Potential | 0 | 0 | 0 | 0 | 0 | 0 | 0 | 0 | 0 | 0 | 0 | 0 | 0 | 0 | 0 | 0 | 0 | 0 | 0 | 0 | 0 | 0 | 0 | 0 | 0 | 0 | 0
F11_Commercial_OR - College_New_Space Heating_Natural Gas_Retrocommissioning_A_Technical Potential | F11 | Commercial | OR - College | New | Space Heating | Natural Gas | Retrocommissioning | A | Purchases (Cumulative) | Technical Potential | 0 | 0 | 0 | 0 | 0 | 0 | 0 | 0 | 0 | 0 | 0 | 0 | 0 | 0 | 0 | 0 | 0 | 0 | 0 | 0 | 0 | 0 | 0 | 0 | 0 | 0 | 0
F1_Commercial_OR - College_New_Water Heating_Natural Gas_Retrocommissioning_A_Technical Potential | F1 | Commercial | OR - College | New | Water Heating | Natural Gas | Retrocommissioning | A | Integrated Unit Energy Savings (kWh or therms) | Technical Potential | 0 | 0 | 0 | 0 | 0 | 0 | 0 | 0 | 0 | 0 | 0 | 0 | 0 | 0 | 0 | 0 | 0 | 0 | 0 | 0 | 0 | 0 | 0 | 0 | 0 | 0 | 0
F2_Commercial_OR - College_New_Water Heating_Natural Gas_Retrocommissioning_A_Technical Potential | F2 | Commercial | OR - College | New | Water Heating | Natural Gas | Retrocommissioning | A | Integrated Unit Summer Peak Savings (kW) | Technical Potential | 0 | 0 | 0 | 0 | 0 | 0 | 0 | 0 | 0 | 0 | 0 | 0 | 0 | 0 | 0 | 0 | 0 | 0 | 0 | 0 | 0 | 0 | 0 | 0 | 0 | 0 | 0
F3_Commercial_OR - College_New_Water Heating_Natural Gas_Retrocommissioning_A_Technical Potential | F3 | Commercial | OR - College | New | Water Heating | Natural Gas | Retrocommissioning | A | Integrated Unit Winter Peak Savings (kW) | Technical Potential | 0 | 0 | 0 | 0 | 0 | 0 | 0 | 0 | 0 | 0 | 0 | 0 | 0 | 0 | 0 | 0 | 0 | 0 | 0 | 0 | 0 | 0 | 0 | 0 | 0 | 0 | 0
F4_Commercial_OR - College_New_Water Heating_Natural Gas_Retrocommissioning_A_Technical Potential | F4 | Commercial | OR - College | New | Water Heating | Natural Gas | Retrocommissioning | A | Incremental Energy Savings (MWh or mTherms) | Technical Potential | 0 | 0 | 0 | 0 | 0 | 0 | 0 | 0 | 0 | 0 | 0 | 0 | 0 | 0 | 0 | 0 | 0 | 0 | 0 | 0 | 0 | 0 | 0 | 0 | 0 | 0 | 0
F5_Commercial_OR - College_New_Water Heating_Natural Gas_Retrocommissioning_A_Technical Potential | F5 | Commercial | OR - College | New | Water Heating | Natural Gas | Retrocommissioning | A | Incremental Summer Peak Savings (MW) | Technical Potential | 0 | 0 | 0 | 0 | 0 | 0 | 0 | 0 | 0 | 0 | 0 | 0 | 0 | 0 | 0 | 0 | 0 | 0 | 0 | 0 | 0 | 0 | 0 | 0 | 0 | 0 | 0
F6_Commercial_OR - College_New_Water Heating_Natural Gas_Retrocommissioning_A_Technical Potential | F6 | Commercial | OR - College | New | Water Heating | Natural Gas | Retrocommissioning | A | Incremental Winter Peak Savings (MW) | Technical Potential | 0 | 0 | 0 | 0 | 0 | 0 | 0 | 0 | 0 | 0 | 0 | 0 | 0 | 0 | 0 | 0 | 0 | 0 | 0 | 0 | 0 | 0 | 0 | 0 | 0 | 0 | 0
F7_Commercial_OR - College_New_Water Heating_Natural Gas_Retrocommissioning_A_Technical Potential | F7 | Commercial | OR - College | New | Water Heating | Natural Gas | Retrocommissioning | A | Cumulative Energy Savings (MWh or mTherms) | Technical Potential | 0 | 0 | 0 | 0 | 0 | 0 | 0 | 0 | 0 | 0 | 0 | 0 | 0 | 0 | 0 | 0 | 0 | 0 | 0 | 0 | 0 | 0 | 0 | 0 | 0 | 0 | 0
F8_Commercial_OR - College_New_Water Heating_Natural Gas_Retrocommissioning_A_Technical Potential | F8 | Commercial | OR - College | New | Water Heating | Natural Gas | Retrocommissioning | A | Cumulative Summer Peak Savings (MW) | Technical Potential | 0 | 0 | 0 | 0 | 0 | 0 | 0 | 0 | 0 | 0 | 0 | 0 | 0 | 0 | 0 | 0 | 0 | 0 | 0 | 0 | 0 | 0 | 0 | 0 | 0 | 0 | 0
F9_Commercial_OR - College_New_Water Heating_Natural Gas_Retrocommissioning_A_Technical Potential | F9 | Commercial | OR - College | New | Water Heating | Natural Gas | Retrocommissioning | A | Cumulative Winter Peak Savings (MW) | Technical Potential | 0 | 0 | 0 | 0 | 0 | 0 | 0 | 0 | 0 | 0 | 0 | 0 | 0 | 0 | 0 | 0 | 0 | 0 | 0 | 0 | 0 | 0 | 0 | 0 | 0 | 0 | 0
F10_Commercial_OR - College_New_Water Heating_Natural Gas_Retrocommissioning_A_Technical Potential | F10 | Commercial | OR - College | New | Water Heating | Natural Gas | Retrocommissioning | A | Purchases (Incremental) | Technical Potential | 0 | 0 | 0 | 0 | 0 | 0 | 0 | 0 | 0 | 0 | 0 | 0 | 0 | 0 | 0 | 0 | 0 | 0 | 0 | 0 | 0 | 0 | 0 | 0 | 0 | 0 | 0
F11_Commercial_OR - College_New_Water Heating_Natural Gas_Retrocommissioning_A_Technical Potential | F11 | Commercial | OR - College | New | Water Heating | Natural Gas | Retrocommissioning | A | Purchases (Cumulative) | Technical Potential | 0 | 0 | 0 | 0 | 0 | 0 | 0 | 0 | 0 | 0 | 0 | 0 | 0 | 0 | 0 | 0 | 0 | 0 | 0 | 0 | 0 | 0 | 0 | 0 | 0 | 0 | 0
F1_Commercial_Interruptible - College_Existing_Space Heating_Natural Gas_Insulation - Ceiling_A_Technical Potential | F1 | Commercial | Interruptible - College | Existing | Space Heating | Natural Gas | Insulation - Ceiling | A | Integrated Unit Energy Savings (kWh or therms) | Technical Potential | 0 | 0 | 0.46853 | 0.45851 | 0.44819 | 0.43767 | 0.42688 | 0.41575 | 0.40428 | 0.3925 | 0.38048 | 0.36833 | 0.35646 | 0.3448 | 0.33341 | 0.32251 | 0.31224 | 0.30324 | 0.29549 | 0.28828 | 0.28176 | 0.27541 | 0.2702 | 0.26507 | 0.26 | 0.25499 | 0.25003
F2_Commercial_Interruptible - College_Existing_Space Heating_Natural Gas_Insulation - Ceiling_A_Technical Potential | F2 | Commercial | Interruptible - College | Existing | Space Heating | Natural Gas | Insulation - Ceiling | A | Integrated Unit Summer Peak Savings (kW) | Technical Potential | 0 | 0 | 0 | 0 | 0 | 0 | 0 | 0 | 0 | 0 | 0 | 0 | 0 | 0 | 0 | 0 | 0 | 0 | 0 | 0 | 0 | 0 | 0 | 0 | 0 | 0 | 0
F3_Commercial_Interruptible - College_Existing_Space Heating_Natural Gas_Insulation - Ceiling_A_Technical Potential | F3 | Commercial | Interruptible - College | Existing | Space Heating | Natural Gas | Insulation - Ceiling | A | Integrated Unit Winter Peak Savings (kW) | Technical Potential | 0 | 0 | 0 | 0 | 0 | 0 | 0 | 0 | 0 | 0 | 0 | 0 | 0 | 0 | 0 | 0 | 0 | 0 | 0 | 0 | 0 | 0 | 0 | 0 | 0 | 0 | 0
F4_Commercial_Interruptible - College_Existing_Space Heating_Natural Gas_Insulation - Ceiling_A_Technical Potential | F4 | Commercial | Interruptible - College | Existing | Space Heating | Natural Gas | Insulation - Ceiling | A | Incremental Energy Savings (MWh or mTherms) | Technical Potential | 0 | 0 | 0.22927 | 0.12073 | 0.39923 | 0.63416 | 0.93884 | 1.3096 | 1.7322 | 2.1801 | 2.6139 | 2.984 | 3.2399 | 3.3339 | 3.2373 | 2.9519 | 2.5127 | 1.9864 | 1.4468 | 1.0342 | 0.5515 | 0.43126 | 0 | 0 | 0 | 0 | 0
F5_Commercial_Interruptible - College_Existing_Space Heating_Natural Gas_Insulation - Ceiling_A_Technical Potential | F5 | Commercial | Interruptible - College | Existing | Space Heating | Natural Gas | Insulation - Ceiling | A | Incremental Summer Peak Savings (MW) | Technical Potential | 0 | 0 | 0 | 0 | 0 | 0 | 0 | 0 | 0 | 0 | 0 | 0 | 0 | 0 | 0 | 0 | 0 | 0 | 0 | 0 | 0 | 0 | 0 | 0 | 0 | 0 | 0
F6_Commercial_Interruptible - College_Existing_Space Heating_Natural Gas_Insulation - Ceiling_A_Technical Potential | F6 | Commercial | Interruptible - College | Existing | Space Heating | Natural Gas | Insulation - Ceiling | A | Incremental Winter Peak Savings (MW) | Technical Potential | 0 | 0 | 0 | 0 | 0 | 0 | 0 | 0 | 0 | 0 | 0 | 0 | 0 | 0 | 0 | 0 | 0 | 0 | 0 | 0 | 0 | 0 | 0 | 0 | 0 | 0 | 0
F7_Commercial_Interruptible - College_Existing_Space Heating_Natural Gas_Insulation - Ceiling_A_Technical Potential | F7 | Commercial | Interruptible - College | Existing | Space Heating | Natural Gas | Insulation - Ceiling | A | Cumulative Energy Savings (MWh or mTherms) | Technical Potential | 0 | 0 | 0.22927 | 0.3451 | 0.73657 | 1.3534 | 2.2589 | 3.5096 | 5.1449 | 7.1751 | 9.5692 | 12.2478 | 15.0927 | 17.9329 | 20.5781 | 22.8569 | 24.6423 | 25.9181 | 26.7023 | 27.0851 | 27.0236 | 26.846 | 26.3385 | 25.838 | 25.3437 | 24.8558 | 24.3726
F8_Commercial_Interruptible - College_Existing_Space Heating_Natural Gas_Insulation - Ceiling_A_Technical Potential | F8 | Commercial | Interruptible - College | Existing | Space Heating | Natural Gas | Insulation - Ceiling | A | Cumulative Summer Peak Savings (MW) | Technical Potential | 0 | 0 | 0 | 0 | 0 | 0 | 0 | 0 | 0 | 0 | 0 | 0 | 0 | 0 | 0 | 0 | 0 | 0 | 0 | 0 | 0 | 0 | 0 | 0 | 0 | 0 | 0
F9_Commercial_Interruptible - College_Existing_Space Heating_Natural Gas_Insulation - Ceiling_A_Technical Potential | F9 | Commercial | Interruptible - College | Existing | Space Heating | Natural Gas | Insulation - Ceiling | A | Cumulative Winter Peak Savings (MW) | Technical Potential | 0 | 0 | 0 | 0 | 0 | 0 | 0 | 0 | 0 | 0 | 0 | 0 | 0 | 0 | 0 | 0 | 0 | 0 | 0 | 0 | 0 | 0 | 0 | 0 | 0 | 0 | 0
F10_Commercial_Interruptible - College_Existing_Space Heating_Natural Gas_Insulation - Ceiling_A_Technical Potential | F10 | Commercial | Interruptible - College | Existing | Space Heating | Natural Gas | Insulation - Ceiling | A | Purchases (Incremental) | Technical Potential | 0 | 0 | 489.3445 | 263.3122 | 890.7591 | 1448.9418 | 2199.2912 | 3149.8549 | 4284.6677 | 5554.4769 | 6869.9306 | 8101.2802 | 9089.1099 | 9669.1016 | 9709.4688 | 9152.8118 | 8047.3687 | 6550.7143 | 4896.3384 | 3587.3685 | 1957.3779 | 1565.9024 | 0 | 0 | 0 | 0 | 0
F11_Commercial_Interruptible - College_Existing_Space Heating_Natural Gas_Insulation - Ceiling_A_Technical Potential | F11 | Commercial | Interruptible - College | Existing | Space Heating | Natural Gas | Insulation - Ceiling | A | Purchases (Cumulative) | Technical Potential | 0 | 0 | 489.3445 | 752.6567 | 1643.4158 | 3092.3575 | 5291.6487 | 8441.5037 | 12726.1714 | 18280.6483 | 25150.5789 | 33251.8591 | 42340.969 | 52010.0706 | 61719.5394 | 70872.3512 | 78919.7199 | 85470.4342 | 90366.7726 | 93954.1411 | 95911.519 | 97477.4214 | 97477.4214 | 97477.4214 | 97477.4214 | 97477.4214 | 97477.4214
F1_Commercial_Interruptible - College_Existing_Space Heating_Natural Gas_Insulation - Ducting_A_Technical Potential | F1 | Commercial | Interruptible - College | Existing | Space Heating | Natural Gas | Insulation - Ducting | A | Integrated Unit Energy Savings (kWh or therms) | Technical Potential | 0 | 0 | 0 | 0 | 0 | 0 | 0 | 0 | 0 | 0 | 0 | 0 | 0 | 0 | 0 | 0 | 0 | 0 | 0 | 0 | 0 | 0 | 0 | 0 | 0 | 0 | 0
F2_Commercial_Interruptible - College_Existing_Space Heating_Natural Gas_Insulation - Ducting_A_Technical Potential | F2 | Commercial | Interruptible - College | Existing | Space Heating | Natural Gas | Insulation - Ducting | A | Integrated Unit Summer Peak Savings (kW) | Technical Potential | 0 | 0 | 0 | 0 | 0 | 0 | 0 | 0 | 0 | 0 | 0 | 0 | 0 | 0 | 0 | 0 | 0 | 0 | 0 | 0 | 0 | 0 | 0 | 0 | 0 | 0 | 0
F3_Commercial_Interruptible - College_Existing_Space Heating_Natural Gas_Insulation - Ducting_A_Technical Potential | F3 | Commercial | Interruptible - College | Existing | Space Heating | Natural Gas | Insulation - Ducting | A | Integrated Unit Winter Peak Savings (kW) | Technical Potential | 0 | 0 | 0 | 0 | 0 | 0 | 0 | 0 | 0 | 0 | 0 | 0 | 0 | 0 | 0 | 0 | 0 | 0 | 0 | 0 | 0 | 0 | 0 | 0 | 0 | 0 | 0
F4_Commercial_Interruptible - College_Existing_Space Heating_Natural Gas_Insulation - Ducting_A_Technical Potential | F4 | Commercial | Interruptible - College | Existing | Space Heating | Natural Gas | Insulation - Ducting | A | Incremental Energy Savings (MWh or mTherms) | Technical Potential | 0 | 0 | 0 | 0 | 0 | 0 | 0 | 0 | 0 | 0 | 0 | 0 | 0 | 0 | 0 | 0 | 0 | 0 | 0 | 0 | 0 | 0 | 0 | 0 | 0 | 0 | 0
F5_Commercial_Interruptible - College_Existing_Space Heating_Natural Gas_Insulation - Ducting_A_Technical Potential | F5 | Commercial | Interruptible - College | Existing | Space Heating | Natural Gas | Insulation - Ducting | A | Incremental Summer Peak Savings (MW) | Technical Potential | 0 | 0 | 0 | 0 | 0 | 0 | 0 | 0 | 0 | 0 | 0 | 0 | 0 | 0 | 0 | 0 | 0 | 0 | 0 | 0 | 0 | 0 | 0 | 0 | 0 | 0 | 0
F6_Commercial_Interruptible - College_Existing_Space Heating_Natural Gas_Insulation - Ducting_A_Technical Potential | F6 | Commercial | Interruptible - College | Existing | Space Heating | Natural Gas | Insulation - Ducting | A | Incremental Winter Peak Savings (MW) | Technical Potential | 0 | 0 | 0 | 0 | 0 | 0 | 0 | 0 | 0 | 0 | 0 | 0 | 0 | 0 | 0 | 0 | 0 | 0 | 0 | 0 | 0 | 0 | 0 | 0 | 0 | 0 | 0
F7_Commercial_Interruptible - College_Existing_Space Heating_Natural Gas_Insulation - Ducting_A_Technical Potential | F7 | Commercial | Interruptible - College | Existing | Space Heating | Natural Gas | Insulation - Ducting | A | Cumulative Energy Savings (MWh or mTherms) | Technical Potential | 0 | 0 | 0 | 0 | 0 | 0 | 0 | 0 | 0 | 0 | 0 | 0 | 0 | 0 | 0 | 0 | 0 | 0 | 0 | 0 | 0 | 0 | 0 | 0 | 0 | 0 | 0
F8_Commercial_Interruptible - College_Existing_Space Heating_Natural Gas_Insulation - Ducting_A_Technical Potential | F8 | Commercial | Interruptible - College | Existing | Space Heating | Natural Gas | Insulation - Ducting | A | Cumulative Summer Peak Savings (MW) | Technical Potential | 0 | 0 | 0 | 0 | 0 | 0 | 0 | 0 | 0 | 0 | 0 | 0 | 0 | 0 | 0 | 0 | 0 | 0 | 0 | 0 | 0 | 0 | 0 | 0 | 0 | 0 | 0
F9_Commercial_Interruptible - College_Existing_Space Heating_Natural Gas_Insulation - Ducting_A_Technical Potential | F9 | Commercial | Interruptible - College | Existing | Space Heating | Natural Gas | Insulation - Ducting | A | Cumulative Winter Peak Savings (MW) | Technical Potential | 0 | 0 | 0 | 0 | 0 | 0 | 0 | 0 | 0 | 0 | 0 | 0 | 0 | 0 | 0 | 0 | 0 | 0 | 0 | 0 | 0 | 0 | 0 | 0 | 0 | 0 | 0
F10_Commercial_Interruptible - College_Existing_Space Heating_Natural Gas_Insulation - Ducting_A_Technical Potential | F10 | Commercial | Interruptible - College | Existing | Space Heating | Natural Gas | Insulation - Ducting | A | Purchases (Incremental) | Technical Potential | 0 | 0 | 244.6722 | 131.6561 | 445.3795 | 724.4709 | 1099.6456 | 1574.9275 | 2142.3339 | 2777.2384 | 3434.9653 | 4050.6401 | 4544.5549 | 4834.5508 | 4854.7344 | 4576.4059 | 4023.6843 | 3275.3571 | 2448.1692 | 1793.6843 | 978.689 | 782.9512 | 0 | 0 | 0 | 0 | 0
F11_Commercial_Interruptible - College_Existing_Space Heating_Natural Gas_Insulation - Ducting_A_Technical Potential | F11 | Commercial | Interruptible - College | Existing | Space Heating | Natural Gas | Insulation - Ducting | A | Purchases (Cumulative) | Technical Potential | 0 | 0 | 244.6722 | 376.3284 | 821.7079 | 1546.1788 | 2645.8244 | 4220.7518 | 6363.0857 | 9140.3242 | 12575.2895 | 16625.9296 | 21170.4845 | 26005.0353 | 30859.7697 | 35436.1756 | 39459.86 | 42735.2171 | 45183.3863 | 46977.0705 | 47955.7595 | 48738.7107 | 48738.7107 | 48738.7107 | 48738.7107 | 48738.7107 | 48738.7107
F1_Commercial_Interruptible - College_Existing_Space Heating_Natural Gas_Insulation - Wall Cavity_A_Technical Potential | F1 | Commercial | Interruptible - College | Existing | Space Heating | Natural Gas | Insulation - Wall Cavity | A | Integrated Unit Energy Savings (kWh or therms) | Technical Potential | 0 | 0 | 0.75239 | 0.74082 | 0.7292 | 0.71757 | 0.70593 | 0.6943 | 0.68269 | 0.6711 | 0.65955 | 0.64804 | 0.63659 | 0.62519 | 0.61387 | 0.60262 | 0.59145 | 0.58037 | 0.56939 | 0.5585 | 0.54773 | 0.53706 | 0.52691 | 0.5169 | 0.50702 | 0.49726 | 0.48759
F2_Commercial_Interruptible - College_Existing_Space Heating_Natural Gas_Insulation - Wall Cavity_A_Technical Potential | F2 | Commercial | Interruptible - College | Existing | Space Heating | Natural Gas | Insulation - Wall Cavity | A | Integrated Unit Summer Peak Savings (kW) | Technical Potential | 0 | 0 | 0 | 0 | 0 | 0 | 0 | 0 | 0 | 0 | 0 | 0 | 0 | 0 | 0 | 0 | 0 | 0 | 0 | 0 | 0 | 0 | 0 | 0 | 0 | 0 | 0
F3_Commercial_Interruptible - College_Existing_Space Heating_Natural Gas_Insulation - Wall Cavity_A_Technical Potential | F3 | Commercial | Interruptible - College | Existing | Space Heating | Natural Gas | Insulation - Wall Cavity | A | Integrated Unit Winter Peak Savings (kW) | Technical Potential | 0 | 0 | 0 | 0 | 0 | 0 | 0 | 0 | 0 | 0 | 0 | 0 | 0 | 0 | 0 | 0 | 0 | 0 | 0 | 0 | 0 | 0 | 0 | 0 | 0 | 0 | 0
F4_Commercial_Interruptible - College_Existing_Space Heating_Natural Gas_Insulation - Wall Cavity_A_Technical Potential | F4 | Commercial | Interruptible - College | Existing | Space Heating | Natural Gas | Insulation - Wall Cavity | A | Incremental Energy Savings (MWh or mTherms) | Technical Potential | 0 | 0 | 0.27612 | 0.14629 | 0.48713 | 0.77974 | 1.1643 | 1.6401 | 2.1937 | 2.7955 | 3.3981 | 3.9372 | 4.3392 | 4.5335 | 4.47 | 4.1365 | 3.5695 | 2.8512 | 2.0908 | 1.5026 | 0.80403 | 0.6307 | 0 | 0 | 0 | 0 | 0
F5_Commercial_Interruptible - College_Existing_Space Heating_Natural Gas_Insulation - Wall Cavity_A_Technical Potential | F5 | Commercial | Interruptible - College | Existing | Space Heating | Natural Gas | Insulation - Wall Cavity | A | Incremental Summer Peak Savings (MW) | Technical Potential | 0 | 0 | 0 | 0 | 0 | 0 | 0 | 0 | 0 | 0 | 0 | 0 | 0 | 0 | 0 | 0 | 0 | 0 | 0 | 0 | 0 | 0 | 0 | 0 | 0 | 0 | 0
F6_Commercial_Interruptible - College_Existing_Space Heating_Natural Gas_Insulation - Wall Cavity_A_Technical Potential | F6 | Commercial | Interruptible - College | Existing | Space Heating | Natural Gas | Insulation - Wall Cavity | A | Incremental Winter Peak Savings (MW) | Technical Potential | 0 | 0 | 0 | 0 | 0 | 0 | 0 | 0 | 0 | 0 | 0 | 0 | 0 | 0 | 0 | 0 | 0 | 0 | 0 | 0 | 0 | 0 | 0 | 0 | 0 | 0 | 0
F7_Commercial_Interruptible - College_Existing_Space Heating_Natural Gas_Insulation - Wall Cavity_A_Technical Potential | F7 | Commercial | Interruptible - College | Existing | Space Heating | Natural Gas | Insulation - Wall Cavity | A | Cumulative Energy Savings (MWh or mTherms) | Technical Potential | 0 | 0 | 0.27612 | 0.41816 | 0.89873 | 1.6641 | 2.8015 | 4.3955 | 6.5156 | 9.2006 | 12.4403 | 16.1604 | 20.214 | 24.3858 | 28.414 | 32.0299 | 35.0059 | 37.2013 | 38.5878 | 39.3529 | 39.3977 | 39.261 | 38.519 | 37.7874 | 37.0647 | 36.3514 | 35.6448
F8_Commercial_Interruptible - College_Existing_Space Heating_Natural Gas_Insulation - Wall Cavity_A_Technical Potential | F8 | Commercial | Interruptible - College | Existing | Space Heating | Natural Gas | Insulation - Wall Cavity | A | Cumulative Summer Peak Savings (MW) | Technical Potential | 0 | 0 | 0 | 0 | 0 | 0 | 0 | 0 | 0 | 0 | 0 | 0 | 0 | 0 | 0 | 0 | 0 | 0 | 0 | 0 | 0 | 0 | 0 | 0 | 0 | 0 | 0
F9_Commercial_Interruptible - College_Existing_Space Heating_Natural Gas_Insulation - Wall Cavity_A_Technical Potential | F9 | Commercial | Interruptible - College | Existing | Space Heating | Natural Gas | Insulation - Wall Cavity | A | Cumulative Winter Peak Savings (MW) | Technical Potential | 0 | 0 | 0 | 0 | 0 | 0 | 0 | 0 | 0 | 0 | 0 | 0 | 0 | 0 | 0 | 0 | 0 | 0 | 0 | 0 | 0 | 0 | 0 | 0 | 0 | 0 | 0
F10_Commercial_Interruptible - College_Existing_Space Heating_Natural Gas_Insulation - Wall Cavity_A_Technical Potential | F10 | Commercial | Interruptible - College | Existing | Space Heating | Natural Gas | Insulation - Wall Cavity | A | Purchases (Incremental) | Technical Potential | 0 | 0 | 366.9861 | 197.4722 | 668.0287 | 1086.6403 | 1649.3681 | 2362.2476 | 3213.3055 | 4165.6045 | 5152.1348 | 6075.5908 | 6816.418 | 7251.3854 | 7281.659 | 6864.1916 | 6035.1597 | 4912.7371 | 3672.0306 | 2690.3628 | 1467.9442 | 1174.3554 | 0 | 0 | 0 | 0 | 0
F11_Commercial_Interruptible - College_Existing_Space Heating_Natural Gas_Insulation - Wall Cavity_A_Technical Potential | F11 | Commercial | Interruptible - College | Existing | Space Heating | Natural Gas | Insulation - Wall Cavity | A | Purchases (Cumulative) | Technical Potential | 0 | 0 | 366.9861 | 564.4582 | 1232.4869 | 2319.1272 | 3968.4953 | 6330.7429 | 9544.0484 | 13709.6529 | 18861.7876 | 24937.3784 | 31753.7965 | 39005.1819 | 46286.8409 | 53151.0325 | 59186.1921 | 64098.9292 | 67770.9598 | 70461.3226 | 71929.2668 | 73103.6222 | 73103.6222 | 73103.6222 | 73103.6222 | 73103.6222 | 73103.6222
F1_Commercial_Interruptible - College_Existing_Space Heating_Natural Gas_Green Roof - Vegetated Rooftop_A_Technical Potential | F1 | Commercial | Interruptible - College | Existing | Space Heating | Natural Gas | Green Roof - Vegetated Rooftop | A | Integrated Unit Energy Savings (kWh or therms) | Technical Potential | 0 | 0 | 0.026631 | 0.025943 | 0.025217 | 0.024465 | 0.023678 | 0.022859 | 0.021998 | 0.021101 | 0.020178 | 0.019246 | 0.018328 | 0.01744 | 0.016597 | 0.015812 | 0.015103 | 0.014503 | 0.01401 | 0.013574 | 0.013207 | 0.012859 | 0.012615 | 0.012376 | 0.012139 | 0.011905 | 0.011673
F2_Commercial_Interruptible - College_Existing_Space Heating_Natural Gas_Green Roof - Vegetated Rooftop_A_Technical Potential | F2 | Commercial | Interruptible - College | Existing | Space Heating | Natural Gas | Green Roof - Vegetated Rooftop | A | Integrated Unit Summer Peak Savings (kW) | Technical Potential | 0 | 0 | 0 | 0 | 0 | 0 | 0 | 0 | 0 | 0 | 0 | 0 | 0 | 0 | 0 | 0 | 0 | 0 | 0 | 0 | 0 | 0 | 0 | 0 | 0 | 0 | 0
F3_Commercial_Interruptible - College_Existing_Space Heating_Natural Gas_Green Roof - Vegetated Rooftop_A_Technical Potential | F3 | Commercial | Interruptible - College | Existing | Space Heating | Natural Gas | Green Roof - Vegetated Rooftop | A | Integrated Unit Winter Peak Savings (kW) | Technical Potential | 0 | 0 | 0 | 0 | 0 | 0 | 0 | 0 | 0 | 0 | 0 | 0 | 0 | 0 | 0 | 0 | 0 | 0 | 0 | 0 | 0 | 0 | 0 | 0 | 0 | 0 | 0
F4_Commercial_Interruptible - College_Existing_Space Heating_Natural Gas_Green Roof - Vegetated Rooftop_A_Technical Potential | F4 | Commercial | Interruptible - College | Existing | Space Heating | Natural Gas | Green Roof - Vegetated Rooftop | A | Incremental Energy Savings (MWh or mTherms) | Technical Potential | 0 | 0 | 0 | 0 | 0 | 0 | 0 | 0 | 0 | 0 | 0 | 0 | 0 | 0 | 0 | 0 | 0 | 0 | 0 | 0 | 0 | 0 | 0 | 0 | 0 | 0 | 0
F5_Commercial_Interruptible - College_Existing_Space Heating_Natural Gas_Green Roof - Vegetated Rooftop_A_Technical Potential | F5 | Commercial | Interruptible - College | Existing | Space Heating | Natural Gas | Green Roof - Vegetated Rooftop | A | Incremental Summer Peak Savings (MW) | Technical Potential | 0 | 0 | 0 | 0 | 0 | 0 | 0 | 0 | 0 | 0 | 0 | 0 | 0 | 0 | 0 | 0 | 0 | 0 | 0 | 0 | 0 | 0 | 0 | 0 | 0 | 0 | 0
F6_Commercial_Interruptible - College_Existing_Space Heating_Natural Gas_Green Roof - Vegetated Rooftop_A_Technical Potential | F6 | Commercial | Interruptible - College | Existing | Space Heating | Natural Gas | Green Roof - Vegetated Rooftop | A | Incremental Winter Peak Savings (MW) | Technical Potential | 0 | 0 | 0 | 0 | 0 | 0 | 0 | 0 | 0 | 0 | 0 | 0 | 0 | 0 | 0 | 0 | 0 | 0 | 0 | 0 | 0 | 0 | 0 | 0 | 0 | 0 | 0
F7_Commercial_Interruptible - College_Existing_Space Heating_Natural Gas_Green Roof - Vegetated Rooftop_A_Technical Potential | F7 | Commercial | Interruptible - College | Existing | Space Heating | Natural Gas | Green Roof - Vegetated Rooftop | A | Cumulative Energy Savings (MWh or mTherms) | Technical Potential | 0 | 0 | 0 | 0 | 0 | 0 | 0 | 0 | 0 | 0 | 0 | 0 | 0 | 0 | 0 | 0 | 0 | 0 | 0 | 0 | 0 | 0 | 0 | 0 | 0 | 0 | 0
F8_Commercial_Interruptible - College_Existing_Space Heating_Natural Gas_Green Roof - Vegetated Rooftop_A_Technical Potential | F8 | Commercial | Interruptible - College | Existing | Space Heating | Natural Gas | Green Roof - Vegetated Rooftop | A | Cumulative Summer Peak Savings (MW) | Technical Potential | 0 | 0 | 0 | 0 | 0 | 0 | 0 | 0 | 0 | 0 | 0 | 0 | 0 | 0 | 0 | 0 | 0 | 0 | 0 | 0 | 0 | 0 | 0 | 0 | 0 | 0 | 0
F9_Commercial_Interruptible - College_Existing_Space Heating_Natural Gas_Green Roof - Vegetated Rooftop_A_Technical Potential | F9 | Commercial | Interruptible - College | Existing | Space Heating | Natural Gas | Green Roof - Vegetated Rooftop | A | Cumulative Winter Peak Savings (MW) | Technical Potential | 0 | 0 | 0 | 0 | 0 | 0 | 0 | 0 | 0 | 0 | 0 | 0 | 0 | 0 | 0 | 0 | 0 | 0 | 0 | 0 | 0 | 0 | 0 | 0 | 0 | 0 | 0
F10_Commercial_Interruptible - College_Existing_Space Heating_Natural Gas_Green Roof - Vegetated Rooftop_A_Technical Potential | F10 | Commercial | Interruptible - College | Existing | Space Heating | Natural Gas | Green Roof - Vegetated Rooftop | A | Purchases (Incremental) | Technical Potential | 0 | 0 | 0 | 0 | 0 | 0 | 0 | 0 | 0 | 0 | 0 | 0 | 0 | 0 | 0 | 0 | 0 | 0 | 0 | 0 | 0 | 0 | 0 | 0 | 0 | 0 | 0
F11_Commercial_Interruptible - College_Existing_Space Heating_Natural Gas_Green Roof - Vegetated Rooftop_A_Technical Potential | F11 | Commercial | Interruptible - College | Existing | Space Heating | Natural Gas | Green Roof - Vegetated Rooftop | A | Purchases (Cumulative) | Technical Potential | 0 | 0 | 0 | 0 | 0 | 0 | 0 | 0 | 0 | 0 | 0 | 0 | 0 | 0 | 0 | 0 | 0 | 0 | 0 | 0 | 0 | 0 | 0 | 0 | 0 | 0 | 0
F1_Commercial_Interruptible - College_Existing_Space Heating_Natural Gas_Ducting - Repair and Sealing_A_Technical Potential | F1 | Commercial | Interruptible - College | Existing | Space Heating | Natural Gas | Ducting - Repair and Sealing | A | Integrated Unit Energy Savings (kWh or therms) | Technical Potential | 0 | 0 | 0.76573 | 0.75354 | 0.7411 | 0.72847 | 0.71561 | 0.70246 | 0.689 | 0.67521 | 0.66111 | 0.64675 | 0.63224 | 0.61773 | 0.60339 | 0.58941 | 0.57594 | 0.56319 | 0.55117 | 0.53967 | 0.52873 | 0.51803 | 0.50824 | 0.49858 | 0.48905 | 0.47964 | 0.47031
F2_Commercial_Interruptible - College_Existing_Space Heating_Natural Gas_Ducting - Repair and Sealing_A_Technical Potential | F2 | Commercial | Interruptible - College | Existing | Space Heating | Natural Gas | Ducting - Repair and Sealing | A | Integrated Unit Summer Peak Savings (kW) | Technical Potential | 0 | 0 | 0 | 0 | 0 | 0 | 0 | 0 | 0 | 0 | 0 | 0 | 0 | 0 | 0 | 0 | 0 | 0 | 0 | 0 | 0 | 0 | 0 | 0 | 0 | 0 | 0
F3_Commercial_Interruptible - College_Existing_Space Heating_Natural Gas_Ducting - Repair and Sealing_A_Technical Potential | F3 | Commercial | Interruptible - College | Existing | Space Heating | Natural Gas | Ducting - Repair and Sealing | A | Integrated Unit Winter Peak Savings (kW) | Technical Potential | 0 | 0 | 0 | 0 | 0 | 0 | 0 | 0 | 0 | 0 | 0 | 0 | 0 | 0 | 0 | 0 | 0 | 0 | 0 | 0 | 0 | 0 | 0 | 0 | 0 | 0 | 0
F4_Commercial_Interruptible - College_Existing_Space Heating_Natural Gas_Ducting - Repair and Sealing_A_Technical Potential | F4 | Commercial | Interruptible - College | Existing | Space Heating | Natural Gas | Ducting - Repair and Sealing | A | Incremental Energy Savings (MWh or mTherms) | Technical Potential | 0 | 0 | 0.30568 | 0.16187 | 0.53854 | 0.86108 | 1.2839 | 1.8051 | 2.4083 | 3.0596 | 3.7051 | 4.2743 | 4.6879 | 4.8726 | 4.7794 | 4.401 | 3.781 | 3.0097 | 2.2016 | 1.5794 | 0.63321 | 0.55048 | 0 | 0 | 0 | 0 | 0
F5_Commercial_Interruptible - College_Existing_Space Heating_Natural Gas_Ducting - Repair and Sealing_A_Technical Potential | F5 | Commercial | Interruptible - College | Existing | Space Heating | Natural Gas | Ducting - Repair and Sealing | A | Incremental Summer Peak Savings (MW) | Technical Potential | 0 | 0 | 0 | 0 | 0 | 0 | 0 | 0 | 0 | 0 | 0 | 0 | 0 | 0 | 0 | 0 | 0 | 0 | 0 | 0 | 0 | 0 | 0 | 0 | 0 | 0 | 0
F6_Commercial_Interruptible - College_Existing_Space Heating_Natural Gas_Ducting - Repair and Sealing_A_Technical Potential | F6 | Commercial | Interruptible - College | Existing | Space Heating | Natural Gas | Ducting - Repair and Sealing | A | Incremental Winter Peak Savings (MW) | Technical Potential | 0 | 0 | 0 | 0 | 0 | 0 | 0 | 0 | 0 | 0 | 0 | 0 | 0 | 0 | 0 | 0 | 0 | 0 | 0 | 0 | 0 | 0 | 0 | 0 | 0 | 0 | 0
F7_Commercial_Interruptible - College_Existing_Space Heating_Natural Gas_Ducting - Repair and Sealing_A_Technical Potential | F7 | Commercial | Interruptible - College | Existing | Space Heating | Natural Gas | Ducting - Repair and Sealing | A | Cumulative Energy Savings (MWh or mTherms) | Technical Potential | 0 | 0 | 0.30568 | 0.46268 | 0.99358 | 1.8377 | 3.0892 | 4.8375 | 7.1531 | 10.0695 | 13.5643 | 17.5441 | 21.8384 | 26.2099 | 30.381 | 34.0781 | 37.0802 | 39.2687 | 40.6325 | 41.3637 | 41.1589 | 40.876 | 40.1035 | 39.3417 | 38.5893 | 37.8466 | 37.111
F8_Commercial_Interruptible - College_Existing_Space Heating_Natural Gas_Ducting - Repair and Sealing_A_Technical Potential | F8 | Commercial | Interruptible - College | Existing | Space Heating | Natural Gas | Ducting - Repair and Sealing | A | Cumulative Summer Peak Savings (MW) | Technical Potential | 0 | 0 | 0 | 0 | 0 | 0 | 0 | 0 | 0 | 0 | 0 | 0 | 0 | 0 | 0 | 0 | 0 | 0 | 0 | 0 | 0 | 0 | 0 | 0 | 0 | 0 | 0
F9_Commercial_Interruptible - College_Existing_Space Heating_Natural Gas_Ducting - Repair and Sealing_A_Technical Potential | F9 | Commercial | Interruptible - College | Existing | Space Heating | Natural Gas | Ducting - Repair and Sealing | A | Cumulative Winter Peak Savings (MW) | Technical Potential | 0 | 0 | 0 | 0 | 0 | 0 | 0 | 0 | 0 | 0 | 0 | 0 | 0 | 0 | 0 | 0 | 0 | 0 | 0 | 0 | 0 | 0 | 0 | 0 | 0 | 0 | 0
F10_Commercial_Interruptible - College_Existing_Space Heating_Natural Gas_Ducting - Repair and Sealing_A_Technical Potential | F10 | Commercial | Interruptible - College | Existing | Space Heating | Natural Gas | Ducting - Repair and Sealing | A | Purchases (Incremental) | Technical Potential | 0 | 0 | 399.2021 | 214.8073 | 726.6719 | 1182.0314 | 1794.1586 | 2569.6185 | 3495.3868 | 4531.2838 | 5604.4171 | 6608.9391 | 7414.8001 | 7887.9513 | 7920.8825 | 7466.7676 | 6564.9587 | 5344.0038 | 3994.3813 | 2926.5375 | 1197.6062 | 1062.6393 | 0 | 0 | 0 | 0 | 0
F11_Commercial_Interruptible - College_Existing_Space Heating_Natural Gas_Ducting - Repair and Sealing_A_Technical Potential | F11 | Commercial | Interruptible - College | Existing | Space Heating | Natural Gas | Ducting - Repair and Sealing | A | Purchases (Cumulative) | Technical Potential | 0 | 0 | 399.2021 | 614.0094 | 1340.6813 | 2522.7127 | 4316.8713 | 6886.4898 | 10381.8767 | 14913.1605 | 20517.5776 | 27126.5166 | 34541.3168 | 42429.2681 | 50350.1506 | 57816.9181 | 64381.8768 | 69725.8805 | 73720.2618 | 76646.7993 | 77844.4055 | 78907.0449 | 78907.0449 | 78907.0449 | 78907.0449 | 78907.0449 | 78907.0449
F1_Commercial_Interruptible - College_Existing_Space Heating_Natural Gas_Windows - High Efficiency Glazing_A_Technical Potential | F1 | Commercial | Interruptible - College | Existing | Space Heating | Natural Gas | Windows - High Efficiency Glazing | A | Integrated Unit Energy Savings (kWh or therms) | Technical Potential | 0 | 0 | 15.2334 | 14.8565 | 14.4609 | 14.0517 | 13.6249 | 13.1759 | 12.7044 | 12.2121 | 11.7035 | 11.1862 | 10.6769 | 10.1841 | 9.715 | 9.2771 | 8.879 | 8.5403 | 8.2596 | 8.0101 | 7.7975 | 7.5947 | 7.4511 | 7.3094 | 7.1695 | 7.0315 | 6.8947
F2_Commercial_Interruptible - College_Existing_Space Heating_Natural Gas_Windows - High Efficiency Glazing_A_Technical Potential | F2 | Commercial | Interruptible - College | Existing | Space Heating | Natural Gas | Windows - High Efficiency Glazing | A | Integrated Unit Summer Peak Savings (kW) | Technical Potential | 0 | 0 | 0 | 0 | 0 | 0 | 0 | 0 | 0 | 0 | 0 | 0 | 0 | 0 | 0 | 0 | 0 | 0 | 0 | 0 | 0 | 0 | 0 | 0 | 0 | 0 | 0
F3_Commercial_Interruptible - College_Existing_Space Heating_Natural Gas_Windows - High Efficiency Glazing_A_Technical Potential | F3 | Commercial | Interruptible - College | Existing | Space Heating | Natural Gas | Windows - High Efficiency Glazing | A | Integrated Unit Winter Peak Savings (kW) | Technical Potential | 0 | 0 | 0 | 0 | 0 | 0 | 0 | 0 | 0 | 0 | 0 | 0 | 0 | 0 | 0 | 0 | 0 | 0 | 0 | 0 | 0 | 0 | 0 | 0 | 0 | 0 | 0
F4_Commercial_Interruptible - College_Existing_Space Heating_Natural Gas_Windows - High Efficiency Glazing_A_Technical Potential | F4 | Commercial | Interruptible - College | Existing | Space Heating | Natural Gas | Windows - High Efficiency Glazing | A | Incremental Energy Savings (MWh or mTherms) | Technical Potential | 0 | 0 | 0.14074 | 0.073859 | 0.24321 | 0.38441 | 0.56576 | 0.78359 | 1.0277 | 1.2807 | 1.518 | 1.711 | 1.8323 | 1.8592 | 1.781 | 1.6032 | 1.3491 | 1.0563 | 0.76357 | 0.54254 | 0.28817 | 0.22454 | 0 | 0 | 0 | 0 | 0
F5_Commercial_Interruptible - College_Existing_Space Heating_Natural Gas_Windows - High Efficiency Glazing_A_Technical Potential | F5 | Commercial | Interruptible - College | Existing | Space Heating | Natural Gas | Windows - High Efficiency Glazing | A | Incremental Summer Peak Savings (MW) | Technical Potential | 0 | 0 | 0 | 0 | 0 | 0 | 0 | 0 | 0 | 0 | 0 | 0 | 0 | 0 | 0 | 0 | 0 | 0 | 0 | 0 | 0 | 0 | 0 | 0 | 0 | 0 | 0
F6_Commercial_Interruptible - College_Existing_Space Heating_Natural Gas_Windows - High Efficiency Glazing_A_Technical Potential | F6 | Commercial | Interruptible - College | Existing | Space Heating | Natural Gas | Windows - High Efficiency Glazing | A | Incremental Winter Peak Savings (MW) | Technical Potential | 0 | 0 | 0 | 0 | 0 | 0 | 0 | 0 | 0 | 0 | 0 | 0 | 0 | 0 | 0 | 0 | 0 | 0 | 0 | 0 | 0 | 0 | 0 | 0 | 0 | 0 | 0
F7_Commercial_Interruptible - College_Existing_Space Heating_Natural Gas_Windows - High Efficiency Glazing_A_Technical Potential | F7 | Commercial | Interruptible - College | Existing | Space Heating | Natural Gas | Windows - High Efficiency Glazing | A | Cumulative Energy Savings (MWh or mTherms) | Technical Potential | 0 | 0 | 0.14074 | 0.21112 | 0.4487 | 0.82042 | 1.3613 | 2.1 | 3.0526 | 4.215 | 5.5575 | 7.0229 | 8.5354 | 10.0006 | 11.321 | 12.4138 | 13.2302 | 13.7818 | 14.0925 | 14.2092 | 14.1203 | 13.9776 | 13.7132 | 13.4526 | 13.1951 | 12.941 | 12.6893
F8_Commercial_Interruptible - College_Existing_Space Heating_Natural Gas_Windows - High Efficiency Glazing_A_Technical Potential | F8 | Commercial | Interruptible - College | Existing | Space Heating | Natural Gas | Windows - High Efficiency Glazing | A | Cumulative Summer Peak Savings (MW) | Technical Potential | 0 | 0 | 0 | 0 | 0 | 0 | 0 | 0 | 0 | 0 | 0 | 0 | 0 | 0 | 0 | 0 | 0 | 0 | 0 | 0 | 0 | 0 | 0 | 0 | 0 | 0 | 0
F9_Commercial_Interruptible - College_Existing_Space Heating_Natural Gas_Windows - High Efficiency Glazing_A_Technical Potential | F9 | Commercial | Interruptible - College | Existing | Space Heating | Natural Gas | Windows - High Efficiency Glazing | A | Cumulative Winter Peak Savings (MW) | Technical Potential | 0 | 0 | 0 | 0 | 0 | 0 | 0 | 0 | 0 | 0 | 0 | 0 | 0 | 0 | 0 | 0 | 0 | 0 | 0 | 0 | 0 | 0 | 0 | 0 | 0 | 0 | 0
F10_Commercial_Interruptible - College_Existing_Space Heating_Natural Gas_Windows - High Efficiency Glazing_A_Technical Potential | F10 | Commercial | Interruptible - College | Existing | Space Heating | Natural Gas | Windows - High Efficiency Glazing | A | Purchases (Incremental) | Technical Potential | 0 | 0 | 9.2391 | 4.9715 | 16.8181 | 27.357 | 41.524 | 59.4713 | 80.8973 | 104.8721 | 129.7088 | 152.9574 | 171.6083 | 182.5589 | 183.3211 | 172.811 | 151.9396 | 123.6817 | 92.4461 | 67.7318 | 36.9566 | 29.5653 | 0 | 0 | 0 | 0 | 0
F11_Commercial_Interruptible - College_Existing_Space Heating_Natural Gas_Windows - High Efficiency Glazing_A_Technical Potential | F11 | Commercial | Interruptible - College | Existing | Space Heating | Natural Gas | Windows - High Efficiency Glazing | A | Purchases (Cumulative) | Technical Potential | 0 | 0 | 9.2391 | 14.2106 | 31.0288 | 58.3857 | 99.9098 | 159.3811 | 240.2784 | 345.1505 | 474.8593 | 627.8167 | 799.425 | 981.9839 | 1165.305 | 1338.1161 | 1490.0556 | 1613.7373 | 1706.1834 | 1773.9152 | 1810.8718 | 1840.4371 | 1840.4371 | 1840.4371 | 1840.4371 | 1840.4371 | 1840.4371
F1_Commercial_Interruptible - College_Existing_Space Heating_Natural Gas_Windows - Secondary Glazing Systems_A_Technical Potential | F1 | Commercial | Interruptible - College | Existing | Space Heating | Natural Gas | Windows - Secondary Glazing Systems | A | Integrated Unit Energy Savings (kWh or therms) | Technical Potential | 0 | 0 | 41.0517 | 40.0428 | 38.9997 | 37.9324 | 36.834 | 35.695 | 34.5161 | 33.3022 | 32.0629 | 30.8138 | 29.5932 | 28.4144 | 27.2875 | 26.2232 | 25.239 | 24.388 | 23.6678 | 23.0109 | 22.4312 | 21.8721 | 21.4584 | 21.0505 | 20.6476 | 20.25 | 19.8561
F2_Commercial_Interruptible - College_Existing_Space Heating_Natural Gas_Windows - Secondary Glazing Systems_A_Technical Potential | F2 | Commercial | Interruptible - College | Existing | Space Heating | Natural Gas | Windows - Secondary Glazing Systems | A | Integrated Unit Summer Peak Savings (kW) | Technical Potential | 0 | 0 | 0 | 0 | 0 | 0 | 0 | 0 | 0 | 0 | 0 | 0 | 0 | 0 | 0 | 0 | 0 | 0 | 0 | 0 | 0 | 0 | 0 | 0 | 0 | 0 | 0
F3_Commercial_Interruptible - College_Existing_Space Heating_Natural Gas_Windows - Secondary Glazing Systems_A_Technical Potential | F3 | Commercial | Interruptible - College | Existing | Space Heating | Natural Gas | Windows - Secondary Glazing Systems | A | Integrated Unit Winter Peak Savings (kW) | Technical Potential | 0 | 0 | 0 | 0 | 0 | 0 | 0 | 0 | 0 | 0 | 0 | 0 | 0 | 0 | 0 | 0 | 0 | 0 | 0 | 0 | 0 | 0 | 0 | 0 | 0 | 0 | 0
F4_Commercial_Interruptible - College_Existing_Space Heating_Natural Gas_Windows - Secondary Glazing Systems_A_Technical Potential | F4 | Commercial | Interruptible - College | Existing | Space Heating | Natural Gas | Windows - Secondary Glazing Systems | A | Incremental Energy Savings (MWh or mTherms) | Technical Potential | 0 | 0 | 0.37928 | 0.19907 | 0.6559 | 1.0377 | 1.5295 | 2.1228 | 2.7923 | 3.4925 | 4.1588 | 4.7132 | 5.0784 | 5.1873 | 5.0024 | 4.5317 | 3.8348 | 3.0163 | 2.188 | 1.5586 | 0.82898 | 0.64665 | 0 | 0 | 0 | 0 | 0
F5_Commercial_Interruptible - College_Existing_Space Heating_Natural Gas_Windows - Secondary Glazing Systems_A_Technical Potential | F5 | Commercial | Interruptible - College | Existing | Space Heating | Natural Gas | Windows - Secondary Glazing Systems | A | Incremental Summer Peak Savings (MW) | Technical Potential | 0 | 0 | 0 | 0 | 0 | 0 | 0 | 0 | 0 | 0 | 0 | 0 | 0 | 0 | 0 | 0 | 0 | 0 | 0 | 0 | 0 | 0 | 0 | 0 | 0 | 0 | 0
F6_Commercial_Interruptible - College_Existing_Space Heating_Natural Gas_Windows - Secondary Glazing Systems_A_Technical Potential | F6 | Commercial | Interruptible - College | Existing | Space Heating | Natural Gas | Windows - Secondary Glazing Systems | A | Incremental Winter Peak Savings (MW) | Technical Potential | 0 | 0 | 0 | 0 | 0 | 0 | 0 | 0 | 0 | 0 | 0 | 0 | 0 | 0 | 0 | 0 | 0 | 0 | 0 | 0 | 0 | 0 | 0 | 0 | 0 | 0 | 0
F7_Commercial_Interruptible - College_Existing_Space Heating_Natural Gas_Windows - Secondary Glazing Systems_A_Technical Potential | F7 | Commercial | Interruptible - College | Existing | Space Heating | Natural Gas | Windows - Secondary Glazing Systems | A | Cumulative Energy Savings (MWh or mTherms) | Technical Potential | 0 | 0 | 0.37928 | 0.56903 | 1.2101 | 2.2147 | 3.6801 | 5.6891 | 8.2935 | 11.4943 | 15.2254 | 19.3454 | 23.6576 | 27.9025 | 31.7983 | 35.0897 | 37.6075 | 39.3558 | 40.3816 | 40.8194 | 40.6201 | 40.2542 | 39.4928 | 38.7421 | 38.0006 | 37.2688 | 36.544
F8_Commercial_Interruptible - College_Existing_Space Heating_Natural Gas_Windows - Secondary Glazing Systems_A_Technical Potential | F8 | Commercial | Interruptible - College | Existing | Space Heating | Natural Gas | Windows - Secondary Glazing Systems | A | Cumulative Summer Peak Savings (MW) | Technical Potential | 0 | 0 | 0 | 0 | 0 | 0 | 0 | 0 | 0 | 0 | 0 | 0 | 0 | 0 | 0 | 0 | 0 | 0 | 0 | 0 | 0 | 0 | 0 | 0 | 0 | 0 | 0
F9_Commercial_Interruptible - College_Existing_Space Heating_Natural Gas_Windows - Secondary Glazing Systems_A_Technical Potential | F9 | Commercial | Interruptible - College | Existing | Space Heating | Natural Gas | Windows - Secondary Glazing Systems | A | Cumulative Winter Peak Savings (MW) | Technical Potential | 0 | 0 | 0 | 0 | 0 | 0 | 0 | 0 | 0 | 0 | 0 | 0 | 0 | 0 | 0 | 0 | 0 | 0 | 0 | 0 | 0 | 0 | 0 | 0 | 0 | 0 | 0
F10_Commercial_Interruptible - College_Existing_Space Heating_Natural Gas_Windows - Secondary Glazing Systems_A_Technical Potential | F10 | Commercial | Interruptible - College | Existing | Space Heating | Natural Gas | Windows - Secondary Glazing Systems | A | Purchases (Incremental) | Technical Potential | 0 | 0 | 9.2391 | 4.9715 | 16.8181 | 27.357 | 41.524 | 59.4713 | 80.8973 | 104.8721 | 129.7088 | 152.9574 | 171.6083 | 182.5589 | 183.3211 | 172.811 | 151.9396 | 123.6817 | 92.4461 | 67.7318 | 36.9566 | 29.5653 | 0 | 0 | 0 | 0 | 0
F11_Commercial_Interruptible - College_Existing_Space Heating_Natural Gas_Windows - Secondary Glazing Systems_A_Technical Potential | F11 | Commercial | Interruptible - College | Existing | Space Heating | Natural Gas | Windows - Secondary Glazing Systems | A | Purchases (Cumulative) | Technical Potential | 0 | 0 | 9.2391 | 14.2106 | 31.0288 | 58.3857 | 99.9098 | 159.3811 | 240.2784 | 345.1505 | 474.8593 | 627.8167 | 799.425 | 981.9839 | 1165.305 | 1338.1161 | 1490.0556 | 1613.7373 | 1706.1834 | 1773.9152 | 1810.8718 | 1840.4371 | 1840.4371 | 1840.4371 | 1840.4371 | 1840.4371 | 1840.4371
F1_Commercial_Interruptible - College_Existing_Space Heating_Natural Gas_HVAC - Energy Recovery Ventilator_A_Technical Potential | F1 | Commercial | Interruptible - College | Existing | Space Heating | Natural Gas | HVAC - Energy Recovery Ventilator | A | Integrated Unit Energy Savings (kWh or therms) | Technical Potential | 0 | 0 | 0.57328 | 0.56234 | 0.55108 | 0.53959 | 0.52779 | 0.51562 | 0.50302 | 0.48997 | 0.4765 | 0.46268 | 0.44869 | 0.43473 | 0.42108 | 0.40798 | 0.39564 | 0.38485 | 0.37561 | 0.36703 | 0.3593 | 0.35177 | 0.34512 | 0.33856 | 0.33208 | 0.32569 | 0.31936
F2_Commercial_Interruptible - College_Existing_Space Heating_Natural Gas_HVAC - Energy Recovery Ventilator_A_Technical Potential | F2 | Commercial | Interruptible - College | Existing | Space Heating | Natural Gas | HVAC - Energy Recovery Ventilator | A | Integrated Unit Summer Peak Savings (kW) | Technical Potential | 0 | 0 | 0 | 0 | 0 | 0 | 0 | 0 | 0 | 0 | 0 | 0 | 0 | 0 | 0 | 0 | 0 | 0 | 0 | 0 | 0 | 0 | 0 | 0 | 0 | 0 | 0
F3_Commercial_Interruptible - College_Existing_Space Heating_Natural Gas_HVAC - Energy Recovery Ventilator_A_Technical Potential | F3 | Commercial | Interruptible - College | Existing | Space Heating | Natural Gas | HVAC - Energy Recovery Ventilator | A | Integrated Unit Winter Peak Savings (kW) | Technical Potential | 0 | 0 | 0 | 0 | 0 | 0 | 0 | 0 | 0 | 0 | 0 | 0 | 0 | 0 | 0 | 0 | 0 | 0 | 0 | 0 | 0 | 0 | 0 | 0 | 0 | 0 | 0
F4_Commercial_Interruptible - College_Existing_Space Heating_Natural Gas_HVAC - Energy Recovery Ventilator_A_Technical Potential | F4 | Commercial | Interruptible - College | Existing | Space Heating | Natural Gas | HVAC - Energy Recovery Ventilator | A | Incremental Energy Savings (MWh or mTherms) | Technical Potential | 0 | 0 | 0.8859 | 1.7837 | 1.748 | 1.7115 | 1.6741 | 1.6355 | 1.5955 | 1.5542 | 1.5114 | 1.4676 | 1.4232 | 1.3789 | 1.3356 | 1.2941 | 1.2549 | 1.2207 | 1.1914 | 1.1642 | 1.1397 | 1.1158 | 0 | 0 | 0 | 0 | 0
F5_Commercial_Interruptible - College_Existing_Space Heating_Natural Gas_HVAC - Energy Recovery Ventilator_A_Technical Potential | F5 | Commercial | Interruptible - College | Existing | Space Heating | Natural Gas | HVAC - Energy Recovery Ventilator | A | Incremental Summer Peak Savings (MW) | Technical Potential | 0 | 0 | 0 | 0 | 0 | 0 | 0 | 0 | 0 | 0 | 0 | 0 | 0 | 0 | 0 | 0 | 0 | 0 | 0 | 0 | 0 | 0 | 0 | 0 | 0 | 0 | 0
F6_Commercial_Interruptible - College_Existing_Space Heating_Natural Gas_HVAC - Energy Recovery Ventilator_A_Technical Potential | F6 | Commercial | Interruptible - College | Existing | Space Heating | Natural Gas | HVAC - Energy Recovery Ventilator | A | Incremental Winter Peak Savings (MW) | Technical Potential | 0 | 0 | 0 | 0 | 0 | 0 | 0 | 0 | 0 | 0 | 0 | 0 | 0 | 0 | 0 | 0 | 0 | 0 | 0 | 0 | 0 | 0 | 0 | 0 | 0 | 0 | 0
F7_Commercial_Interruptible - College_Existing_Space Heating_Natural Gas_HVAC - Energy Recovery Ventilator_A_Technical Potential | F7 | Commercial | Interruptible - College | Existing | Space Heating | Natural Gas | HVAC - Energy Recovery Ventilator | A | Cumulative Energy Savings (MWh or mTherms) | Technical Potential | 0 | 0 | 0.8859 | 2.6527 | 4.3475 | 5.9684 | 7.5121 | 8.9743 | 10.3506 | 11.6363 | 12.8276 | 13.9233 | 14.9253 | 15.8401 | 16.6782 | 17.4534 | 18.1807 | 18.9057 | 19.6432 | 20.3587 | 21.0694 | 21.7433 | 21.3323 | 20.9269 | 20.5265 | 20.1314 | 19.74
F8_Commercial_Interruptible - College_Existing_Space Heating_Natural Gas_HVAC - Energy Recovery Ventilator_A_Technical Potential | F8 | Commercial | Interruptible - College | Existing | Space Heating | Natural Gas | HVAC - Energy Recovery Ventilator | A | Cumulative Summer Peak Savings (MW) | Technical Potential | 0 | 0 | 0 | 0 | 0 | 0 | 0 | 0 | 0 | 0 | 0 | 0 | 0 | 0 | 0 | 0 | 0 | 0 | 0 | 0 | 0 | 0 | 0 | 0 | 0 | 0 | 0
F9_Commercial_Interruptible - College_Existing_Space Heating_Natural Gas_HVAC - Energy Recovery Ventilator_A_Technical Potential | F9 | Commercial | Interruptible - College | Existing | Space Heating | Natural Gas | HVAC - Energy Recovery Ventilator | A | Cumulative Winter Peak Savings (MW) | Technical Potential | 0 | 0 | 0 | 0 | 0 | 0 | 0 | 0 | 0 | 0 | 0 | 0 | 0 | 0 | 0 | 0 | 0 | 0 | 0 | 0 | 0 | 0 | 0 | 0 | 0 | 0 | 0
F10_Commercial_Interruptible - College_Existing_Space Heating_Natural Gas_HVAC - Energy Recovery Ventilator_A_Technical Potential | F10 | Commercial | Interruptible - College | Existing | Space Heating | Natural Gas | HVAC - Energy Recovery Ventilator | A | Purchases (Incremental) | Technical Potential | 0 | 0 | 1545.2984 | 3171.9282 | 3171.9282 | 3171.9282 | 3171.9282 | 3171.9282 | 3171.9282 | 3171.9282 | 3171.9282 | 3171.9282 | 3171.9282 | 3171.9282 | 3171.9282 | 3171.9282 | 3171.9282 | 3171.9282 | 3171.9282 | 3171.9282 | 3171.9282 | 3171.9282 | 0 | 0 | 0 | 0 | 0
F11_Commercial_Interruptible - College_Existing_Space Heating_Natural Gas_HVAC - Energy Recovery Ventilator_A_Technical Potential | F11 | Commercial | Interruptible - College | Existing | Space Heating | Natural Gas | HVAC - Energy Recovery Ventilator | A | Purchases (Cumulative) | Technical Potential | 0 | 0 | 1545.2984 | 4717.2266 | 7889.1549 | 11061.0831 | 14233.0113 | 17404.9396 | 20576.8678 | 23748.796 | 26920.7243 | 30092.6525 | 33264.5808 | 36436.509 | 39608.4372 | 42780.3655 | 45952.2937 | 49124.222 | 52296.1502 | 55468.0784 | 58640.0067 | 61811.9349 | 61811.9349 | 61811.9349 | 61811.9349 | 61811.9349 | 61811.9349
F1_Commercial_Interruptible - College_Existing_Space Heating_Natural Gas_Building Shell - Air Sealing (Infiltration Control)_A_Technical Potential | F1 | Commercial | Interruptible - College | Existing | Space Heating | Natural Gas | Building Shell - Air Sealing (Infiltration Control) | A | Integrated Unit Energy Savings (kWh or therms) | Technical Potential | 0 | 0 | 30.9293 | 30.2916 | 29.639 | 28.976 | 28.2984 | 27.6025 | 26.886 | 26.1478 | 25.3887 | 24.6139 | 23.8318 | 23.0543 | 22.295 | 21.5673 | 20.8821 | 20.2806 | 19.7622 | 19.2801 | 18.8438 | 18.4192 | 18.071 | 17.7276 | 17.3884 | 17.0537 | 16.7222
F2_Commercial_Interruptible - College_Existing_Space Heating_Natural Gas_Building Shell - Air Sealing (Infiltration Control)_A_Technical Potential | F2 | Commercial | Interruptible - College | Existing | Space Heating | Natural Gas | Building Shell - Air Sealing (Infiltration Control) | A | Integrated Unit Summer Peak Savings (kW) | Technical Potential | 0 | 0 | 0 | 0 | 0 | 0 | 0 | 0 | 0 | 0 | 0 | 0 | 0 | 0 | 0 | 0 | 0 | 0 | 0 | 0 | 0 | 0 | 0 | 0 | 0 | 0 | 0
F3_Commercial_Interruptible - College_Existing_Space Heating_Natural Gas_Building Shell - Air Sealing (Infiltration Control)_A_Technical Potential | F3 | Commercial | Interruptible - College | Existing | Space Heating | Natural Gas | Building Shell - Air Sealing (Infiltration Control) | A | Integrated Unit Winter Peak Savings (kW) | Technical Potential | 0 | 0 | 0 | 0 | 0 | 0 | 0 | 0 | 0 | 0 | 0 | 0 | 0 | 0 | 0 | 0 | 0 | 0 | 0 | 0 | 0 | 0 | 0 | 0 | 0 | 0 | 0
F4_Commercial_Interruptible - College_Existing_Space Heating_Natural Gas_Building Shell - Air Sealing (Infiltration Control)_A_Technical Potential | F4 | Commercial | Interruptible - College | Existing | Space Heating | Natural Gas | Building Shell - Air Sealing (Infiltration Control) | A | Incremental Energy Savings (MWh or mTherms) | Technical Potential | 0 | 0 | 0.0053301 | 0.0028089 | 0.0092976 | 0.014786 | 0.021918 | 0.030619 | 0.040569 | 0.051148 | 0.061425 | 0.070224 | 0.072176 | 0.076365 | 0.069241 | 0.058513 | 0.043007 | 0.024289 | 0.004257 | 0 | 0 | 0 | 0 | 0 | 0 | 0 | 0
F5_Commercial_Interruptible - College_Existing_Space Heating_Natural Gas_Building Shell - Air Sealing (Infiltration Control)_A_Technical Potential | F5 | Commercial | Interruptible - College | Existing | Space Heating | Natural Gas | Building Shell - Air Sealing (Infiltration Control) | A | Incremental Summer Peak Savings (MW) | Technical Potential | 0 | 0 | 0 | 0 | 0 | 0 | 0 | 0 | 0 | 0 | 0 | 0 | 0 | 0 | 0 | 0 | 0 | 0 | 0 | 0 | 0 | 0 | 0 | 0 | 0 | 0 | 0
F6_Commercial_Interruptible - College_Existing_Space Heating_Natural Gas_Building Shell - Air Sealing (Infiltration Control)_A_Technical Potential | F6 | Commercial | Interruptible - College | Existing | Space Heating | Natural Gas | Building Shell - Air Sealing (Infiltration Control) | A | Incremental Winter Peak Savings (MW) | Technical Potential | 0 | 0 | 0 | 0 | 0 | 0 | 0 | 0 | 0 | 0 | 0 | 0 | 0 | 0 | 0 | 0 | 0 | 0 | 0 | 0 | 0 | 0 | 0 | 0 | 0 | 0 | 0
F7_Commercial_Interruptible - College_Existing_Space Heating_Natural Gas_Building Shell - Air Sealing (Infiltration Control)_A_Technical Potential | F7 | Commercial | Interruptible - College | Existing | Space Heating | Natural Gas | Building Shell - Air Sealing (Infiltration Control) | A | Cumulative Energy Savings (MWh or mTherms) | Technical Potential | 0 | 0 | 0.0053301 | 0.0080291 | 0.017154 | 0.031556 | 0.052735 | 0.082057 | 0.1205 | 0.16834 | 0.22487 | 0.28823 | 0.35125 | 0.41616 | 0.47169 | 0.51481 | 0.54146 | 0.55015 | 0.54035 | 0.52717 | 0.51524 | 0.50363 | 0.49411 | 0.48472 | 0.47544 | 0.46629 | 0.45723
F8_Commercial_Interruptible - College_Existing_Space Heating_Natural Gas_Building Shell - Air Sealing (Infiltration Control)_A_Technical Potential | F8 | Commercial | Interruptible - College | Existing | Space Heating | Natural Gas | Building Shell - Air Sealing (Infiltration Control) | A | Cumulative Summer Peak Savings (MW) | Technical Potential | 0 | 0 | 0 | 0 | 0 | 0 | 0 | 0 | 0 | 0 | 0 | 0 | 0 | 0 | 0 | 0 | 0 | 0 | 0 | 0 | 0 | 0 | 0 | 0 | 0 | 0 | 0
F9_Commercial_Interruptible - College_Existing_Space Heating_Natural Gas_Building Shell - Air Sealing (Infiltration Control)_A_Technical Potential | F9 | Commercial | Interruptible - College | Existing | Space Heating | Natural Gas | Building Shell - Air Sealing (Infiltration Control) | A | Cumulative Winter Peak Savings (MW) | Technical Potential | 0 | 0 | 0 | 0 | 0 | 0 | 0 | 0 | 0 | 0 | 0 | 0 | 0 | 0 | 0 | 0 | 0 | 0 | 0 | 0 | 0 | 0 | 0 | 0 | 0 | 0 | 0
F10_Commercial_Interruptible - College_Existing_Space Heating_Natural Gas_Building Shell - Air Sealing (Infiltration Control)_A_Technical Potential | F10 | Commercial | Interruptible - College | Existing | Space Heating | Natural Gas | Building Shell - Air Sealing (Infiltration Control) | A | Purchases (Incremental) | Technical Potential | 0 | 0 | 0.17233 | 0.09273 | 0.3137 | 0.51027 | 0.77452 | 1.1093 | 1.5089 | 1.9561 | 2.4194 | 2.853 | 3.0286 | 3.3124 | 3.1057 | 2.7131 | 2.0595 | 1.1977 | 0.21541 | 0 | 0 | 0 | 0 | 0 | 0 | 0 | 0
F11_Commercial_Interruptible - College_Existing_Space Heating_Natural Gas_Building Shell - Air Sealing (Infiltration Control)_A_Technical Potential | F11 | Commercial | Interruptible - College | Existing | Space Heating | Natural Gas | Building Shell - Air Sealing (Infiltration Control) | A | Purchases (Cumulative) | Technical Potential | 0 | 0 | 0.17233 | 0.26506 | 0.57876 | 1.089 | 1.8635 | 2.9728 | 4.4817 | 6.4378 | 8.8572 | 11.7102 | 14.7388 | 18.0512 | 21.1568 | 23.8699 | 25.9294 | 27.1271 | 27.3425 | 27.3425 | 27.3425 | 27.3425 | 27.3425 | 27.3425 | 27.3425 | 27.3425 | 27.3425
F1_Commercial_Interruptible - College_Existing_Space Heating_Natural Gas_Ventilation - Demand Controlled_A_Technical Potential | F1 | Commercial | Interruptible - College | Existing | Space Heating | Natural Gas | Ventilation - Demand Controlled | A | Integrated Unit Energy Savings (kWh or therms) | Technical Potential | 0 | 0 | 0.14097 | 0.13807 | 0.13509 | 0.13207 | 0.12898 | 0.1258 | 0.12253 | 0.11916 | 0.11569 | 0.11215 | 0.10858 | 0.10503 | 0.10156 | 0.09824 | 0.095114 | 0.092371 | 0.09001 | 0.087814 | 0.085827 | 0.083893 | 0.082307 | 0.080743 | 0.079198 | 0.077673 | 0.076163
F2_Commercial_Interruptible - College_Existing_Space Heating_Natural Gas_Ventilation - Demand Controlled_A_Technical Potential | F2 | Commercial | Interruptible - College | Existing | Space Heating | Natural Gas | Ventilation - Demand Controlled | A | Integrated Unit Summer Peak Savings (kW) | Technical Potential | 0 | 0 | 0 | 0 | 0 | 0 | 0 | 0 | 0 | 0 | 0 | 0 | 0 | 0 | 0 | 0 | 0 | 0 | 0 | 0 | 0 | 0 | 0 | 0 | 0 | 0 | 0
F3_Commercial_Interruptible - College_Existing_Space Heating_Natural Gas_Ventilation - Demand Controlled_A_Technical Potential | F3 | Commercial | Interruptible - College | Existing | Space Heating | Natural Gas | Ventilation - Demand Controlled | A | Integrated Unit Winter Peak Savings (kW) | Technical Potential | 0 | 0 | 0 | 0 | 0 | 0 | 0 | 0 | 0 | 0 | 0 | 0 | 0 | 0 | 0 | 0 | 0 | 0 | 0 | 0 | 0 | 0 | 0 | 0 | 0 | 0 | 0
F4_Commercial_Interruptible - College_Existing_Space Heating_Natural Gas_Ventilation - Demand Controlled_A_Technical Potential | F4 | Commercial | Interruptible - College | Existing | Space Heating | Natural Gas | Ventilation - Demand Controlled | A | Incremental Energy Savings (MWh or mTherms) | Technical Potential | 0 | 0 | 0.74938 | 0.90115 | 1.079 | 1.2245 | 1.364 | 1.5554 | 1.662 | 1.6511 | 1.5107 | 1.2589 | 0.36593 | 0 | 0 | 0 | 0 | 0 | 0 | 0 | 0 | 0 | 0 | 0 | 0 | 0 | 0
F5_Commercial_Interruptible - College_Existing_Space Heating_Natural Gas_Ventilation - Demand Controlled_A_Technical Potential | F5 | Commercial | Interruptible - College | Existing | Space Heating | Natural Gas | Ventilation - Demand Controlled | A | Incremental Summer Peak Savings (MW) | Technical Potential | 0 | 0 | 0 | 0 | 0 | 0 | 0 | 0 | 0 | 0 | 0 | 0 | 0 | 0 | 0 | 0 | 0 | 0 | 0 | 0 | 0 | 0 | 0 | 0 | 0 | 0 | 0
F6_Commercial_Interruptible - College_Existing_Space Heating_Natural Gas_Ventilation - Demand Controlled_A_Technical Potential | F6 | Commercial | Interruptible - College | Existing | Space Heating | Natural Gas | Ventilation - Demand Controlled | A | Incremental Winter Peak Savings (MW) | Technical Potential | 0 | 0 | 0 | 0 | 0 | 0 | 0 | 0 | 0 | 0 | 0 | 0 | 0 | 0 | 0 | 0 | 0 | 0 | 0 | 0 | 0 | 0 | 0 | 0 | 0 | 0 | 0
F7_Commercial_Interruptible - College_Existing_Space Heating_Natural Gas_Ventilation - Demand Controlled_A_Technical Potential | F7 | Commercial | Interruptible - College | Existing | Space Heating | Natural Gas | Ventilation - Demand Controlled | A | Cumulative Energy Savings (MWh or mTherms) | Technical Potential | 0 | 0 | 0.74938 | 1.6351 | 2.6788 | 3.8434 | 5.1174 | 6.5468 | 8.0386 | 9.4686 | 10.7038 | 11.6352 | 11.6306 | 11.2501 | 10.8787 | 10.5229 | 10.188 | 9.8942 | 9.6413 | 9.4061 | 9.1932 | 8.9861 | 8.8162 | 8.6487 | 8.4832 | 8.3199 | 8.1581
F8_Commercial_Interruptible - College_Existing_Space Heating_Natural Gas_Ventilation - Demand Controlled_A_Technical Potential | F8 | Commercial | Interruptible - College | Existing | Space Heating | Natural Gas | Ventilation - Demand Controlled | A | Cumulative Summer Peak Savings (MW) | Technical Potential | 0 | 0 | 0 | 0 | 0 | 0 | 0 | 0 | 0 | 0 | 0 | 0 | 0 | 0 | 0 | 0 | 0 | 0 | 0 | 0 | 0 | 0 | 0 | 0 | 0 | 0 | 0
F9_Commercial_Interruptible - College_Existing_Space Heating_Natural Gas_Ventilation - Demand Controlled_A_Technical Potential | F9 | Commercial | Interruptible - College | Existing | Space Heating | Natural Gas | Ventilation - Demand Controlled | A | Cumulative Winter Peak Savings (MW) | Technical Potential | 0 | 0 | 0 | 0 | 0 | 0 | 0 | 0 | 0 | 0 | 0 | 0 | 0 | 0 | 0 | 0 | 0 | 0 | 0 | 0 | 0 | 0 | 0 | 0 | 0 | 0 | 0
F10_Commercial_Interruptible - College_Existing_Space Heating_Natural Gas_Ventilation - Demand Controlled_A_Technical Potential | F10 | Commercial | Interruptible - College | Existing | Space Heating | Natural Gas | Ventilation - Demand Controlled | A | Purchases (Incremental) | Technical Potential | 0 | 0 | 5315.8264 | 6526.987 | 7987.1221 | 9271.7902 | 10575.6509 | 12364.2071 | 13563.7272 | 13856.3054 | 13057.905 | 11224.3754 | 3370.0691 | 0 | 0 | 0 | 0 | 0 | 0 | 0 | 0 | 0 | 0 | 0 | 0 | 0 | 0
F11_Commercial_Interruptible - College_Existing_Space Heating_Natural Gas_Ventilation - Demand Controlled_A_Technical Potential | F11 | Commercial | Interruptible - College | Existing | Space Heating | Natural Gas | Ventilation - Demand Controlled | A | Purchases (Cumulative) | Technical Potential | 0 | 0 | 5315.8264 | 11842.8134 | 19829.9355 | 29101.7258 | 39677.3766 | 52041.5837 | 65605.3109 | 79461.6164 | 92519.5214 | 103743.8967 | 107113.9659 | 107113.9659 | 107113.9659 | 107113.9659 | 107113.9659 | 107113.9659 | 107113.9659 | 107113.9659 | 107113.9659 | 107113.9659 | 107113.9659 | 107113.9659 | 107113.9659 | 107113.9659 | 107113.9659
F1_Commercial_Interruptible - College_Existing_Space Heating_Natural Gas_HVAC - Dedicated Outdoor Air System (DOAS)_A_Technical Potential | F1 | Commercial | Interruptible - College | Existing | Space Heating | Natural Gas | HVAC - Dedicated Outdoor Air System (DOAS) | A | Integrated Unit Energy Savings (kWh or therms) | Technical Potential | 0 | 0 | -0.12241 | -0.12061 | -0.11879 | -0.11697 | -0.11515 | -0.11332 | -0.1115 | -0.10968 | -0.10786 | -0.10604 | -0.10424 | -0.10244 | -0.10065 | -0.098866 | -0.097097 | -0.09534 | -0.093596 | -0.091867 | -0.090154 | -0.088455 | -0.086784 | -0.085136 | -0.083508 | -0.081901 | -0.080309
F2_Commercial_Interruptible - College_Existing_Space Heating_Natural Gas_HVAC - Dedicated Outdoor Air System (DOAS)_A_Technical Potential | F2 | Commercial | Interruptible - College | Existing | Space Heating | Natural Gas | HVAC - Dedicated Outdoor Air System (DOAS) | A | Integrated Unit Summer Peak Savings (kW) | Technical Potential | 0 | 0 | 0 | 0 | 0 | 0 | 0 | 0 | 0 | 0 | 0 | 0 | 0 | 0 | 0 | 0 | 0 | 0 | 0 | 0 | 0 | 0 | 0 | 0 | 0 | 0 | 0
F3_Commercial_Interruptible - College_Existing_Space Heating_Natural Gas_HVAC - Dedicated Outdoor Air System (DOAS)_A_Technical Potential | F3 | Commercial | Interruptible - College | Existing | Space Heating | Natural Gas | HVAC - Dedicated Outdoor Air System (DOAS) | A | Integrated Unit Winter Peak Savings (kW) | Technical Potential | 0 | 0 | 0 | 0 | 0 | 0 | 0 | 0 | 0 | 0 | 0 | 0 | 0 | 0 | 0 | 0 | 0 | 0 | 0 | 0 | 0 | 0 | 0 | 0 | 0 | 0 | 0
F4_Commercial_Interruptible - College_Existing_Space Heating_Natural Gas_HVAC - Dedicated Outdoor Air System (DOAS)_A_Technical Potential | F4 | Commercial | Interruptible - College | Existing | Space Heating | Natural Gas | HVAC - Dedicated Outdoor Air System (DOAS) | A | Incremental Energy Savings (MWh or mTherms) | Technical Potential | 0 | 0 | -0.10132 | -0.20491 | -0.20182 | -0.19873 | -0.19563 | -0.19253 | -0.18943 | -0.18634 | -0.18325 | -0.18017 | -0.17709 | -0.17404 | -0.171 | -0.16797 | -0.16497 | -0.16198 | -0.15902 | -0.15608 | -0.15317 | -0.15028 | 0 | 0 | 0 | 0 | 0
F5_Commercial_Interruptible - College_Existing_Space Heating_Natural Gas_HVAC - Dedicated Outdoor Air System (DOAS)_A_Technical Potential | F5 | Commercial | Interruptible - College | Existing | Space Heating | Natural Gas | HVAC - Dedicated Outdoor Air System (DOAS) | A | Incremental Summer Peak Savings (MW) | Technical Potential | 0 | 0 | 0 | 0 | 0 | 0 | 0 | 0 | 0 | 0 | 0 | 0 | 0 | 0 | 0 | 0 | 0 | 0 | 0 | 0 | 0 | 0 | 0 | 0 | 0 | 0 | 0
F6_Commercial_Interruptible - College_Existing_Space Heating_Natural Gas_HVAC - Dedicated Outdoor Air System (DOAS)_A_Technical Potential | F6 | Commercial | Interruptible - College | Existing | Space Heating | Natural Gas | HVAC - Dedicated Outdoor Air System (DOAS) | A | Incremental Winter Peak Savings (MW) | Technical Potential | 0 | 0 | 0 | 0 | 0 | 0 | 0 | 0 | 0 | 0 | 0 | 0 | 0 | 0 | 0 | 0 | 0 | 0 | 0 | 0 | 0 | 0 | 0 | 0 | 0 | 0 | 0
F7_Commercial_Interruptible - College_Existing_Space Heating_Natural Gas_HVAC - Dedicated Outdoor Air System (DOAS)_A_Technical Potential | F7 | Commercial | Interruptible - College | Existing | Space Heating | Natural Gas | HVAC - Dedicated Outdoor Air System (DOAS) | A | Cumulative Energy Savings (MWh or mTherms) | Technical Potential | 0 | 0 | -0.10132 | -0.30473 | -0.50197 | -0.69301 | -0.87784 | -1.0565 | -1.2289 | -1.3951 | -1.5553 | -1.7093 | -1.8572 | -1.9992 | -2.1353 | -2.2655 | -2.3899 | -2.5086 | -2.6218 | -2.7294 | -2.8317 | -2.9286 | -2.8733 | -2.8187 | -2.7648 | -2.7116 | -2.6589
F8_Commercial_Interruptible - College_Existing_Space Heating_Natural Gas_HVAC - Dedicated Outdoor Air System (DOAS)_A_Technical Potential | F8 | Commercial | Interruptible - College | Existing | Space Heating | Natural Gas | HVAC - Dedicated Outdoor Air System (DOAS) | A | Cumulative Summer Peak Savings (MW) | Technical Potential | 0 | 0 | 0 | 0 | 0 | 0 | 0 | 0 | 0 | 0 | 0 | 0 | 0 | 0 | 0 | 0 | 0 | 0 | 0 | 0 | 0 | 0 | 0 | 0 | 0 | 0 | 0
F9_Commercial_Interruptible - College_Existing_Space Heating_Natural Gas_HVAC - Dedicated Outdoor Air System (DOAS)_A_Technical Potential | F9 | Commercial | Interruptible - College | Existing | Space Heating | Natural Gas | HVAC - Dedicated Outdoor Air System (DOAS) | A | Cumulative Winter Peak Savings (MW) | Technical Potential | 0 | 0 | 0 | 0 | 0 | 0 | 0 | 0 | 0 | 0 | 0 | 0 | 0 | 0 | 0 | 0 | 0 | 0 | 0 | 0 | 0 | 0 | 0 | 0 | 0 | 0 | 0
F10_Commercial_Interruptible - College_Existing_Space Heating_Natural Gas_HVAC - Dedicated Outdoor Air System (DOAS)_A_Technical Potential | F10 | Commercial | Interruptible - College | Existing | Space Heating | Natural Gas | HVAC - Dedicated Outdoor Air System (DOAS) | A | Purchases (Incremental) | Technical Potential | 0 | 0 | 827.7066 | 1698.9767 | 1698.9767 | 1698.9767 | 1698.9767 | 1698.9767 | 1698.9767 | 1698.9767 | 1698.9767 | 1698.9767 | 1698.9767 | 1698.9767 | 1698.9767 | 1698.9767 | 1698.9767 | 1698.9767 | 1698.9767 | 1698.9767 | 1698.9767 | 1698.9767 | 0 | 0 | 0 | 0 | 0
F11_Commercial_Interruptible - College_Existing_Space Heating_Natural Gas_HVAC - Dedicated Outdoor Air System (DOAS)_A_Technical Potential | F11 | Commercial | Interruptible - College | Existing | Space Heating | Natural Gas | HVAC - Dedicated Outdoor Air System (DOAS) | A | Purchases (Cumulative) | Technical Potential | 0 | 0 | 827.7066 | 2526.6833 | 4225.66 | 5924.6366 | 7623.6133 | 9322.59 | 11021.5667 | 12720.5434 | 14419.52 | 16118.4967 | 17817.4734 | 19516.4501 | 21215.4268 | 22914.4035 | 24613.3801 | 26312.3568 | 28011.3335 | 29710.3102 | 31409.2869 | 33108.2636 | 33108.2636 | 33108.2636 | 33108.2636 | 33108.2636 | 33108.2636
F1_Commercial_Interruptible - College_Existing_Space Heating_Natural Gas_Destratification Fans (HVLS)_A_Technical Potential | F1 | Commercial | Interruptible - College | Existing | Space Heating | Natural Gas | Destratification Fans (HVLS) | A | Integrated Unit Energy Savings (kWh or therms) | Technical Potential | 0 | 0 | 2853.7413 | 2789.1285 | 2721.8658 | 2652.6452 | 2580.9592 | 2506.1374 | 2428.2077 | 2347.4979 | 2264.6732 | 2180.8157 | 2098.6456 | 2019.1059 | 1942.9457 | 1870.9394 | 1804.3708 | 1746.783 | 1698.0829 | 1653.7628 | 1614.8511 | 1577.2856 | 1547.4615 | 1518.0532 | 1489.0041 | 1460.3362 | 1431.941
F2_Commercial_Interruptible - College_Existing_Space Heating_Natural Gas_Destratification Fans (HVLS)_A_Technical Potential | F2 | Commercial | Interruptible - College | Existing | Space Heating | Natural Gas | Destratification Fans (HVLS) | A | Integrated Unit Summer Peak Savings (kW) | Technical Potential | 0 | 0 | 0 | 0 | 0 | 0 | 0 | 0 | 0 | 0 | 0 | 0 | 0 | 0 | 0 | 0 | 0 | 0 | 0 | 0 | 0 | 0 | 0 | 0 | 0 | 0 | 0
F3_Commercial_Interruptible - College_Existing_Space Heating_Natural Gas_Destratification Fans (HVLS)_A_Technical Potential | F3 | Commercial | Interruptible - College | Existing | Space Heating | Natural Gas | Destratification Fans (HVLS) | A | Integrated Unit Winter Peak Savings (kW) | Technical Potential | 0 | 0 | 0 | 0 | 0 | 0 | 0 | 0 | 0 | 0 | 0 | 0 | 0 | 0 | 0 | 0 | 0 | 0 | 0 | 0 | 0 | 0 | 0 | 0 | 0 | 0 | 0
F4_Commercial_Interruptible - College_Existing_Space Heating_Natural Gas_Destratification Fans (HVLS)_A_Technical Potential | F4 | Commercial | Interruptible - College | Existing | Space Heating | Natural Gas | Destratification Fans (HVLS) | A | Incremental Energy Savings (MWh or mTherms) | Technical Potential | 0 | 0 | 0.19008 | 0.38133 | 0.37214 | 0.36267 | 0.35287 | 0.34264 | 0.33199 | 0.32095 | 0.30963 | 0.29816 | 0.28693 | 0.27605 | 0.26564 | 0.2558 | 0.2467 | 0.12247 | 0 | 4.1311e-16 | 4.4821e-17 | 0 | 0 | 0 | 0 | 0 | 0
F5_Commercial_Interruptible - College_Existing_Space Heating_Natural Gas_Destratification Fans (HVLS)_A_Technical Potential | F5 | Commercial | Interruptible - College | Existing | Space Heating | Natural Gas | Destratification Fans (HVLS) | A | Incremental Summer Peak Savings (MW) | Technical Potential | 0 | 0 | 0 | 0 | 0 | 0 | 0 | 0 | 0 | 0 | 0 | 0 | 0 | 0 | 0 | 0 | 0 | 0 | 0 | 0 | 0 | 0 | 0 | 0 | 0 | 0 | 0
F6_Commercial_Interruptible - College_Existing_Space Heating_Natural Gas_Destratification Fans (HVLS)_A_Technical Potential | F6 | Commercial | Interruptible - College | Existing | Space Heating | Natural Gas | Destratification Fans (HVLS) | A | Incremental Winter Peak Savings (MW) | Technical Potential | 0 | 0 | 0 | 0 | 0 | 0 | 0 | 0 | 0 | 0 | 0 | 0 | 0 | 0 | 0 | 0 | 0 | 0 | 0 | 0 | 0 | 0 | 0 | 0 | 0 | 0 | 0
F7_Commercial_Interruptible - College_Existing_Space Heating_Natural Gas_Destratification Fans (HVLS)_A_Technical Potential | F7 | Commercial | Interruptible - College | Existing | Space Heating | Natural Gas | Destratification Fans (HVLS) | A | Cumulative Energy Savings (MWh or mTherms) | Technical Potential | 0 | 0 | 0.19008 | 0.56711 | 0.92557 | 1.2647 | 1.5834 | 1.8801 | 2.1537 | 2.403 | 2.6279 | 2.8287 | 3.0091 | 3.1711 | 3.3171 | 3.45 | 3.5739 | 3.5823 | 3.4825 | 3.3916 | 3.3118 | 3.2347 | 3.1736 | 3.1132 | 3.0537 | 2.9949 | 2.9366
F8_Commercial_Interruptible - College_Existing_Space Heating_Natural Gas_Destratification Fans (HVLS)_A_Technical Potential | F8 | Commercial | Interruptible - College | Existing | Space Heating | Natural Gas | Destratification Fans (HVLS) | A | Cumulative Summer Peak Savings (MW) | Technical Potential | 0 | 0 | 0 | 0 | 0 | 0 | 0 | 0 | 0 | 0 | 0 | 0 | 0 | 0 | 0 | 0 | 0 | 0 | 0 | 0 | 0 | 0 | 0 | 0 | 0 | 0 | 0
F9_Commercial_Interruptible - College_Existing_Space Heating_Natural Gas_Destratification Fans (HVLS)_A_Technical Potential | F9 | Commercial | Interruptible - College | Existing | Space Heating | Natural Gas | Destratification Fans (HVLS) | A | Cumulative Winter Peak Savings (MW) | Technical Potential | 0 | 0 | 0 | 0 | 0 | 0 | 0 | 0 | 0 | 0 | 0 | 0 | 0 | 0 | 0 | 0 | 0 | 0 | 0 | 0 | 0 | 0 | 0 | 0 | 0 | 0 | 0
F10_Commercial_Interruptible - College_Existing_Space Heating_Natural Gas_Destratification Fans (HVLS)_A_Technical Potential | F10 | Commercial | Interruptible - College | Existing | Space Heating | Natural Gas | Destratification Fans (HVLS) | A | Purchases (Incremental) | Technical Potential | 0 | 0 | 0.066608 | 0.13672 | 0.13672 | 0.13672 | 0.13672 | 0.13672 | 0.13672 | 0.13672 | 0.13672 | 0.13672 | 0.13672 | 0.13672 | 0.13672 | 0.13672 | 0.13672 | 0.070113 | 0 | 2.498e-16 | 2.7756e-17 | 0 | 0 | 0 | 0 | 0 | 0
F11_Commercial_Interruptible - College_Existing_Space Heating_Natural Gas_Destratification Fans (HVLS)_A_Technical Potential | F11 | Commercial | Interruptible - College | Existing | Space Heating | Natural Gas | Destratification Fans (HVLS) | A | Purchases (Cumulative) | Technical Potential | 0 | 0 | 0.066608 | 0.20333 | 0.34005 | 0.47677 | 0.61349 | 0.75021 | 0.88693 | 1.0237 | 1.1604 | 1.2971 | 1.4338 | 1.5705 | 1.7073 | 1.844 | 1.9807 | 2.0508 | 2.0508 | 2.0508 | 2.0508 | 2.0508 | 2.0508 | 2.0508 | 2.0508 | 2.0508 | 2.0508
F1_Commercial_Interruptible - College_Existing_Space Heating_Natural Gas_Gas Boiler - Maintenance_A_Technical Potential | F1 | Commercial | Interruptible - College | Existing | Space Heating | Natural Gas | Gas Boiler - Maintenance | A | Integrated Unit Energy Savings (kWh or therms) | Technical Potential | 0 | 0 | 0.63911 | 0.62272 | 0.60539 | 0.58735 | 0.56845 | 0.54882 | 0.52818 | 0.50667 | 0.48456 | 0.46222 | 0.44024 | 0.41897 | 0.39877 | 0.37999 | 0.36301 | 0.34866 | 0.33685 | 0.32644 | 0.31767 | 0.30934 | 0.30354 | 0.29781 | 0.29215 | 0.28656 | 0.28102
F2_Commercial_Interruptible - College_Existing_Space Heating_Natural Gas_Gas Boiler - Maintenance_A_Technical Potential | F2 | Commercial | Interruptible - College | Existing | Space Heating | Natural Gas | Gas Boiler - Maintenance | A | Integrated Unit Summer Peak Savings (kW) | Technical Potential | 0 | 0 | 0 | 0 | 0 | 0 | 0 | 0 | 0 | 0 | 0 | 0 | 0 | 0 | 0 | 0 | 0 | 0 | 0 | 0 | 0 | 0 | 0 | 0 | 0 | 0 | 0
F3_Commercial_Interruptible - College_Existing_Space Heating_Natural Gas_Gas Boiler - Maintenance_A_Technical Potential | F3 | Commercial | Interruptible - College | Existing | Space Heating | Natural Gas | Gas Boiler - Maintenance | A | Integrated Unit Winter Peak Savings (kW) | Technical Potential | 0 | 0 | 0 | 0 | 0 | 0 | 0 | 0 | 0 | 0 | 0 | 0 | 0 | 0 | 0 | 0 | 0 | 0 | 0 | 0 | 0 | 0 | 0 | 0 | 0 | 0 | 0
F4_Commercial_Interruptible - College_Existing_Space Heating_Natural Gas_Gas Boiler - Maintenance_A_Technical Potential | F4 | Commercial | Interruptible - College | Existing | Space Heating | Natural Gas | Gas Boiler - Maintenance | A | Incremental Energy Savings (MWh or mTherms) | Technical Potential | 0 | 0 | 0.22783 | 0.22198 | 0.2158 | 0 | 6.4625e-17 | 0 | 0 | 0 | 0 | 0 | 0 | 0 | 0 | 0 | 0 | 0 | 0 | 0 | 0 | 0 | 0 | 0 | 0 | 0 | 0
F5_Commercial_Interruptible - College_Existing_Space Heating_Natural Gas_Gas Boiler - Maintenance_A_Technical Potential | F5 | Commercial | Interruptible - College | Existing | Space Heating | Natural Gas | Gas Boiler - Maintenance | A | Incremental Summer Peak Savings (MW) | Technical Potential | 0 | 0 | 0 | 0 | 0 | 0 | 0 | 0 | 0 | 0 | 0 | 0 | 0 | 0 | 0 | 0 | 0 | 0 | 0 | 0 | 0 | 0 | 0 | 0 | 0 | 0 | 0
F6_Commercial_Interruptible - College_Existing_Space Heating_Natural Gas_Gas Boiler - Maintenance_A_Technical Potential | F6 | Commercial | Interruptible - College | Existing | Space Heating | Natural Gas | Gas Boiler - Maintenance | A | Incremental Winter Peak Savings (MW) | Technical Potential | 0 | 0 | 0 | 0 | 0 | 0 | 0 | 0 | 0 | 0 | 0 | 0 | 0 | 0 | 0 | 0 | 0 | 0 | 0 | 0 | 0 | 0 | 0 | 0 | 0 | 0 | 0
F7_Commercial_Interruptible - College_Existing_Space Heating_Natural Gas_Gas Boiler - Maintenance_A_Technical Potential | F7 | Commercial | Interruptible - College | Existing | Space Heating | Natural Gas | Gas Boiler - Maintenance | A | Cumulative Energy Savings (MWh or mTherms) | Technical Potential | 0 | 0 | 0.22783 | 0.44397 | 0.64741 | 0.62812 | 0.60791 | 0.58691 | 0.56484 | 0.54184 | 0.51819 | 0.49431 | 0.4708 | 0.44805 | 0.42645 | 0.40636 | 0.38821 | 0.37286 | 0.36023 | 0.3491 | 0.33973 | 0.33081 | 0.32461 | 0.31848 | 0.31243 | 0.30645 | 0.30053
F8_Commercial_Interruptible - College_Existing_Space Heating_Natural Gas_Gas Boiler - Maintenance_A_Technical Potential | F8 | Commercial | Interruptible - College | Existing | Space Heating | Natural Gas | Gas Boiler - Maintenance | A | Cumulative Summer Peak Savings (MW) | Technical Potential | 0 | 0 | 0 | 0 | 0 | 0 | 0 | 0 | 0 | 0 | 0 | 0 | 0 | 0 | 0 | 0 | 0 | 0 | 0 | 0 | 0 | 0 | 0 | 0 | 0 | 0 | 0
F9_Commercial_Interruptible - College_Existing_Space Heating_Natural Gas_Gas Boiler - Maintenance_A_Technical Potential | F9 | Commercial | Interruptible - College | Existing | Space Heating | Natural Gas | Gas Boiler - Maintenance | A | Cumulative Winter Peak Savings (MW) | Technical Potential | 0 | 0 | 0 | 0 | 0 | 0 | 0 | 0 | 0 | 0 | 0 | 0 | 0 | 0 | 0 | 0 | 0 | 0 | 0 | 0 | 0 | 0 | 0 | 0 | 0 | 0 | 0
F10_Commercial_Interruptible - College_Existing_Space Heating_Natural Gas_Gas Boiler - Maintenance_A_Technical Potential | F10 | Commercial | Interruptible - College | Existing | Space Heating | Natural Gas | Gas Boiler - Maintenance | A | Purchases (Incremental) | Technical Potential | 0 | 0 | 356.4709 | 356.4709 | 356.4709 | 0 | 1.1369e-13 | 0 | 0 | 0 | 0 | 0 | 0 | 0 | 0 | 0 | 0 | 0 | 0 | 0 | 0 | 0 | 0 | 0 | 0 | 0 | 0
F11_Commercial_Interruptible - College_Existing_Space Heating_Natural Gas_Gas Boiler - Maintenance_A_Technical Potential | F11 | Commercial | Interruptible - College | Existing | Space Heating | Natural Gas | Gas Boiler - Maintenance | A | Purchases (Cumulative) | Technical Potential | 0 | 0 | 356.4709 | 712.9418 | 1069.4127 | 1069.4127 | 1069.4127 | 1069.4127 | 1069.4127 | 1069.4127 | 1069.4127 | 1069.4127 | 1069.4127 | 1069.4127 | 1069.4127 | 1069.4127 | 1069.4127 | 1069.4127 | 1069.4127 | 1069.4127 | 1069.4127 | 1069.4127 | 1069.4127 | 1069.4127 | 1069.4127 | 1069.4127 | 1069.4127
F1_Commercial_Interruptible - College_Existing_Space Heating_Natural Gas_Gas Furnace - Maintenance_A_Technical Potential | F1 | Commercial | Interruptible - College | Existing | Space Heating | Natural Gas | Gas Furnace - Maintenance | A | Integrated Unit Energy Savings (kWh or therms) | Technical Potential | 0 | 0 | 0.25573 | 0.24904 | 0.24184 | 0.2343 | 0.22631 | 0.21792 | 0.20905 | 0.19981 | 0.19035 | 0.18087 | 0.17161 | 0.16271 | 0.1543 | 0.14651 | 0.13946 | 0.13344 | 0.12841 | 0.12397 | 0.1202 | 0.11665 | 0.11409 | 0.11161 | 0.10918 | 0.10682 | 0.1045
F2_Commercial_Interruptible - College_Existing_Space Heating_Natural Gas_Gas Furnace - Maintenance_A_Technical Potential | F2 | Commercial | Interruptible - College | Existing | Space Heating | Natural Gas | Gas Furnace - Maintenance | A | Integrated Unit Summer Peak Savings (kW) | Technical Potential | 0 | 0 | 0 | 0 | 0 | 0 | 0 | 0 | 0 | 0 | 0 | 0 | 0 | 0 | 0 | 0 | 0 | 0 | 0 | 0 | 0 | 0 | 0 | 0 | 0 | 0 | 0
F3_Commercial_Interruptible - College_Existing_Space Heating_Natural Gas_Gas Furnace - Maintenance_A_Technical Potential | F3 | Commercial | Interruptible - College | Existing | Space Heating | Natural Gas | Gas Furnace - Maintenance | A | Integrated Unit Winter Peak Savings (kW) | Technical Potential | 0 | 0 | 0 | 0 | 0 | 0 | 0 | 0 | 0 | 0 | 0 | 0 | 0 | 0 | 0 | 0 | 0 | 0 | 0 | 0 | 0 | 0 | 0 | 0 | 0 | 0 | 0
F4_Commercial_Interruptible - College_Existing_Space Heating_Natural Gas_Gas Furnace - Maintenance_A_Technical Potential | F4 | Commercial | Interruptible - College | Existing | Space Heating | Natural Gas | Gas Furnace - Maintenance | A | Incremental Energy Savings (MWh or mTherms) | Technical Potential | 0 | 0 | 0.010688 | 0.010408 | 0.010107 | 0 | 1.608e-18 | 0 | 0 | 0 | 0 | 0 | 0 | 0 | 0 | 0 | 0 | 0 | 0 | 0 | 0 | 0 | 0 | 0 | 0 | 0 | 0
F5_Commercial_Interruptible - College_Existing_Space Heating_Natural Gas_Gas Furnace - Maintenance_A_Technical Potential | F5 | Commercial | Interruptible - College | Existing | Space Heating | Natural Gas | Gas Furnace - Maintenance | A | Incremental Summer Peak Savings (MW) | Technical Potential | 0 | 0 | 0 | 0 | 0 | 0 | 0 | 0 | 0 | 0 | 0 | 0 | 0 | 0 | 0 | 0 | 0 | 0 | 0 | 0 | 0 | 0 | 0 | 0 | 0 | 0 | 0
F6_Commercial_Interruptible - College_Existing_Space Heating_Natural Gas_Gas Furnace - Maintenance_A_Technical Potential | F6 | Commercial | Interruptible - College | Existing | Space Heating | Natural Gas | Gas Furnace - Maintenance | A | Incremental Winter Peak Savings (MW) | Technical Potential | 0 | 0 | 0 | 0 | 0 | 0 | 0 | 0 | 0 | 0 | 0 | 0 | 0 | 0 | 0 | 0 | 0 | 0 | 0 | 0 | 0 | 0 | 0 | 0 | 0 | 0 | 0
F7_Commercial_Interruptible - College_Existing_Space Heating_Natural Gas_Gas Furnace - Maintenance_A_Technical Potential | F7 | Commercial | Interruptible - College | Existing | Space Heating | Natural Gas | Gas Furnace - Maintenance | A | Cumulative Energy Savings (MWh or mTherms) | Technical Potential | 0 | 0 | 0.010688 | 0.020816 | 0.030322 | 0.029377 | 0.028375 | 0.027323 | 0.026211 | 0.025053 | 0.023867 | 0.022677 | 0.021516 | 0.0204 | 0.019346 | 0.018369 | 0.017486 | 0.016731 | 0.0161 | 0.015543 | 0.015071 | 0.014625 | 0.014305 | 0.013993 | 0.013689 | 0.013393 | 0.013102
F8_Commercial_Interruptible - College_Existing_Space Heating_Natural Gas_Gas Furnace - Maintenance_A_Technical Potential | F8 | Commercial | Interruptible - College | Existing | Space Heating | Natural Gas | Gas Furnace - Maintenance | A | Cumulative Summer Peak Savings (MW) | Technical Potential | 0 | 0 | 0 | 0 | 0 | 0 | 0 | 0 | 0 | 0 | 0 | 0 | 0 | 0 | 0 | 0 | 0 | 0 | 0 | 0 | 0 | 0 | 0 | 0 | 0 | 0 | 0
F9_Commercial_Interruptible - College_Existing_Space Heating_Natural Gas_Gas Furnace - Maintenance_A_Technical Potential | F9 | Commercial | Interruptible - College | Existing | Space Heating | Natural Gas | Gas Furnace - Maintenance | A | Cumulative Winter Peak Savings (MW) | Technical Potential | 0 | 0 | 0 | 0 | 0 | 0 | 0 | 0 | 0 | 0 | 0 | 0 | 0 | 0 | 0 | 0 | 0 | 0 | 0 | 0 | 0 | 0 | 0 | 0 | 0 | 0 | 0
F10_Commercial_Interruptible - College_Existing_Space Heating_Natural Gas_Gas Furnace - Maintenance_A_Technical Potential | F10 | Commercial | Interruptible - College | Existing | Space Heating | Natural Gas | Gas Furnace - Maintenance | A | Purchases (Incremental) | Technical Potential | 0 | 0 | 41.7932 | 41.7932 | 41.7932 | 0 | 7.1054e-15 | 0 | 0 | 0 | 0 | 0 | 0 | 0 | 0 | 0 | 0 | 0 | 0 | 0 | 0 | 0 | 0 | 0 | 0 | 0 | 0
F11_Commercial_Interruptible - College_Existing_Space Heating_Natural Gas_Gas Furnace - Maintenance_A_Technical Potential | F11 | Commercial | Interruptible - College | Existing | Space Heating | Natural Gas | Gas Furnace - Maintenance | A | Purchases (Cumulative) | Technical Potential | 0 | 0 | 41.7932 | 83.5863 | 125.3795 | 125.3795 | 125.3795 | 125.3795 | 125.3795 | 125.3795 | 125.3795 | 125.3795 | 125.3795 | 125.3795 | 125.3795 | 125.3795 | 125.3795 | 125.3795 | 125.3795 | 125.3795 | 125.3795 | 125.3795 | 125.3795 | 125.3795 | 125.3795 | 125.3795 | 125.3795
F1_Commercial_Interruptible - College_Existing_Space Heating_Natural Gas_Gas Boiler - Hot Water Reset_A_Technical Potential | F1 | Commercial | Interruptible - College | Existing | Space Heating | Natural Gas | Gas Boiler - Hot Water Reset | A | Integrated Unit Energy Savings (kWh or therms) | Technical Potential | 0 | 0 | 1144.1872 | 1127.4633 | 1110.6674 | 1093.8418 | 1077.0026 | 1060.1649 | 1043.3425 | 1026.5486 | 1009.797 | 993.1003 | 976.47 | 959.9167 | 943.4501 | 927.0789 | 910.8112 | 894.6545 | 878.6156 | 862.6985 | 846.9062 | 831.2378 | 815.6574 | 800.2815 | 785.0815 | 770.0703 | 755.1917
F2_Commercial_Interruptible - College_Existing_Space Heating_Natural Gas_Gas Boiler - Hot Water Reset_A_Technical Potential | F2 | Commercial | Interruptible - College | Existing | Space Heating | Natural Gas | Gas Boiler - Hot Water Reset | A | Integrated Unit Summer Peak Savings (kW) | Technical Potential | 0 | 0 | 0 | 0 | 0 | 0 | 0 | 0 | 0 | 0 | 0 | 0 | 0 | 0 | 0 | 0 | 0 | 0 | 0 | 0 | 0 | 0 | 0 | 0 | 0 | 0 | 0
F3_Commercial_Interruptible - College_Existing_Space Heating_Natural Gas_Gas Boiler - Hot Water Reset_A_Technical Potential | F3 | Commercial | Interruptible - College | Existing | Space Heating | Natural Gas | Gas Boiler - Hot Water Reset | A | Integrated Unit Winter Peak Savings (kW) | Technical Potential | 0 | 0 | 0 | 0 | 0 | 0 | 0 | 0 | 0 | 0 | 0 | 0 | 0 | 0 | 0 | 0 | 0 | 0 | 0 | 0 | 0 | 0 | 0 | 0 | 0 | 0 | 0
F4_Commercial_Interruptible - College_Existing_Space Heating_Natural Gas_Gas Boiler - Hot Water Reset_A_Technical Potential | F4 | Commercial | Interruptible - College | Existing | Space Heating | Natural Gas | Gas Boiler - Hot Water Reset | A | Incremental Energy Savings (MWh or mTherms) | Technical Potential | 0 | 0 | 0.46614 | 0.94282 | 0.92878 | 0.91471 | 0.90063 | 0.88655 | 0.87248 | 0.85844 | 0.84443 | 0.83047 | 0.81656 | 0.80272 | 0.78895 | 0.77526 | 0.76165 | 0.74814 | 0.73473 | 0.72142 | 0.70821 | 0.69511 | 0 | 0 | 0 | 0 | 0
F5_Commercial_Interruptible - College_Existing_Space Heating_Natural Gas_Gas Boiler - Hot Water Reset_A_Technical Potential | F5 | Commercial | Interruptible - College | Existing | Space Heating | Natural Gas | Gas Boiler - Hot Water Reset | A | Incremental Summer Peak Savings (MW) | Technical Potential | 0 | 0 | 0 | 0 | 0 | 0 | 0 | 0 | 0 | 0 | 0 | 0 | 0 | 0 | 0 | 0 | 0 | 0 | 0 | 0 | 0 | 0 | 0 | 0 | 0 | 0 | 0
F6_Commercial_Interruptible - College_Existing_Space Heating_Natural Gas_Gas Boiler - Hot Water Reset_A_Technical Potential | F6 | Commercial | Interruptible - College | Existing | Space Heating | Natural Gas | Gas Boiler - Hot Water Reset | A | Incremental Winter Peak Savings (MW) | Technical Potential | 0 | 0 | 0 | 0 | 0 | 0 | 0 | 0 | 0 | 0 | 0 | 0 | 0 | 0 | 0 | 0 | 0 | 0 | 0 | 0 | 0 | 0 | 0 | 0 | 0 | 0 | 0
F7_Commercial_Interruptible - College_Existing_Space Heating_Natural Gas_Gas Boiler - Hot Water Reset_A_Technical Potential | F7 | Commercial | Interruptible - College | Existing | Space Heating | Natural Gas | Gas Boiler - Hot Water Reset | A | Cumulative Energy Savings (MWh or mTherms) | Technical Potential | 0 | 0 | 0.46614 | 1.4021 | 2.31 | 3.1898 | 4.0413 | 4.8646 | 5.6599 | 6.4273 | 7.1668 | 7.8788 | 8.5634 | 9.2209 | 9.8517 | 10.456 | 11.0342 | 11.5866 | 12.1136 | 12.6156 | 13.0929 | 13.5457 | 13.2918 | 13.0413 | 12.7936 | 12.549 | 12.3065
F8_Commercial_Interruptible - College_Existing_Space Heating_Natural Gas_Gas Boiler - Hot Water Reset_A_Technical Potential | F8 | Commercial | Interruptible - College | Existing | Space Heating | Natural Gas | Gas Boiler - Hot Water Reset | A | Cumulative Summer Peak Savings (MW) | Technical Potential | 0 | 0 | 0 | 0 | 0 | 0 | 0 | 0 | 0 | 0 | 0 | 0 | 0 | 0 | 0 | 0 | 0 | 0 | 0 | 0 | 0 | 0 | 0 | 0 | 0 | 0 | 0
F9_Commercial_Interruptible - College_Existing_Space Heating_Natural Gas_Gas Boiler - Hot Water Reset_A_Technical Potential | F9 | Commercial | Interruptible - College | Existing | Space Heating | Natural Gas | Gas Boiler - Hot Water Reset | A | Cumulative Winter Peak Savings (MW) | Technical Potential | 0 | 0 | 0 | 0 | 0 | 0 | 0 | 0 | 0 | 0 | 0 | 0 | 0 | 0 | 0 | 0 | 0 | 0 | 0 | 0 | 0 | 0 | 0 | 0 | 0 | 0 | 0
F10_Commercial_Interruptible - College_Existing_Space Heating_Natural Gas_Gas Boiler - Hot Water Reset_A_Technical Potential | F10 | Commercial | Interruptible - College | Existing | Space Heating | Natural Gas | Gas Boiler - Hot Water Reset | A | Purchases (Incremental) | Technical Potential | 0 | 0 | 0.4074 | 0.83624 | 0.83624 | 0.83624 | 0.83624 | 0.83624 | 0.83624 | 0.83624 | 0.83624 | 0.83624 | 0.83624 | 0.83624 | 0.83624 | 0.83624 | 0.83624 | 0.83624 | 0.83624 | 0.83624 | 0.83624 | 0.83624 | 0 | 0 | 0 | 0 | 0
F11_Commercial_Interruptible - College_Existing_Space Heating_Natural Gas_Gas Boiler - Hot Water Reset_A_Technical Potential | F11 | Commercial | Interruptible - College | Existing | Space Heating | Natural Gas | Gas Boiler - Hot Water Reset | A | Purchases (Cumulative) | Technical Potential | 0 | 0 | 0.4074 | 1.2436 | 2.0799 | 2.9161 | 3.7523 | 4.5886 | 5.4248 | 6.261 | 7.0973 | 7.9335 | 8.7698 | 9.606 | 10.4422 | 11.2785 | 12.1147 | 12.9509 | 13.7872 | 14.6234 | 15.4596 | 16.2959 | 16.2959 | 16.2959 | 16.2959 | 16.2959 | 16.2959
F1_Commercial_Interruptible - College_Existing_Space Heating_Natural Gas_Gas Boiler - Steam Trap Replacement_A_Technical Potential | F1 | Commercial | Interruptible - College | Existing | Space Heating | Natural Gas | Gas Boiler - Steam Trap Replacement | A | Integrated Unit Energy Savings (kWh or therms) | Technical Potential | 0 | 0 | 297.446 | 291.7696 | 285.9369 | 279.9891 | 273.8864 | 267.591 | 261.0737 | 254.3221 | 247.3503 | 240.2049 | 232.9681 | 225.7544 | 218.697 | 211.9287 | 205.5572 | 199.99 | 195.2266 | 190.8025 | 186.8155 | 182.9281 | 179.4976 | 176.1123 | 172.7659 | 169.4612 | 166.1858
F2_Commercial_Interruptible - College_Existing_Space Heating_Natural Gas_Gas Boiler - Steam Trap Replacement_A_Technical Potential | F2 | Commercial | Interruptible - College | Existing | Space Heating | Natural Gas | Gas Boiler - Steam Trap Replacement | A | Integrated Unit Summer Peak Savings (kW) | Technical Potential | 0 | 0 | 0 | 0 | 0 | 0 | 0 | 0 | 0 | 0 | 0 | 0 | 0 | 0 | 0 | 0 | 0 | 0 | 0 | 0 | 0 | 0 | 0 | 0 | 0 | 0 | 0
F3_Commercial_Interruptible - College_Existing_Space Heating_Natural Gas_Gas Boiler - Steam Trap Replacement_A_Technical Potential | F3 | Commercial | Interruptible - College | Existing | Space Heating | Natural Gas | Gas Boiler - Steam Trap Replacement | A | Integrated Unit Winter Peak Savings (kW) | Technical Potential | 0 | 0 | 0 | 0 | 0 | 0 | 0 | 0 | 0 | 0 | 0 | 0 | 0 | 0 | 0 | 0 | 0 | 0 | 0 | 0 | 0 | 0 | 0 | 0 | 0 | 0 | 0
F4_Commercial_Interruptible - College_Existing_Space Heating_Natural Gas_Gas Boiler - Steam Trap Replacement_A_Technical Potential | F4 | Commercial | Interruptible - College | Existing | Space Heating | Natural Gas | Gas Boiler - Steam Trap Replacement | A | Incremental Energy Savings (MWh or mTherms) | Technical Potential | 0 | 0 | 0.027226 | 0.054818 | 0.053722 | 0.052604 | 0.051458 | 0.050275 | 0.025154 | 0 | 0 | 1.3334e-17 | 0 | 1.2532e-17 | 1.214e-17 | 8.2351e-17 | 0 | 7.2161e-17 | 0 | 7.9437e-17 | 0 | 0 | 0 | 0 | 0 | 0 | 0
F5_Commercial_Interruptible - College_Existing_Space Heating_Natural Gas_Gas Boiler - Steam Trap Replacement_A_Technical Potential | F5 | Commercial | Interruptible - College | Existing | Space Heating | Natural Gas | Gas Boiler - Steam Trap Replacement | A | Incremental Summer Peak Savings (MW) | Technical Potential | 0 | 0 | 0 | 0 | 0 | 0 | 0 | 0 | 0 | 0 | 0 | 0 | 0 | 0 | 0 | 0 | 0 | 0 | 0 | 0 | 0 | 0 | 0 | 0 | 0 | 0 | 0
F6_Commercial_Interruptible - College_Existing_Space Heating_Natural Gas_Gas Boiler - Steam Trap Replacement_A_Technical Potential | F6 | Commercial | Interruptible - College | Existing | Space Heating | Natural Gas | Gas Boiler - Steam Trap Replacement | A | Incremental Winter Peak Savings (MW) | Technical Potential | 0 | 0 | 0 | 0 | 0 | 0 | 0 | 0 | 0 | 0 | 0 | 0 | 0 | 0 | 0 | 0 | 0 | 0 | 0 | 0 | 0 | 0 | 0 | 0 | 0 | 0 | 0
F7_Commercial_Interruptible - College_Existing_Space Heating_Natural Gas_Gas Boiler - Steam Trap Replacement_A_Technical Potential | F7 | Commercial | Interruptible - College | Existing | Space Heating | Natural Gas | Gas Boiler - Steam Trap Replacement | A | Cumulative Energy Savings (MWh or mTherms) | Technical Potential | 0 | 0 | 0.027226 | 0.081524 | 0.13362 | 0.18344 | 0.2309 | 0.27587 | 0.2943 | 0.28669 | 0.27883 | 0.27078 | 0.26262 | 0.25449 | 0.24653 | 0.2389 | 0.23172 | 0.22544 | 0.22007 | 0.21509 | 0.21059 | 0.20621 | 0.20234 | 0.19853 | 0.19476 | 0.19103 | 0.18734
F8_Commercial_Interruptible - College_Existing_Space Heating_Natural Gas_Gas Boiler - Steam Trap Replacement_A_Technical Potential | F8 | Commercial | Interruptible - College | Existing | Space Heating | Natural Gas | Gas Boiler - Steam Trap Replacement | A | Cumulative Summer Peak Savings (MW) | Technical Potential | 0 | 0 | 0 | 0 | 0 | 0 | 0 | 0 | 0 | 0 | 0 | 0 | 0 | 0 | 0 | 0 | 0 | 0 | 0 | 0 | 0 | 0 | 0 | 0 | 0 | 0 | 0
F9_Commercial_Interruptible - College_Existing_Space Heating_Natural Gas_Gas Boiler - Steam Trap Replacement_A_Technical Potential | F9 | Commercial | Interruptible - College | Existing | Space Heating | Natural Gas | Gas Boiler - Steam Trap Replacement | A | Cumulative Winter Peak Savings (MW) | Technical Potential | 0 | 0 | 0 | 0 | 0 | 0 | 0 | 0 | 0 | 0 | 0 | 0 | 0 | 0 | 0 | 0 | 0 | 0 | 0 | 0 | 0 | 0 | 0 | 0 | 0 | 0 | 0
F10_Commercial_Interruptible - College_Existing_Space Heating_Natural Gas_Gas Boiler - Steam Trap Replacement_A_Technical Potential | F10 | Commercial | Interruptible - College | Existing | Space Heating | Natural Gas | Gas Boiler - Steam Trap Replacement | A | Purchases (Incremental) | Technical Potential | 0 | 0 | 0.091531 | 0.18788 | 0.18788 | 0.18788 | 0.18788 | 0.18788 | 0.096349 | 0 | 0 | 5.5511e-17 | 0 | 5.5511e-17 | 5.5511e-17 | 3.8858e-16 | 0 | 3.6082e-16 | 0 | 4.1633e-16 | 0 | 0 | 0 | 0 | 0 | 0 | 0
F11_Commercial_Interruptible - College_Existing_Space Heating_Natural Gas_Gas Boiler - Steam Trap Replacement_A_Technical Potential | F11 | Commercial | Interruptible - College | Existing | Space Heating | Natural Gas | Gas Boiler - Steam Trap Replacement | A | Purchases (Cumulative) | Technical Potential | 0 | 0 | 0.091531 | 0.27941 | 0.46729 | 0.65517 | 0.84305 | 1.0309 | 1.1273 | 1.1273 | 1.1273 | 1.1273 | 1.1273 | 1.1273 | 1.1273 | 1.1273 | 1.1273 | 1.1273 | 1.1273 | 1.1273 | 1.1273 | 1.1273 | 1.1273 | 1.1273 | 1.1273 | 1.1273 | 1.1273
F1_Commercial_Interruptible - College_Existing_Space Heating_Natural Gas_Gas Boiler - High Turndown Burner_A_Technical Potential | F1 | Commercial | Interruptible - College | Existing | Space Heating | Natural Gas | Gas Boiler - High Turndown Burner | A | Integrated Unit Energy Savings (kWh or therms) | Technical Potential | 0 | 0 | 1.0682 | 1.0452 | 1.0213 | 0.99675 | 0.97135 | 0.94486 | 0.91726 | 0.88861 | 0.85909 | 0.82904 | 0.79946 | 0.77037 | 0.7421 | 0.71525 | 0.69032 | 0.66873 | 0.65044 | 0.63375 | 0.61901 | 0.60477 | 0.59343 | 0.58224 | 0.57117 | 0.56025 | 0.54942
F2_Commercial_Interruptible - College_Existing_Space Heating_Natural Gas_Gas Boiler - High Turndown Burner_A_Technical Potential | F2 | Commercial | Interruptible - College | Existing | Space Heating | Natural Gas | Gas Boiler - High Turndown Burner | A | Integrated Unit Summer Peak Savings (kW) | Technical Potential | 0 | 0 | 0 | 0 | 0 | 0 | 0 | 0 | 0 | 0 | 0 | 0 | 0 | 0 | 0 | 0 | 0 | 0 | 0 | 0 | 0 | 0 | 0 | 0 | 0 | 0 | 0
F3_Commercial_Interruptible - College_Existing_Space Heating_Natural Gas_Gas Boiler - High Turndown Burner_A_Technical Potential | F3 | Commercial | Interruptible - College | Existing | Space Heating | Natural Gas | Gas Boiler - High Turndown Burner | A | Integrated Unit Winter Peak Savings (kW) | Technical Potential | 0 | 0 | 0 | 0 | 0 | 0 | 0 | 0 | 0 | 0 | 0 | 0 | 0 | 0 | 0 | 0 | 0 | 0 | 0 | 0 | 0 | 0 | 0 | 0 | 0 | 0 | 0
F4_Commercial_Interruptible - College_Existing_Space Heating_Natural Gas_Gas Boiler - High Turndown Burner_A_Technical Potential | F4 | Commercial | Interruptible - College | Existing | Space Heating | Natural Gas | Gas Boiler - High Turndown Burner | A | Incremental Energy Savings (MWh or mTherms) | Technical Potential | 0 | 0 | 0.37425 | 0.44963 | 0.53764 | 0.60911 | 0.67706 | 0.76998 | 0.82 | 0.81153 | 0.73936 | 0.61332 | 0.45767 | 0.30266 | 0.17447 | 0.078541 | 0 | 0 | 0 | 0 | 0 | 0 | 0 | 0 | 0 | 0 | 0
F5_Commercial_Interruptible - College_Existing_Space Heating_Natural Gas_Gas Boiler - High Turndown Burner_A_Technical Potential | F5 | Commercial | Interruptible - College | Existing | Space Heating | Natural Gas | Gas Boiler - High Turndown Burner | A | Incremental Summer Peak Savings (MW) | Technical Potential | 0 | 0 | 0 | 0 | 0 | 0 | 0 | 0 | 0 | 0 | 0 | 0 | 0 | 0 | 0 | 0 | 0 | 0 | 0 | 0 | 0 | 0 | 0 | 0 | 0 | 0 | 0
F6_Commercial_Interruptible - College_Existing_Space Heating_Natural Gas_Gas Boiler - High Turndown Burner_A_Technical Potential | F6 | Commercial | Interruptible - College | Existing | Space Heating | Natural Gas | Gas Boiler - High Turndown Burner | A | Incremental Winter Peak Savings (MW) | Technical Potential | 0 | 0 | 0 | 0 | 0 | 0 | 0 | 0 | 0 | 0 | 0 | 0 | 0 | 0 | 0 | 0 | 0 | 0 | 0 | 0 | 0 | 0 | 0 | 0 | 0 | 0 | 0
F7_Commercial_Interruptible - College_Existing_Space Heating_Natural Gas_Gas Boiler - High Turndown Burner_A_Technical Potential | F7 | Commercial | Interruptible - College | Existing | Space Heating | Natural Gas | Gas Boiler - High Turndown Burner | A | Cumulative Energy Savings (MWh or mTherms) | Technical Potential | 0 | 0 | 0.37425 | 0.81583 | 1.3348 | 1.9118 | 2.5402 | 3.2409 | 3.9662 | 4.6539 | 5.2386 | 5.6687 | 5.9241 | 6.0112 | 5.9651 | 5.8278 | 5.6247 | 5.4488 | 5.2998 | 5.1637 | 5.0437 | 4.9276 | 4.8352 | 4.744 | 4.6539 | 4.5649 | 4.4766
F8_Commercial_Interruptible - College_Existing_Space Heating_Natural Gas_Gas Boiler - High Turndown Burner_A_Technical Potential | F8 | Commercial | Interruptible - College | Existing | Space Heating | Natural Gas | Gas Boiler - High Turndown Burner | A | Cumulative Summer Peak Savings (MW) | Technical Potential | 0 | 0 | 0 | 0 | 0 | 0 | 0 | 0 | 0 | 0 | 0 | 0 | 0 | 0 | 0 | 0 | 0 | 0 | 0 | 0 | 0 | 0 | 0 | 0 | 0 | 0 | 0
F9_Commercial_Interruptible - College_Existing_Space Heating_Natural Gas_Gas Boiler - High Turndown Burner_A_Technical Potential | F9 | Commercial | Interruptible - College | Existing | Space Heating | Natural Gas | Gas Boiler - High Turndown Burner | A | Cumulative Winter Peak Savings (MW) | Technical Potential | 0 | 0 | 0 | 0 | 0 | 0 | 0 | 0 | 0 | 0 | 0 | 0 | 0 | 0 | 0 | 0 | 0 | 0 | 0 | 0 | 0 | 0 | 0 | 0 | 0 | 0 | 0
F10_Commercial_Interruptible - College_Existing_Space Heating_Natural Gas_Gas Boiler - High Turndown Burner_A_Technical Potential | F10 | Commercial | Interruptible - College | Existing | Space Heating | Natural Gas | Gas Boiler - High Turndown Burner | A | Purchases (Incremental) | Technical Potential | 0 | 0 | 350.3613 | 430.1878 | 526.4239 | 611.0952 | 697.0315 | 814.9136 | 893.9729 | 913.2564 | 860.6346 | 739.7883 | 572.4794 | 392.8801 | 235.1025 | 109.8088 | 0 | 0 | 0 | 0 | 0 | 0 | 0 | 0 | 0 | 0 | 0
F11_Commercial_Interruptible - College_Existing_Space Heating_Natural Gas_Gas Boiler - High Turndown Burner_A_Technical Potential | F11 | Commercial | Interruptible - College | Existing | Space Heating | Natural Gas | Gas Boiler - High Turndown Burner | A | Purchases (Cumulative) | Technical Potential | 0 | 0 | 350.3613 | 780.549 | 1306.9729 | 1918.0682 | 2615.0996 | 3430.0132 | 4323.9861 | 5237.2425 | 6097.8771 | 6837.6655 | 7410.1449 | 7803.025 | 8038.1275 | 8147.9363 | 8147.9363 | 8147.9363 | 8147.9363 | 8147.9363 | 8147.9363 | 8147.9363 | 8147.9363 | 8147.9363 | 8147.9363 | 8147.9363 | 8147.9363
F1_Commercial_Interruptible - College_Existing_Space Heating_Natural Gas_Gas Boiler - Burner Control Optimization_A_Technical Potential | F1 | Commercial | Interruptible - College | Existing | Space Heating | Natural Gas | Gas Boiler - Burner Control Optimization | A | Integrated Unit Energy Savings (kWh or therms) | Technical Potential | 0 | 0 | 0.30956 | 0.30255 | 0.29526 | 0.28778 | 0.28006 | 0.27201 | 0.26364 | 0.255 | 0.24614 | 0.23719 | 0.22843 | 0.21995 | 0.21184 | 0.20415 | 0.19703 | 0.19087 | 0.18565 | 0.18088 | 0.17668 | 0.17261 | 0.16938 | 0.16618 | 0.16302 | 0.1599 | 0.15681
F2_Commercial_Interruptible - College_Existing_Space Heating_Natural Gas_Gas Boiler - Burner Control Optimization_A_Technical Potential | F2 | Commercial | Interruptible - College | Existing | Space Heating | Natural Gas | Gas Boiler - Burner Control Optimization | A | Integrated Unit Summer Peak Savings (kW) | Technical Potential | 0 | 0 | 0 | 0 | 0 | 0 | 0 | 0 | 0 | 0 | 0 | 0 | 0 | 0 | 0 | 0 | 0 | 0 | 0 | 0 | 0 | 0 | 0 | 0 | 0 | 0 | 0
F3_Commercial_Interruptible - College_Existing_Space Heating_Natural Gas_Gas Boiler - Burner Control Optimization_A_Technical Potential | F3 | Commercial | Interruptible - College | Existing | Space Heating | Natural Gas | Gas Boiler - Burner Control Optimization | A | Integrated Unit Winter Peak Savings (kW) | Technical Potential | 0 | 0 | 0 | 0 | 0 | 0 | 0 | 0 | 0 | 0 | 0 | 0 | 0 | 0 | 0 | 0 | 0 | 0 | 0 | 0 | 0 | 0 | 0 | 0 | 0 | 0 | 0
F4_Commercial_Interruptible - College_Existing_Space Heating_Natural Gas_Gas Boiler - Burner Control Optimization_A_Technical Potential | F4 | Commercial | Interruptible - College | Existing | Space Heating | Natural Gas | Gas Boiler - Burner Control Optimization | A | Incremental Energy Savings (MWh or mTherms) | Technical Potential | 0 | 0 | 0.040356 | 0.021223 | 0.070069 | 0.11109 | 0.16409 | 0.22826 | 0.30095 | 0.37734 | 0.4505 | 0.51193 | 0.55313 | 0.56659 | 0.54796 | 0.4978 | 0.42242 | 0.3331 | 0.24217 | 0.17287 | 0.069099 | 0.059901 | 0 | 0 | 0 | 0 | 0
F5_Commercial_Interruptible - College_Existing_Space Heating_Natural Gas_Gas Boiler - Burner Control Optimization_A_Technical Potential | F5 | Commercial | Interruptible - College | Existing | Space Heating | Natural Gas | Gas Boiler - Burner Control Optimization | A | Incremental Summer Peak Savings (MW) | Technical Potential | 0 | 0 | 0 | 0 | 0 | 0 | 0 | 0 | 0 | 0 | 0 | 0 | 0 | 0 | 0 | 0 | 0 | 0 | 0 | 0 | 0 | 0 | 0 | 0 | 0 | 0 | 0
F6_Commercial_Interruptible - College_Existing_Space Heating_Natural Gas_Gas Boiler - Burner Control Optimization_A_Technical Potential | F6 | Commercial | Interruptible - College | Existing | Space Heating | Natural Gas | Gas Boiler - Burner Control Optimization | A | Incremental Winter Peak Savings (MW) | Technical Potential | 0 | 0 | 0 | 0 | 0 | 0 | 0 | 0 | 0 | 0 | 0 | 0 | 0 | 0 | 0 | 0 | 0 | 0 | 0 | 0 | 0 | 0 | 0 | 0 | 0 | 0 | 0
F7_Commercial_Interruptible - College_Existing_Space Heating_Natural Gas_Gas Boiler - Burner Control Optimization_A_Technical Potential | F7 | Commercial | Interruptible - College | Existing | Space Heating | Natural Gas | Gas Boiler - Burner Control Optimization | A | Cumulative Energy Savings (MWh or mTherms) | Technical Potential | 0 | 0 | 0.040356 | 0.060666 | 0.12927 | 0.23709 | 0.39481 | 0.61172 | 0.89386 | 1.2419 | 1.6493 | 2.1012 | 2.5767 | 3.0477 | 3.4832 | 3.8546 | 4.1427 | 4.3462 | 4.4695 | 4.5276 | 4.4914 | 4.448 | 4.3646 | 4.2822 | 4.2009 | 4.1205 | 4.0409
F8_Commercial_Interruptible - College_Existing_Space Heating_Natural Gas_Gas Boiler - Burner Control Optimization_A_Technical Potential | F8 | Commercial | Interruptible - College | Existing | Space Heating | Natural Gas | Gas Boiler - Burner Control Optimization | A | Cumulative Summer Peak Savings (MW) | Technical Potential | 0 | 0 | 0 | 0 | 0 | 0 | 0 | 0 | 0 | 0 | 0 | 0 | 0 | 0 | 0 | 0 | 0 | 0 | 0 | 0 | 0 | 0 | 0 | 0 | 0 | 0 | 0
F9_Commercial_Interruptible - College_Existing_Space Heating_Natural Gas_Gas Boiler - Burner Control Optimization_A_Technical Potential | F9 | Commercial | Interruptible - College | Existing | Space Heating | Natural Gas | Gas Boiler - Burner Control Optimization | A | Cumulative Winter Peak Savings (MW) | Technical Potential | 0 | 0 | 0 | 0 | 0 | 0 | 0 | 0 | 0 | 0 | 0 | 0 | 0 | 0 | 0 | 0 | 0 | 0 | 0 | 0 | 0 | 0 | 0 | 0 | 0 | 0 | 0
F10_Commercial_Interruptible - College_Existing_Space Heating_Natural Gas_Gas Boiler - Burner Control Optimization_A_Technical Potential | F10 | Commercial | Interruptible - College | Existing | Space Heating | Natural Gas | Gas Boiler - Burner Control Optimization | A | Purchases (Incremental) | Technical Potential | 0 | 0 | 130.367 | 70.1494 | 237.3084 | 386.0147 | 585.9164 | 839.1575 | 1141.4846 | 1479.7763 | 1830.2283 | 2158.2739 | 2421.4431 | 2575.9595 | 2586.7138 | 2438.414 | 2143.9113 | 1745.1854 | 1304.4407 | 955.7161 | 391.1009 | 347.0249 | 0 | 0 | 0 | 0 | 0
F11_Commercial_Interruptible - College_Existing_Space Heating_Natural Gas_Gas Boiler - Burner Control Optimization_A_Technical Potential | F11 | Commercial | Interruptible - College | Existing | Space Heating | Natural Gas | Gas Boiler - Burner Control Optimization | A | Purchases (Cumulative) | Technical Potential | 0 | 0 | 130.367 | 200.5164 | 437.8248 | 823.8395 | 1409.7559 | 2248.9134 | 3390.398 | 4870.1743 | 6700.4026 | 8858.6765 | 11280.1196 | 13856.0791 | 16442.7929 | 18881.2069 | 21025.1182 | 22770.3036 | 24074.7443 | 25030.4604 | 25421.5613 | 25768.5863 | 25768.5863 | 25768.5863 | 25768.5863 | 25768.5863 | 25768.5863
F1_Commercial_Interruptible - College_Existing_Space Heating_Natural Gas_Gas Boiler - Stack Economizer_A_Technical Potential | F1 | Commercial | Interruptible - College | Existing | Space Heating | Natural Gas | Gas Boiler - Stack Economizer | A | Integrated Unit Energy Savings (kWh or therms) | Technical Potential | 0 | 0 | 1.0221 | 0.99525 | 0.96688 | 0.93755 | 0.90678 | 0.87481 | 0.8412 | 0.80627 | 0.77046 | 0.73444 | 0.69915 | 0.66512 | 0.63291 | 0.60304 | 0.5761 | 0.55332 | 0.53458 | 0.51806 | 0.50415 | 0.49092 | 0.48171 | 0.47263 | 0.46364 | 0.45477 | 0.44598
F2_Commercial_Interruptible - College_Existing_Space Heating_Natural Gas_Gas Boiler - Stack Economizer_A_Technical Potential | F2 | Commercial | Interruptible - College | Existing | Space Heating | Natural Gas | Gas Boiler - Stack Economizer | A | Integrated Unit Summer Peak Savings (kW) | Technical Potential | 0 | 0 | 0 | 0 | 0 | 0 | 0 | 0 | 0 | 0 | 0 | 0 | 0 | 0 | 0 | 0 | 0 | 0 | 0 | 0 | 0 | 0 | 0 | 0 | 0 | 0 | 0
F3_Commercial_Interruptible - College_Existing_Space Heating_Natural Gas_Gas Boiler - Stack Economizer_A_Technical Potential | F3 | Commercial | Interruptible - College | Existing | Space Heating | Natural Gas | Gas Boiler - Stack Economizer | A | Integrated Unit Winter Peak Savings (kW) | Technical Potential | 0 | 0 | 0 | 0 | 0 | 0 | 0 | 0 | 0 | 0 | 0 | 0 | 0 | 0 | 0 | 0 | 0 | 0 | 0 | 0 | 0 | 0 | 0 | 0 | 0 | 0 | 0
F4_Commercial_Interruptible - College_Existing_Space Heating_Natural Gas_Gas Boiler - Stack Economizer_A_Technical Potential | F4 | Commercial | Interruptible - College | Existing | Space Heating | Natural Gas | Gas Boiler - Stack Economizer | A | Incremental Energy Savings (MWh or mTherms) | Technical Potential | 0 | 0 | 0.57294 | 0.68503 | 0.81438 | 0.91669 | 1.0113 | 1.1406 | 1.2032 | 1.1781 | 1.0609 | 0.86933 | 0.64039 | 0.4181 | 0.23808 | 0.10595 | 0 | 0 | 0 | 0 | 0 | 0 | 0 | 0 | 0 | 0 | 0
F5_Commercial_Interruptible - College_Existing_Space Heating_Natural Gas_Gas Boiler - Stack Economizer_A_Technical Potential | F5 | Commercial | Interruptible - College | Existing | Space Heating | Natural Gas | Gas Boiler - Stack Economizer | A | Incremental Summer Peak Savings (MW) | Technical Potential | 0 | 0 | 0 | 0 | 0 | 0 | 0 | 0 | 0 | 0 | 0 | 0 | 0 | 0 | 0 | 0 | 0 | 0 | 0 | 0 | 0 | 0 | 0 | 0 | 0 | 0 | 0
F6_Commercial_Interruptible - College_Existing_Space Heating_Natural Gas_Gas Boiler - Stack Economizer_A_Technical Potential | F6 | Commercial | Interruptible - College | Existing | Space Heating | Natural Gas | Gas Boiler - Stack Economizer | A | Incremental Winter Peak Savings (MW) | Technical Potential | 0 | 0 | 0 | 0 | 0 | 0 | 0 | 0 | 0 | 0 | 0 | 0 | 0 | 0 | 0 | 0 | 0 | 0 | 0 | 0 | 0 | 0 | 0 | 0 | 0 | 0 | 0
F7_Commercial_Interruptible - College_Existing_Space Heating_Natural Gas_Gas Boiler - Stack Economizer_A_Technical Potential | F7 | Commercial | Interruptible - College | Existing | Space Heating | Natural Gas | Gas Boiler - Stack Economizer | A | Cumulative Energy Savings (MWh or mTherms) | Technical Potential | 0 | 0 | 0.57294 | 1.2429 | 2.0219 | 2.8772 | 3.7941 | 4.801 | 5.8198 | 6.7562 | 7.5171 | 8.035 | 8.2892 | 8.3039 | 8.1399 | 7.8616 | 7.5104 | 7.2134 | 6.9691 | 6.7537 | 6.5724 | 6.4 | 6.28 | 6.1615 | 6.0443 | 5.9287 | 5.8141
F8_Commercial_Interruptible - College_Existing_Space Heating_Natural Gas_Gas Boiler - Stack Economizer_A_Technical Potential | F8 | Commercial | Interruptible - College | Existing | Space Heating | Natural Gas | Gas Boiler - Stack Economizer | A | Cumulative Summer Peak Savings (MW) | Technical Potential | 0 | 0 | 0 | 0 | 0 | 0 | 0 | 0 | 0 | 0 | 0 | 0 | 0 | 0 | 0 | 0 | 0 | 0 | 0 | 0 | 0 | 0 | 0 | 0 | 0 | 0 | 0
F9_Commercial_Interruptible - College_Existing_Space Heating_Natural Gas_Gas Boiler - Stack Economizer_A_Technical Potential | F9 | Commercial | Interruptible - College | Existing | Space Heating | Natural Gas | Gas Boiler - Stack Economizer | A | Cumulative Winter Peak Savings (MW) | Technical Potential | 0 | 0 | 0 | 0 | 0 | 0 | 0 | 0 | 0 | 0 | 0 | 0 | 0 | 0 | 0 | 0 | 0 | 0 | 0 | 0 | 0 | 0 | 0 | 0 | 0 | 0 | 0
F10_Commercial_Interruptible - College_Existing_Space Heating_Natural Gas_Gas Boiler - Stack Economizer_A_Technical Potential | F10 | Commercial | Interruptible - College | Existing | Space Heating | Natural Gas | Gas Boiler - Stack Economizer | A | Purchases (Incremental) | Technical Potential | 0 | 0 | 560.578 | 688.3004 | 842.2783 | 977.7524 | 1115.2504 | 1303.8618 | 1430.3566 | 1461.2103 | 1377.0153 | 1183.6613 | 915.9671 | 628.6082 | 376.1639 | 175.6941 | 0 | 0 | 0 | 0 | 0 | 0 | 0 | 0 | 0 | 0 | 0
F11_Commercial_Interruptible - College_Existing_Space Heating_Natural Gas_Gas Boiler - Stack Economizer_A_Technical Potential | F11 | Commercial | Interruptible - College | Existing | Space Heating | Natural Gas | Gas Boiler - Stack Economizer | A | Purchases (Cumulative) | Technical Potential | 0 | 0 | 560.578 | 1248.8784 | 2091.1567 | 3068.9091 | 4184.1594 | 5488.0212 | 6918.3778 | 8379.5881 | 9756.6034 | 10940.2647 | 11856.2318 | 12484.84 | 12861.004 | 13036.6981 | 13036.6981 | 13036.6981 | 13036.6981 | 13036.6981 | 13036.6981 | 13036.6981 | 13036.6981 | 13036.6981 | 13036.6981 | 13036.6981 | 13036.6981
F1_Commercial_Interruptible - College_Existing_Space Heating_Natural Gas_Gas Boiler - Thermostatic Radiator Valves_A_Technical Potential | F1 | Commercial | Interruptible - College | Existing | Space Heating | Natural Gas | Gas Boiler - Thermostatic Radiator Valves | A | Integrated Unit Energy Savings (kWh or therms) | Technical Potential | 0 | 0 | 62.7086 | 61.6295 | 60.513 | 59.3679 | 58.1856 | 56.9576 | 55.6776 | 54.3426 | 52.9554 | 51.5255 | 50.0705 | 48.6148 | 47.1872 | 45.8165 | 44.5264 | 43.3643 | 42.3317 | 41.3726 | 40.5083 | 39.6656 | 38.9219 | 38.188 | 37.4625 | 36.7461 | 36.036
F2_Commercial_Interruptible - College_Existing_Space Heating_Natural Gas_Gas Boiler - Thermostatic Radiator Valves_A_Technical Potential | F2 | Commercial | Interruptible - College | Existing | Space Heating | Natural Gas | Gas Boiler - Thermostatic Radiator Valves | A | Integrated Unit Summer Peak Savings (kW) | Technical Potential | 0 | 0 | 0 | 0 | 0 | 0 | 0 | 0 | 0 | 0 | 0 | 0 | 0 | 0 | 0 | 0 | 0 | 0 | 0 | 0 | 0 | 0 | 0 | 0 | 0 | 0 | 0
F3_Commercial_Interruptible - College_Existing_Space Heating_Natural Gas_Gas Boiler - Thermostatic Radiator Valves_A_Technical Potential | F3 | Commercial | Interruptible - College | Existing | Space Heating | Natural Gas | Gas Boiler - Thermostatic Radiator Valves | A | Integrated Unit Winter Peak Savings (kW) | Technical Potential | 0 | 0 | 0 | 0 | 0 | 0 | 0 | 0 | 0 | 0 | 0 | 0 | 0 | 0 | 0 | 0 | 0 | 0 | 0 | 0 | 0 | 0 | 0 | 0 | 0 | 0 | 0
F4_Commercial_Interruptible - College_Existing_Space Heating_Natural Gas_Gas Boiler - Thermostatic Radiator Valves_A_Technical Potential | F4 | Commercial | Interruptible - College | Existing | Space Heating | Natural Gas | Gas Boiler - Thermostatic Radiator Valves | A | Incremental Energy Savings (MWh or mTherms) | Technical Potential | 0 | 0 | 1.0907 | 2.2003 | 2.1604 | 2.1196 | 2.0773 | 2.0335 | 1.9878 | 1.9401 | 1.8906 | 1.8396 | 1.7876 | 1.7356 | 1.6847 | 1.6357 | 1.5897 | 0.79395 | 3.0078e-16 | 2.9397e-15 | 2.8783e-16 | 0 | 0 | 0 | 0 | 0 | 0
F5_Commercial_Interruptible - College_Existing_Space Heating_Natural Gas_Gas Boiler - Thermostatic Radiator Valves_A_Technical Potential | F5 | Commercial | Interruptible - College | Existing | Space Heating | Natural Gas | Gas Boiler - Thermostatic Radiator Valves | A | Incremental Summer Peak Savings (MW) | Technical Potential | 0 | 0 | 0 | 0 | 0 | 0 | 0 | 0 | 0 | 0 | 0 | 0 | 0 | 0 | 0 | 0 | 0 | 0 | 0 | 0 | 0 | 0 | 0 | 0 | 0 | 0 | 0
F6_Commercial_Interruptible - College_Existing_Space Heating_Natural Gas_Gas Boiler - Thermostatic Radiator Valves_A_Technical Potential | F6 | Commercial | Interruptible - College | Existing | Space Heating | Natural Gas | Gas Boiler - Thermostatic Radiator Valves | A | Incremental Winter Peak Savings (MW) | Technical Potential | 0 | 0 | 0 | 0 | 0 | 0 | 0 | 0 | 0 | 0 | 0 | 0 | 0 | 0 | 0 | 0 | 0 | 0 | 0 | 0 | 0 | 0 | 0 | 0 | 0 | 0 | 0
F7_Commercial_Interruptible - College_Existing_Space Heating_Natural Gas_Gas Boiler - Thermostatic Radiator Valves_A_Technical Potential | F7 | Commercial | Interruptible - College | Existing | Space Heating | Natural Gas | Gas Boiler - Thermostatic Radiator Valves | A | Cumulative Energy Savings (MWh or mTherms) | Technical Potential | 0 | 0 | 1.0907 | 3.2722 | 5.3734 | 7.3913 | 9.3214 | 11.1582 | 12.8953 | 14.5262 | 16.046 | 17.4523 | 18.7471 | 19.9377 | 21.0369 | 22.0616 | 23.0301 | 23.223 | 22.67 | 22.1564 | 21.6935 | 21.2422 | 20.8439 | 20.4509 | 20.0624 | 19.6787 | 19.2984
F8_Commercial_Interruptible - College_Existing_Space Heating_Natural Gas_Gas Boiler - Thermostatic Radiator Valves_A_Technical Potential | F8 | Commercial | Interruptible - College | Existing | Space Heating | Natural Gas | Gas Boiler - Thermostatic Radiator Valves | A | Cumulative Summer Peak Savings (MW) | Technical Potential | 0 | 0 | 0 | 0 | 0 | 0 | 0 | 0 | 0 | 0 | 0 | 0 | 0 | 0 | 0 | 0 | 0 | 0 | 0 | 0 | 0 | 0 | 0 | 0 | 0 | 0 | 0
F9_Commercial_Interruptible - College_Existing_Space Heating_Natural Gas_Gas Boiler - Thermostatic Radiator Valves_A_Technical Potential | F9 | Commercial | Interruptible - College | Existing | Space Heating | Natural Gas | Gas Boiler - Thermostatic Radiator Valves | A | Cumulative Winter Peak Savings (MW) | Technical Potential | 0 | 0 | 0 | 0 | 0 | 0 | 0 | 0 | 0 | 0 | 0 | 0 | 0 | 0 | 0 | 0 | 0 | 0 | 0 | 0 | 0 | 0 | 0 | 0 | 0 | 0 | 0
F10_Commercial_Interruptible - College_Existing_Space Heating_Natural Gas_Gas Boiler - Thermostatic Radiator Valves_A_Technical Potential | F10 | Commercial | Interruptible - College | Existing | Space Heating | Natural Gas | Gas Boiler - Thermostatic Radiator Valves | A | Purchases (Incremental) | Technical Potential | 0 | 0 | 17.3933 | 35.7021 | 35.7021 | 35.7021 | 35.7021 | 35.7021 | 35.7021 | 35.7021 | 35.7021 | 35.7021 | 35.7021 | 35.7021 | 35.7021 | 35.7021 | 35.7021 | 18.3088 | 7.1054e-15 | 7.1054e-14 | 7.1054e-15 | 0 | 0 | 0 | 0 | 0 | 0
F11_Commercial_Interruptible - College_Existing_Space Heating_Natural Gas_Gas Boiler - Thermostatic Radiator Valves_A_Technical Potential | F11 | Commercial | Interruptible - College | Existing | Space Heating | Natural Gas | Gas Boiler - Thermostatic Radiator Valves | A | Purchases (Cumulative) | Technical Potential | 0 | 0 | 17.3933 | 53.0954 | 88.7976 | 124.4997 | 160.2018 | 195.9039 | 231.606 | 267.3081 | 303.0102 | 338.7123 | 374.4144 | 410.1165 | 445.8186 | 481.5208 | 517.2229 | 535.5316 | 535.5316 | 535.5316 | 535.5316 | 535.5316 | 535.5316 | 535.5316 | 535.5316 | 535.5316 | 535.5316
F1_Commercial_Interruptible - College_Existing_Space Heating_Natural Gas_HVAC - Shut Off Damper_A_Technical Potential | F1 | Commercial | Interruptible - College | Existing | Space Heating | Natural Gas | HVAC - Shut Off Damper | A | Integrated Unit Energy Savings (kWh or therms) | Technical Potential | 0 | 0 | 129.1606 | 125.8276 | 122.3028 | 118.6594 | 114.8383 | 110.8685 | 106.6923 | 102.3409 | 97.865 | 93.3439 | 88.8939 | 84.5867 | 80.4959 | 76.6916 | 73.2527 | 70.3428 | 67.9474 | 65.8351 | 64.0563 | 62.3657 | 61.1861 | 60.023 | 58.8742 | 57.7404 | 56.6175
F2_Commercial_Interruptible - College_Existing_Space Heating_Natural Gas_HVAC - Shut Off Damper_A_Technical Potential | F2 | Commercial | Interruptible - College | Existing | Space Heating | Natural Gas | HVAC - Shut Off Damper | A | Integrated Unit Summer Peak Savings (kW) | Technical Potential | 0 | 0 | 0 | 0 | 0 | 0 | 0 | 0 | 0 | 0 | 0 | 0 | 0 | 0 | 0 | 0 | 0 | 0 | 0 | 0 | 0 | 0 | 0 | 0 | 0 | 0 | 0
F3_Commercial_Interruptible - College_Existing_Space Heating_Natural Gas_HVAC - Shut Off Damper_A_Technical Potential | F3 | Commercial | Interruptible - College | Existing | Space Heating | Natural Gas | HVAC - Shut Off Damper | A | Integrated Unit Winter Peak Savings (kW) | Technical Potential | 0 | 0 | 0 | 0 | 0 | 0 | 0 | 0 | 0 | 0 | 0 | 0 | 0 | 0 | 0 | 0 | 0 | 0 | 0 | 0 | 0 | 0 | 0 | 0 | 0 | 0 | 0
F4_Commercial_Interruptible - College_Existing_Space Heating_Natural Gas_HVAC - Shut Off Damper_A_Technical Potential | F4 | Commercial | Interruptible - College | Existing | Space Heating | Natural Gas | HVAC - Shut Off Damper | A | Incremental Energy Savings (MWh or mTherms) | Technical Potential | 0 | 0 | 0.37919 | 0.45357 | 0.53949 | 0.6076 | 0.67073 | 0.75706 | 0.79922 | 0.78316 | 0.70576 | 0.57863 | 0.42642 | 0.27846 | 0.15858 | 0.070566 | 0 | 0 | 0 | 0 | 0 | 0 | 0 | 0 | 0 | 0 | 0
F5_Commercial_Interruptible - College_Existing_Space Heating_Natural Gas_HVAC - Shut Off Damper_A_Technical Potential | F5 | Commercial | Interruptible - College | Existing | Space Heating | Natural Gas | HVAC - Shut Off Damper | A | Incremental Summer Peak Savings (MW) | Technical Potential | 0 | 0 | 0 | 0 | 0 | 0 | 0 | 0 | 0 | 0 | 0 | 0 | 0 | 0 | 0 | 0 | 0 | 0 | 0 | 0 | 0 | 0 | 0 | 0 | 0 | 0 | 0
F6_Commercial_Interruptible - College_Existing_Space Heating_Natural Gas_HVAC - Shut Off Damper_A_Technical Potential | F6 | Commercial | Interruptible - College | Existing | Space Heating | Natural Gas | HVAC - Shut Off Damper | A | Incremental Winter Peak Savings (MW) | Technical Potential | 0 | 0 | 0 | 0 | 0 | 0 | 0 | 0 | 0 | 0 | 0 | 0 | 0 | 0 | 0 | 0 | 0 | 0 | 0 | 0 | 0 | 0 | 0 | 0 | 0 | 0 | 0
F7_Commercial_Interruptible - College_Existing_Space Heating_Natural Gas_HVAC - Shut Off Damper_A_Technical Potential | F7 | Commercial | Interruptible - College | Existing | Space Heating | Natural Gas | HVAC - Shut Off Damper | A | Cumulative Energy Savings (MWh or mTherms) | Technical Potential | 0 | 0 | 0.37919 | 0.82297 | 1.3394 | 1.9071 | 2.5164 | 3.1865 | 3.8657 | 4.4912 | 5.0005 | 5.3481 | 5.5196 | 5.5306 | 5.4217 | 5.236 | 5.0013 | 4.8026 | 4.639 | 4.4948 | 4.3734 | 4.258 | 4.1774 | 4.098 | 4.0196 | 3.9422 | 3.8655
F8_Commercial_Interruptible - College_Existing_Space Heating_Natural Gas_HVAC - Shut Off Damper_A_Technical Potential | F8 | Commercial | Interruptible - College | Existing | Space Heating | Natural Gas | HVAC - Shut Off Damper | A | Cumulative Summer Peak Savings (MW) | Technical Potential | 0 | 0 | 0 | 0 | 0 | 0 | 0 | 0 | 0 | 0 | 0 | 0 | 0 | 0 | 0 | 0 | 0 | 0 | 0 | 0 | 0 | 0 | 0 | 0 | 0 | 0 | 0
F9_Commercial_Interruptible - College_Existing_Space Heating_Natural Gas_HVAC - Shut Off Damper_A_Technical Potential | F9 | Commercial | Interruptible - College | Existing | Space Heating | Natural Gas | HVAC - Shut Off Damper | A | Cumulative Winter Peak Savings (MW) | Technical Potential | 0 | 0 | 0 | 0 | 0 | 0 | 0 | 0 | 0 | 0 | 0 | 0 | 0 | 0 | 0 | 0 | 0 | 0 | 0 | 0 | 0 | 0 | 0 | 0 | 0 | 0 | 0
F10_Commercial_Interruptible - College_Existing_Space Heating_Natural Gas_HVAC - Shut Off Damper_A_Technical Potential | F10 | Commercial | Interruptible - College | Existing | Space Heating | Natural Gas | HVAC - Shut Off Damper | A | Purchases (Incremental) | Technical Potential | 0 | 0 | 2.9358 | 3.6047 | 4.4111 | 5.1206 | 5.8406 | 6.8284 | 7.4909 | 7.6525 | 7.2115 | 6.1989 | 4.797 | 3.2921 | 1.97 | 0.92012 | 0 | 0 | 0 | 0 | 0 | 0 | 0 | 0 | 0 | 0 | 0
F11_Commercial_Interruptible - College_Existing_Space Heating_Natural Gas_HVAC - Shut Off Damper_A_Technical Potential | F11 | Commercial | Interruptible - College | Existing | Space Heating | Natural Gas | HVAC - Shut Off Damper | A | Purchases (Cumulative) | Technical Potential | 0 | 0 | 2.9358 | 6.5405 | 10.9515 | 16.0721 | 21.9127 | 28.7411 | 36.232 | 43.8845 | 51.096 | 57.2949 | 62.0919 | 65.384 | 67.354 | 68.2741 | 68.2741 | 68.2741 | 68.2741 | 68.2741 | 68.2741 | 68.2741 | 68.2741 | 68.2741 | 68.2741 | 68.2741 | 68.2741
F1_Commercial_Interruptible - College_Existing_Space Heating_Natural Gas_Gas Furnace - Tube Inserts_A_Technical Potential | F1 | Commercial | Interruptible - College | Existing | Space Heating | Natural Gas | Gas Furnace - Tube Inserts | A | Integrated Unit Energy Savings (kWh or therms) | Technical Potential | 0 | 0 | 0 | 0 | 0 | 0 | 0 | 0 | 0 | 0 | 0 | 0 | 0 | 0 | 0 | 0 | 0 | 0 | 0 | 0 | 0 | 0 | 0 | 0 | 0 | 0 | 0
F2_Commercial_Interruptible - College_Existing_Space Heating_Natural Gas_Gas Furnace - Tube Inserts_A_Technical Potential | F2 | Commercial | Interruptible - College | Existing | Space Heating | Natural Gas | Gas Furnace - Tube Inserts | A | Integrated Unit Summer Peak Savings (kW) | Technical Potential | 0 | 0 | 0 | 0 | 0 | 0 | 0 | 0 | 0 | 0 | 0 | 0 | 0 | 0 | 0 | 0 | 0 | 0 | 0 | 0 | 0 | 0 | 0 | 0 | 0 | 0 | 0
F3_Commercial_Interruptible - College_Existing_Space Heating_Natural Gas_Gas Furnace - Tube Inserts_A_Technical Potential | F3 | Commercial | Interruptible - College | Existing | Space Heating | Natural Gas | Gas Furnace - Tube Inserts | A | Integrated Unit Winter Peak Savings (kW) | Technical Potential | 0 | 0 | 0 | 0 | 0 | 0 | 0 | 0 | 0 | 0 | 0 | 0 | 0 | 0 | 0 | 0 | 0 | 0 | 0 | 0 | 0 | 0 | 0 | 0 | 0 | 0 | 0
F4_Commercial_Interruptible - College_Existing_Space Heating_Natural Gas_Gas Furnace - Tube Inserts_A_Technical Potential | F4 | Commercial | Interruptible - College | Existing | Space Heating | Natural Gas | Gas Furnace - Tube Inserts | A | Incremental Energy Savings (MWh or mTherms) | Technical Potential | 0 | 0 | 0 | 0 | 0 | 0 | 0 | 0 | 0 | 0 | 0 | 0 | 0 | 0 | 0 | 0 | 0 | 0 | 0 | 0 | 0 | 0 | 0 | 0 | 0 | 0 | 0
F5_Commercial_Interruptible - College_Existing_Space Heating_Natural Gas_Gas Furnace - Tube Inserts_A_Technical Potential | F5 | Commercial | Interruptible - College | Existing | Space Heating | Natural Gas | Gas Furnace - Tube Inserts | A | Incremental Summer Peak Savings (MW) | Technical Potential | 0 | 0 | 0 | 0 | 0 | 0 | 0 | 0 | 0 | 0 | 0 | 0 | 0 | 0 | 0 | 0 | 0 | 0 | 0 | 0 | 0 | 0 | 0 | 0 | 0 | 0 | 0
F6_Commercial_Interruptible - College_Existing_Space Heating_Natural Gas_Gas Furnace - Tube Inserts_A_Technical Potential | F6 | Commercial | Interruptible - College | Existing | Space Heating | Natural Gas | Gas Furnace - Tube Inserts | A | Incremental Winter Peak Savings (MW) | Technical Potential | 0 | 0 | 0 | 0 | 0 | 0 | 0 | 0 | 0 | 0 | 0 | 0 | 0 | 0 | 0 | 0 | 0 | 0 | 0 | 0 | 0 | 0 | 0 | 0 | 0 | 0 | 0
F7_Commercial_Interruptible - College_Existing_Space Heating_Natural Gas_Gas Furnace - Tube Inserts_A_Technical Potential | F7 | Commercial | Interruptible - College | Existing | Space Heating | Natural Gas | Gas Furnace - Tube Inserts | A | Cumulative Energy Savings (MWh or mTherms) | Technical Potential | 0 | 0 | 0 | 0 | 0 | 0 | 0 | 0 | 0 | 0 | 0 | 0 | 0 | 0 | 0 | 0 | 0 | 0 | 0 | 0 | 0 | 0 | 0 | 0 | 0 | 0 | 0
F8_Commercial_Interruptible - College_Existing_Space Heating_Natural Gas_Gas Furnace - Tube Inserts_A_Technical Potential | F8 | Commercial | Interruptible - College | Existing | Space Heating | Natural Gas | Gas Furnace - Tube Inserts | A | Cumulative Summer Peak Savings (MW) | Technical Potential | 0 | 0 | 0 | 0 | 0 | 0 | 0 | 0 | 0 | 0 | 0 | 0 | 0 | 0 | 0 | 0 | 0 | 0 | 0 | 0 | 0 | 0 | 0 | 0 | 0 | 0 | 0
F9_Commercial_Interruptible - College_Existing_Space Heating_Natural Gas_Gas Furnace - Tube Inserts_A_Technical Potential | F9 | Commercial | Interruptible - College | Existing | Space Heating | Natural Gas | Gas Furnace - Tube Inserts | A | Cumulative Winter Peak Savings (MW) | Technical Potential | 0 | 0 | 0 | 0 | 0 | 0 | 0 | 0 | 0 | 0 | 0 | 0 | 0 | 0 | 0 | 0 | 0 | 0 | 0 | 0 | 0 | 0 | 0 | 0 | 0 | 0 | 0
F10_Commercial_Interruptible - College_Existing_Space Heating_Natural Gas_Gas Furnace - Tube Inserts_A_Technical Potential | F10 | Commercial | Interruptible - College | Existing | Space Heating | Natural Gas | Gas Furnace - Tube Inserts | A | Purchases (Incremental) | Technical Potential | 0 | 0 | 87.567 | 47.1191 | 159.3991 | 259.2845 | 393.5576 | 476.0916 | 719.6114 | 834.5605 | 970.0723 | 1056.146 | 1062.8147 | 963.5308 | 743.5253 | 408.5158 | 0 | 0 | 0 | 0 | 0 | 0 | 0 | 0 | 0 | 0 | 0
F11_Commercial_Interruptible - College_Existing_Space Heating_Natural Gas_Gas Furnace - Tube Inserts_A_Technical Potential | F11 | Commercial | Interruptible - College | Existing | Space Heating | Natural Gas | Gas Furnace - Tube Inserts | A | Purchases (Cumulative) | Technical Potential | 0 | 0 | 87.567 | 134.686 | 294.0851 | 553.3696 | 946.9272 | 1423.0188 | 2142.6302 | 2977.1907 | 3947.263 | 5003.409 | 6066.2236 | 7029.7545 | 7773.2798 | 8181.7956 | 8181.7956 | 8181.7956 | 8181.7956 | 8181.7956 | 8181.7956 | 8181.7956 | 8181.7956 | 8181.7956 | 8181.7956 | 8181.7956 | 8181.7956
F1_Commercial_Interruptible - College_Existing_Space Heating_Natural Gas_Gas Boiler - Insulate Steam Lines/Condensate Tank_A_Technical Potential | F1 | Commercial | Interruptible - College | Existing | Space Heating | Natural Gas | Gas Boiler - Insulate Steam Lines/Condensate Tank | A | Integrated Unit Energy Savings (kWh or therms) | Technical Potential | 0 | 0 | 23.8625 | 23.4786 | 23.0797 | 22.6689 | 22.2429 | 21.7984 | 21.3331 | 20.8456 | 20.3368 | 19.8106 | 19.2734 | 18.7347 | 18.2057 | 17.6974 | 17.2191 | 16.7798 | 16.3803 | 16.0092 | 15.6748 | 15.3487 | 15.061 | 14.7771 | 14.4964 | 14.2192 | 13.9444
F2_Commercial_Interruptible - College_Existing_Space Heating_Natural Gas_Gas Boiler - Insulate Steam Lines/Condensate Tank_A_Technical Potential | F2 | Commercial | Interruptible - College | Existing | Space Heating | Natural Gas | Gas Boiler - Insulate Steam Lines/Condensate Tank | A | Integrated Unit Summer Peak Savings (kW) | Technical Potential | 0 | 0 | 0 | 0 | 0 | 0 | 0 | 0 | 0 | 0 | 0 | 0 | 0 | 0 | 0 | 0 | 0 | 0 | 0 | 0 | 0 | 0 | 0 | 0 | 0 | 0 | 0
F3_Commercial_Interruptible - College_Existing_Space Heating_Natural Gas_Gas Boiler - Insulate Steam Lines/Condensate Tank_A_Technical Potential | F3 | Commercial | Interruptible - College | Existing | Space Heating | Natural Gas | Gas Boiler - Insulate Steam Lines/Condensate Tank | A | Integrated Unit Winter Peak Savings (kW) | Technical Potential | 0 | 0 | 0 | 0 | 0 | 0 | 0 | 0 | 0 | 0 | 0 | 0 | 0 | 0 | 0 | 0 | 0 | 0 | 0 | 0 | 0 | 0 | 0 | 0 | 0 | 0 | 0
F4_Commercial_Interruptible - College_Existing_Space Heating_Natural Gas_Gas Boiler - Insulate Steam Lines/Condensate Tank_A_Technical Potential | F4 | Commercial | Interruptible - College | Existing | Space Heating | Natural Gas | Gas Boiler - Insulate Steam Lines/Condensate Tank | A | Incremental Energy Savings (MWh or mTherms) | Technical Potential | 0 | 0 | 0.6536 | 1.32 | 1.2976 | 1.2745 | 1.2505 | 1.2256 | 1.1994 | 1.172 | 1.1434 | 1.1138 | 1.0836 | 1.0533 | 1.0236 | 0.99498 | 0.96809 | 0.48379 | 0 | 1.7063e-15 | 1.1138e-16 | 0 | 0 | 0 | 0 | 0 | 0
F5_Commercial_Interruptible - College_Existing_Space Heating_Natural Gas_Gas Boiler - Insulate Steam Lines/Condensate Tank_A_Technical Potential | F5 | Commercial | Interruptible - College | Existing | Space Heating | Natural Gas | Gas Boiler - Insulate Steam Lines/Condensate Tank | A | Incremental Summer Peak Savings (MW) | Technical Potential | 0 | 0 | 0 | 0 | 0 | 0 | 0 | 0 | 0 | 0 | 0 | 0 | 0 | 0 | 0 | 0 | 0 | 0 | 0 | 0 | 0 | 0 | 0 | 0 | 0 | 0 | 0
F6_Commercial_Interruptible - College_Existing_Space Heating_Natural Gas_Gas Boiler - Insulate Steam Lines/Condensate Tank_A_Technical Potential | F6 | Commercial | Interruptible - College | Existing | Space Heating | Natural Gas | Gas Boiler - Insulate Steam Lines/Condensate Tank | A | Incremental Winter Peak Savings (MW) | Technical Potential | 0 | 0 | 0 | 0 | 0 | 0 | 0 | 0 | 0 | 0 | 0 | 0 | 0 | 0 | 0 | 0 | 0 | 0 | 0 | 0 | 0 | 0 | 0 | 0 | 0 | 0 | 0
F7_Commercial_Interruptible - College_Existing_Space Heating_Natural Gas_Gas Boiler - Insulate Steam Lines/Condensate Tank_A_Technical Potential | F7 | Commercial | Interruptible - College | Existing | Space Heating | Natural Gas | Gas Boiler - Insulate Steam Lines/Condensate Tank | A | Cumulative Energy Savings (MWh or mTherms) | Technical Potential | 0 | 0 | 0.6536 | 1.9631 | 3.2273 | 4.4444 | 5.6114 | 6.7248 | 7.7806 | 8.7748 | 9.704 | 10.5667 | 11.3638 | 12.0995 | 12.7814 | 13.4195 | 14.0249 | 14.1509 | 13.814 | 13.501 | 13.219 | 12.9441 | 12.7014 | 12.4619 | 12.2252 | 11.9914 | 11.7597
F8_Commercial_Interruptible - College_Existing_Space Heating_Natural Gas_Gas Boiler - Insulate Steam Lines/Condensate Tank_A_Technical Potential | F8 | Commercial | Interruptible - College | Existing | Space Heating | Natural Gas | Gas Boiler - Insulate Steam Lines/Condensate Tank | A | Cumulative Summer Peak Savings (MW) | Technical Potential | 0 | 0 | 0 | 0 | 0 | 0 | 0 | 0 | 0 | 0 | 0 | 0 | 0 | 0 | 0 | 0 | 0 | 0 | 0 | 0 | 0 | 0 | 0 | 0 | 0 | 0 | 0
F9_Commercial_Interruptible - College_Existing_Space Heating_Natural Gas_Gas Boiler - Insulate Steam Lines/Condensate Tank_A_Technical Potential | F9 | Commercial | Interruptible - College | Existing | Space Heating | Natural Gas | Gas Boiler - Insulate Steam Lines/Condensate Tank | A | Cumulative Winter Peak Savings (MW) | Technical Potential | 0 | 0 | 0 | 0 | 0 | 0 | 0 | 0 | 0 | 0 | 0 | 0 | 0 | 0 | 0 | 0 | 0 | 0 | 0 | 0 | 0 | 0 | 0 | 0 | 0 | 0 | 0
F10_Commercial_Interruptible - College_Existing_Space Heating_Natural Gas_Gas Boiler - Insulate Steam Lines/Condensate Tank_A_Technical Potential | F10 | Commercial | Interruptible - College | Existing | Space Heating | Natural Gas | Gas Boiler - Insulate Steam Lines/Condensate Tank | A | Purchases (Incremental) | Technical Potential | 0 | 0 | 27.3902 | 56.222 | 56.222 | 56.222 | 56.222 | 56.222 | 56.222 | 56.222 | 56.222 | 56.222 | 56.222 | 56.222 | 56.222 | 56.222 | 56.222 | 28.8318 | 0 | 1.0658e-13 | 7.1054e-15 | 0 | 0 | 0 | 0 | 0 | 0
F11_Commercial_Interruptible - College_Existing_Space Heating_Natural Gas_Gas Boiler - Insulate Steam Lines/Condensate Tank_A_Technical Potential | F11 | Commercial | Interruptible - College | Existing | Space Heating | Natural Gas | Gas Boiler - Insulate Steam Lines/Condensate Tank | A | Purchases (Cumulative) | Technical Potential | 0 | 0 | 27.3902 | 83.6122 | 139.8342 | 196.0562 | 252.2782 | 308.5002 | 364.7221 | 420.9441 | 477.1661 | 533.3881 | 589.6101 | 645.8321 | 702.0541 | 758.2761 | 814.4981 | 843.3299 | 843.3299 | 843.3299 | 843.3299 | 843.3299 | 843.3299 | 843.3299 | 843.3299 | 843.3299 | 843.3299
F1_Commercial_Interruptible - College_Existing_Space Heating_Natural Gas_Gas Boiler - Insulate Hot Water Lines_A_Technical Potential | F1 | Commercial | Interruptible - College | Existing | Space Heating | Natural Gas | Gas Boiler - Insulate Hot Water Lines | A | Integrated Unit Energy Savings (kWh or therms) | Technical Potential | 0 | 0 | 15.9201 | 15.5714 | 15.2082 | 14.8343 | 14.4469 | 14.0425 | 13.6212 | 13.1847 | 12.7367 | 12.2829 | 11.8383 | 11.4035 | 10.9826 | 10.5842 | 10.2153 | 9.8957 | 9.6251 | 9.378 | 9.16 | 8.9492 | 8.7814 | 8.6158 | 8.4521 | 8.2904 | 8.1301
F2_Commercial_Interruptible - College_Existing_Space Heating_Natural Gas_Gas Boiler - Insulate Hot Water Lines_A_Technical Potential | F2 | Commercial | Interruptible - College | Existing | Space Heating | Natural Gas | Gas Boiler - Insulate Hot Water Lines | A | Integrated Unit Summer Peak Savings (kW) | Technical Potential | 0 | 0 | 0 | 0 | 0 | 0 | 0 | 0 | 0 | 0 | 0 | 0 | 0 | 0 | 0 | 0 | 0 | 0 | 0 | 0 | 0 | 0 | 0 | 0 | 0 | 0 | 0
F3_Commercial_Interruptible - College_Existing_Space Heating_Natural Gas_Gas Boiler - Insulate Hot Water Lines_A_Technical Potential | F3 | Commercial | Interruptible - College | Existing | Space Heating | Natural Gas | Gas Boiler - Insulate Hot Water Lines | A | Integrated Unit Winter Peak Savings (kW) | Technical Potential | 0 | 0 | 0 | 0 | 0 | 0 | 0 | 0 | 0 | 0 | 0 | 0 | 0 | 0 | 0 | 0 | 0 | 0 | 0 | 0 | 0 | 0 | 0 | 0 | 0 | 0 | 0
F4_Commercial_Interruptible - College_Existing_Space Heating_Natural Gas_Gas Boiler - Insulate Hot Water Lines_A_Technical Potential | F4 | Commercial | Interruptible - College | Existing | Space Heating | Natural Gas | Gas Boiler - Insulate Hot Water Lines | A | Incremental Energy Savings (MWh or mTherms) | Technical Potential | 0 | 0 | 0.43606 | 0.87545 | 0.85503 | 0.83401 | 0.81224 | 0.7895 | 0.76581 | 0.74127 | 0.71608 | 0.69057 | 0.66557 | 0.32878 | 0 | 1.1281e-15 | 0 | 1.125e-15 | 2.0517e-16 | 1.2661e-15 | 6.5086e-17 | 0 | 0 | 0 | 0 | 0 | 0
F5_Commercial_Interruptible - College_Existing_Space Heating_Natural Gas_Gas Boiler - Insulate Hot Water Lines_A_Technical Potential | F5 | Commercial | Interruptible - College | Existing | Space Heating | Natural Gas | Gas Boiler - Insulate Hot Water Lines | A | Incremental Summer Peak Savings (MW) | Technical Potential | 0 | 0 | 0 | 0 | 0 | 0 | 0 | 0 | 0 | 0 | 0 | 0 | 0 | 0 | 0 | 0 | 0 | 0 | 0 | 0 | 0 | 0 | 0 | 0 | 0 | 0 | 0
F6_Commercial_Interruptible - College_Existing_Space Heating_Natural Gas_Gas Boiler - Insulate Hot Water Lines_A_Technical Potential | F6 | Commercial | Interruptible - College | Existing | Space Heating | Natural Gas | Gas Boiler - Insulate Hot Water Lines | A | Incremental Winter Peak Savings (MW) | Technical Potential | 0 | 0 | 0 | 0 | 0 | 0 | 0 | 0 | 0 | 0 | 0 | 0 | 0 | 0 | 0 | 0 | 0 | 0 | 0 | 0 | 0 | 0 | 0 | 0 | 0 | 0 | 0
F7_Commercial_Interruptible - College_Existing_Space Heating_Natural Gas_Gas Boiler - Insulate Hot Water Lines_A_Technical Potential | F7 | Commercial | Interruptible - College | Existing | Space Heating | Natural Gas | Gas Boiler - Insulate Hot Water Lines | A | Cumulative Energy Savings (MWh or mTherms) | Technical Potential | 0 | 0 | 0.43606 | 1.302 | 2.1266 | 2.9084 | 3.6447 | 4.3321 | 4.968 | 5.55 | 6.0775 | 6.5515 | 6.98 | 7.0524 | 6.7921 | 6.5457 | 6.3176 | 6.1199 | 5.9526 | 5.7998 | 5.6649 | 5.5346 | 5.4308 | 5.3284 | 5.2271 | 5.1271 | 5.028
F8_Commercial_Interruptible - College_Existing_Space Heating_Natural Gas_Gas Boiler - Insulate Hot Water Lines_A_Technical Potential | F8 | Commercial | Interruptible - College | Existing | Space Heating | Natural Gas | Gas Boiler - Insulate Hot Water Lines | A | Cumulative Summer Peak Savings (MW) | Technical Potential | 0 | 0 | 0 | 0 | 0 | 0 | 0 | 0 | 0 | 0 | 0 | 0 | 0 | 0 | 0 | 0 | 0 | 0 | 0 | 0 | 0 | 0 | 0 | 0 | 0 | 0 | 0
F9_Commercial_Interruptible - College_Existing_Space Heating_Natural Gas_Gas Boiler - Insulate Hot Water Lines_A_Technical Potential | F9 | Commercial | Interruptible - College | Existing | Space Heating | Natural Gas | Gas Boiler - Insulate Hot Water Lines | A | Cumulative Winter Peak Savings (MW) | Technical Potential | 0 | 0 | 0 | 0 | 0 | 0 | 0 | 0 | 0 | 0 | 0 | 0 | 0 | 0 | 0 | 0 | 0 | 0 | 0 | 0 | 0 | 0 | 0 | 0 | 0 | 0 | 0
F10_Commercial_Interruptible - College_Existing_Space Heating_Natural Gas_Gas Boiler - Insulate Hot Water Lines_A_Technical Potential | F10 | Commercial | Interruptible - College | Existing | Space Heating | Natural Gas | Gas Boiler - Insulate Hot Water Lines | A | Purchases (Incremental) | Technical Potential | 0 | 0 | 27.3902 | 56.222 | 56.222 | 56.222 | 56.222 | 56.222 | 56.222 | 56.222 | 56.222 | 56.222 | 56.222 | 28.8318 | 0 | 1.0658e-13 | 0 | 1.1369e-13 | 2.1316e-14 | 1.35e-13 | 7.1054e-15 | 0 | 0 | 0 | 0 | 0 | 0
F11_Commercial_Interruptible - College_Existing_Space Heating_Natural Gas_Gas Boiler - Insulate Hot Water Lines_A_Technical Potential | F11 | Commercial | Interruptible - College | Existing | Space Heating | Natural Gas | Gas Boiler - Insulate Hot Water Lines | A | Purchases (Cumulative) | Technical Potential | 0 | 0 | 27.3902 | 83.6122 | 139.8342 | 196.0562 | 252.2782 | 308.5002 | 364.7221 | 420.9441 | 477.1661 | 533.3881 | 589.6101 | 618.4419 | 618.4419 | 618.4419 | 618.4419 | 618.4419 | 618.4419 | 618.4419 | 618.4419 | 618.4419 | 618.4419 | 618.4419 | 618.4419 | 618.4419 | 618.4419
F1_Commercial_Interruptible - College_Existing_Space Heating_Natural Gas_Condensing RTU_A_Technical Potential | F1 | Commercial | Interruptible - College | Existing | Space Heating | Natural Gas | Condensing RTU | A | Integrated Unit Energy Savings (kWh or therms) | Technical Potential | 0 | 0 | 0.099383 | 0.096706 | 0.093837 | 0.090875 | 0.087775 | 0.084521 | 0.081082 | 0.077499 | 0.07383 | 0.07015 | 0.066558 | 0.063106 | 0.059846 | 0.056823 | 0.054091 | 0.051756 | 0.049804 | 0.048082 | 0.04662 | 0.045242 | 0.044252 | 0.043288 | 0.042347 | 0.041429 | 0.040531
F2_Commercial_Interruptible - College_Existing_Space Heating_Natural Gas_Condensing RTU_A_Technical Potential | F2 | Commercial | Interruptible - College | Existing | Space Heating | Natural Gas | Condensing RTU | A | Integrated Unit Summer Peak Savings (kW) | Technical Potential | 0 | 0 | 0 | 0 | 0 | 0 | 0 | 0 | 0 | 0 | 0 | 0 | 0 | 0 | 0 | 0 | 0 | 0 | 0 | 0 | 0 | 0 | 0 | 0 | 0 | 0 | 0
F3_Commercial_Interruptible - College_Existing_Space Heating_Natural Gas_Condensing RTU_A_Technical Potential | F3 | Commercial | Interruptible - College | Existing | Space Heating | Natural Gas | Condensing RTU | A | Integrated Unit Winter Peak Savings (kW) | Technical Potential | 0 | 0 | 0 | 0 | 0 | 0 | 0 | 0 | 0 | 0 | 0 | 0 | 0 | 0 | 0 | 0 | 0 | 0 | 0 | 0 | 0 | 0 | 0 | 0 | 0 | 0 | 0
F4_Commercial_Interruptible - College_Existing_Space Heating_Natural Gas_Condensing RTU_A_Technical Potential | F4 | Commercial | Interruptible - College | Existing | Space Heating | Natural Gas | Condensing RTU | A | Incremental Energy Savings (MWh or mTherms) | Technical Potential | 0 | 0 | 0.016116 | 0.032189 | 0.031234 | 0.030248 | 0.029217 | 0.014427 | 0 | 0 | 0 | 0 | 0 | 0 | 0 | 3.876e-17 | 0 | 0 | 0 | 0 | 0 | 0 | 0 | 0 | 0 | 0 | 0
F5_Commercial_Interruptible - College_Existing_Space Heating_Natural Gas_Condensing RTU_A_Technical Potential | F5 | Commercial | Interruptible - College | Existing | Space Heating | Natural Gas | Condensing RTU | A | Incremental Summer Peak Savings (MW) | Technical Potential | 0 | 0 | 0 | 0 | 0 | 0 | 0 | 0 | 0 | 0 | 0 | 0 | 0 | 0 | 0 | 0 | 0 | 0 | 0 | 0 | 0 | 0 | 0 | 0 | 0 | 0 | 0
F6_Commercial_Interruptible - College_Existing_Space Heating_Natural Gas_Condensing RTU_A_Technical Potential | F6 | Commercial | Interruptible - College | Existing | Space Heating | Natural Gas | Condensing RTU | A | Incremental Winter Peak Savings (MW) | Technical Potential | 0 | 0 | 0 | 0 | 0 | 0 | 0 | 0 | 0 | 0 | 0 | 0 | 0 | 0 | 0 | 0 | 0 | 0 | 0 | 0 | 0 | 0 | 0 | 0 | 0 | 0 | 0
F7_Commercial_Interruptible - College_Existing_Space Heating_Natural Gas_Condensing RTU_A_Technical Potential | F7 | Commercial | Interruptible - College | Existing | Space Heating | Natural Gas | Condensing RTU | A | Cumulative Energy Savings (MWh or mTherms) | Technical Potential | 0 | 0 | 0.016116 | 0.047871 | 0.077685 | 0.10548 | 0.1311 | 0.14067 | 0.13494 | 0.12898 | 0.12287 | 0.11675 | 0.11077 | 0.10503 | 0.099601 | 0.094569 | 0.090023 | 0.086137 | 0.082888 | 0.080022 | 0.077589 | 0.075296 | 0.073648 | 0.072043 | 0.070478 | 0.06895 | 0.067454
F8_Commercial_Interruptible - College_Existing_Space Heating_Natural Gas_Condensing RTU_A_Technical Potential | F8 | Commercial | Interruptible - College | Existing | Space Heating | Natural Gas | Condensing RTU | A | Cumulative Summer Peak Savings (MW) | Technical Potential | 0 | 0 | 0 | 0 | 0 | 0 | 0 | 0 | 0 | 0 | 0 | 0 | 0 | 0 | 0 | 0 | 0 | 0 | 0 | 0 | 0 | 0 | 0 | 0 | 0 | 0 | 0
F9_Commercial_Interruptible - College_Existing_Space Heating_Natural Gas_Condensing RTU_A_Technical Potential | F9 | Commercial | Interruptible - College | Existing | Space Heating | Natural Gas | Condensing RTU | A | Cumulative Winter Peak Savings (MW) | Technical Potential | 0 | 0 | 0 | 0 | 0 | 0 | 0 | 0 | 0 | 0 | 0 | 0 | 0 | 0 | 0 | 0 | 0 | 0 | 0 | 0 | 0 | 0 | 0 | 0 | 0 | 0 | 0
F10_Commercial_Interruptible - College_Existing_Space Heating_Natural Gas_Condensing RTU_A_Technical Potential | F10 | Commercial | Interruptible - College | Existing | Space Heating | Natural Gas | Condensing RTU | A | Purchases (Incremental) | Technical Potential | 0 | 0 | 162.161 | 332.8569 | 332.8569 | 332.8569 | 332.8569 | 170.6958 | 0 | 0 | 0 | 0 | 0 | 0 | 0 | 6.8212e-13 | 0 | 0 | 0 | 0 | 0 | 0 | 0 | 0 | 0 | 0 | 0
F11_Commercial_Interruptible - College_Existing_Space Heating_Natural Gas_Condensing RTU_A_Technical Potential | F11 | Commercial | Interruptible - College | Existing | Space Heating | Natural Gas | Condensing RTU | A | Purchases (Cumulative) | Technical Potential | 0 | 0 | 162.161 | 495.0179 | 827.8748 | 1160.7316 | 1493.5885 | 1664.2843 | 1664.2843 | 1664.2843 | 1664.2843 | 1664.2843 | 1664.2843 | 1664.2843 | 1664.2843 | 1664.2843 | 1664.2843 | 1664.2843 | 1664.2843 | 1664.2843 | 1664.2843 | 1664.2843 | 1664.2843 | 1664.2843 | 1664.2843 | 1664.2843 | 1664.2843
F1_Commercial_Interruptible - College_Existing_Space Heating_Natural Gas_Hydronic Heating Radiator Replacement_A_Technical Potential | F1 | Commercial | Interruptible - College | Existing | Space Heating | Natural Gas | Hydronic Heating Radiator Replacement | A | Integrated Unit Energy Savings (kWh or therms) | Technical Potential | 0 | 0 | 134.907 | 131.8042 | 128.5805 | 125.2689 | 121.8451 | 118.2778 | 114.568 | 110.7313 | 106.7988 | 102.8212 | 98.9264 | 95.1585 | 91.5525 | 88.1446 | 84.9949 | 82.2835 | 80.0051 | 77.9315 | 76.1114 | 74.3532 | 72.9586 | 71.5824 | 70.222 | 68.8785 | 67.5471
F2_Commercial_Interruptible - College_Existing_Space Heating_Natural Gas_Hydronic Heating Radiator Replacement_A_Technical Potential | F2 | Commercial | Interruptible - College | Existing | Space Heating | Natural Gas | Hydronic Heating Radiator Replacement | A | Integrated Unit Summer Peak Savings (kW) | Technical Potential | 0 | 0 | 0 | 0 | 0 | 0 | 0 | 0 | 0 | 0 | 0 | 0 | 0 | 0 | 0 | 0 | 0 | 0 | 0 | 0 | 0 | 0 | 0 | 0 | 0 | 0 | 0
F3_Commercial_Interruptible - College_Existing_Space Heating_Natural Gas_Hydronic Heating Radiator Replacement_A_Technical Potential | F3 | Commercial | Interruptible - College | Existing | Space Heating | Natural Gas | Hydronic Heating Radiator Replacement | A | Integrated Unit Winter Peak Savings (kW) | Technical Potential | 0 | 0 | 0 | 0 | 0 | 0 | 0 | 0 | 0 | 0 | 0 | 0 | 0 | 0 | 0 | 0 | 0 | 0 | 0 | 0 | 0 | 0 | 0 | 0 | 0 | 0 | 0
F4_Commercial_Interruptible - College_Existing_Space Heating_Natural Gas_Hydronic Heating Radiator Replacement_A_Technical Potential | F4 | Commercial | Interruptible - College | Existing | Space Heating | Natural Gas | Hydronic Heating Radiator Replacement | A | Incremental Energy Savings (MWh or mTherms) | Technical Potential | 0 | 0 | 0.93859 | 1.8823 | 1.8362 | 1.7889 | 1.7401 | 1.6891 | 1.6361 | 1.5813 | 1.5252 | 1.4684 | 1.4128 | 1.3589 | 1.3074 | 1.2588 | 1.2138 | 1.1751 | 1.1425 | 1.1129 | 1.0869 | 1.0618 | 0 | 0 | 0 | 0 | 0
F5_Commercial_Interruptible - College_Existing_Space Heating_Natural Gas_Hydronic Heating Radiator Replacement_A_Technical Potential | F5 | Commercial | Interruptible - College | Existing | Space Heating | Natural Gas | Hydronic Heating Radiator Replacement | A | Incremental Summer Peak Savings (MW) | Technical Potential | 0 | 0 | 0 | 0 | 0 | 0 | 0 | 0 | 0 | 0 | 0 | 0 | 0 | 0 | 0 | 0 | 0 | 0 | 0 | 0 | 0 | 0 | 0 | 0 | 0 | 0 | 0
F6_Commercial_Interruptible - College_Existing_Space Heating_Natural Gas_Hydronic Heating Radiator Replacement_A_Technical Potential | F6 | Commercial | Interruptible - College | Existing | Space Heating | Natural Gas | Hydronic Heating Radiator Replacement | A | Incremental Winter Peak Savings (MW) | Technical Potential | 0 | 0 | 0 | 0 | 0 | 0 | 0 | 0 | 0 | 0 | 0 | 0 | 0 | 0 | 0 | 0 | 0 | 0 | 0 | 0 | 0 | 0 | 0 | 0 | 0 | 0 | 0
F7_Commercial_Interruptible - College_Existing_Space Heating_Natural Gas_Hydronic Heating Radiator Replacement_A_Technical Potential | F7 | Commercial | Interruptible - College | Existing | Space Heating | Natural Gas | Hydronic Heating Radiator Replacement | A | Cumulative Energy Savings (MWh or mTherms) | Technical Potential | 0 | 0 | 0.93859 | 2.7993 | 4.5671 | 6.2384 | 7.8079 | 9.2684 | 10.6139 | 11.8398 | 12.9445 | 13.9307 | 14.8158 | 15.6104 | 16.3263 | 16.9774 | 17.5845 | 18.1986 | 18.8373 | 19.462 | 20.0944 | 20.692 | 20.3039 | 19.9209 | 19.5423 | 19.1684 | 18.7979
F8_Commercial_Interruptible - College_Existing_Space Heating_Natural Gas_Hydronic Heating Radiator Replacement_A_Technical Potential | F8 | Commercial | Interruptible - College | Existing | Space Heating | Natural Gas | Hydronic Heating Radiator Replacement | A | Cumulative Summer Peak Savings (MW) | Technical Potential | 0 | 0 | 0 | 0 | 0 | 0 | 0 | 0 | 0 | 0 | 0 | 0 | 0 | 0 | 0 | 0 | 0 | 0 | 0 | 0 | 0 | 0 | 0 | 0 | 0 | 0 | 0
F9_Commercial_Interruptible - College_Existing_Space Heating_Natural Gas_Hydronic Heating Radiator Replacement_A_Technical Potential | F9 | Commercial | Interruptible - College | Existing | Space Heating | Natural Gas | Hydronic Heating Radiator Replacement | A | Cumulative Winter Peak Savings (MW) | Technical Potential | 0 | 0 | 0 | 0 | 0 | 0 | 0 | 0 | 0 | 0 | 0 | 0 | 0 | 0 | 0 | 0 | 0 | 0 | 0 | 0 | 0 | 0 | 0 | 0 | 0 | 0 | 0
F10_Commercial_Interruptible - College_Existing_Space Heating_Natural Gas_Hydronic Heating Radiator Replacement_A_Technical Potential | F10 | Commercial | Interruptible - College | Existing | Space Heating | Natural Gas | Hydronic Heating Radiator Replacement | A | Purchases (Incremental) | Technical Potential | 0 | 0 | 6.9573 | 14.2808 | 14.2808 | 14.2808 | 14.2808 | 14.2808 | 14.2808 | 14.2808 | 14.2808 | 14.2808 | 14.2808 | 14.2808 | 14.2808 | 14.2808 | 14.2808 | 14.2808 | 14.2808 | 14.2808 | 14.2808 | 14.2808 | 0 | 0 | 0 | 0 | 0
F11_Commercial_Interruptible - College_Existing_Space Heating_Natural Gas_Hydronic Heating Radiator Replacement_A_Technical Potential | F11 | Commercial | Interruptible - College | Existing | Space Heating | Natural Gas | Hydronic Heating Radiator Replacement | A | Purchases (Cumulative) | Technical Potential | 0 | 0 | 6.9573 | 21.2382 | 35.519 | 49.7999 | 64.0807 | 78.3616 | 92.6424 | 106.9232 | 121.2041 | 135.4849 | 149.7658 | 164.0466 | 178.3275 | 192.6083 | 206.8891 | 221.17 | 235.4508 | 249.7317 | 264.0125 | 278.2934 | 278.2934 | 278.2934 | 278.2934 | 278.2934 | 278.2934
F1_Commercial_Interruptible - College_Existing_Space Heating_Natural Gas_Thermostat - Connected_A_Technical Potential | F1 | Commercial | Interruptible - College | Existing | Space Heating | Natural Gas | Thermostat - Connected | A | Integrated Unit Energy Savings (kWh or therms) | Technical Potential | 0 | 0 | 126.9287 | 123.7798 | 120.4577 | 117.0071 | 113.3915 | 109.57 | 105.5373 | 101.3088 | 96.9249 | 92.4549 | 88.0473 | 83.7811 | 79.7293 | 75.9612 | 72.555 | 69.6729 | 67.3003 | 65.2081 | 63.4463 | 61.7718 | 60.6034 | 59.4514 | 58.3135 | 57.1906 | 56.0783
F2_Commercial_Interruptible - College_Existing_Space Heating_Natural Gas_Thermostat - Connected_A_Technical Potential | F2 | Commercial | Interruptible - College | Existing | Space Heating | Natural Gas | Thermostat - Connected | A | Integrated Unit Summer Peak Savings (kW) | Technical Potential | 0 | 0 | 0 | 0 | 0 | 0 | 0 | 0 | 0 | 0 | 0 | 0 | 0 | 0 | 0 | 0 | 0 | 0 | 0 | 0 | 0 | 0 | 0 | 0 | 0 | 0 | 0
F3_Commercial_Interruptible - College_Existing_Space Heating_Natural Gas_Thermostat - Connected_A_Technical Potential | F3 | Commercial | Interruptible - College | Existing | Space Heating | Natural Gas | Thermostat - Connected | A | Integrated Unit Winter Peak Savings (kW) | Technical Potential | 0 | 0 | 0 | 0 | 0 | 0 | 0 | 0 | 0 | 0 | 0 | 0 | 0 | 0 | 0 | 0 | 0 | 0 | 0 | 0 | 0 | 0 | 0 | 0 | 0 | 0 | 0
F4_Commercial_Interruptible - College_Existing_Space Heating_Natural Gas_Thermostat - Connected_A_Technical Potential | F4 | Commercial | Interruptible - College | Existing | Space Heating | Natural Gas | Thermostat - Connected | A | Incremental Energy Savings (MWh or mTherms) | Technical Potential | 0 | 0 | 0.78719 | 0.94256 | 1.1225 | 1.2657 | 1.3991 | 0.90101 | 0.86641 | 0.6937 | 0.42813 | 0.069974 | 0 | 0 | 0 | 0 | 0 | 0 | 0 | 0 | 0 | 0 | 0 | 0 | 0 | 0 | 0
F5_Commercial_Interruptible - College_Existing_Space Heating_Natural Gas_Thermostat - Connected_A_Technical Potential | F5 | Commercial | Interruptible - College | Existing | Space Heating | Natural Gas | Thermostat - Connected | A | Incremental Summer Peak Savings (MW) | Technical Potential | 0 | 0 | 0 | 0 | 0 | 0 | 0 | 0 | 0 | 0 | 0 | 0 | 0 | 0 | 0 | 0 | 0 | 0 | 0 | 0 | 0 | 0 | 0 | 0 | 0 | 0 | 0
F6_Commercial_Interruptible - College_Existing_Space Heating_Natural Gas_Thermostat - Connected_A_Technical Potential | F6 | Commercial | Interruptible - College | Existing | Space Heating | Natural Gas | Thermostat - Connected | A | Incremental Winter Peak Savings (MW) | Technical Potential | 0 | 0 | 0 | 0 | 0 | 0 | 0 | 0 | 0 | 0 | 0 | 0 | 0 | 0 | 0 | 0 | 0 | 0 | 0 | 0 | 0 | 0 | 0 | 0 | 0 | 0 | 0
F7_Commercial_Interruptible - College_Existing_Space Heating_Natural Gas_Thermostat - Connected_A_Technical Potential | F7 | Commercial | Interruptible - College | Existing | Space Heating | Natural Gas | Thermostat - Connected | A | Cumulative Energy Savings (MWh or mTherms) | Technical Potential | 0 | 0 | 0.78719 | 1.7102 | 2.7868 | 3.9726 | 5.2489 | 5.973 | 6.6196 | 7.0481 | 7.1712 | 6.9105 | 6.581 | 6.2622 | 5.9593 | 5.6777 | 5.4231 | 5.2076 | 5.0303 | 4.8739 | 4.7422 | 4.6171 | 4.5298 | 4.4437 | 4.3586 | 4.2747 | 4.1915
F8_Commercial_Interruptible - College_Existing_Space Heating_Natural Gas_Thermostat - Connected_A_Technical Potential | F8 | Commercial | Interruptible - College | Existing | Space Heating | Natural Gas | Thermostat - Connected | A | Cumulative Summer Peak Savings (MW) | Technical Potential | 0 | 0 | 0 | 0 | 0 | 0 | 0 | 0 | 0 | 0 | 0 | 0 | 0 | 0 | 0 | 0 | 0 | 0 | 0 | 0 | 0 | 0 | 0 | 0 | 0 | 0 | 0
F9_Commercial_Interruptible - College_Existing_Space Heating_Natural Gas_Thermostat - Connected_A_Technical Potential | F9 | Commercial | Interruptible - College | Existing | Space Heating | Natural Gas | Thermostat - Connected | A | Cumulative Winter Peak Savings (MW) | Technical Potential | 0 | 0 | 0 | 0 | 0 | 0 | 0 | 0 | 0 | 0 | 0 | 0 | 0 | 0 | 0 | 0 | 0 | 0 | 0 | 0 | 0 | 0 | 0 | 0 | 0 | 0 | 0
F10_Commercial_Interruptible - College_Existing_Space Heating_Natural Gas_Thermostat - Connected_A_Technical Potential | F10 | Commercial | Interruptible - College | Existing | Space Heating | Natural Gas | Thermostat - Connected | A | Purchases (Incremental) | Technical Potential | 0 | 0 | 6.2018 | 7.6148 | 9.3183 | 10.8171 | 12.3383 | 8.2231 | 8.2095 | 6.8474 | 4.4171 | 0.75685 | 0 | 0 | 0 | 0 | 0 | 0 | 0 | 0 | 0 | 0 | 0 | 0 | 0 | 0 | 0
F11_Commercial_Interruptible - College_Existing_Space Heating_Natural Gas_Thermostat - Connected_A_Technical Potential | F11 | Commercial | Interruptible - College | Existing | Space Heating | Natural Gas | Thermostat - Connected | A | Purchases (Cumulative) | Technical Potential | 0 | 0 | 6.2018 | 13.8166 | 23.1349 | 33.952 | 46.2903 | 54.5134 | 62.7229 | 69.5703 | 73.9874 | 74.7443 | 74.7443 | 74.7443 | 74.7443 | 74.7443 | 74.7443 | 74.7443 | 74.7443 | 74.7443 | 74.7443 | 74.7443 | 74.7443 | 74.7443 | 74.7443 | 74.7443 | 74.7443
F1_Commercial_Interruptible - College_Existing_Water Heating_Natural Gas_Water Heater - Thermostatic Shower Restriction Valve_A_Technical Potential | F1 | Commercial | Interruptible - College | Existing | Water Heating | Natural Gas | Water Heater - Thermostatic Shower Restriction Valve | A | Integrated Unit Energy Savings (kWh or therms) | Technical Potential | 0 | 0 | 36.6643 | 34.9376 | 33.2751 | 31.6286 | 30.0002 | 28.3415 | 26.7515 | 25.2551 | 23.8732 | 22.6832 | 21.9792 | 21.4951 | 21.3324 | 21.1488 | 21.0542 | 20.9786 | 20.9181 | 20.8663 | 20.8363 | 20.8191 | 20.8108 | 20.8042 | 20.7838 | 20.7796 | 20.7762
F2_Commercial_Interruptible - College_Existing_Water Heating_Natural Gas_Water Heater - Thermostatic Shower Restriction Valve_A_Technical Potential | F2 | Commercial | Interruptible - College | Existing | Water Heating | Natural Gas | Water Heater - Thermostatic Shower Restriction Valve | A | Integrated Unit Summer Peak Savings (kW) | Technical Potential | 0 | 0 | 0 | 0 | 0 | 0 | 0 | 0 | 0 | 0 | 0 | 0 | 0 | 0 | 0 | 0 | 0 | 0 | 0 | 0 | 0 | 0 | 0 | 0 | 0 | 0 | 0
F3_Commercial_Interruptible - College_Existing_Water Heating_Natural Gas_Water Heater - Thermostatic Shower Restriction Valve_A_Technical Potential | F3 | Commercial | Interruptible - College | Existing | Water Heating | Natural Gas | Water Heater - Thermostatic Shower Restriction Valve | A | Integrated Unit Winter Peak Savings (kW) | Technical Potential | 0 | 0 | 0 | 0 | 0 | 0 | 0 | 0 | 0 | 0 | 0 | 0 | 0 | 0 | 0 | 0 | 0 | 0 | 0 | 0 | 0 | 0 | 0 | 0 | 0 | 0 | 0
F4_Commercial_Interruptible - College_Existing_Water Heating_Natural Gas_Water Heater - Thermostatic Shower Restriction Valve_A_Technical Potential | F4 | Commercial | Interruptible - College | Existing | Water Heating | Natural Gas | Water Heater - Thermostatic Shower Restriction Valve | A | Incremental Energy Savings (MWh or mTherms) | Technical Potential | 0 | 0 | 0 | 0 | 0 | 0 | 0 | 0 | 0 | 0 | 0 | 0 | 0 | 0 | 0 | 0 | 0 | 0 | 0 | 0 | 0 | 0 | 0 | 0 | 0 | 0 | 0
F5_Commercial_Interruptible - College_Existing_Water Heating_Natural Gas_Water Heater - Thermostatic Shower Restriction Valve_A_Technical Potential | F5 | Commercial | Interruptible - College | Existing | Water Heating | Natural Gas | Water Heater - Thermostatic Shower Restriction Valve | A | Incremental Summer Peak Savings (MW) | Technical Potential | 0 | 0 | 0 | 0 | 0 | 0 | 0 | 0 | 0 | 0 | 0 | 0 | 0 | 0 | 0 | 0 | 0 | 0 | 0 | 0 | 0 | 0 | 0 | 0 | 0 | 0 | 0
F6_Commercial_Interruptible - College_Existing_Water Heating_Natural Gas_Water Heater - Thermostatic Shower Restriction Valve_A_Technical Potential | F6 | Commercial | Interruptible - College | Existing | Water Heating | Natural Gas | Water Heater - Thermostatic Shower Restriction Valve | A | Incremental Winter Peak Savings (MW) | Technical Potential | 0 | 0 | 0 | 0 | 0 | 0 | 0 | 0 | 0 | 0 | 0 | 0 | 0 | 0 | 0 | 0 | 0 | 0 | 0 | 0 | 0 | 0 | 0 | 0 | 0 | 0 | 0
F7_Commercial_Interruptible - College_Existing_Water Heating_Natural Gas_Water Heater - Thermostatic Shower Restriction Valve_A_Technical Potential | F7 | Commercial | Interruptible - College | Existing | Water Heating | Natural Gas | Water Heater - Thermostatic Shower Restriction Valve | A | Cumulative Energy Savings (MWh or mTherms) | Technical Potential | 0 | 0 | 0 | 0 | 0 | 0 | 0 | 0 | 0 | 0 | 0 | 0 | 0 | 0 | 0 | 0 | 0 | 0 | 0 | 0 | 0 | 0 | 0 | 0 | 0 | 0 | 0
F8_Commercial_Interruptible - College_Existing_Water Heating_Natural Gas_Water Heater - Thermostatic Shower Restriction Valve_A_Technical Potential | F8 | Commercial | Interruptible - College | Existing | Water Heating | Natural Gas | Water Heater - Thermostatic Shower Restriction Valve | A | Cumulative Summer Peak Savings (MW) | Technical Potential | 0 | 0 | 0 | 0 | 0 | 0 | 0 | 0 | 0 | 0 | 0 | 0 | 0 | 0 | 0 | 0 | 0 | 0 | 0 | 0 | 0 | 0 | 0 | 0 | 0 | 0 | 0
F9_Commercial_Interruptible - College_Existing_Water Heating_Natural Gas_Water Heater - Thermostatic Shower Restriction Valve_A_Technical Potential | F9 | Commercial | Interruptible - College | Existing | Water Heating | Natural Gas | Water Heater - Thermostatic Shower Restriction Valve | A | Cumulative Winter Peak Savings (MW) | Technical Potential | 0 | 0 | 0 | 0 | 0 | 0 | 0 | 0 | 0 | 0 | 0 | 0 | 0 | 0 | 0 | 0 | 0 | 0 | 0 | 0 | 0 | 0 | 0 | 0 | 0 | 0 | 0
F10_Commercial_Interruptible - College_Existing_Water Heating_Natural Gas_Water Heater - Thermostatic Shower Restriction Valve_A_Technical Potential | F10 | Commercial | Interruptible - College | Existing | Water Heating | Natural Gas | Water Heater - Thermostatic Shower Restriction Valve | A | Purchases (Incremental) | Technical Potential | 0 | 0 | 0 | 0 | 0 | 0 | 0 | 0 | 0 | 0 | 0 | 0 | 0 | 0 | 0 | 0 | 0 | 0 | 0 | 0 | 0 | 0 | 0 | 0 | 0 | 0 | 0
F11_Commercial_Interruptible - College_Existing_Water Heating_Natural Gas_Water Heater - Thermostatic Shower Restriction Valve_A_Technical Potential | F11 | Commercial | Interruptible - College | Existing | Water Heating | Natural Gas | Water Heater - Thermostatic Shower Restriction Valve | A | Purchases (Cumulative) | Technical Potential | 0 | 0 | 0 | 0 | 0 | 0 | 0 | 0 | 0 | 0 | 0 | 0 | 0 | 0 | 0 | 0 | 0 | 0 | 0 | 0 | 0 | 0 | 0 | 0 | 0 | 0 | 0
F1_Commercial_Interruptible - College_Existing_Water Heating_Natural Gas_Water Heater - Pre-Rinse Spray Valve_A_Technical Potential | F1 | Commercial | Interruptible - College | Existing | Water Heating | Natural Gas | Water Heater - Pre-Rinse Spray Valve | A | Integrated Unit Energy Savings (kWh or therms) | Technical Potential | 0 | 0 | 108.0325 | 102.8709 | 97.89 | 92.9516 | 88.0633 | 83.0812 | 78.3031 | 73.8101 | 69.6707 | 66.1153 | 64.0397 | 62.6291 | 62.155 | 61.6201 | 61.3445 | 61.1241 | 60.9478 | 60.797 | 60.7094 | 60.6595 | 60.6354 | 60.6161 | 60.5567 | 60.5444 | 60.5345
F2_Commercial_Interruptible - College_Existing_Water Heating_Natural Gas_Water Heater - Pre-Rinse Spray Valve_A_Technical Potential | F2 | Commercial | Interruptible - College | Existing | Water Heating | Natural Gas | Water Heater - Pre-Rinse Spray Valve | A | Integrated Unit Summer Peak Savings (kW) | Technical Potential | 0 | 0 | 0 | 0 | 0 | 0 | 0 | 0 | 0 | 0 | 0 | 0 | 0 | 0 | 0 | 0 | 0 | 0 | 0 | 0 | 0 | 0 | 0 | 0 | 0 | 0 | 0
F3_Commercial_Interruptible - College_Existing_Water Heating_Natural Gas_Water Heater - Pre-Rinse Spray Valve_A_Technical Potential | F3 | Commercial | Interruptible - College | Existing | Water Heating | Natural Gas | Water Heater - Pre-Rinse Spray Valve | A | Integrated Unit Winter Peak Savings (kW) | Technical Potential | 0 | 0 | 0 | 0 | 0 | 0 | 0 | 0 | 0 | 0 | 0 | 0 | 0 | 0 | 0 | 0 | 0 | 0 | 0 | 0 | 0 | 0 | 0 | 0 | 0 | 0 | 0
F4_Commercial_Interruptible - College_Existing_Water Heating_Natural Gas_Water Heater - Pre-Rinse Spray Valve_A_Technical Potential | F4 | Commercial | Interruptible - College | Existing | Water Heating | Natural Gas | Water Heater - Pre-Rinse Spray Valve | A | Incremental Energy Savings (MWh or mTherms) | Technical Potential | 0 | 0 | 0.022462 | 0.026262 | 0.030581 | 0.033709 | 0.018117 | 0.018969 | 0.017079 | 0.013235 | 0.0067643 | 0 | 0 | 0 | 0 | 0 | 0 | 0 | 0 | 0 | 0 | 0 | 0 | 0 | 0 | 0 | 0
F5_Commercial_Interruptible - College_Existing_Water Heating_Natural Gas_Water Heater - Pre-Rinse Spray Valve_A_Technical Potential | F5 | Commercial | Interruptible - College | Existing | Water Heating | Natural Gas | Water Heater - Pre-Rinse Spray Valve | A | Incremental Summer Peak Savings (MW) | Technical Potential | 0 | 0 | 0 | 0 | 0 | 0 | 0 | 0 | 0 | 0 | 0 | 0 | 0 | 0 | 0 | 0 | 0 | 0 | 0 | 0 | 0 | 0 | 0 | 0 | 0 | 0 | 0
F6_Commercial_Interruptible - College_Existing_Water Heating_Natural Gas_Water Heater - Pre-Rinse Spray Valve_A_Technical Potential | F6 | Commercial | Interruptible - College | Existing | Water Heating | Natural Gas | Water Heater - Pre-Rinse Spray Valve | A | Incremental Winter Peak Savings (MW) | Technical Potential | 0 | 0 | 0 | 0 | 0 | 0 | 0 | 0 | 0 | 0 | 0 | 0 | 0 | 0 | 0 | 0 | 0 | 0 | 0 | 0 | 0 | 0 | 0 | 0 | 0 | 0 | 0
F7_Commercial_Interruptible - College_Existing_Water Heating_Natural Gas_Water Heater - Pre-Rinse Spray Valve_A_Technical Potential | F7 | Commercial | Interruptible - College | Existing | Water Heating | Natural Gas | Water Heater - Pre-Rinse Spray Valve | A | Cumulative Energy Savings (MWh or mTherms) | Technical Potential | 0 | 0 | 0.022462 | 0.047651 | 0.075925 | 0.1058 | 0.11836 | 0.13063 | 0.1402 | 0.14539 | 0.144 | 0.13665 | 0.13236 | 0.12944 | 0.12846 | 0.12736 | 0.12679 | 0.12633 | 0.12597 | 0.12566 | 0.12548 | 0.12537 | 0.12532 | 0.12528 | 0.12516 | 0.12514 | 0.12511
F8_Commercial_Interruptible - College_Existing_Water Heating_Natural Gas_Water Heater - Pre-Rinse Spray Valve_A_Technical Potential | F8 | Commercial | Interruptible - College | Existing | Water Heating | Natural Gas | Water Heater - Pre-Rinse Spray Valve | A | Cumulative Summer Peak Savings (MW) | Technical Potential | 0 | 0 | 0 | 0 | 0 | 0 | 0 | 0 | 0 | 0 | 0 | 0 | 0 | 0 | 0 | 0 | 0 | 0 | 0 | 0 | 0 | 0 | 0 | 0 | 0 | 0 | 0
F9_Commercial_Interruptible - College_Existing_Water Heating_Natural Gas_Water Heater - Pre-Rinse Spray Valve_A_Technical Potential | F9 | Commercial | Interruptible - College | Existing | Water Heating | Natural Gas | Water Heater - Pre-Rinse Spray Valve | A | Cumulative Winter Peak Savings (MW) | Technical Potential | 0 | 0 | 0 | 0 | 0 | 0 | 0 | 0 | 0 | 0 | 0 | 0 | 0 | 0 | 0 | 0 | 0 | 0 | 0 | 0 | 0 | 0 | 0 | 0 | 0 | 0 | 0
F10_Commercial_Interruptible - College_Existing_Water Heating_Natural Gas_Water Heater - Pre-Rinse Spray Valve_A_Technical Potential | F10 | Commercial | Interruptible - College | Existing | Water Heating | Natural Gas | Water Heater - Pre-Rinse Spray Valve | A | Purchases (Incremental) | Technical Potential | 0 | 0 | 0.20792 | 0.25529 | 0.3124 | 0.36265 | 0.20573 | 0.22831 | 0.21812 | 0.17932 | 0.097089 | 0 | 0 | 0 | 0 | 0 | 0 | 0 | 0 | 0 | 0 | 0 | 0 | 0 | 0 | 0 | 0
F11_Commercial_Interruptible - College_Existing_Water Heating_Natural Gas_Water Heater - Pre-Rinse Spray Valve_A_Technical Potential | F11 | Commercial | Interruptible - College | Existing | Water Heating | Natural Gas | Water Heater - Pre-Rinse Spray Valve | A | Purchases (Cumulative) | Technical Potential | 0 | 0 | 0.20792 | 0.46321 | 0.77561 | 1.1383 | 1.344 | 1.5723 | 1.7904 | 1.9697 | 2.0668 | 2.0668 | 2.0668 | 2.0668 | 2.0668 | 2.0668 | 2.0668 | 2.0668 | 2.0668 | 2.0668 | 2.0668 | 2.0668 | 2.0668 | 2.0668 | 2.0668 | 2.0668 | 2.0668
F1_Commercial_Interruptible - College_Existing_Water Heating_Natural Gas_Water Heater - Temperature Setback_A_Technical Potential | F1 | Commercial | Interruptible - College | Existing | Water Heating | Natural Gas | Water Heater - Temperature Setback | A | Integrated Unit Energy Savings (kWh or therms) | Technical Potential | 0 | 0 | 679.4643 | 660.6632 | 643.2626 | 627.1501 | 612.2074 | 598.2644 | 585.3425 | 573.519 | 562.3077 | 551.8548 | 548.5797 | 546.1129 | 544.3209 | 541.0504 | 538.6312 | 536.6958 | 535.1475 | 533.8236 | 533.0544 | 532.6162 | 532.4044 | 532.235 | 531.7137 | 531.6052 | 531.5185
F2_Commercial_Interruptible - College_Existing_Water Heating_Natural Gas_Water Heater - Temperature Setback_A_Technical Potential | F2 | Commercial | Interruptible - College | Existing | Water Heating | Natural Gas | Water Heater - Temperature Setback | A | Integrated Unit Summer Peak Savings (kW) | Technical Potential | 0 | 0 | 0 | 0 | 0 | 0 | 0 | 0 | 0 | 0 | 0 | 0 | 0 | 0 | 0 | 0 | 0 | 0 | 0 | 0 | 0 | 0 | 0 | 0 | 0 | 0 | 0
F3_Commercial_Interruptible - College_Existing_Water Heating_Natural Gas_Water Heater - Temperature Setback_A_Technical Potential | F3 | Commercial | Interruptible - College | Existing | Water Heating | Natural Gas | Water Heater - Temperature Setback | A | Integrated Unit Winter Peak Savings (kW) | Technical Potential | 0 | 0 | 0 | 0 | 0 | 0 | 0 | 0 | 0 | 0 | 0 | 0 | 0 | 0 | 0 | 0 | 0 | 0 | 0 | 0 | 0 | 0 | 0 | 0 | 0 | 0 | 0
F4_Commercial_Interruptible - College_Existing_Water Heating_Natural Gas_Water Heater - Temperature Setback_A_Technical Potential | F4 | Commercial | Interruptible - College | Existing | Water Heating | Natural Gas | Water Heater - Temperature Setback | A | Incremental Energy Savings (MWh or mTherms) | Technical Potential | 0 | 0 | 2.4776 | 2.9579 | 1.1787 | 1.1808 | 1.087 | 1.2691 | 0 | 0 | 0 | 0 | 0 | 0 | 0 | 0 | 0 | 0 | 0 | 0 | 0 | 0 | 0 | 0 | 0 | 0 | 0
F5_Commercial_Interruptible - College_Existing_Water Heating_Natural Gas_Water Heater - Temperature Setback_A_Technical Potential | F5 | Commercial | Interruptible - College | Existing | Water Heating | Natural Gas | Water Heater - Temperature Setback | A | Incremental Summer Peak Savings (MW) | Technical Potential | 0 | 0 | 0 | 0 | 0 | 0 | 0 | 0 | 0 | 0 | 0 | 0 | 0 | 0 | 0 | 0 | 0 | 0 | 0 | 0 | 0 | 0 | 0 | 0 | 0 | 0 | 0
F6_Commercial_Interruptible - College_Existing_Water Heating_Natural Gas_Water Heater - Temperature Setback_A_Technical Potential | F6 | Commercial | Interruptible - College | Existing | Water Heating | Natural Gas | Water Heater - Temperature Setback | A | Incremental Winter Peak Savings (MW) | Technical Potential | 0 | 0 | 0 | 0 | 0 | 0 | 0 | 0 | 0 | 0 | 0 | 0 | 0 | 0 | 0 | 0 | 0 | 0 | 0 | 0 | 0 | 0 | 0 | 0 | 0 | 0 | 0
F7_Commercial_Interruptible - College_Existing_Water Heating_Natural Gas_Water Heater - Temperature Setback_A_Technical Potential | F7 | Commercial | Interruptible - College | Existing | Water Heating | Natural Gas | Water Heater - Temperature Setback | A | Cumulative Energy Savings (MWh or mTherms) | Technical Potential | 0 | 0 | 2.4776 | 5.3669 | 6.4042 | 7.4246 | 8.3347 | 9.4139 | 9.2106 | 9.0246 | 8.8481 | 8.6837 | 8.6321 | 8.5933 | 8.5651 | 8.5137 | 8.4756 | 8.4451 | 8.4208 | 8.3999 | 8.3878 | 8.3809 | 8.3776 | 8.3749 | 8.3667 | 8.365 | 8.3637
F8_Commercial_Interruptible - College_Existing_Water Heating_Natural Gas_Water Heater - Temperature Setback_A_Technical Potential | F8 | Commercial | Interruptible - College | Existing | Water Heating | Natural Gas | Water Heater - Temperature Setback | A | Cumulative Summer Peak Savings (MW) | Technical Potential | 0 | 0 | 0 | 0 | 0 | 0 | 0 | 0 | 0 | 0 | 0 | 0 | 0 | 0 | 0 | 0 | 0 | 0 | 0 | 0 | 0 | 0 | 0 | 0 | 0 | 0 | 0
F9_Commercial_Interruptible - College_Existing_Water Heating_Natural Gas_Water Heater - Temperature Setback_A_Technical Potential | F9 | Commercial | Interruptible - College | Existing | Water Heating | Natural Gas | Water Heater - Temperature Setback | A | Cumulative Winter Peak Savings (MW) | Technical Potential | 0 | 0 | 0 | 0 | 0 | 0 | 0 | 0 | 0 | 0 | 0 | 0 | 0 | 0 | 0 | 0 | 0 | 0 | 0 | 0 | 0 | 0 | 0 | 0 | 0 | 0 | 0
F10_Commercial_Interruptible - College_Existing_Water Heating_Natural Gas_Water Heater - Temperature Setback_A_Technical Potential | F10 | Commercial | Interruptible - College | Existing | Water Heating | Natural Gas | Water Heater - Temperature Setback | A | Purchases (Incremental) | Technical Potential | 0 | 0 | 3.6464 | 4.4771 | 1.8324 | 1.8828 | 1.7756 | 2.1212 | 0 | 0 | 0 | 0 | 0 | 0 | 0 | 0 | 0 | 0 | 0 | 0 | 0 | 0 | 0 | 0 | 0 | 0 | 0
F11_Commercial_Interruptible - College_Existing_Water Heating_Natural Gas_Water Heater - Temperature Setback_A_Technical Potential | F11 | Commercial | Interruptible - College | Existing | Water Heating | Natural Gas | Water Heater - Temperature Setback | A | Purchases (Cumulative) | Technical Potential | 0 | 0 | 3.6464 | 8.1235 | 9.9558 | 11.8386 | 13.6142 | 15.7354 | 15.7354 | 15.7354 | 15.7354 | 15.7354 | 15.7354 | 15.7354 | 15.7354 | 15.7354 | 15.7354 | 15.7354 | 15.7354 | 15.7354 | 15.7354 | 15.7354 | 15.7354 | 15.7354 | 15.7354 | 15.7354 | 15.7354
F1_Commercial_Interruptible - College_Existing_Water Heating_Natural Gas_Water Heater - Faucet Aerators_A_Technical Potential | F1 | Commercial | Interruptible - College | Existing | Water Heating | Natural Gas | Water Heater - Faucet Aerators | A | Integrated Unit Energy Savings (kWh or therms) | Technical Potential | 0 | 0 | 157.9401 | 151.6222 | 145.6811 | 139.8564 | 134.1418 | 128.3675 | 122.8796 | 117.6797 | 112.8681 | 108.6515 | 106.3772 | 104.7855 | 104.4416 | 103.8141 | 103.3499 | 102.9786 | 102.6815 | 102.4275 | 102.2799 | 102.1958 | 102.1552 | 102.1226 | 102.0226 | 102.0018 | 101.9852
F2_Commercial_Interruptible - College_Existing_Water Heating_Natural Gas_Water Heater - Faucet Aerators_A_Technical Potential | F2 | Commercial | Interruptible - College | Existing | Water Heating | Natural Gas | Water Heater - Faucet Aerators | A | Integrated Unit Summer Peak Savings (kW) | Technical Potential | 0 | 0 | 0 | 0 | 0 | 0 | 0 | 0 | 0 | 0 | 0 | 0 | 0 | 0 | 0 | 0 | 0 | 0 | 0 | 0 | 0 | 0 | 0 | 0 | 0 | 0 | 0
F3_Commercial_Interruptible - College_Existing_Water Heating_Natural Gas_Water Heater - Faucet Aerators_A_Technical Potential | F3 | Commercial | Interruptible - College | Existing | Water Heating | Natural Gas | Water Heater - Faucet Aerators | A | Integrated Unit Winter Peak Savings (kW) | Technical Potential | 0 | 0 | 0 | 0 | 0 | 0 | 0 | 0 | 0 | 0 | 0 | 0 | 0 | 0 | 0 | 0 | 0 | 0 | 0 | 0 | 0 | 0 | 0 | 0 | 0 | 0 | 0
F4_Commercial_Interruptible - College_Existing_Water Heating_Natural Gas_Water Heater - Faucet Aerators_A_Technical Potential | F4 | Commercial | Interruptible - College | Existing | Water Heating | Natural Gas | Water Heater - Faucet Aerators | A | Incremental Energy Savings (MWh or mTherms) | Technical Potential | 0 | 0 | 0 | 0 | 0 | 0 | 0 | 0 | 0 | 0 | 0 | 0 | 0 | 0 | 0 | 0 | 0 | 0 | 0 | 0 | 0 | 0 | 0 | 0 | 0 | 0 | 0
F5_Commercial_Interruptible - College_Existing_Water Heating_Natural Gas_Water Heater - Faucet Aerators_A_Technical Potential | F5 | Commercial | Interruptible - College | Existing | Water Heating | Natural Gas | Water Heater - Faucet Aerators | A | Incremental Summer Peak Savings (MW) | Technical Potential | 0 | 0 | 0 | 0 | 0 | 0 | 0 | 0 | 0 | 0 | 0 | 0 | 0 | 0 | 0 | 0 | 0 | 0 | 0 | 0 | 0 | 0 | 0 | 0 | 0 | 0 | 0
F6_Commercial_Interruptible - College_Existing_Water Heating_Natural Gas_Water Heater - Faucet Aerators_A_Technical Potential | F6 | Commercial | Interruptible - College | Existing | Water Heating | Natural Gas | Water Heater - Faucet Aerators | A | Incremental Winter Peak Savings (MW) | Technical Potential | 0 | 0 | 0 | 0 | 0 | 0 | 0 | 0 | 0 | 0 | 0 | 0 | 0 | 0 | 0 | 0 | 0 | 0 | 0 | 0 | 0 | 0 | 0 | 0 | 0 | 0 | 0
F7_Commercial_Interruptible - College_Existing_Water Heating_Natural Gas_Water Heater - Faucet Aerators_A_Technical Potential | F7 | Commercial | Interruptible - College | Existing | Water Heating | Natural Gas | Water Heater - Faucet Aerators | A | Cumulative Energy Savings (MWh or mTherms) | Technical Potential | 0 | 0 | 0 | 0 | 0 | 0 | 0 | 0 | 0 | 0 | 0 | 0 | 0 | 0 | 0 | 0 | 0 | 0 | 0 | 0 | 0 | 0 | 0 | 0 | 0 | 0 | 0
F8_Commercial_Interruptible - College_Existing_Water Heating_Natural Gas_Water Heater - Faucet Aerators_A_Technical Potential | F8 | Commercial | Interruptible - College | Existing | Water Heating | Natural Gas | Water Heater - Faucet Aerators | A | Cumulative Summer Peak Savings (MW) | Technical Potential | 0 | 0 | 0 | 0 | 0 | 0 | 0 | 0 | 0 | 0 | 0 | 0 | 0 | 0 | 0 | 0 | 0 | 0 | 0 | 0 | 0 | 0 | 0 | 0 | 0 | 0 | 0
F9_Commercial_Interruptible - College_Existing_Water Heating_Natural Gas_Water Heater - Faucet Aerators_A_Technical Potential | F9 | Commercial | Interruptible - College | Existing | Water Heating | Natural Gas | Water Heater - Faucet Aerators | A | Cumulative Winter Peak Savings (MW) | Technical Potential | 0 | 0 | 0 | 0 | 0 | 0 | 0 | 0 | 0 | 0 | 0 | 0 | 0 | 0 | 0 | 0 | 0 | 0 | 0 | 0 | 0 | 0 | 0 | 0 | 0 | 0 | 0
F10_Commercial_Interruptible - College_Existing_Water Heating_Natural Gas_Water Heater - Faucet Aerators_A_Technical Potential | F10 | Commercial | Interruptible - College | Existing | Water Heating | Natural Gas | Water Heater - Faucet Aerators | A | Purchases (Incremental) | Technical Potential | 0 | 0 | 0 | 0 | 0 | 0 | 0 | 0 | 0 | 0 | 0 | 0 | 0 | 0 | 0 | 0 | 0 | 0 | 0 | 0 | 0 | 0 | 0 | 0 | 0 | 0 | 0
F11_Commercial_Interruptible - College_Existing_Water Heating_Natural Gas_Water Heater - Faucet Aerators_A_Technical Potential | F11 | Commercial | Interruptible - College | Existing | Water Heating | Natural Gas | Water Heater - Faucet Aerators | A | Purchases (Cumulative) | Technical Potential | 0 | 0 | 0 | 0 | 0 | 0 | 0 | 0 | 0 | 0 | 0 | 0 | 0 | 0 | 0 | 0 | 0 | 0 | 0 | 0 | 0 | 0 | 0 | 0 | 0 | 0 | 0
F1_Commercial_Interruptible - College_Existing_Water Heating_Natural Gas_Water Heater - Low-Flow Showerheads_A_Technical Potential | F1 | Commercial | Interruptible - College | Existing | Water Heating | Natural Gas | Water Heater - Low-Flow Showerheads | A | Integrated Unit Energy Savings (kWh or therms) | Technical Potential | 0 | 0 | 80.7873 | 76.992 | 73.3395 | 69.7229 | 66.1464 | 62.5038 | 59.0125 | 55.7263 | 52.6901 | 50.0742 | 48.5282 | 47.4647 | 47.1086 | 46.7046 | 46.4958 | 46.3287 | 46.1951 | 46.0808 | 46.0144 | 45.9766 | 45.9583 | 45.9437 | 45.8987 | 45.8893 | 45.8818
F2_Commercial_Interruptible - College_Existing_Water Heating_Natural Gas_Water Heater - Low-Flow Showerheads_A_Technical Potential | F2 | Commercial | Interruptible - College | Existing | Water Heating | Natural Gas | Water Heater - Low-Flow Showerheads | A | Integrated Unit Summer Peak Savings (kW) | Technical Potential | 0 | 0 | 0 | 0 | 0 | 0 | 0 | 0 | 0 | 0 | 0 | 0 | 0 | 0 | 0 | 0 | 0 | 0 | 0 | 0 | 0 | 0 | 0 | 0 | 0 | 0 | 0
F3_Commercial_Interruptible - College_Existing_Water Heating_Natural Gas_Water Heater - Low-Flow Showerheads_A_Technical Potential | F3 | Commercial | Interruptible - College | Existing | Water Heating | Natural Gas | Water Heater - Low-Flow Showerheads | A | Integrated Unit Winter Peak Savings (kW) | Technical Potential | 0 | 0 | 0 | 0 | 0 | 0 | 0 | 0 | 0 | 0 | 0 | 0 | 0 | 0 | 0 | 0 | 0 | 0 | 0 | 0 | 0 | 0 | 0 | 0 | 0 | 0 | 0
F4_Commercial_Interruptible - College_Existing_Water Heating_Natural Gas_Water Heater - Low-Flow Showerheads_A_Technical Potential | F4 | Commercial | Interruptible - College | Existing | Water Heating | Natural Gas | Water Heater - Low-Flow Showerheads | A | Incremental Energy Savings (MWh or mTherms) | Technical Potential | 0 | 0 | 0 | 0 | 0 | 0 | 0 | 0 | 0 | 0 | 0 | 0 | 0 | 0 | 0 | 0 | 0 | 0 | 0 | 0 | 0 | 0 | 0 | 0 | 0 | 0 | 0
F5_Commercial_Interruptible - College_Existing_Water Heating_Natural Gas_Water Heater - Low-Flow Showerheads_A_Technical Potential | F5 | Commercial | Interruptible - College | Existing | Water Heating | Natural Gas | Water Heater - Low-Flow Showerheads | A | Incremental Summer Peak Savings (MW) | Technical Potential | 0 | 0 | 0 | 0 | 0 | 0 | 0 | 0 | 0 | 0 | 0 | 0 | 0 | 0 | 0 | 0 | 0 | 0 | 0 | 0 | 0 | 0 | 0 | 0 | 0 | 0 | 0
F6_Commercial_Interruptible - College_Existing_Water Heating_Natural Gas_Water Heater - Low-Flow Showerheads_A_Technical Potential | F6 | Commercial | Interruptible - College | Existing | Water Heating | Natural Gas | Water Heater - Low-Flow Showerheads | A | Incremental Winter Peak Savings (MW) | Technical Potential | 0 | 0 | 0 | 0 | 0 | 0 | 0 | 0 | 0 | 0 | 0 | 0 | 0 | 0 | 0 | 0 | 0 | 0 | 0 | 0 | 0 | 0 | 0 | 0 | 0 | 0 | 0
F7_Commercial_Interruptible - College_Existing_Water Heating_Natural Gas_Water Heater - Low-Flow Showerheads_A_Technical Potential | F7 | Commercial | Interruptible - College | Existing | Water Heating | Natural Gas | Water Heater - Low-Flow Showerheads | A | Cumulative Energy Savings (MWh or mTherms) | Technical Potential | 0 | 0 | 0 | 0 | 0 | 0 | 0 | 0 | 0 | 0 | 0 | 0 | 0 | 0 | 0 | 0 | 0 | 0 | 0 | 0 | 0 | 0 | 0 | 0 | 0 | 0 | 0
F8_Commercial_Interruptible - College_Existing_Water Heating_Natural Gas_Water Heater - Low-Flow Showerheads_A_Technical Potential | F8 | Commercial | Interruptible - College | Existing | Water Heating | Natural Gas | Water Heater - Low-Flow Showerheads | A | Cumulative Summer Peak Savings (MW) | Technical Potential | 0 | 0 | 0 | 0 | 0 | 0 | 0 | 0 | 0 | 0 | 0 | 0 | 0 | 0 | 0 | 0 | 0 | 0 | 0 | 0 | 0 | 0 | 0 | 0 | 0 | 0 | 0
F9_Commercial_Interruptible - College_Existing_Water Heating_Natural Gas_Water Heater - Low-Flow Showerheads_A_Technical Potential | F9 | Commercial | Interruptible - College | Existing | Water Heating | Natural Gas | Water Heater - Low-Flow Showerheads | A | Cumulative Winter Peak Savings (MW) | Technical Potential | 0 | 0 | 0 | 0 | 0 | 0 | 0 | 0 | 0 | 0 | 0 | 0 | 0 | 0 | 0 | 0 | 0 | 0 | 0 | 0 | 0 | 0 | 0 | 0 | 0 | 0 | 0
F10_Commercial_Interruptible - College_Existing_Water Heating_Natural Gas_Water Heater - Low-Flow Showerheads_A_Technical Potential | F10 | Commercial | Interruptible - College | Existing | Water Heating | Natural Gas | Water Heater - Low-Flow Showerheads | A | Purchases (Incremental) | Technical Potential | 0 | 0 | 0 | 0 | 0 | 0 | 0 | 0 | 0 | 0 | 0 | 0 | 0 | 0 | 0 | 0 | 0 | 0 | 0 | 0 | 0 | 0 | 0 | 0 | 0 | 0 | 0
F11_Commercial_Interruptible - College_Existing_Water Heating_Natural Gas_Water Heater - Low-Flow Showerheads_A_Technical Potential | F11 | Commercial | Interruptible - College | Existing | Water Heating | Natural Gas | Water Heater - Low-Flow Showerheads | A | Purchases (Cumulative) | Technical Potential | 0 | 0 | 0 | 0 | 0 | 0 | 0 | 0 | 0 | 0 | 0 | 0 | 0 | 0 | 0 | 0 | 0 | 0 | 0 | 0 | 0 | 0 | 0 | 0 | 0 | 0 | 0
F1_Commercial_Interruptible - College_Existing_Water Heating_Natural Gas_Water Heater - Tank Blanket/Insulation_A_Technical Potential | F1 | Commercial | Interruptible - College | Existing | Water Heating | Natural Gas | Water Heater - Tank Blanket/Insulation | A | Integrated Unit Energy Savings (kWh or therms) | Technical Potential | 0 | 0 | 1314.5568 | 1280.384 | 1249.2942 | 1220.9956 | 1195.2547 | 1171.8848 | 1150.7363 | 1131.6898 | 1113.4738 | 1096.0924 | 1092.1531 | 1089.0017 | 1086.4805 | 1080.4418 | 1075.6108 | 1071.746 | 1068.6541 | 1066.0105 | 1064.4742 | 1063.5993 | 1063.1764 | 1062.838 | 1061.797 | 1061.5804 | 1061.4072
F2_Commercial_Interruptible - College_Existing_Water Heating_Natural Gas_Water Heater - Tank Blanket/Insulation_A_Technical Potential | F2 | Commercial | Interruptible - College | Existing | Water Heating | Natural Gas | Water Heater - Tank Blanket/Insulation | A | Integrated Unit Summer Peak Savings (kW) | Technical Potential | 0 | 0 | 0 | 0 | 0 | 0 | 0 | 0 | 0 | 0 | 0 | 0 | 0 | 0 | 0 | 0 | 0 | 0 | 0 | 0 | 0 | 0 | 0 | 0 | 0 | 0 | 0
F3_Commercial_Interruptible - College_Existing_Water Heating_Natural Gas_Water Heater - Tank Blanket/Insulation_A_Technical Potential | F3 | Commercial | Interruptible - College | Existing | Water Heating | Natural Gas | Water Heater - Tank Blanket/Insulation | A | Integrated Unit Winter Peak Savings (kW) | Technical Potential | 0 | 0 | 0 | 0 | 0 | 0 | 0 | 0 | 0 | 0 | 0 | 0 | 0 | 0 | 0 | 0 | 0 | 0 | 0 | 0 | 0 | 0 | 0 | 0 | 0 | 0 | 0
F4_Commercial_Interruptible - College_Existing_Water Heating_Natural Gas_Water Heater - Tank Blanket/Insulation_A_Technical Potential | F4 | Commercial | Interruptible - College | Existing | Water Heating | Natural Gas | Water Heater - Tank Blanket/Insulation | A | Incremental Energy Savings (MWh or mTherms) | Technical Potential | 0 | 0 | 1.4098 | 1.686 | 2.0131 | 2.2839 | 2.5502 | 2.9232 | 3.1489 | 3.1636 | 2.9333 | 2.4821 | 1.9138 | 1.3096 | 0.78188 | 0.36316 | 0 | 0 | 0 | 0 | 0 | 0 | 0 | 0 | 0 | 0 | 0
F5_Commercial_Interruptible - College_Existing_Water Heating_Natural Gas_Water Heater - Tank Blanket/Insulation_A_Technical Potential | F5 | Commercial | Interruptible - College | Existing | Water Heating | Natural Gas | Water Heater - Tank Blanket/Insulation | A | Incremental Summer Peak Savings (MW) | Technical Potential | 0 | 0 | 0 | 0 | 0 | 0 | 0 | 0 | 0 | 0 | 0 | 0 | 0 | 0 | 0 | 0 | 0 | 0 | 0 | 0 | 0 | 0 | 0 | 0 | 0 | 0 | 0
F6_Commercial_Interruptible - College_Existing_Water Heating_Natural Gas_Water Heater - Tank Blanket/Insulation_A_Technical Potential | F6 | Commercial | Interruptible - College | Existing | Water Heating | Natural Gas | Water Heater - Tank Blanket/Insulation | A | Incremental Winter Peak Savings (MW) | Technical Potential | 0 | 0 | 0 | 0 | 0 | 0 | 0 | 0 | 0 | 0 | 0 | 0 | 0 | 0 | 0 | 0 | 0 | 0 | 0 | 0 | 0 | 0 | 0 | 0 | 0 | 0 | 0
F7_Commercial_Interruptible - College_Existing_Water Heating_Natural Gas_Water Heater - Tank Blanket/Insulation_A_Technical Potential | F7 | Commercial | Interruptible - College | Existing | Water Heating | Natural Gas | Water Heater - Tank Blanket/Insulation | A | Cumulative Energy Savings (MWh or mTherms) | Technical Potential | 0 | 0 | 1.4098 | 3.0592 | 4.998 | 7.1687 | 9.5678 | 12.3039 | 15.2308 | 18.1423 | 20.7837 | 22.9413 | 24.7727 | 26.0109 | 26.7325 | 26.9471 | 26.8266 | 26.7302 | 26.6531 | 26.5872 | 26.5489 | 26.5271 | 26.5165 | 26.5081 | 26.4821 | 26.4767 | 26.4724
F8_Commercial_Interruptible - College_Existing_Water Heating_Natural Gas_Water Heater - Tank Blanket/Insulation_A_Technical Potential | F8 | Commercial | Interruptible - College | Existing | Water Heating | Natural Gas | Water Heater - Tank Blanket/Insulation | A | Cumulative Summer Peak Savings (MW) | Technical Potential | 0 | 0 | 0 | 0 | 0 | 0 | 0 | 0 | 0 | 0 | 0 | 0 | 0 | 0 | 0 | 0 | 0 | 0 | 0 | 0 | 0 | 0 | 0 | 0 | 0 | 0 | 0
F9_Commercial_Interruptible - College_Existing_Water Heating_Natural Gas_Water Heater - Tank Blanket/Insulation_A_Technical Potential | F9 | Commercial | Interruptible - College | Existing | Water Heating | Natural Gas | Water Heater - Tank Blanket/Insulation | A | Cumulative Winter Peak Savings (MW) | Technical Potential | 0 | 0 | 0 | 0 | 0 | 0 | 0 | 0 | 0 | 0 | 0 | 0 | 0 | 0 | 0 | 0 | 0 | 0 | 0 | 0 | 0 | 0 | 0 | 0 | 0 | 0 | 0
F10_Commercial_Interruptible - College_Existing_Water Heating_Natural Gas_Water Heater - Tank Blanket/Insulation_A_Technical Potential | F10 | Commercial | Interruptible - College | Existing | Water Heating | Natural Gas | Water Heater - Tank Blanket/Insulation | A | Purchases (Incremental) | Technical Potential | 0 | 0 | 1.0725 | 1.3168 | 1.6114 | 1.8706 | 2.1336 | 2.4945 | 2.7365 | 2.7955 | 2.6344 | 2.2645 | 1.7524 | 1.2026 | 0.71965 | 0.33612 | 0 | 0 | 0 | 0 | 0 | 0 | 0 | 0 | 0 | 0 | 0
F11_Commercial_Interruptible - College_Existing_Water Heating_Natural Gas_Water Heater - Tank Blanket/Insulation_A_Technical Potential | F11 | Commercial | Interruptible - College | Existing | Water Heating | Natural Gas | Water Heater - Tank Blanket/Insulation | A | Purchases (Cumulative) | Technical Potential | 0 | 0 | 1.0725 | 2.3893 | 4.0006 | 5.8712 | 8.0048 | 10.4993 | 13.2357 | 16.0312 | 18.6656 | 20.9301 | 22.6825 | 23.8851 | 24.6047 | 24.9408 | 24.9408 | 24.9408 | 24.9408 | 24.9408 | 24.9408 | 24.9408 | 24.9408 | 24.9408 | 24.9408 | 24.9408 | 24.9408
F1_Commercial_Interruptible - College_Existing_Water Heating_Natural Gas_Water Heater - Drainwater Heat Recovery_A_Technical Potential | F1 | Commercial | Interruptible - College | Existing | Water Heating | Natural Gas | Water Heater - Drainwater Heat Recovery | A | Integrated Unit Energy Savings (kWh or therms) | Technical Potential | 0 | 0 | 804.2074 | 766.3321 | 729.8668 | 693.7526 | 658.0334 | 621.6514 | 586.7766 | 553.9548 | 523.6437 | 497.5399 | 482.0998 | 471.4808 | 467.9121 | 463.8849 | 461.8107 | 460.1514 | 458.8239 | 457.6888 | 457.0293 | 456.6536 | 456.472 | 456.3267 | 455.8798 | 455.7868 | 455.7124
F2_Commercial_Interruptible - College_Existing_Water Heating_Natural Gas_Water Heater - Drainwater Heat Recovery_A_Technical Potential | F2 | Commercial | Interruptible - College | Existing | Water Heating | Natural Gas | Water Heater - Drainwater Heat Recovery | A | Integrated Unit Summer Peak Savings (kW) | Technical Potential | 0 | 0 | 0 | 0 | 0 | 0 | 0 | 0 | 0 | 0 | 0 | 0 | 0 | 0 | 0 | 0 | 0 | 0 | 0 | 0 | 0 | 0 | 0 | 0 | 0 | 0 | 0
F3_Commercial_Interruptible - College_Existing_Water Heating_Natural Gas_Water Heater - Drainwater Heat Recovery_A_Technical Potential | F3 | Commercial | Interruptible - College | Existing | Water Heating | Natural Gas | Water Heater - Drainwater Heat Recovery | A | Integrated Unit Winter Peak Savings (kW) | Technical Potential | 0 | 0 | 0 | 0 | 0 | 0 | 0 | 0 | 0 | 0 | 0 | 0 | 0 | 0 | 0 | 0 | 0 | 0 | 0 | 0 | 0 | 0 | 0 | 0 | 0 | 0 | 0
F4_Commercial_Interruptible - College_Existing_Water Heating_Natural Gas_Water Heater - Drainwater Heat Recovery_A_Technical Potential | F4 | Commercial | Interruptible - College | Existing | Water Heating | Natural Gas | Water Heater - Drainwater Heat Recovery | A | Incremental Energy Savings (MWh or mTherms) | Technical Potential | 0 | 0 | 0 | 0 | 0 | 0 | 0 | 0 | 0 | 0 | 0 | 0 | 0 | 0 | 0 | 0 | 0 | 0 | 0 | 0 | 0 | 0 | 0 | 0 | 0 | 0 | 0
F5_Commercial_Interruptible - College_Existing_Water Heating_Natural Gas_Water Heater - Drainwater Heat Recovery_A_Technical Potential | F5 | Commercial | Interruptible - College | Existing | Water Heating | Natural Gas | Water Heater - Drainwater Heat Recovery | A | Incremental Summer Peak Savings (MW) | Technical Potential | 0 | 0 | 0 | 0 | 0 | 0 | 0 | 0 | 0 | 0 | 0 | 0 | 0 | 0 | 0 | 0 | 0 | 0 | 0 | 0 | 0 | 0 | 0 | 0 | 0 | 0 | 0
F6_Commercial_Interruptible - College_Existing_Water Heating_Natural Gas_Water Heater - Drainwater Heat Recovery_A_Technical Potential | F6 | Commercial | Interruptible - College | Existing | Water Heating | Natural Gas | Water Heater - Drainwater Heat Recovery | A | Incremental Winter Peak Savings (MW) | Technical Potential | 0 | 0 | 0 | 0 | 0 | 0 | 0 | 0 | 0 | 0 | 0 | 0 | 0 | 0 | 0 | 0 | 0 | 0 | 0 | 0 | 0 | 0 | 0 | 0 | 0 | 0 | 0
F7_Commercial_Interruptible - College_Existing_Water Heating_Natural Gas_Water Heater - Drainwater Heat Recovery_A_Technical Potential | F7 | Commercial | Interruptible - College | Existing | Water Heating | Natural Gas | Water Heater - Drainwater Heat Recovery | A | Cumulative Energy Savings (MWh or mTherms) | Technical Potential | 0 | 0 | 0 | 0 | 0 | 0 | 0 | 0 | 0 | 0 | 0 | 0 | 0 | 0 | 0 | 0 | 0 | 0 | 0 | 0 | 0 | 0 | 0 | 0 | 0 | 0 | 0
F8_Commercial_Interruptible - College_Existing_Water Heating_Natural Gas_Water Heater - Drainwater Heat Recovery_A_Technical Potential | F8 | Commercial | Interruptible - College | Existing | Water Heating | Natural Gas | Water Heater - Drainwater Heat Recovery | A | Cumulative Summer Peak Savings (MW) | Technical Potential | 0 | 0 | 0 | 0 | 0 | 0 | 0 | 0 | 0 | 0 | 0 | 0 | 0 | 0 | 0 | 0 | 0 | 0 | 0 | 0 | 0 | 0 | 0 | 0 | 0 | 0 | 0
F9_Commercial_Interruptible - College_Existing_Water Heating_Natural Gas_Water Heater - Drainwater Heat Recovery_A_Technical Potential | F9 | Commercial | Interruptible - College | Existing | Water Heating | Natural Gas | Water Heater - Drainwater Heat Recovery | A | Cumulative Winter Peak Savings (MW) | Technical Potential | 0 | 0 | 0 | 0 | 0 | 0 | 0 | 0 | 0 | 0 | 0 | 0 | 0 | 0 | 0 | 0 | 0 | 0 | 0 | 0 | 0 | 0 | 0 | 0 | 0 | 0 | 0
F10_Commercial_Interruptible - College_Existing_Water Heating_Natural Gas_Water Heater - Drainwater Heat Recovery_A_Technical Potential | F10 | Commercial | Interruptible - College | Existing | Water Heating | Natural Gas | Water Heater - Drainwater Heat Recovery | A | Purchases (Incremental) | Technical Potential | 0 | 0 | 0 | 0 | 0 | 0 | 0 | 0 | 0 | 0 | 0 | 0 | 0 | 0 | 0 | 0 | 0 | 0 | 0 | 0 | 0 | 0 | 0 | 0 | 0 | 0 | 0
F11_Commercial_Interruptible - College_Existing_Water Heating_Natural Gas_Water Heater - Drainwater Heat Recovery_A_Technical Potential | F11 | Commercial | Interruptible - College | Existing | Water Heating | Natural Gas | Water Heater - Drainwater Heat Recovery | A | Purchases (Cumulative) | Technical Potential | 0 | 0 | 0 | 0 | 0 | 0 | 0 | 0 | 0 | 0 | 0 | 0 | 0 | 0 | 0 | 0 | 0 | 0 | 0 | 0 | 0 | 0 | 0 | 0 | 0 | 0 | 0
F1_Commercial_Interruptible - College_Existing_Water Heating_Natural Gas_Water Heater - Circulation Pump Controls_A_Technical Potential | F1 | Commercial | Interruptible - College | Existing | Water Heating | Natural Gas | Water Heater - Circulation Pump Controls | A | Integrated Unit Energy Savings (kWh or therms) | Technical Potential | 0 | 0 | 42828.1174 | 41516.9002 | 40373.1543 | 39311.5294 | 38328.5202 | 37401.4685 | 36593.6353 | 35854.4672 | 35153.5734 | 34500.0935 | 34295.3499 | 34141.1313 | 34029.1007 | 33824.6408 | 33673.4001 | 33552.4075 | 33455.6134 | 33372.8492 | 33324.7562 | 33297.3659 | 33284.1241 | 33273.5306 | 33240.9418 | 33234.162 | 33228.7381
F2_Commercial_Interruptible - College_Existing_Water Heating_Natural Gas_Water Heater - Circulation Pump Controls_A_Technical Potential | F2 | Commercial | Interruptible - College | Existing | Water Heating | Natural Gas | Water Heater - Circulation Pump Controls | A | Integrated Unit Summer Peak Savings (kW) | Technical Potential | 0 | 0 | 0 | 0 | 0 | 0 | 0 | 0 | 0 | 0 | 0 | 0 | 0 | 0 | 0 | 0 | 0 | 0 | 0 | 0 | 0 | 0 | 0 | 0 | 0 | 0 | 0
F3_Commercial_Interruptible - College_Existing_Water Heating_Natural Gas_Water Heater - Circulation Pump Controls_A_Technical Potential | F3 | Commercial | Interruptible - College | Existing | Water Heating | Natural Gas | Water Heater - Circulation Pump Controls | A | Integrated Unit Winter Peak Savings (kW) | Technical Potential | 0 | 0 | 0 | 0 | 0 | 0 | 0 | 0 | 0 | 0 | 0 | 0 | 0 | 0 | 0 | 0 | 0 | 0 | 0 | 0 | 0 | 0 | 0 | 0 | 0 | 0 | 0
F4_Commercial_Interruptible - College_Existing_Water Heating_Natural Gas_Water Heater - Circulation Pump Controls_A_Technical Potential | F4 | Commercial | Interruptible - College | Existing | Water Heating | Natural Gas | Water Heater - Circulation Pump Controls | A | Incremental Energy Savings (MWh or mTherms) | Technical Potential | 0 | 0 | 7.8572 | 9.352 | 11.1288 | 12.5791 | 13.9893 | 15.9596 | 17.1298 | 17.1458 | 15.842 | 13.3644 | 10.2806 | 7.0236 | 0 | 0 | 0 | 0 | 0 | 0 | 0 | 0 | 0 | 0 | 0 | 0 | 0
F5_Commercial_Interruptible - College_Existing_Water Heating_Natural Gas_Water Heater - Circulation Pump Controls_A_Technical Potential | F5 | Commercial | Interruptible - College | Existing | Water Heating | Natural Gas | Water Heater - Circulation Pump Controls | A | Incremental Summer Peak Savings (MW) | Technical Potential | 0 | 0 | 0 | 0 | 0 | 0 | 0 | 0 | 0 | 0 | 0 | 0 | 0 | 0 | 0 | 0 | 0 | 0 | 0 | 0 | 0 | 0 | 0 | 0 | 0 | 0 | 0
F6_Commercial_Interruptible - College_Existing_Water Heating_Natural Gas_Water Heater - Circulation Pump Controls_A_Technical Potential | F6 | Commercial | Interruptible - College | Existing | Water Heating | Natural Gas | Water Heater - Circulation Pump Controls | A | Incremental Winter Peak Savings (MW) | Technical Potential | 0 | 0 | 0 | 0 | 0 | 0 | 0 | 0 | 0 | 0 | 0 | 0 | 0 | 0 | 0 | 0 | 0 | 0 | 0 | 0 | 0 | 0 | 0 | 0 | 0 | 0 | 0
F7_Commercial_Interruptible - College_Existing_Water Heating_Natural Gas_Water Heater - Circulation Pump Controls_A_Technical Potential | F7 | Commercial | Interruptible - College | Existing | Water Heating | Natural Gas | Water Heater - Circulation Pump Controls | A | Cumulative Energy Savings (MWh or mTherms) | Technical Potential | 0 | 0 | 7.8572 | 16.9686 | 27.63 | 39.4826 | 52.4846 | 67.1748 | 82.8537 | 98.3259 | 112.2458 | 123.5236 | 133.0711 | 139.4963 | 139.0386 | 138.2032 | 137.5852 | 137.0909 | 136.6954 | 136.3572 | 136.1607 | 136.0488 | 135.9947 | 135.9514 | 135.8183 | 135.7906 | 135.7684
F8_Commercial_Interruptible - College_Existing_Water Heating_Natural Gas_Water Heater - Circulation Pump Controls_A_Technical Potential | F8 | Commercial | Interruptible - College | Existing | Water Heating | Natural Gas | Water Heater - Circulation Pump Controls | A | Cumulative Summer Peak Savings (MW) | Technical Potential | 0 | 0 | 0 | 0 | 0 | 0 | 0 | 0 | 0 | 0 | 0 | 0 | 0 | 0 | 0 | 0 | 0 | 0 | 0 | 0 | 0 | 0 | 0 | 0 | 0 | 0 | 0
F9_Commercial_Interruptible - College_Existing_Water Heating_Natural Gas_Water Heater - Circulation Pump Controls_A_Technical Potential | F9 | Commercial | Interruptible - College | Existing | Water Heating | Natural Gas | Water Heater - Circulation Pump Controls | A | Cumulative Winter Peak Savings (MW) | Technical Potential | 0 | 0 | 0 | 0 | 0 | 0 | 0 | 0 | 0 | 0 | 0 | 0 | 0 | 0 | 0 | 0 | 0 | 0 | 0 | 0 | 0 | 0 | 0 | 0 | 0 | 0 | 0
F10_Commercial_Interruptible - College_Existing_Water Heating_Natural Gas_Water Heater - Circulation Pump Controls_A_Technical Potential | F10 | Commercial | Interruptible - College | Existing | Water Heating | Natural Gas | Water Heater - Circulation Pump Controls | A | Purchases (Incremental) | Technical Potential | 0 | 0 | 0.18346 | 0.22526 | 0.27565 | 0.31999 | 0.36498 | 0.42671 | 0.46811 | 0.47821 | 0.45065 | 0.38737 | 0.29977 | 0.20572 | 0 | 0 | 0 | 0 | 0 | 0 | 0 | 0 | 0 | 0 | 0 | 0 | 0
F11_Commercial_Interruptible - College_Existing_Water Heating_Natural Gas_Water Heater - Circulation Pump Controls_A_Technical Potential | F11 | Commercial | Interruptible - College | Existing | Water Heating | Natural Gas | Water Heater - Circulation Pump Controls | A | Purchases (Cumulative) | Technical Potential | 0 | 0 | 0.18346 | 0.40872 | 0.68437 | 1.0044 | 1.3693 | 1.796 | 2.2642 | 2.7424 | 3.193 | 3.5804 | 3.8802 | 4.0859 | 4.0859 | 4.0859 | 4.0859 | 4.0859 | 4.0859 | 4.0859 | 4.0859 | 4.0859 | 4.0859 | 4.0859 | 4.0859 | 4.0859 | 4.0859
F1_Commercial_Interruptible - College_Existing_Water Heating_Natural Gas_Water Heater - Pipe Insulation_A_Technical Potential | F1 | Commercial | Interruptible - College | Existing | Water Heating | Natural Gas | Water Heater - Pipe Insulation | A | Integrated Unit Energy Savings (kWh or therms) | Technical Potential | 0 | 0 | 32.284 | 30.7673 | 29.3077 | 27.8625 | 26.4332 | 24.9776 | 23.5824 | 22.2692 | 21.0559 | 20.0105 | 19.3927 | 18.9677 | 18.8254 | 18.664 | 18.5805 | 18.5138 | 18.4603 | 18.4147 | 18.3881 | 18.373 | 18.3657 | 18.3599 | 18.3419 | 18.3381 | 18.3352
F2_Commercial_Interruptible - College_Existing_Water Heating_Natural Gas_Water Heater - Pipe Insulation_A_Technical Potential | F2 | Commercial | Interruptible - College | Existing | Water Heating | Natural Gas | Water Heater - Pipe Insulation | A | Integrated Unit Summer Peak Savings (kW) | Technical Potential | 0 | 0 | 0 | 0 | 0 | 0 | 0 | 0 | 0 | 0 | 0 | 0 | 0 | 0 | 0 | 0 | 0 | 0 | 0 | 0 | 0 | 0 | 0 | 0 | 0 | 0 | 0
F3_Commercial_Interruptible - College_Existing_Water Heating_Natural Gas_Water Heater - Pipe Insulation_A_Technical Potential | F3 | Commercial | Interruptible - College | Existing | Water Heating | Natural Gas | Water Heater - Pipe Insulation | A | Integrated Unit Winter Peak Savings (kW) | Technical Potential | 0 | 0 | 0 | 0 | 0 | 0 | 0 | 0 | 0 | 0 | 0 | 0 | 0 | 0 | 0 | 0 | 0 | 0 | 0 | 0 | 0 | 0 | 0 | 0 | 0 | 0 | 0
F4_Commercial_Interruptible - College_Existing_Water Heating_Natural Gas_Water Heater - Pipe Insulation_A_Technical Potential | F4 | Commercial | Interruptible - College | Existing | Water Heating | Natural Gas | Water Heater - Pipe Insulation | A | Incremental Energy Savings (MWh or mTherms) | Technical Potential | 0 | 0 | 0.09974 | 0.11671 | 0.13605 | 0.15014 | 0.16247 | 0.17948 | 0.1859 | 0.17933 | 0.15979 | 0.13054 | 0.097896 | 0.065711 | 0.039027 | 0.018072 | 0 | 0 | 0 | 0 | 0 | 0 | 0 | 0 | 0 | 0 | 0
F5_Commercial_Interruptible - College_Existing_Water Heating_Natural Gas_Water Heater - Pipe Insulation_A_Technical Potential | F5 | Commercial | Interruptible - College | Existing | Water Heating | Natural Gas | Water Heater - Pipe Insulation | A | Incremental Summer Peak Savings (MW) | Technical Potential | 0 | 0 | 0 | 0 | 0 | 0 | 0 | 0 | 0 | 0 | 0 | 0 | 0 | 0 | 0 | 0 | 0 | 0 | 0 | 0 | 0 | 0 | 0 | 0 | 0 | 0 | 0
F6_Commercial_Interruptible - College_Existing_Water Heating_Natural Gas_Water Heater - Pipe Insulation_A_Technical Potential | F6 | Commercial | Interruptible - College | Existing | Water Heating | Natural Gas | Water Heater - Pipe Insulation | A | Incremental Winter Peak Savings (MW) | Technical Potential | 0 | 0 | 0 | 0 | 0 | 0 | 0 | 0 | 0 | 0 | 0 | 0 | 0 | 0 | 0 | 0 | 0 | 0 | 0 | 0 | 0 | 0 | 0 | 0 | 0 | 0 | 0
F7_Commercial_Interruptible - College_Existing_Water Heating_Natural Gas_Water Heater - Pipe Insulation_A_Technical Potential | F7 | Commercial | Interruptible - College | Existing | Water Heating | Natural Gas | Water Heater - Pipe Insulation | A | Cumulative Energy Savings (MWh or mTherms) | Technical Potential | 0 | 0 | 0.09974 | 0.21177 | 0.33776 | 0.47125 | 0.60954 | 0.75546 | 0.89916 | 1.0284 | 1.1322 | 1.2065 | 1.2672 | 1.3051 | 1.3343 | 1.341 | 1.335 | 1.3302 | 1.3263 | 1.3231 | 1.3211 | 1.3201 | 1.3195 | 1.3191 | 1.3178 | 1.3176 | 1.3173
F8_Commercial_Interruptible - College_Existing_Water Heating_Natural Gas_Water Heater - Pipe Insulation_A_Technical Potential | F8 | Commercial | Interruptible - College | Existing | Water Heating | Natural Gas | Water Heater - Pipe Insulation | A | Cumulative Summer Peak Savings (MW) | Technical Potential | 0 | 0 | 0 | 0 | 0 | 0 | 0 | 0 | 0 | 0 | 0 | 0 | 0 | 0 | 0 | 0 | 0 | 0 | 0 | 0 | 0 | 0 | 0 | 0 | 0 | 0 | 0
F9_Commercial_Interruptible - College_Existing_Water Heating_Natural Gas_Water Heater - Pipe Insulation_A_Technical Potential | F9 | Commercial | Interruptible - College | Existing | Water Heating | Natural Gas | Water Heater - Pipe Insulation | A | Cumulative Winter Peak Savings (MW) | Technical Potential | 0 | 0 | 0 | 0 | 0 | 0 | 0 | 0 | 0 | 0 | 0 | 0 | 0 | 0 | 0 | 0 | 0 | 0 | 0 | 0 | 0 | 0 | 0 | 0 | 0 | 0 | 0
F10_Commercial_Interruptible - College_Existing_Water Heating_Natural Gas_Water Heater - Pipe Insulation_A_Technical Potential | F10 | Commercial | Interruptible - College | Existing | Water Heating | Natural Gas | Water Heater - Pipe Insulation | A | Purchases (Incremental) | Technical Potential | 0 | 0 | 3.0895 | 3.7934 | 4.642 | 5.3886 | 6.1464 | 7.1858 | 7.883 | 8.053 | 7.589 | 6.5234 | 5.0481 | 3.4644 | 2.0731 | 0.96828 | 0 | 0 | 0 | 0 | 0 | 0 | 0 | 0 | 0 | 0 | 0
F11_Commercial_Interruptible - College_Existing_Water Heating_Natural Gas_Water Heater - Pipe Insulation_A_Technical Potential | F11 | Commercial | Interruptible - College | Existing | Water Heating | Natural Gas | Water Heater - Pipe Insulation | A | Purchases (Cumulative) | Technical Potential | 0 | 0 | 3.0895 | 6.8828 | 11.5248 | 16.9134 | 23.0597 | 30.2456 | 38.1285 | 46.1816 | 53.7706 | 60.294 | 65.342 | 68.8064 | 70.8795 | 71.8478 | 71.8478 | 71.8478 | 71.8478 | 71.8478 | 71.8478 | 71.8478 | 71.8478 | 71.8478 | 71.8478 | 71.8478 | 71.8478
F1_Commercial_Interruptible - College_Existing_Water Heating_Natural Gas_Water Heater - Motion Control Faucet_A_Technical Potential | F1 | Commercial | Interruptible - College | Existing | Water Heating | Natural Gas | Water Heater - Motion Control Faucet | A | Integrated Unit Energy Savings (kWh or therms) | Technical Potential | 0 | 0 | 0 | 0 | 0 | 0 | 0 | 0 | 0 | 0 | 0 | 0 | 0 | 0 | 0 | 0 | 0 | 0 | 0 | 0 | 0 | 0 | 0 | 0 | 0 | 0 | 0
F2_Commercial_Interruptible - College_Existing_Water Heating_Natural Gas_Water Heater - Motion Control Faucet_A_Technical Potential | F2 | Commercial | Interruptible - College | Existing | Water Heating | Natural Gas | Water Heater - Motion Control Faucet | A | Integrated Unit Summer Peak Savings (kW) | Technical Potential | 0 | 0 | 0 | 0 | 0 | 0 | 0 | 0 | 0 | 0 | 0 | 0 | 0 | 0 | 0 | 0 | 0 | 0 | 0 | 0 | 0 | 0 | 0 | 0 | 0 | 0 | 0
F3_Commercial_Interruptible - College_Existing_Water Heating_Natural Gas_Water Heater - Motion Control Faucet_A_Technical Potential | F3 | Commercial | Interruptible - College | Existing | Water Heating | Natural Gas | Water Heater - Motion Control Faucet | A | Integrated Unit Winter Peak Savings (kW) | Technical Potential | 0 | 0 | 0 | 0 | 0 | 0 | 0 | 0 | 0 | 0 | 0 | 0 | 0 | 0 | 0 | 0 | 0 | 0 | 0 | 0 | 0 | 0 | 0 | 0 | 0 | 0 | 0
F4_Commercial_Interruptible - College_Existing_Water Heating_Natural Gas_Water Heater - Motion Control Faucet_A_Technical Potential | F4 | Commercial | Interruptible - College | Existing | Water Heating | Natural Gas | Water Heater - Motion Control Faucet | A | Incremental Energy Savings (MWh or mTherms) | Technical Potential | 0 | 0 | 0 | 0 | 0 | 0 | 0 | 0 | 0 | 0 | 0 | 0 | 0 | 0 | 0 | 0 | 0 | 0 | 0 | 0 | 0 | 0 | 0 | 0 | 0 | 0 | 0
F5_Commercial_Interruptible - College_Existing_Water Heating_Natural Gas_Water Heater - Motion Control Faucet_A_Technical Potential | F5 | Commercial | Interruptible - College | Existing | Water Heating | Natural Gas | Water Heater - Motion Control Faucet | A | Incremental Summer Peak Savings (MW) | Technical Potential | 0 | 0 | 0 | 0 | 0 | 0 | 0 | 0 | 0 | 0 | 0 | 0 | 0 | 0 | 0 | 0 | 0 | 0 | 0 | 0 | 0 | 0 | 0 | 0 | 0 | 0 | 0
F6_Commercial_Interruptible - College_Existing_Water Heating_Natural Gas_Water Heater - Motion Control Faucet_A_Technical Potential | F6 | Commercial | Interruptible - College | Existing | Water Heating | Natural Gas | Water Heater - Motion Control Faucet | A | Incremental Winter Peak Savings (MW) | Technical Potential | 0 | 0 | 0 | 0 | 0 | 0 | 0 | 0 | 0 | 0 | 0 | 0 | 0 | 0 | 0 | 0 | 0 | 0 | 0 | 0 | 0 | 0 | 0 | 0 | 0 | 0 | 0
F7_Commercial_Interruptible - College_Existing_Water Heating_Natural Gas_Water Heater - Motion Control Faucet_A_Technical Potential | F7 | Commercial | Interruptible - College | Existing | Water Heating | Natural Gas | Water Heater - Motion Control Faucet | A | Cumulative Energy Savings (MWh or mTherms) | Technical Potential | 0 | 0 | 0 | 0 | 0 | 0 | 0 | 0 | 0 | 0 | 0 | 0 | 0 | 0 | 0 | 0 | 0 | 0 | 0 | 0 | 0 | 0 | 0 | 0 | 0 | 0 | 0
F8_Commercial_Interruptible - College_Existing_Water Heating_Natural Gas_Water Heater - Motion Control Faucet_A_Technical Potential | F8 | Commercial | Interruptible - College | Existing | Water Heating | Natural Gas | Water Heater - Motion Control Faucet | A | Cumulative Summer Peak Savings (MW) | Technical Potential | 0 | 0 | 0 | 0 | 0 | 0 | 0 | 0 | 0 | 0 | 0 | 0 | 0 | 0 | 0 | 0 | 0 | 0 | 0 | 0 | 0 | 0 | 0 | 0 | 0 | 0 | 0
F9_Commercial_Interruptible - College_Existing_Water Heating_Natural Gas_Water Heater - Motion Control Faucet_A_Technical Potential | F9 | Commercial | Interruptible - College | Existing | Water Heating | Natural Gas | Water Heater - Motion Control Faucet | A | Cumulative Winter Peak Savings (MW) | Technical Potential | 0 | 0 | 0 | 0 | 0 | 0 | 0 | 0 | 0 | 0 | 0 | 0 | 0 | 0 | 0 | 0 | 0 | 0 | 0 | 0 | 0 | 0 | 0 | 0 | 0 | 0 | 0
F10_Commercial_Interruptible - College_Existing_Water Heating_Natural Gas_Water Heater - Motion Control Faucet_A_Technical Potential | F10 | Commercial | Interruptible - College | Existing | Water Heating | Natural Gas | Water Heater - Motion Control Faucet | A | Purchases (Incremental) | Technical Potential | 0 | 0 | 13473.1942 | 16542.9338 | 20243.7098 | 23499.7574 | 26804.4491 | 17864.4288 | 17834.9253 | 14875.7016 | 9596.0732 | 1644.2205 | 0 | 0 | 0 | 0 | 0 | 0 | 0 | 0 | 0 | 0 | 0 | 0 | 0 | 0 | 0
F11_Commercial_Interruptible - College_Existing_Water Heating_Natural Gas_Water Heater - Motion Control Faucet_A_Technical Potential | F11 | Commercial | Interruptible - College | Existing | Water Heating | Natural Gas | Water Heater - Motion Control Faucet | A | Purchases (Cumulative) | Technical Potential | 0 | 0 | 13473.1942 | 30016.128 | 50259.8378 | 73759.5952 | 100564.0443 | 118428.4731 | 136263.3984 | 151139.1 | 160735.1732 | 162379.3937 | 162379.3937 | 162379.3937 | 162379.3937 | 162379.3937 | 162379.3937 | 162379.3937 | 162379.3937 | 162379.3937 | 162379.3937 | 162379.3937 | 162379.3937 | 162379.3937 | 162379.3937 | 162379.3937 | 162379.3937
F1_Commercial_Interruptible - College_Existing_Water Heating_Natural Gas_Water Heater - Solar System_A_Technical Potential | F1 | Commercial | Interruptible - College | Existing | Water Heating | Natural Gas | Water Heater - Solar System | A | Integrated Unit Energy Savings (kWh or therms) | Technical Potential | 0 | 0 | 259.8423 | 249.4482 | 239.6739 | 230.0912 | 220.6895 | 211.1896 | 202.161 | 193.6061 | 185.6901 | 178.7531 | 175.0113 | 172.3926 | 171.8269 | 170.7945 | 170.0309 | 169.4199 | 168.9312 | 168.5133 | 168.2704 | 168.1321 | 168.0652 | 168.0118 | 167.8472 | 167.813 | 167.7856
F2_Commercial_Interruptible - College_Existing_Water Heating_Natural Gas_Water Heater - Solar System_A_Technical Potential | F2 | Commercial | Interruptible - College | Existing | Water Heating | Natural Gas | Water Heater - Solar System | A | Integrated Unit Summer Peak Savings (kW) | Technical Potential | 0 | 0 | 0 | 0 | 0 | 0 | 0 | 0 | 0 | 0 | 0 | 0 | 0 | 0 | 0 | 0 | 0 | 0 | 0 | 0 | 0 | 0 | 0 | 0 | 0 | 0 | 0
F3_Commercial_Interruptible - College_Existing_Water Heating_Natural Gas_Water Heater - Solar System_A_Technical Potential | F3 | Commercial | Interruptible - College | Existing | Water Heating | Natural Gas | Water Heater - Solar System | A | Integrated Unit Winter Peak Savings (kW) | Technical Potential | 0 | 0 | 0 | 0 | 0 | 0 | 0 | 0 | 0 | 0 | 0 | 0 | 0 | 0 | 0 | 0 | 0 | 0 | 0 | 0 | 0 | 0 | 0 | 0 | 0 | 0 | 0
F4_Commercial_Interruptible - College_Existing_Water Heating_Natural Gas_Water Heater - Solar System_A_Technical Potential | F4 | Commercial | Interruptible - College | Existing | Water Heating | Natural Gas | Water Heater - Solar System | A | Incremental Energy Savings (MWh or mTherms) | Technical Potential | 0 | 0 | 6.1598 | 6.9087 | 7.7918 | 8.3882 | 8.9185 | 9.7467 | 10.0409 | 9.6713 | 9.2868 | 7.9372 | 6.1009 | 4.136 | 2.4555 | 1.4823 | 0 | 0 | 0 | 0 | 0 | 0 | 0 | 0 | 0 | 0 | 0
F5_Commercial_Interruptible - College_Existing_Water Heating_Natural Gas_Water Heater - Solar System_A_Technical Potential | F5 | Commercial | Interruptible - College | Existing | Water Heating | Natural Gas | Water Heater - Solar System | A | Incremental Summer Peak Savings (MW) | Technical Potential | 0 | 0 | 0 | 0 | 0 | 0 | 0 | 0 | 0 | 0 | 0 | 0 | 0 | 0 | 0 | 0 | 0 | 0 | 0 | 0 | 0 | 0 | 0 | 0 | 0 | 0 | 0
F6_Commercial_Interruptible - College_Existing_Water Heating_Natural Gas_Water Heater - Solar System_A_Technical Potential | F6 | Commercial | Interruptible - College | Existing | Water Heating | Natural Gas | Water Heater - Solar System | A | Incremental Winter Peak Savings (MW) | Technical Potential | 0 | 0 | 0 | 0 | 0 | 0 | 0 | 0 | 0 | 0 | 0 | 0 | 0 | 0 | 0 | 0 | 0 | 0 | 0 | 0 | 0 | 0 | 0 | 0 | 0 | 0 | 0
F7_Commercial_Interruptible - College_Existing_Water Heating_Natural Gas_Water Heater - Solar System_A_Technical Potential | F7 | Commercial | Interruptible - College | Existing | Water Heating | Natural Gas | Water Heater - Solar System | A | Cumulative Energy Savings (MWh or mTherms) | Technical Potential | 0 | 0 | 6.1598 | 12.822 | 20.1114 | 27.6955 | 35.4823 | 43.7016 | 51.8741 | 59.3503 | 66.2105 | 71.6741 | 76.2746 | 79.2693 | 81.4647 | 82.4575 | 82.0888 | 81.7939 | 81.5579 | 81.3561 | 81.2389 | 81.1721 | 81.1398 | 81.114 | 81.0346 | 81.018 | 81.0048
F8_Commercial_Interruptible - College_Existing_Water Heating_Natural Gas_Water Heater - Solar System_A_Technical Potential | F8 | Commercial | Interruptible - College | Existing | Water Heating | Natural Gas | Water Heater - Solar System | A | Cumulative Summer Peak Savings (MW) | Technical Potential | 0 | 0 | 0 | 0 | 0 | 0 | 0 | 0 | 0 | 0 | 0 | 0 | 0 | 0 | 0 | 0 | 0 | 0 | 0 | 0 | 0 | 0 | 0 | 0 | 0 | 0 | 0
F9_Commercial_Interruptible - College_Existing_Water Heating_Natural Gas_Water Heater - Solar System_A_Technical Potential | F9 | Commercial | Interruptible - College | Existing | Water Heating | Natural Gas | Water Heater - Solar System | A | Cumulative Winter Peak Savings (MW) | Technical Potential | 0 | 0 | 0 | 0 | 0 | 0 | 0 | 0 | 0 | 0 | 0 | 0 | 0 | 0 | 0 | 0 | 0 | 0 | 0 | 0 | 0 | 0 | 0 | 0 | 0 | 0 | 0
F10_Commercial_Interruptible - College_Existing_Water Heating_Natural Gas_Water Heater - Solar System_A_Technical Potential | F10 | Commercial | Interruptible - College | Existing | Water Heating | Natural Gas | Water Heater - Solar System | A | Purchases (Incremental) | Technical Potential | 0 | 0 | 23.7059 | 27.6958 | 32.5099 | 36.4559 | 40.4118 | 46.1513 | 49.6677 | 49.9536 | 50.0124 | 44.4029 | 34.86 | 23.9915 | 14.2904 | 8.6787 | 0 | 0 | 0 | 0 | 0 | 0 | 0 | 0 | 0 | 0 | 0
F11_Commercial_Interruptible - College_Existing_Water Heating_Natural Gas_Water Heater - Solar System_A_Technical Potential | F11 | Commercial | Interruptible - College | Existing | Water Heating | Natural Gas | Water Heater - Solar System | A | Purchases (Cumulative) | Technical Potential | 0 | 0 | 23.7059 | 51.4016 | 83.9116 | 120.3675 | 160.7793 | 206.9305 | 256.5982 | 306.5518 | 356.5642 | 400.9671 | 435.8271 | 459.8186 | 474.109 | 482.7877 | 482.7877 | 482.7877 | 482.7877 | 482.7877 | 482.7877 | 482.7877 | 482.7877 | 482.7877 | 482.7877 | 482.7877 | 482.7877
F1_Commercial_Interruptible - College_Existing_Water Heating_Natural Gas_Commercial Laundry - Ozone Treatment_A_Technical Potential | F1 | Commercial | Interruptible - College | Existing | Water Heating | Natural Gas | Commercial Laundry - Ozone Treatment | A | Integrated Unit Energy Savings (kWh or therms) | Technical Potential | 0 | 0 | 11788.2677 | 11233.0831 | 10698.5659 | 10169.1943 | 9645.6143 | 9112.3174 | 8601.1142 | 8120.0037 | 7675.6975 | 7293.0604 | 7066.7369 | 6911.0809 | 6858.7695 | 6799.7375 | 6769.3337 | 6745.0106 | 6725.5522 | 6708.9142 | 6699.2461 | 6693.7399 | 6691.0779 | 6688.9483 | 6682.397 | 6681.034 | 6679.9437
F2_Commercial_Interruptible - College_Existing_Water Heating_Natural Gas_Commercial Laundry - Ozone Treatment_A_Technical Potential | F2 | Commercial | Interruptible - College | Existing | Water Heating | Natural Gas | Commercial Laundry - Ozone Treatment | A | Integrated Unit Summer Peak Savings (kW) | Technical Potential | 0 | 0 | 0 | 0 | 0 | 0 | 0 | 0 | 0 | 0 | 0 | 0 | 0 | 0 | 0 | 0 | 0 | 0 | 0 | 0 | 0 | 0 | 0 | 0 | 0 | 0 | 0
F3_Commercial_Interruptible - College_Existing_Water Heating_Natural Gas_Commercial Laundry - Ozone Treatment_A_Technical Potential | F3 | Commercial | Interruptible - College | Existing | Water Heating | Natural Gas | Commercial Laundry - Ozone Treatment | A | Integrated Unit Winter Peak Savings (kW) | Technical Potential | 0 | 0 | 0 | 0 | 0 | 0 | 0 | 0 | 0 | 0 | 0 | 0 | 0 | 0 | 0 | 0 | 0 | 0 | 0 | 0 | 0 | 0 | 0 | 0 | 0 | 0 | 0
F4_Commercial_Interruptible - College_Existing_Water Heating_Natural Gas_Commercial Laundry - Ozone Treatment_A_Technical Potential | F4 | Commercial | Interruptible - College | Existing | Water Heating | Natural Gas | Commercial Laundry - Ozone Treatment | A | Incremental Energy Savings (MWh or mTherms) | Technical Potential | 0 | 0 | 0.57671 | 0.67476 | 0.78641 | 0.86773 | 0.9388 | 1.0369 | 1.0737 | 1.0355 | 0.92242 | 0.75337 | 0.21918 | 0 | 0 | 0 | 0 | 0 | 0 | 0 | 0 | 0 | 0 | 0 | 0 | 0 | 0
F5_Commercial_Interruptible - College_Existing_Water Heating_Natural Gas_Commercial Laundry - Ozone Treatment_A_Technical Potential | F5 | Commercial | Interruptible - College | Existing | Water Heating | Natural Gas | Commercial Laundry - Ozone Treatment | A | Incremental Summer Peak Savings (MW) | Technical Potential | 0 | 0 | 0 | 0 | 0 | 0 | 0 | 0 | 0 | 0 | 0 | 0 | 0 | 0 | 0 | 0 | 0 | 0 | 0 | 0 | 0 | 0 | 0 | 0 | 0 | 0 | 0
F6_Commercial_Interruptible - College_Existing_Water Heating_Natural Gas_Commercial Laundry - Ozone Treatment_A_Technical Potential | F6 | Commercial | Interruptible - College | Existing | Water Heating | Natural Gas | Commercial Laundry - Ozone Treatment | A | Incremental Winter Peak Savings (MW) | Technical Potential | 0 | 0 | 0 | 0 | 0 | 0 | 0 | 0 | 0 | 0 | 0 | 0 | 0 | 0 | 0 | 0 | 0 | 0 | 0 | 0 | 0 | 0 | 0 | 0 | 0 | 0 | 0
F7_Commercial_Interruptible - College_Existing_Water Heating_Natural Gas_Commercial Laundry - Ozone Treatment_A_Technical Potential | F7 | Commercial | Interruptible - College | Existing | Water Heating | Natural Gas | Commercial Laundry - Ozone Treatment | A | Cumulative Energy Savings (MWh or mTherms) | Technical Potential | 0 | 0 | 0.57671 | 1.2243 | 1.9525 | 2.7236 | 3.5222 | 4.3643 | 5.1931 | 5.9381 | 6.5356 | 6.9632 | 6.9663 | 6.8128 | 6.7613 | 6.7031 | 6.6731 | 6.6491 | 6.6299 | 6.6135 | 6.604 | 6.5986 | 6.596 | 6.5939 | 6.5874 | 6.5861 | 6.585
F8_Commercial_Interruptible - College_Existing_Water Heating_Natural Gas_Commercial Laundry - Ozone Treatment_A_Technical Potential | F8 | Commercial | Interruptible - College | Existing | Water Heating | Natural Gas | Commercial Laundry - Ozone Treatment | A | Cumulative Summer Peak Savings (MW) | Technical Potential | 0 | 0 | 0 | 0 | 0 | 0 | 0 | 0 | 0 | 0 | 0 | 0 | 0 | 0 | 0 | 0 | 0 | 0 | 0 | 0 | 0 | 0 | 0 | 0 | 0 | 0 | 0
F9_Commercial_Interruptible - College_Existing_Water Heating_Natural Gas_Commercial Laundry - Ozone Treatment_A_Technical Potential | F9 | Commercial | Interruptible - College | Existing | Water Heating | Natural Gas | Commercial Laundry - Ozone Treatment | A | Cumulative Winter Peak Savings (MW) | Technical Potential | 0 | 0 | 0 | 0 | 0 | 0 | 0 | 0 | 0 | 0 | 0 | 0 | 0 | 0 | 0 | 0 | 0 | 0 | 0 | 0 | 0 | 0 | 0 | 0 | 0 | 0 | 0
F10_Commercial_Interruptible - College_Existing_Water Heating_Natural Gas_Commercial Laundry - Ozone Treatment_A_Technical Potential | F10 | Commercial | Interruptible - College | Existing | Water Heating | Natural Gas | Commercial Laundry - Ozone Treatment | A | Purchases (Incremental) | Technical Potential | 0 | 0 | 0.048922 | 0.060069 | 0.073507 | 0.08533 | 0.097329 | 0.11379 | 0.12483 | 0.12752 | 0.12017 | 0.1033 | 0.031015 | 0 | 0 | 0 | 0 | 0 | 0 | 0 | 0 | 0 | 0 | 0 | 0 | 0 | 0
F11_Commercial_Interruptible - College_Existing_Water Heating_Natural Gas_Commercial Laundry - Ozone Treatment_A_Technical Potential | F11 | Commercial | Interruptible - College | Existing | Water Heating | Natural Gas | Commercial Laundry - Ozone Treatment | A | Purchases (Cumulative) | Technical Potential | 0 | 0 | 0.048922 | 0.10899 | 0.1825 | 0.26783 | 0.36516 | 0.47895 | 0.60377 | 0.7313 | 0.85147 | 0.95477 | 0.98578 | 0.98578 | 0.98578 | 0.98578 | 0.98578 | 0.98578 | 0.98578 | 0.98578 | 0.98578 | 0.98578 | 0.98578 | 0.98578 | 0.98578 | 0.98578 | 0.98578
F1_Commercial_Interruptible - College_Existing_Water Heating_Natural Gas_Commercial Laundry - ENERGY STAR Washer_A_Technical Potential | F1 | Commercial | Interruptible - College | Existing | Water Heating | Natural Gas | Commercial Laundry - ENERGY STAR Washer | A | Integrated Unit Energy Savings (kWh or therms) | Technical Potential | 0 | 0 | 228.1153 | 217.1122 | 206.4787 | 195.9286 | 185.4846 | 174.8366 | 164.6225 | 155.0242 | 146.1958 | 138.6269 | 134.1936 | 131.1832 | 130.1903 | 129.0698 | 128.4926 | 128.0309 | 127.6616 | 127.3458 | 127.1623 | 127.0577 | 127.0072 | 126.9668 | 126.8424 | 126.8166 | 126.7959
F2_Commercial_Interruptible - College_Existing_Water Heating_Natural Gas_Commercial Laundry - ENERGY STAR Washer_A_Technical Potential | F2 | Commercial | Interruptible - College | Existing | Water Heating | Natural Gas | Commercial Laundry - ENERGY STAR Washer | A | Integrated Unit Summer Peak Savings (kW) | Technical Potential | 0 | 0 | 0 | 0 | 0 | 0 | 0 | 0 | 0 | 0 | 0 | 0 | 0 | 0 | 0 | 0 | 0 | 0 | 0 | 0 | 0 | 0 | 0 | 0 | 0 | 0 | 0
F3_Commercial_Interruptible - College_Existing_Water Heating_Natural Gas_Commercial Laundry - ENERGY STAR Washer_A_Technical Potential | F3 | Commercial | Interruptible - College | Existing | Water Heating | Natural Gas | Commercial Laundry - ENERGY STAR Washer | A | Integrated Unit Winter Peak Savings (kW) | Technical Potential | 0 | 0 | 0 | 0 | 0 | 0 | 0 | 0 | 0 | 0 | 0 | 0 | 0 | 0 | 0 | 0 | 0 | 0 | 0 | 0 | 0 | 0 | 0 | 0 | 0 | 0 | 0
F4_Commercial_Interruptible - College_Existing_Water Heating_Natural Gas_Commercial Laundry - ENERGY STAR Washer_A_Technical Potential | F4 | Commercial | Interruptible - College | Existing | Water Heating | Natural Gas | Commercial Laundry - ENERGY STAR Washer | A | Incremental Energy Savings (MWh or mTherms) | Technical Potential | 0 | 0 | 0.003479 | 0.0040656 | 0.0047315 | 0.0052119 | 0.0056279 | 0.006202 | 0.0064062 | 0.0037985 | 0.0027393 | 0.0012875 | 0 | 0 | 0 | 0 | 0 | 0 | 0 | 0 | 0 | 0 | 0 | 0 | 0 | 0 | 0
F5_Commercial_Interruptible - College_Existing_Water Heating_Natural Gas_Commercial Laundry - ENERGY STAR Washer_A_Technical Potential | F5 | Commercial | Interruptible - College | Existing | Water Heating | Natural Gas | Commercial Laundry - ENERGY STAR Washer | A | Incremental Summer Peak Savings (MW) | Technical Potential | 0 | 0 | 0 | 0 | 0 | 0 | 0 | 0 | 0 | 0 | 0 | 0 | 0 | 0 | 0 | 0 | 0 | 0 | 0 | 0 | 0 | 0 | 0 | 0 | 0 | 0 | 0
F6_Commercial_Interruptible - College_Existing_Water Heating_Natural Gas_Commercial Laundry - ENERGY STAR Washer_A_Technical Potential | F6 | Commercial | Interruptible - College | Existing | Water Heating | Natural Gas | Commercial Laundry - ENERGY STAR Washer | A | Incremental Winter Peak Savings (MW) | Technical Potential | 0 | 0 | 0 | 0 | 0 | 0 | 0 | 0 | 0 | 0 | 0 | 0 | 0 | 0 | 0 | 0 | 0 | 0 | 0 | 0 | 0 | 0 | 0 | 0 | 0 | 0 | 0
F7_Commercial_Interruptible - College_Existing_Water Heating_Natural Gas_Commercial Laundry - ENERGY STAR Washer_A_Technical Potential | F7 | Commercial | Interruptible - College | Existing | Water Heating | Natural Gas | Commercial Laundry - ENERGY STAR Washer | A | Cumulative Energy Savings (MWh or mTherms) | Technical Potential | 0 | 0 | 0.003479 | 0.0073769 | 0.011747 | 0.016359 | 0.021115 | 0.026105 | 0.030986 | 0.032978 | 0.033839 | 0.033374 | 0.032307 | 0.031582 | 0.031343 | 0.031074 | 0.030935 | 0.030824 | 0.030735 | 0.030659 | 0.030614 | 0.030589 | 0.030577 | 0.030567 | 0.030537 | 0.030531 | 0.030526
F8_Commercial_Interruptible - College_Existing_Water Heating_Natural Gas_Commercial Laundry - ENERGY STAR Washer_A_Technical Potential | F8 | Commercial | Interruptible - College | Existing | Water Heating | Natural Gas | Commercial Laundry - ENERGY STAR Washer | A | Cumulative Summer Peak Savings (MW) | Technical Potential | 0 | 0 | 0 | 0 | 0 | 0 | 0 | 0 | 0 | 0 | 0 | 0 | 0 | 0 | 0 | 0 | 0 | 0 | 0 | 0 | 0 | 0 | 0 | 0 | 0 | 0 | 0
F9_Commercial_Interruptible - College_Existing_Water Heating_Natural Gas_Commercial Laundry - ENERGY STAR Washer_A_Technical Potential | F9 | Commercial | Interruptible - College | Existing | Water Heating | Natural Gas | Commercial Laundry - ENERGY STAR Washer | A | Cumulative Winter Peak Savings (MW) | Technical Potential | 0 | 0 | 0 | 0 | 0 | 0 | 0 | 0 | 0 | 0 | 0 | 0 | 0 | 0 | 0 | 0 | 0 | 0 | 0 | 0 | 0 | 0 | 0 | 0 | 0 | 0 | 0
F10_Commercial_Interruptible - College_Existing_Water Heating_Natural Gas_Commercial Laundry - ENERGY STAR Washer_A_Technical Potential | F10 | Commercial | Interruptible - College | Existing | Water Heating | Natural Gas | Commercial Laundry - ENERGY STAR Washer | A | Purchases (Incremental) | Technical Potential | 0 | 0 | 0.015251 | 0.018726 | 0.022915 | 0.026601 | 0.030342 | 0.035473 | 0.038915 | 0.024503 | 0.018737 | 0.0092877 | 0 | 0 | 0 | 0 | 0 | 0 | 0 | 0 | 0 | 0 | 0 | 0 | 0 | 0 | 0
F11_Commercial_Interruptible - College_Existing_Water Heating_Natural Gas_Commercial Laundry - ENERGY STAR Washer_A_Technical Potential | F11 | Commercial | Interruptible - College | Existing | Water Heating | Natural Gas | Commercial Laundry - ENERGY STAR Washer | A | Purchases (Cumulative) | Technical Potential | 0 | 0 | 0.015251 | 0.033977 | 0.056892 | 0.083493 | 0.11384 | 0.14931 | 0.18822 | 0.21273 | 0.23146 | 0.24075 | 0.24075 | 0.24075 | 0.24075 | 0.24075 | 0.24075 | 0.24075 | 0.24075 | 0.24075 | 0.24075 | 0.24075 | 0.24075 | 0.24075 | 0.24075 | 0.24075 | 0.24075
F1_Commercial_Interruptible - College_Existing_Water Heating_Natural Gas_Water Heater - Efficient Dishwasher_A_Technical Potential | F1 | Commercial | Interruptible - College | Existing | Water Heating | Natural Gas | Water Heater - Efficient Dishwasher | A | Integrated Unit Energy Savings (kWh or therms) | Technical Potential | 0 | 0 | 660.7543 | 629.1671 | 598.6832 | 568.4581 | 538.5511 | 508.0702 | 478.8391 | 451.3547 | 426.0374 | 404.2963 | 391.6035 | 382.9778 | 380.079 | 376.8077 | 375.1229 | 373.7751 | 372.6968 | 371.7748 | 371.239 | 370.9339 | 370.7864 | 370.6684 | 370.3053 | 370.2298 | 370.1694
F2_Commercial_Interruptible - College_Existing_Water Heating_Natural Gas_Water Heater - Efficient Dishwasher_A_Technical Potential | F2 | Commercial | Interruptible - College | Existing | Water Heating | Natural Gas | Water Heater - Efficient Dishwasher | A | Integrated Unit Summer Peak Savings (kW) | Technical Potential | 0 | 0 | 0 | 0 | 0 | 0 | 0 | 0 | 0 | 0 | 0 | 0 | 0 | 0 | 0 | 0 | 0 | 0 | 0 | 0 | 0 | 0 | 0 | 0 | 0 | 0 | 0
F3_Commercial_Interruptible - College_Existing_Water Heating_Natural Gas_Water Heater - Efficient Dishwasher_A_Technical Potential | F3 | Commercial | Interruptible - College | Existing | Water Heating | Natural Gas | Water Heater - Efficient Dishwasher | A | Integrated Unit Winter Peak Savings (kW) | Technical Potential | 0 | 0 | 0 | 0 | 0 | 0 | 0 | 0 | 0 | 0 | 0 | 0 | 0 | 0 | 0 | 0 | 0 | 0 | 0 | 0 | 0 | 0 | 0 | 0 | 0 | 0 | 0
F4_Commercial_Interruptible - College_Existing_Water Heating_Natural Gas_Water Heater - Efficient Dishwasher_A_Technical Potential | F4 | Commercial | Interruptible - College | Existing | Water Heating | Natural Gas | Water Heater - Efficient Dishwasher | A | Incremental Energy Savings (MWh or mTherms) | Technical Potential | 0 | 0 | 0.36366 | 0.42517 | 0.49508 | 0.5457 | 0.58969 | 0.6504 | 0.67245 | 0.64752 | 0.57598 | 0.46984 | 0.35217 | 0.23636 | 0 | 0 | 0 | 0 | 0 | 0 | 0 | 0 | 0 | 0 | 0 | 0 | 0
F5_Commercial_Interruptible - College_Existing_Water Heating_Natural Gas_Water Heater - Efficient Dishwasher_A_Technical Potential | F5 | Commercial | Interruptible - College | Existing | Water Heating | Natural Gas | Water Heater - Efficient Dishwasher | A | Incremental Summer Peak Savings (MW) | Technical Potential | 0 | 0 | 0 | 0 | 0 | 0 | 0 | 0 | 0 | 0 | 0 | 0 | 0 | 0 | 0 | 0 | 0 | 0 | 0 | 0 | 0 | 0 | 0 | 0 | 0 | 0 | 0
F6_Commercial_Interruptible - College_Existing_Water Heating_Natural Gas_Water Heater - Efficient Dishwasher_A_Technical Potential | F6 | Commercial | Interruptible - College | Existing | Water Heating | Natural Gas | Water Heater - Efficient Dishwasher | A | Incremental Winter Peak Savings (MW) | Technical Potential | 0 | 0 | 0 | 0 | 0 | 0 | 0 | 0 | 0 | 0 | 0 | 0 | 0 | 0 | 0 | 0 | 0 | 0 | 0 | 0 | 0 | 0 | 0 | 0 | 0 | 0 | 0
F7_Commercial_Interruptible - College_Existing_Water Heating_Natural Gas_Water Heater - Efficient Dishwasher_A_Technical Potential | F7 | Commercial | Interruptible - College | Existing | Water Heating | Natural Gas | Water Heater - Efficient Dishwasher | A | Cumulative Energy Savings (MWh or mTherms) | Technical Potential | 0 | 0 | 0.36366 | 0.77145 | 1.2292 | 1.7128 | 2.2124 | 2.7376 | 3.2525 | 3.7133 | 4.081 | 4.3426 | 4.5584 | 4.6944 | 4.6589 | 4.6188 | 4.5981 | 4.5816 | 4.5684 | 4.5571 | 4.5505 | 4.5468 | 4.545 | 4.5435 | 4.5391 | 4.5381 | 4.5374
F8_Commercial_Interruptible - College_Existing_Water Heating_Natural Gas_Water Heater - Efficient Dishwasher_A_Technical Potential | F8 | Commercial | Interruptible - College | Existing | Water Heating | Natural Gas | Water Heater - Efficient Dishwasher | A | Cumulative Summer Peak Savings (MW) | Technical Potential | 0 | 0 | 0 | 0 | 0 | 0 | 0 | 0 | 0 | 0 | 0 | 0 | 0 | 0 | 0 | 0 | 0 | 0 | 0 | 0 | 0 | 0 | 0 | 0 | 0 | 0 | 0
F9_Commercial_Interruptible - College_Existing_Water Heating_Natural Gas_Water Heater - Efficient Dishwasher_A_Technical Potential | F9 | Commercial | Interruptible - College | Existing | Water Heating | Natural Gas | Water Heater - Efficient Dishwasher | A | Cumulative Winter Peak Savings (MW) | Technical Potential | 0 | 0 | 0 | 0 | 0 | 0 | 0 | 0 | 0 | 0 | 0 | 0 | 0 | 0 | 0 | 0 | 0 | 0 | 0 | 0 | 0 | 0 | 0 | 0 | 0 | 0 | 0
F10_Commercial_Interruptible - College_Existing_Water Heating_Natural Gas_Water Heater - Efficient Dishwasher_A_Technical Potential | F10 | Commercial | Interruptible - College | Existing | Water Heating | Natural Gas | Water Heater - Efficient Dishwasher | A | Purchases (Incremental) | Technical Potential | 0 | 0 | 0.55038 | 0.67577 | 0.82695 | 0.95996 | 1.095 | 1.2801 | 1.4043 | 1.4346 | 1.352 | 1.1621 | 0.8993 | 0.61717 | 0 | 0 | 0 | 0 | 0 | 0 | 0 | 0 | 0 | 0 | 0 | 0 | 0
F11_Commercial_Interruptible - College_Existing_Water Heating_Natural Gas_Water Heater - Efficient Dishwasher_A_Technical Potential | F11 | Commercial | Interruptible - College | Existing | Water Heating | Natural Gas | Water Heater - Efficient Dishwasher | A | Purchases (Cumulative) | Technical Potential | 0 | 0 | 0.55038 | 1.2261 | 2.0531 | 3.0131 | 4.108 | 5.3881 | 6.7925 | 8.2271 | 9.579 | 10.7412 | 11.6405 | 12.2576 | 12.2576 | 12.2576 | 12.2576 | 12.2576 | 12.2576 | 12.2576 | 12.2576 | 12.2576 | 12.2576 | 12.2576 | 12.2576 | 12.2576 | 12.2576
F1_Commercial_Interruptible - College_Existing_Water Heating_Natural Gas_Commercial Laundry - Alternative Dry-Cleaning Methods_A_Technical Potential | F1 | Commercial | Interruptible - College | Existing | Water Heating | Natural Gas | Commercial Laundry - Alternative Dry-Cleaning Methods | A | Integrated Unit Energy Savings (kWh or therms) | Technical Potential | 0 | 0 | 0 | 0 | 0 | 0 | 0 | 0 | 0 | 0 | 0 | 0 | 0 | 0 | 0 | 0 | 0 | 0 | 0 | 0 | 0 | 0 | 0 | 0 | 0 | 0 | 0
F2_Commercial_Interruptible - College_Existing_Water Heating_Natural Gas_Commercial Laundry - Alternative Dry-Cleaning Methods_A_Technical Potential | F2 | Commercial | Interruptible - College | Existing | Water Heating | Natural Gas | Commercial Laundry - Alternative Dry-Cleaning Methods | A | Integrated Unit Summer Peak Savings (kW) | Technical Potential | 0 | 0 | 0 | 0 | 0 | 0 | 0 | 0 | 0 | 0 | 0 | 0 | 0 | 0 | 0 | 0 | 0 | 0 | 0 | 0 | 0 | 0 | 0 | 0 | 0 | 0 | 0
F3_Commercial_Interruptible - College_Existing_Water Heating_Natural Gas_Commercial Laundry - Alternative Dry-Cleaning Methods_A_Technical Potential | F3 | Commercial | Interruptible - College | Existing | Water Heating | Natural Gas | Commercial Laundry - Alternative Dry-Cleaning Methods | A | Integrated Unit Winter Peak Savings (kW) | Technical Potential | 0 | 0 | 0 | 0 | 0 | 0 | 0 | 0 | 0 | 0 | 0 | 0 | 0 | 0 | 0 | 0 | 0 | 0 | 0 | 0 | 0 | 0 | 0 | 0 | 0 | 0 | 0
F4_Commercial_Interruptible - College_Existing_Water Heating_Natural Gas_Commercial Laundry - Alternative Dry-Cleaning Methods_A_Technical Potential | F4 | Commercial | Interruptible - College | Existing | Water Heating | Natural Gas | Commercial Laundry - Alternative Dry-Cleaning Methods | A | Incremental Energy Savings (MWh or mTherms) | Technical Potential | 0 | 0 | 0 | 0 | 0 | 0 | 0 | 0 | 0 | 0 | 0 | 0 | 0 | 0 | 0 | 0 | 0 | 0 | 0 | 0 | 0 | 0 | 0 | 0 | 0 | 0 | 0
F5_Commercial_Interruptible - College_Existing_Water Heating_Natural Gas_Commercial Laundry - Alternative Dry-Cleaning Methods_A_Technical Potential | F5 | Commercial | Interruptible - College | Existing | Water Heating | Natural Gas | Commercial Laundry - Alternative Dry-Cleaning Methods | A | Incremental Summer Peak Savings (MW) | Technical Potential | 0 | 0 | 0 | 0 | 0 | 0 | 0 | 0 | 0 | 0 | 0 | 0 | 0 | 0 | 0 | 0 | 0 | 0 | 0 | 0 | 0 | 0 | 0 | 0 | 0 | 0 | 0
F6_Commercial_Interruptible - College_Existing_Water Heating_Natural Gas_Commercial Laundry - Alternative Dry-Cleaning Methods_A_Technical Potential | F6 | Commercial | Interruptible - College | Existing | Water Heating | Natural Gas | Commercial Laundry - Alternative Dry-Cleaning Methods | A | Incremental Winter Peak Savings (MW) | Technical Potential | 0 | 0 | 0 | 0 | 0 | 0 | 0 | 0 | 0 | 0 | 0 | 0 | 0 | 0 | 0 | 0 | 0 | 0 | 0 | 0 | 0 | 0 | 0 | 0 | 0 | 0 | 0
F7_Commercial_Interruptible - College_Existing_Water Heating_Natural Gas_Commercial Laundry - Alternative Dry-Cleaning Methods_A_Technical Potential | F7 | Commercial | Interruptible - College | Existing | Water Heating | Natural Gas | Commercial Laundry - Alternative Dry-Cleaning Methods | A | Cumulative Energy Savings (MWh or mTherms) | Technical Potential | 0 | 0 | 0 | 0 | 0 | 0 | 0 | 0 | 0 | 0 | 0 | 0 | 0 | 0 | 0 | 0 | 0 | 0 | 0 | 0 | 0 | 0 | 0 | 0 | 0 | 0 | 0
F8_Commercial_Interruptible - College_Existing_Water Heating_Natural Gas_Commercial Laundry - Alternative Dry-Cleaning Methods_A_Technical Potential | F8 | Commercial | Interruptible - College | Existing | Water Heating | Natural Gas | Commercial Laundry - Alternative Dry-Cleaning Methods | A | Cumulative Summer Peak Savings (MW) | Technical Potential | 0 | 0 | 0 | 0 | 0 | 0 | 0 | 0 | 0 | 0 | 0 | 0 | 0 | 0 | 0 | 0 | 0 | 0 | 0 | 0 | 0 | 0 | 0 | 0 | 0 | 0 | 0
F9_Commercial_Interruptible - College_Existing_Water Heating_Natural Gas_Commercial Laundry - Alternative Dry-Cleaning Methods_A_Technical Potential | F9 | Commercial | Interruptible - College | Existing | Water Heating | Natural Gas | Commercial Laundry - Alternative Dry-Cleaning Methods | A | Cumulative Winter Peak Savings (MW) | Technical Potential | 0 | 0 | 0 | 0 | 0 | 0 | 0 | 0 | 0 | 0 | 0 | 0 | 0 | 0 | 0 | 0 | 0 | 0 | 0 | 0 | 0 | 0 | 0 | 0 | 0 | 0 | 0
F10_Commercial_Interruptible - College_Existing_Water Heating_Natural Gas_Commercial Laundry - Alternative Dry-Cleaning Methods_A_Technical Potential | F10 | Commercial | Interruptible - College | Existing | Water Heating | Natural Gas | Commercial Laundry - Alternative Dry-Cleaning Methods | A | Purchases (Incremental) | Technical Potential | 0 | 0 | 0.048922 | 0.060069 | 0.073507 | 0.08533 | 0.097329 | 0.11379 | 0.12483 | 0.12752 | 0.12017 | 0.1033 | 0.079937 | 0.054859 | 0.032828 | 0.015333 | 0 | 0 | 0 | 0 | 0 | 0 | 0 | 0 | 0 | 0 | 0
F11_Commercial_Interruptible - College_Existing_Water Heating_Natural Gas_Commercial Laundry - Alternative Dry-Cleaning Methods_A_Technical Potential | F11 | Commercial | Interruptible - College | Existing | Water Heating | Natural Gas | Commercial Laundry - Alternative Dry-Cleaning Methods | A | Purchases (Cumulative) | Technical Potential | 0 | 0 | 0.048922 | 0.10899 | 0.1825 | 0.26783 | 0.36516 | 0.47895 | 0.60377 | 0.7313 | 0.85147 | 0.95477 | 1.0347 | 1.0896 | 1.1224 | 1.1377 | 1.1377 | 1.1377 | 1.1377 | 1.1377 | 1.1377 | 1.1377 | 1.1377 | 1.1377 | 1.1377 | 1.1377 | 1.1377
F1_Commercial_Interruptible - College_Existing_Space Heating_Natural Gas_Advanced Kitchen Ventilation Controls_A_Technical Potential | F1 | Commercial | Interruptible - College | Existing | Space Heating | Natural Gas | Advanced Kitchen Ventilation Controls | A | Integrated Unit Energy Savings (kWh or therms) | Technical Potential | 0 | 0 | 0.15318 | 0.1508 | 0.14837 | 0.1459 | 0.14339 | 0.14081 | 0.13817 | 0.13546 | 0.13269 | 0.12986 | 0.127 | 0.12414 | 0.1213 | 0.11854 | 0.11588 | 0.11334 | 0.11092 | 0.10861 | 0.10641 | 0.10425 | 0.10228 | 0.10034 | 0.098419 | 0.096525 | 0.094649
F2_Commercial_Interruptible - College_Existing_Space Heating_Natural Gas_Advanced Kitchen Ventilation Controls_A_Technical Potential | F2 | Commercial | Interruptible - College | Existing | Space Heating | Natural Gas | Advanced Kitchen Ventilation Controls | A | Integrated Unit Summer Peak Savings (kW) | Technical Potential | 0 | 0 | 0 | 0 | 0 | 0 | 0 | 0 | 0 | 0 | 0 | 0 | 0 | 0 | 0 | 0 | 0 | 0 | 0 | 0 | 0 | 0 | 0 | 0 | 0 | 0 | 0
F3_Commercial_Interruptible - College_Existing_Space Heating_Natural Gas_Advanced Kitchen Ventilation Controls_A_Technical Potential | F3 | Commercial | Interruptible - College | Existing | Space Heating | Natural Gas | Advanced Kitchen Ventilation Controls | A | Integrated Unit Winter Peak Savings (kW) | Technical Potential | 0 | 0 | 0 | 0 | 0 | 0 | 0 | 0 | 0 | 0 | 0 | 0 | 0 | 0 | 0 | 0 | 0 | 0 | 0 | 0 | 0 | 0 | 0 | 0 | 0 | 0 | 0
F4_Commercial_Interruptible - College_Existing_Space Heating_Natural Gas_Advanced Kitchen Ventilation Controls_A_Technical Potential | F4 | Commercial | Interruptible - College | Existing | Space Heating | Natural Gas | Advanced Kitchen Ventilation Controls | A | Incremental Energy Savings (MWh or mTherms) | Technical Potential | 0 | 0 | 0.2367 | 0.47833 | 0.47063 | 0.4628 | 0.45481 | 0.44664 | 0.43827 | 0.42967 | 0.42087 | 0.4119 | 0.40283 | 0.39375 | 0.38477 | 0.37601 | 0.36757 | 0.18436 | 5.0441e-17 | 6.4205e-16 | 9.6776e-17 | 0 | 0 | 0 | 0 | 0 | 0
F5_Commercial_Interruptible - College_Existing_Space Heating_Natural Gas_Advanced Kitchen Ventilation Controls_A_Technical Potential | F5 | Commercial | Interruptible - College | Existing | Space Heating | Natural Gas | Advanced Kitchen Ventilation Controls | A | Incremental Summer Peak Savings (MW) | Technical Potential | 0 | 0 | 0 | 0 | 0 | 0 | 0 | 0 | 0 | 0 | 0 | 0 | 0 | 0 | 0 | 0 | 0 | 0 | 0 | 0 | 0 | 0 | 0 | 0 | 0 | 0 | 0
F6_Commercial_Interruptible - College_Existing_Space Heating_Natural Gas_Advanced Kitchen Ventilation Controls_A_Technical Potential | F6 | Commercial | Interruptible - College | Existing | Space Heating | Natural Gas | Advanced Kitchen Ventilation Controls | A | Incremental Winter Peak Savings (MW) | Technical Potential | 0 | 0 | 0 | 0 | 0 | 0 | 0 | 0 | 0 | 0 | 0 | 0 | 0 | 0 | 0 | 0 | 0 | 0 | 0 | 0 | 0 | 0 | 0 | 0 | 0 | 0 | 0
F7_Commercial_Interruptible - College_Existing_Space Heating_Natural Gas_Advanced Kitchen Ventilation Controls_A_Technical Potential | F7 | Commercial | Interruptible - College | Existing | Space Heating | Natural Gas | Advanced Kitchen Ventilation Controls | A | Cumulative Energy Savings (MWh or mTherms) | Technical Potential | 0 | 0 | 0.2367 | 0.71136 | 1.1705 | 1.6139 | 2.0408 | 2.4508 | 2.8431 | 3.217 | 3.572 | 3.9078 | 4.2245 | 4.5231 | 4.8047 | 5.0713 | 5.325 | 5.3926 | 5.2775 | 5.1674 | 5.0627 | 4.9602 | 4.8664 | 4.774 | 4.6827 | 4.5926 | 4.5033
F8_Commercial_Interruptible - College_Existing_Space Heating_Natural Gas_Advanced Kitchen Ventilation Controls_A_Technical Potential | F8 | Commercial | Interruptible - College | Existing | Space Heating | Natural Gas | Advanced Kitchen Ventilation Controls | A | Cumulative Summer Peak Savings (MW) | Technical Potential | 0 | 0 | 0 | 0 | 0 | 0 | 0 | 0 | 0 | 0 | 0 | 0 | 0 | 0 | 0 | 0 | 0 | 0 | 0 | 0 | 0 | 0 | 0 | 0 | 0 | 0 | 0
F9_Commercial_Interruptible - College_Existing_Space Heating_Natural Gas_Advanced Kitchen Ventilation Controls_A_Technical Potential | F9 | Commercial | Interruptible - College | Existing | Space Heating | Natural Gas | Advanced Kitchen Ventilation Controls | A | Cumulative Winter Peak Savings (MW) | Technical Potential | 0 | 0 | 0 | 0 | 0 | 0 | 0 | 0 | 0 | 0 | 0 | 0 | 0 | 0 | 0 | 0 | 0 | 0 | 0 | 0 | 0 | 0 | 0 | 0 | 0 | 0 | 0
F10_Commercial_Interruptible - College_Existing_Space Heating_Natural Gas_Advanced Kitchen Ventilation Controls_A_Technical Potential | F10 | Commercial | Interruptible - College | Existing | Space Heating | Natural Gas | Advanced Kitchen Ventilation Controls | A | Purchases (Incremental) | Technical Potential | 0 | 0 | 1545.2984 | 3171.9282 | 3171.9282 | 3171.9282 | 3171.9282 | 3171.9282 | 3171.9282 | 3171.9282 | 3171.9282 | 3171.9282 | 3171.9282 | 3171.9282 | 3171.9282 | 3171.9282 | 3171.9282 | 1626.6299 | 4.5475e-13 | 5.9117e-12 | 9.0949e-13 | 0 | 0 | 0 | 0 | 0 | 0
F11_Commercial_Interruptible - College_Existing_Space Heating_Natural Gas_Advanced Kitchen Ventilation Controls_A_Technical Potential | F11 | Commercial | Interruptible - College | Existing | Space Heating | Natural Gas | Advanced Kitchen Ventilation Controls | A | Purchases (Cumulative) | Technical Potential | 0 | 0 | 1545.2984 | 4717.2266 | 7889.1549 | 11061.0831 | 14233.0113 | 17404.9396 | 20576.8678 | 23748.796 | 26920.7243 | 30092.6525 | 33264.5808 | 36436.509 | 39608.4372 | 42780.3655 | 45952.2937 | 47578.9236 | 47578.9236 | 47578.9236 | 47578.9236 | 47578.9236 | 47578.9236 | 47578.9236 | 47578.9236 | 47578.9236 | 47578.9236
F1_Commercial_Interruptible - College_Existing_Space Heating_Natural Gas_Infiltration Control - Loading Dock Sealing_A_Technical Potential | F1 | Commercial | Interruptible - College | Existing | Space Heating | Natural Gas | Infiltration Control - Loading Dock Sealing | A | Integrated Unit Energy Savings (kWh or therms) | Technical Potential | 0 | 0 | 795.3894 | 774.0817 | 751.4686 | 728.0453 | 703.4557 | 677.8476 | 650.9527 | 623.0712 | 594.6208 | 566.1675 | 538.4519 | 511.8887 | 486.8629 | 463.7329 | 442.9378 | 425.3419 | 410.8564 | 398.0833 | 387.3267 | 377.1036 | 369.9706 | 362.9372 | 355.99 | 349.1341 | 342.3437
F2_Commercial_Interruptible - College_Existing_Space Heating_Natural Gas_Infiltration Control - Loading Dock Sealing_A_Technical Potential | F2 | Commercial | Interruptible - College | Existing | Space Heating | Natural Gas | Infiltration Control - Loading Dock Sealing | A | Integrated Unit Summer Peak Savings (kW) | Technical Potential | 0 | 0 | 0 | 0 | 0 | 0 | 0 | 0 | 0 | 0 | 0 | 0 | 0 | 0 | 0 | 0 | 0 | 0 | 0 | 0 | 0 | 0 | 0 | 0 | 0 | 0 | 0
F3_Commercial_Interruptible - College_Existing_Space Heating_Natural Gas_Infiltration Control - Loading Dock Sealing_A_Technical Potential | F3 | Commercial | Interruptible - College | Existing | Space Heating | Natural Gas | Infiltration Control - Loading Dock Sealing | A | Integrated Unit Winter Peak Savings (kW) | Technical Potential | 0 | 0 | 0 | 0 | 0 | 0 | 0 | 0 | 0 | 0 | 0 | 0 | 0 | 0 | 0 | 0 | 0 | 0 | 0 | 0 | 0 | 0 | 0 | 0 | 0 | 0 | 0
F4_Commercial_Interruptible - College_Existing_Space Heating_Natural Gas_Infiltration Control - Loading Dock Sealing_A_Technical Potential | F4 | Commercial | Interruptible - College | Existing | Space Heating | Natural Gas | Infiltration Control - Loading Dock Sealing | A | Incremental Energy Savings (MWh or mTherms) | Technical Potential | 0 | 0 | 0 | 0 | 0 | 0 | 0 | 0 | 0 | 0 | 0 | 0 | 0 | 0 | 0 | 0 | 0 | 0 | 0 | 0 | 0 | 0 | 0 | 0 | 0 | 0 | 0
F5_Commercial_Interruptible - College_Existing_Space Heating_Natural Gas_Infiltration Control - Loading Dock Sealing_A_Technical Potential | F5 | Commercial | Interruptible - College | Existing | Space Heating | Natural Gas | Infiltration Control - Loading Dock Sealing | A | Incremental Summer Peak Savings (MW) | Technical Potential | 0 | 0 | 0 | 0 | 0 | 0 | 0 | 0 | 0 | 0 | 0 | 0 | 0 | 0 | 0 | 0 | 0 | 0 | 0 | 0 | 0 | 0 | 0 | 0 | 0 | 0 | 0
F6_Commercial_Interruptible - College_Existing_Space Heating_Natural Gas_Infiltration Control - Loading Dock Sealing_A_Technical Potential | F6 | Commercial | Interruptible - College | Existing | Space Heating | Natural Gas | Infiltration Control - Loading Dock Sealing | A | Incremental Winter Peak Savings (MW) | Technical Potential | 0 | 0 | 0 | 0 | 0 | 0 | 0 | 0 | 0 | 0 | 0 | 0 | 0 | 0 | 0 | 0 | 0 | 0 | 0 | 0 | 0 | 0 | 0 | 0 | 0 | 0 | 0
F7_Commercial_Interruptible - College_Existing_Space Heating_Natural Gas_Infiltration Control - Loading Dock Sealing_A_Technical Potential | F7 | Commercial | Interruptible - College | Existing | Space Heating | Natural Gas | Infiltration Control - Loading Dock Sealing | A | Cumulative Energy Savings (MWh or mTherms) | Technical Potential | 0 | 0 | 0 | 0 | 0 | 0 | 0 | 0 | 0 | 0 | 0 | 0 | 0 | 0 | 0 | 0 | 0 | 0 | 0 | 0 | 0 | 0 | 0 | 0 | 0 | 0 | 0
F8_Commercial_Interruptible - College_Existing_Space Heating_Natural Gas_Infiltration Control - Loading Dock Sealing_A_Technical Potential | F8 | Commercial | Interruptible - College | Existing | Space Heating | Natural Gas | Infiltration Control - Loading Dock Sealing | A | Cumulative Summer Peak Savings (MW) | Technical Potential | 0 | 0 | 0 | 0 | 0 | 0 | 0 | 0 | 0 | 0 | 0 | 0 | 0 | 0 | 0 | 0 | 0 | 0 | 0 | 0 | 0 | 0 | 0 | 0 | 0 | 0 | 0
F9_Commercial_Interruptible - College_Existing_Space Heating_Natural Gas_Infiltration Control - Loading Dock Sealing_A_Technical Potential | F9 | Commercial | Interruptible - College | Existing | Space Heating | Natural Gas | Infiltration Control - Loading Dock Sealing | A | Cumulative Winter Peak Savings (MW) | Technical Potential | 0 | 0 | 0 | 0 | 0 | 0 | 0 | 0 | 0 | 0 | 0 | 0 | 0 | 0 | 0 | 0 | 0 | 0 | 0 | 0 | 0 | 0 | 0 | 0 | 0 | 0 | 0
F10_Commercial_Interruptible - College_Existing_Space Heating_Natural Gas_Infiltration Control - Loading Dock Sealing_A_Technical Potential | F10 | Commercial | Interruptible - College | Existing | Space Heating | Natural Gas | Infiltration Control - Loading Dock Sealing | A | Purchases (Incremental) | Technical Potential | 0 | 0 | 0 | 0 | 0 | 0 | 0 | 0 | 0 | 0 | 0 | 0 | 0 | 0 | 0 | 0 | 0 | 0 | 0 | 0 | 0 | 0 | 0 | 0 | 0 | 0 | 0
F11_Commercial_Interruptible - College_Existing_Space Heating_Natural Gas_Infiltration Control - Loading Dock Sealing_A_Technical Potential | F11 | Commercial | Interruptible - College | Existing | Space Heating | Natural Gas | Infiltration Control - Loading Dock Sealing | A | Purchases (Cumulative) | Technical Potential | 0 | 0 | 0 | 0 | 0 | 0 | 0 | 0 | 0 | 0 | 0 | 0 | 0 | 0 | 0 | 0 | 0 | 0 | 0 | 0 | 0 | 0 | 0 | 0 | 0 | 0 | 0
F1_Commercial_Interruptible - College_Existing_Space Heating_Natural Gas_Greenhouse Heat Curtain_A_Technical Potential | F1 | Commercial | Interruptible - College | Existing | Space Heating | Natural Gas | Greenhouse Heat Curtain | A | Integrated Unit Energy Savings (kWh or therms) | Technical Potential | 0 | 0 | 695.7419 | 678.5252 | 660.4596 | 641.7686 | 622.2744 | 601.7694 | 580.2338 | 557.7503 | 534.5217 | 510.8944 | 487.6372 | 465.1268 | 443.7053 | 423.7037 | 405.521 | 390.053 | 377.2341 | 365.837 | 356.128 | 346.8658 | 340.3053 | 333.8365 | 327.4468 | 321.1411 | 314.8956
F2_Commercial_Interruptible - College_Existing_Space Heating_Natural Gas_Greenhouse Heat Curtain_A_Technical Potential | F2 | Commercial | Interruptible - College | Existing | Space Heating | Natural Gas | Greenhouse Heat Curtain | A | Integrated Unit Summer Peak Savings (kW) | Technical Potential | 0 | 0 | 0 | 0 | 0 | 0 | 0 | 0 | 0 | 0 | 0 | 0 | 0 | 0 | 0 | 0 | 0 | 0 | 0 | 0 | 0 | 0 | 0 | 0 | 0 | 0 | 0
F3_Commercial_Interruptible - College_Existing_Space Heating_Natural Gas_Greenhouse Heat Curtain_A_Technical Potential | F3 | Commercial | Interruptible - College | Existing | Space Heating | Natural Gas | Greenhouse Heat Curtain | A | Integrated Unit Winter Peak Savings (kW) | Technical Potential | 0 | 0 | 0 | 0 | 0 | 0 | 0 | 0 | 0 | 0 | 0 | 0 | 0 | 0 | 0 | 0 | 0 | 0 | 0 | 0 | 0 | 0 | 0 | 0 | 0 | 0 | 0
F4_Commercial_Interruptible - College_Existing_Space Heating_Natural Gas_Greenhouse Heat Curtain_A_Technical Potential | F4 | Commercial | Interruptible - College | Existing | Space Heating | Natural Gas | Greenhouse Heat Curtain | A | Incremental Energy Savings (MWh or mTherms) | Technical Potential | 0 | 0 | 0 | 0 | 0 | 0 | 0 | 0 | 0 | 0 | 0 | 0 | 0 | 0 | 0 | 0 | 0 | 0 | 0 | 0 | 0 | 0 | 0 | 0 | 0 | 0 | 0
F5_Commercial_Interruptible - College_Existing_Space Heating_Natural Gas_Greenhouse Heat Curtain_A_Technical Potential | F5 | Commercial | Interruptible - College | Existing | Space Heating | Natural Gas | Greenhouse Heat Curtain | A | Incremental Summer Peak Savings (MW) | Technical Potential | 0 | 0 | 0 | 0 | 0 | 0 | 0 | 0 | 0 | 0 | 0 | 0 | 0 | 0 | 0 | 0 | 0 | 0 | 0 | 0 | 0 | 0 | 0 | 0 | 0 | 0 | 0
F6_Commercial_Interruptible - College_Existing_Space Heating_Natural Gas_Greenhouse Heat Curtain_A_Technical Potential | F6 | Commercial | Interruptible - College | Existing | Space Heating | Natural Gas | Greenhouse Heat Curtain | A | Incremental Winter Peak Savings (MW) | Technical Potential | 0 | 0 | 0 | 0 | 0 | 0 | 0 | 0 | 0 | 0 | 0 | 0 | 0 | 0 | 0 | 0 | 0 | 0 | 0 | 0 | 0 | 0 | 0 | 0 | 0 | 0 | 0
F7_Commercial_Interruptible - College_Existing_Space Heating_Natural Gas_Greenhouse Heat Curtain_A_Technical Potential | F7 | Commercial | Interruptible - College | Existing | Space Heating | Natural Gas | Greenhouse Heat Curtain | A | Cumulative Energy Savings (MWh or mTherms) | Technical Potential | 0 | 0 | 0 | 0 | 0 | 0 | 0 | 0 | 0 | 0 | 0 | 0 | 0 | 0 | 0 | 0 | 0 | 0 | 0 | 0 | 0 | 0 | 0 | 0 | 0 | 0 | 0
F8_Commercial_Interruptible - College_Existing_Space Heating_Natural Gas_Greenhouse Heat Curtain_A_Technical Potential | F8 | Commercial | Interruptible - College | Existing | Space Heating | Natural Gas | Greenhouse Heat Curtain | A | Cumulative Summer Peak Savings (MW) | Technical Potential | 0 | 0 | 0 | 0 | 0 | 0 | 0 | 0 | 0 | 0 | 0 | 0 | 0 | 0 | 0 | 0 | 0 | 0 | 0 | 0 | 0 | 0 | 0 | 0 | 0 | 0 | 0
F9_Commercial_Interruptible - College_Existing_Space Heating_Natural Gas_Greenhouse Heat Curtain_A_Technical Potential | F9 | Commercial | Interruptible - College | Existing | Space Heating | Natural Gas | Greenhouse Heat Curtain | A | Cumulative Winter Peak Savings (MW) | Technical Potential | 0 | 0 | 0 | 0 | 0 | 0 | 0 | 0 | 0 | 0 | 0 | 0 | 0 | 0 | 0 | 0 | 0 | 0 | 0 | 0 | 0 | 0 | 0 | 0 | 0 | 0 | 0
F10_Commercial_Interruptible - College_Existing_Space Heating_Natural Gas_Greenhouse Heat Curtain_A_Technical Potential | F10 | Commercial | Interruptible - College | Existing | Space Heating | Natural Gas | Greenhouse Heat Curtain | A | Purchases (Incremental) | Technical Potential | 0 | 0 | 0 | 0 | 0 | 0 | 0 | 0 | 0 | 0 | 0 | 0 | 0 | 0 | 0 | 0 | 0 | 0 | 0 | 0 | 0 | 0 | 0 | 0 | 0 | 0 | 0
F11_Commercial_Interruptible - College_Existing_Space Heating_Natural Gas_Greenhouse Heat Curtain_A_Technical Potential | F11 | Commercial | Interruptible - College | Existing | Space Heating | Natural Gas | Greenhouse Heat Curtain | A | Purchases (Cumulative) | Technical Potential | 0 | 0 | 0 | 0 | 0 | 0 | 0 | 0 | 0 | 0 | 0 | 0 | 0 | 0 | 0 | 0 | 0 | 0 | 0 | 0 | 0 | 0 | 0 | 0 | 0 | 0 | 0
F1_Commercial_Interruptible - College_Existing_Space Heating_Natural Gas_Ventilation - Parking Garages, Demand Controlled_A_Technical Potential | F1 | Commercial | Interruptible - College | Existing | Space Heating | Natural Gas | Ventilation - Parking Garages, Demand Controlled | A | Integrated Unit Energy Savings (kWh or therms) | Technical Potential | 0 | 0 | 0 | 0 | 0 | 0 | 0 | 0 | 0 | 0 | 0 | 0 | 0 | 0 | 0 | 0 | 0 | 0 | 0 | 0 | 0 | 0 | 0 | 0 | 0 | 0 | 0
F2_Commercial_Interruptible - College_Existing_Space Heating_Natural Gas_Ventilation - Parking Garages, Demand Controlled_A_Technical Potential | F2 | Commercial | Interruptible - College | Existing | Space Heating | Natural Gas | Ventilation - Parking Garages, Demand Controlled | A | Integrated Unit Summer Peak Savings (kW) | Technical Potential | 0 | 0 | 0 | 0 | 0 | 0 | 0 | 0 | 0 | 0 | 0 | 0 | 0 | 0 | 0 | 0 | 0 | 0 | 0 | 0 | 0 | 0 | 0 | 0 | 0 | 0 | 0
F3_Commercial_Interruptible - College_Existing_Space Heating_Natural Gas_Ventilation - Parking Garages, Demand Controlled_A_Technical Potential | F3 | Commercial | Interruptible - College | Existing | Space Heating | Natural Gas | Ventilation - Parking Garages, Demand Controlled | A | Integrated Unit Winter Peak Savings (kW) | Technical Potential | 0 | 0 | 0 | 0 | 0 | 0 | 0 | 0 | 0 | 0 | 0 | 0 | 0 | 0 | 0 | 0 | 0 | 0 | 0 | 0 | 0 | 0 | 0 | 0 | 0 | 0 | 0
F4_Commercial_Interruptible - College_Existing_Space Heating_Natural Gas_Ventilation - Parking Garages, Demand Controlled_A_Technical Potential | F4 | Commercial | Interruptible - College | Existing | Space Heating | Natural Gas | Ventilation - Parking Garages, Demand Controlled | A | Incremental Energy Savings (MWh or mTherms) | Technical Potential | 0 | 0 | 0 | 0 | 0 | 0 | 0 | 0 | 0 | 0 | 0 | 0 | 0 | 0 | 0 | 0 | 0 | 0 | 0 | 0 | 0 | 0 | 0 | 0 | 0 | 0 | 0
F5_Commercial_Interruptible - College_Existing_Space Heating_Natural Gas_Ventilation - Parking Garages, Demand Controlled_A_Technical Potential | F5 | Commercial | Interruptible - College | Existing | Space Heating | Natural Gas | Ventilation - Parking Garages, Demand Controlled | A | Incremental Summer Peak Savings (MW) | Technical Potential | 0 | 0 | 0 | 0 | 0 | 0 | 0 | 0 | 0 | 0 | 0 | 0 | 0 | 0 | 0 | 0 | 0 | 0 | 0 | 0 | 0 | 0 | 0 | 0 | 0 | 0 | 0
F6_Commercial_Interruptible - College_Existing_Space Heating_Natural Gas_Ventilation - Parking Garages, Demand Controlled_A_Technical Potential | F6 | Commercial | Interruptible - College | Existing | Space Heating | Natural Gas | Ventilation - Parking Garages, Demand Controlled | A | Incremental Winter Peak Savings (MW) | Technical Potential | 0 | 0 | 0 | 0 | 0 | 0 | 0 | 0 | 0 | 0 | 0 | 0 | 0 | 0 | 0 | 0 | 0 | 0 | 0 | 0 | 0 | 0 | 0 | 0 | 0 | 0 | 0
F7_Commercial_Interruptible - College_Existing_Space Heating_Natural Gas_Ventilation - Parking Garages, Demand Controlled_A_Technical Potential | F7 | Commercial | Interruptible - College | Existing | Space Heating | Natural Gas | Ventilation - Parking Garages, Demand Controlled | A | Cumulative Energy Savings (MWh or mTherms) | Technical Potential | 0 | 0 | 0 | 0 | 0 | 0 | 0 | 0 | 0 | 0 | 0 | 0 | 0 | 0 | 0 | 0 | 0 | 0 | 0 | 0 | 0 | 0 | 0 | 0 | 0 | 0 | 0
F8_Commercial_Interruptible - College_Existing_Space Heating_Natural Gas_Ventilation - Parking Garages, Demand Controlled_A_Technical Potential | F8 | Commercial | Interruptible - College | Existing | Space Heating | Natural Gas | Ventilation - Parking Garages, Demand Controlled | A | Cumulative Summer Peak Savings (MW) | Technical Potential | 0 | 0 | 0 | 0 | 0 | 0 | 0 | 0 | 0 | 0 | 0 | 0 | 0 | 0 | 0 | 0 | 0 | 0 | 0 | 0 | 0 | 0 | 0 | 0 | 0 | 0 | 0
F9_Commercial_Interruptible - College_Existing_Space Heating_Natural Gas_Ventilation - Parking Garages, Demand Controlled_A_Technical Potential | F9 | Commercial | Interruptible - College | Existing | Space Heating | Natural Gas | Ventilation - Parking Garages, Demand Controlled | A | Cumulative Winter Peak Savings (MW) | Technical Potential | 0 | 0 | 0 | 0 | 0 | 0 | 0 | 0 | 0 | 0 | 0 | 0 | 0 | 0 | 0 | 0 | 0 | 0 | 0 | 0 | 0 | 0 | 0 | 0 | 0 | 0 | 0
F10_Commercial_Interruptible - College_Existing_Space Heating_Natural Gas_Ventilation - Parking Garages, Demand Controlled_A_Technical Potential | F10 | Commercial | Interruptible - College | Existing | Space Heating | Natural Gas | Ventilation - Parking Garages, Demand Controlled | A | Purchases (Incremental) | Technical Potential | 0 | 0 | 0 | 0 | 0 | 0 | 0 | 0 | 0 | 0 | 0 | 0 | 0 | 0 | 0 | 0 | 0 | 0 | 0 | 0 | 0 | 0 | 0 | 0 | 0 | 0 | 0
F11_Commercial_Interruptible - College_Existing_Space Heating_Natural Gas_Ventilation - Parking Garages, Demand Controlled_A_Technical Potential | F11 | Commercial | Interruptible - College | Existing | Space Heating | Natural Gas | Ventilation - Parking Garages, Demand Controlled | A | Purchases (Cumulative) | Technical Potential | 0 | 0 | 0 | 0 | 0 | 0 | 0 | 0 | 0 | 0 | 0 | 0 | 0 | 0 | 0 | 0 | 0 | 0 | 0 | 0 | 0 | 0 | 0 | 0 | 0 | 0 | 0
F1_Commercial_Interruptible - College_Existing_Miscellaneous_Natural Gas_Pool Heater - Night Covers_A_Technical Potential | F1 | Commercial | Interruptible - College | Existing | Miscellaneous | Natural Gas | Pool Heater - Night Covers | A | Integrated Unit Energy Savings (kWh or therms) | Technical Potential | 0 | 0 | 0.00035409 | 0.00035409 | 0.00035409 | 0.00035409 | 0.00035409 | 0.00035409 | 0.00035409 | 0.00035409 | 0.00035409 | 0.00035409 | 0.00035409 | 0.00035409 | 0.00035409 | 0.00035409 | 0.00035409 | 0.00035409 | 0.00035409 | 0.00035409 | 0.00035409 | 0.00035409 | 0.00035409 | 0.00035409 | 0.00035409 | 0.00035409 | 0.00035409
F2_Commercial_Interruptible - College_Existing_Miscellaneous_Natural Gas_Pool Heater - Night Covers_A_Technical Potential | F2 | Commercial | Interruptible - College | Existing | Miscellaneous | Natural Gas | Pool Heater - Night Covers | A | Integrated Unit Summer Peak Savings (kW) | Technical Potential | 0 | 0 | 0 | 0 | 0 | 0 | 0 | 0 | 0 | 0 | 0 | 0 | 0 | 0 | 0 | 0 | 0 | 0 | 0 | 0 | 0 | 0 | 0 | 0 | 0 | 0 | 0
F3_Commercial_Interruptible - College_Existing_Miscellaneous_Natural Gas_Pool Heater - Night Covers_A_Technical Potential | F3 | Commercial | Interruptible - College | Existing | Miscellaneous | Natural Gas | Pool Heater - Night Covers | A | Integrated Unit Winter Peak Savings (kW) | Technical Potential | 0 | 0 | 0 | 0 | 0 | 0 | 0 | 0 | 0 | 0 | 0 | 0 | 0 | 0 | 0 | 0 | 0 | 0 | 0 | 0 | 0 | 0 | 0 | 0 | 0 | 0 | 0
F4_Commercial_Interruptible - College_Existing_Miscellaneous_Natural Gas_Pool Heater - Night Covers_A_Technical Potential | F4 | Commercial | Interruptible - College | Existing | Miscellaneous | Natural Gas | Pool Heater - Night Covers | A | Incremental Energy Savings (MWh or mTherms) | Technical Potential | 0 | 0 | 1.4671e-05 | 1.4671e-05 | 1.4671e-05 | 1.4671e-05 | 1.4671e-05 | 0 | 0 | 0 | 0 | 0 | 0 | 0 | 0 | 0 | 0 | 0 | 0 | 0 | 0 | 0 | 0 | 0 | 0 | 0 | 0
F5_Commercial_Interruptible - College_Existing_Miscellaneous_Natural Gas_Pool Heater - Night Covers_A_Technical Potential | F5 | Commercial | Interruptible - College | Existing | Miscellaneous | Natural Gas | Pool Heater - Night Covers | A | Incremental Summer Peak Savings (MW) | Technical Potential | 0 | 0 | 0 | 0 | 0 | 0 | 0 | 0 | 0 | 0 | 0 | 0 | 0 | 0 | 0 | 0 | 0 | 0 | 0 | 0 | 0 | 0 | 0 | 0 | 0 | 0 | 0
F6_Commercial_Interruptible - College_Existing_Miscellaneous_Natural Gas_Pool Heater - Night Covers_A_Technical Potential | F6 | Commercial | Interruptible - College | Existing | Miscellaneous | Natural Gas | Pool Heater - Night Covers | A | Incremental Winter Peak Savings (MW) | Technical Potential | 0 | 0 | 0 | 0 | 0 | 0 | 0 | 0 | 0 | 0 | 0 | 0 | 0 | 0 | 0 | 0 | 0 | 0 | 0 | 0 | 0 | 0 | 0 | 0 | 0 | 0 | 0
F7_Commercial_Interruptible - College_Existing_Miscellaneous_Natural Gas_Pool Heater - Night Covers_A_Technical Potential | F7 | Commercial | Interruptible - College | Existing | Miscellaneous | Natural Gas | Pool Heater - Night Covers | A | Cumulative Energy Savings (MWh or mTherms) | Technical Potential | 0 | 0 | 1.4671e-05 | 2.9343e-05 | 4.4014e-05 | 5.8685e-05 | 7.3356e-05 | 7.3356e-05 | 7.3356e-05 | 7.3356e-05 | 7.3356e-05 | 7.3356e-05 | 7.3356e-05 | 7.3356e-05 | 7.3356e-05 | 7.3356e-05 | 7.3356e-05 | 7.3356e-05 | 7.3356e-05 | 7.3356e-05 | 7.3356e-05 | 7.3356e-05 | 7.3356e-05 | 7.3356e-05 | 7.3356e-05 | 7.3356e-05 | 7.3356e-05
F8_Commercial_Interruptible - College_Existing_Miscellaneous_Natural Gas_Pool Heater - Night Covers_A_Technical Potential | F8 | Commercial | Interruptible - College | Existing | Miscellaneous | Natural Gas | Pool Heater - Night Covers | A | Cumulative Summer Peak Savings (MW) | Technical Potential | 0 | 0 | 0 | 0 | 0 | 0 | 0 | 0 | 0 | 0 | 0 | 0 | 0 | 0 | 0 | 0 | 0 | 0 | 0 | 0 | 0 | 0 | 0 | 0 | 0 | 0 | 0
F9_Commercial_Interruptible - College_Existing_Miscellaneous_Natural Gas_Pool Heater - Night Covers_A_Technical Potential | F9 | Commercial | Interruptible - College | Existing | Miscellaneous | Natural Gas | Pool Heater - Night Covers | A | Cumulative Winter Peak Savings (MW) | Technical Potential | 0 | 0 | 0 | 0 | 0 | 0 | 0 | 0 | 0 | 0 | 0 | 0 | 0 | 0 | 0 | 0 | 0 | 0 | 0 | 0 | 0 | 0 | 0 | 0 | 0 | 0 | 0
F10_Commercial_Interruptible - College_Existing_Miscellaneous_Natural Gas_Pool Heater - Night Covers_A_Technical Potential | F10 | Commercial | Interruptible - College | Existing | Miscellaneous | Natural Gas | Pool Heater - Night Covers | A | Purchases (Incremental) | Technical Potential | 0 | 0 | 41.4333 | 41.4333 | 41.4333 | 41.4333 | 41.4333 | 0 | 0 | 0 | 0 | 0 | 0 | 0 | 0 | 0 | 0 | 0 | 0 | 0 | 0 | 0 | 0 | 0 | 0 | 0 | 0
F11_Commercial_Interruptible - College_Existing_Miscellaneous_Natural Gas_Pool Heater - Night Covers_A_Technical Potential | F11 | Commercial | Interruptible - College | Existing | Miscellaneous | Natural Gas | Pool Heater - Night Covers | A | Purchases (Cumulative) | Technical Potential | 0 | 0 | 41.4333 | 82.8665 | 124.2998 | 165.7331 | 207.1664 | 207.1664 | 207.1664 | 207.1664 | 207.1664 | 207.1664 | 207.1664 | 207.1664 | 207.1664 | 207.1664 | 207.1664 | 207.1664 | 207.1664 | 207.1664 | 207.1664 | 207.1664 | 207.1664 | 207.1664 | 207.1664 | 207.1664 | 207.1664
F1_Commercial_Interruptible - College_Existing_Space Heating_Natural Gas_Advanced New Construction Designs_A_Technical Potential | F1 | Commercial | Interruptible - College | Existing | Space Heating | Natural Gas | Advanced New Construction Designs | A | Integrated Unit Energy Savings (kWh or therms) | Technical Potential | 0 | 0 | 0 | 0 | 0 | 0 | 0 | 0 | 0 | 0 | 0 | 0 | 0 | 0 | 0 | 0 | 0 | 0 | 0 | 0 | 0 | 0 | 0 | 0 | 0 | 0 | 0
F2_Commercial_Interruptible - College_Existing_Space Heating_Natural Gas_Advanced New Construction Designs_A_Technical Potential | F2 | Commercial | Interruptible - College | Existing | Space Heating | Natural Gas | Advanced New Construction Designs | A | Integrated Unit Summer Peak Savings (kW) | Technical Potential | 0 | 0 | 0 | 0 | 0 | 0 | 0 | 0 | 0 | 0 | 0 | 0 | 0 | 0 | 0 | 0 | 0 | 0 | 0 | 0 | 0 | 0 | 0 | 0 | 0 | 0 | 0
F3_Commercial_Interruptible - College_Existing_Space Heating_Natural Gas_Advanced New Construction Designs_A_Technical Potential | F3 | Commercial | Interruptible - College | Existing | Space Heating | Natural Gas | Advanced New Construction Designs | A | Integrated Unit Winter Peak Savings (kW) | Technical Potential | 0 | 0 | 0 | 0 | 0 | 0 | 0 | 0 | 0 | 0 | 0 | 0 | 0 | 0 | 0 | 0 | 0 | 0 | 0 | 0 | 0 | 0 | 0 | 0 | 0 | 0 | 0
F4_Commercial_Interruptible - College_Existing_Space Heating_Natural Gas_Advanced New Construction Designs_A_Technical Potential | F4 | Commercial | Interruptible - College | Existing | Space Heating | Natural Gas | Advanced New Construction Designs | A | Incremental Energy Savings (MWh or mTherms) | Technical Potential | 0 | 0 | 0 | 0 | 0 | 0 | 0 | 0 | 0 | 0 | 0 | 0 | 0 | 0 | 0 | 0 | 0 | 0 | 0 | 0 | 0 | 0 | 0 | 0 | 0 | 0 | 0
F5_Commercial_Interruptible - College_Existing_Space Heating_Natural Gas_Advanced New Construction Designs_A_Technical Potential | F5 | Commercial | Interruptible - College | Existing | Space Heating | Natural Gas | Advanced New Construction Designs | A | Incremental Summer Peak Savings (MW) | Technical Potential | 0 | 0 | 0 | 0 | 0 | 0 | 0 | 0 | 0 | 0 | 0 | 0 | 0 | 0 | 0 | 0 | 0 | 0 | 0 | 0 | 0 | 0 | 0 | 0 | 0 | 0 | 0
F6_Commercial_Interruptible - College_Existing_Space Heating_Natural Gas_Advanced New Construction Designs_A_Technical Potential | F6 | Commercial | Interruptible - College | Existing | Space Heating | Natural Gas | Advanced New Construction Designs | A | Incremental Winter Peak Savings (MW) | Technical Potential | 0 | 0 | 0 | 0 | 0 | 0 | 0 | 0 | 0 | 0 | 0 | 0 | 0 | 0 | 0 | 0 | 0 | 0 | 0 | 0 | 0 | 0 | 0 | 0 | 0 | 0 | 0
F7_Commercial_Interruptible - College_Existing_Space Heating_Natural Gas_Advanced New Construction Designs_A_Technical Potential | F7 | Commercial | Interruptible - College | Existing | Space Heating | Natural Gas | Advanced New Construction Designs | A | Cumulative Energy Savings (MWh or mTherms) | Technical Potential | 0 | 0 | 0 | 0 | 0 | 0 | 0 | 0 | 0 | 0 | 0 | 0 | 0 | 0 | 0 | 0 | 0 | 0 | 0 | 0 | 0 | 0 | 0 | 0 | 0 | 0 | 0
F8_Commercial_Interruptible - College_Existing_Space Heating_Natural Gas_Advanced New Construction Designs_A_Technical Potential | F8 | Commercial | Interruptible - College | Existing | Space Heating | Natural Gas | Advanced New Construction Designs | A | Cumulative Summer Peak Savings (MW) | Technical Potential | 0 | 0 | 0 | 0 | 0 | 0 | 0 | 0 | 0 | 0 | 0 | 0 | 0 | 0 | 0 | 0 | 0 | 0 | 0 | 0 | 0 | 0 | 0 | 0 | 0 | 0 | 0
F9_Commercial_Interruptible - College_Existing_Space Heating_Natural Gas_Advanced New Construction Designs_A_Technical Potential | F9 | Commercial | Interruptible - College | Existing | Space Heating | Natural Gas | Advanced New Construction Designs | A | Cumulative Winter Peak Savings (MW) | Technical Potential | 0 | 0 | 0 | 0 | 0 | 0 | 0 | 0 | 0 | 0 | 0 | 0 | 0 | 0 | 0 | 0 | 0 | 0 | 0 | 0 | 0 | 0 | 0 | 0 | 0 | 0 | 0
F10_Commercial_Interruptible - College_Existing_Space Heating_Natural Gas_Advanced New Construction Designs_A_Technical Potential | F10 | Commercial | Interruptible - College | Existing | Space Heating | Natural Gas | Advanced New Construction Designs | A | Purchases (Incremental) | Technical Potential | 0 | 0 | 0 | 0 | 0 | 0 | 0 | 0 | 0 | 0 | 0 | 0 | 0 | 0 | 0 | 0 | 0 | 0 | 0 | 0 | 0 | 0 | 0 | 0 | 0 | 0 | 0
F11_Commercial_Interruptible - College_Existing_Space Heating_Natural Gas_Advanced New Construction Designs_A_Technical Potential | F11 | Commercial | Interruptible - College | Existing | Space Heating | Natural Gas | Advanced New Construction Designs | A | Purchases (Cumulative) | Technical Potential | 0 | 0 | 0 | 0 | 0 | 0 | 0 | 0 | 0 | 0 | 0 | 0 | 0 | 0 | 0 | 0 | 0 | 0 | 0 | 0 | 0 | 0 | 0 | 0 | 0 | 0 | 0
F1_Commercial_Interruptible - College_Existing_Water Heating_Natural Gas_Advanced New Construction Designs_A_Technical Potential | F1 | Commercial | Interruptible - College | Existing | Water Heating | Natural Gas | Advanced New Construction Designs | A | Integrated Unit Energy Savings (kWh or therms) | Technical Potential | 0 | 0 | 0 | 0 | 0 | 0 | 0 | 0 | 0 | 0 | 0 | 0 | 0 | 0 | 0 | 0 | 0 | 0 | 0 | 0 | 0 | 0 | 0 | 0 | 0 | 0 | 0
F2_Commercial_Interruptible - College_Existing_Water Heating_Natural Gas_Advanced New Construction Designs_A_Technical Potential | F2 | Commercial | Interruptible - College | Existing | Water Heating | Natural Gas | Advanced New Construction Designs | A | Integrated Unit Summer Peak Savings (kW) | Technical Potential | 0 | 0 | 0 | 0 | 0 | 0 | 0 | 0 | 0 | 0 | 0 | 0 | 0 | 0 | 0 | 0 | 0 | 0 | 0 | 0 | 0 | 0 | 0 | 0 | 0 | 0 | 0
F3_Commercial_Interruptible - College_Existing_Water Heating_Natural Gas_Advanced New Construction Designs_A_Technical Potential | F3 | Commercial | Interruptible - College | Existing | Water Heating | Natural Gas | Advanced New Construction Designs | A | Integrated Unit Winter Peak Savings (kW) | Technical Potential | 0 | 0 | 0 | 0 | 0 | 0 | 0 | 0 | 0 | 0 | 0 | 0 | 0 | 0 | 0 | 0 | 0 | 0 | 0 | 0 | 0 | 0 | 0 | 0 | 0 | 0 | 0
F4_Commercial_Interruptible - College_Existing_Water Heating_Natural Gas_Advanced New Construction Designs_A_Technical Potential | F4 | Commercial | Interruptible - College | Existing | Water Heating | Natural Gas | Advanced New Construction Designs | A | Incremental Energy Savings (MWh or mTherms) | Technical Potential | 0 | 0 | 0 | 0 | 0 | 0 | 0 | 0 | 0 | 0 | 0 | 0 | 0 | 0 | 0 | 0 | 0 | 0 | 0 | 0 | 0 | 0 | 0 | 0 | 0 | 0 | 0
F5_Commercial_Interruptible - College_Existing_Water Heating_Natural Gas_Advanced New Construction Designs_A_Technical Potential | F5 | Commercial | Interruptible - College | Existing | Water Heating | Natural Gas | Advanced New Construction Designs | A | Incremental Summer Peak Savings (MW) | Technical Potential | 0 | 0 | 0 | 0 | 0 | 0 | 0 | 0 | 0 | 0 | 0 | 0 | 0 | 0 | 0 | 0 | 0 | 0 | 0 | 0 | 0 | 0 | 0 | 0 | 0 | 0 | 0
F6_Commercial_Interruptible - College_Existing_Water Heating_Natural Gas_Advanced New Construction Designs_A_Technical Potential | F6 | Commercial | Interruptible - College | Existing | Water Heating | Natural Gas | Advanced New Construction Designs | A | Incremental Winter Peak Savings (MW) | Technical Potential | 0 | 0 | 0 | 0 | 0 | 0 | 0 | 0 | 0 | 0 | 0 | 0 | 0 | 0 | 0 | 0 | 0 | 0 | 0 | 0 | 0 | 0 | 0 | 0 | 0 | 0 | 0
F7_Commercial_Interruptible - College_Existing_Water Heating_Natural Gas_Advanced New Construction Designs_A_Technical Potential | F7 | Commercial | Interruptible - College | Existing | Water Heating | Natural Gas | Advanced New Construction Designs | A | Cumulative Energy Savings (MWh or mTherms) | Technical Potential | 0 | 0 | 0 | 0 | 0 | 0 | 0 | 0 | 0 | 0 | 0 | 0 | 0 | 0 | 0 | 0 | 0 | 0 | 0 | 0 | 0 | 0 | 0 | 0 | 0 | 0 | 0
F8_Commercial_Interruptible - College_Existing_Water Heating_Natural Gas_Advanced New Construction Designs_A_Technical Potential | F8 | Commercial | Interruptible - College | Existing | Water Heating | Natural Gas | Advanced New Construction Designs | A | Cumulative Summer Peak Savings (MW) | Technical Potential | 0 | 0 | 0 | 0 | 0 | 0 | 0 | 0 | 0 | 0 | 0 | 0 | 0 | 0 | 0 | 0 | 0 | 0 | 0 | 0 | 0 | 0 | 0 | 0 | 0 | 0 | 0
F9_Commercial_Interruptible - College_Existing_Water Heating_Natural Gas_Advanced New Construction Designs_A_Technical Potential | F9 | Commercial | Interruptible - College | Existing | Water Heating | Natural Gas | Advanced New Construction Designs | A | Cumulative Winter Peak Savings (MW) | Technical Potential | 0 | 0 | 0 | 0 | 0 | 0 | 0 | 0 | 0 | 0 | 0 | 0 | 0 | 0 | 0 | 0 | 0 | 0 | 0 | 0 | 0 | 0 | 0 | 0 | 0 | 0 | 0
F10_Commercial_Interruptible - College_Existing_Water Heating_Natural Gas_Advanced New Construction Designs_A_Technical Potential | F10 | Commercial | Interruptible - College | Existing | Water Heating | Natural Gas | Advanced New Construction Designs | A | Purchases (Incremental) | Technical Potential | 0 | 0 | 0 | 0 | 0 | 0 | 0 | 0 | 0 | 0 | 0 | 0 | 0 | 0 | 0 | 0 | 0 | 0 | 0 | 0 | 0 | 0 | 0 | 0 | 0 | 0 | 0
F11_Commercial_Interruptible - College_Existing_Water Heating_Natural Gas_Advanced New Construction Designs_A_Technical Potential | F11 | Commercial | Interruptible - College | Existing | Water Heating | Natural Gas | Advanced New Construction Designs | A | Purchases (Cumulative) | Technical Potential | 0 | 0 | 0 | 0 | 0 | 0 | 0 | 0 | 0 | 0 | 0 | 0 | 0 | 0 | 0 | 0 | 0 | 0 | 0 | 0 | 0 | 0 | 0 | 0 | 0 | 0 | 0
F1_Commercial_Interruptible - College_Existing_Space Heating_Natural Gas_Strategic Energy Management_A_Technical Potential | F1 | Commercial | Interruptible - College | Existing | Space Heating | Natural Gas | Strategic Energy Management | A | Integrated Unit Energy Savings (kWh or therms) | Technical Potential | 0 | 0 | 0.092871 | 0.090383 | 0.087743 | 0.085008 | 0.082137 | 0.079147 | 0.076006 | 0.072751 | 0.069429 | 0.066107 | 0.062871 | 0.059769 | 0.056847 | 0.054146 | 0.051718 | 0.049664 | 0.047972 | 0.046481 | 0.045225 | 0.044031 | 0.043198 | 0.042377 | 0.041566 | 0.040765 | 0.039973
F2_Commercial_Interruptible - College_Existing_Space Heating_Natural Gas_Strategic Energy Management_A_Technical Potential | F2 | Commercial | Interruptible - College | Existing | Space Heating | Natural Gas | Strategic Energy Management | A | Integrated Unit Summer Peak Savings (kW) | Technical Potential | 0 | 0 | 0 | 0 | 0 | 0 | 0 | 0 | 0 | 0 | 0 | 0 | 0 | 0 | 0 | 0 | 0 | 0 | 0 | 0 | 0 | 0 | 0 | 0 | 0 | 0 | 0
F3_Commercial_Interruptible - College_Existing_Space Heating_Natural Gas_Strategic Energy Management_A_Technical Potential | F3 | Commercial | Interruptible - College | Existing | Space Heating | Natural Gas | Strategic Energy Management | A | Integrated Unit Winter Peak Savings (kW) | Technical Potential | 0 | 0 | 0 | 0 | 0 | 0 | 0 | 0 | 0 | 0 | 0 | 0 | 0 | 0 | 0 | 0 | 0 | 0 | 0 | 0 | 0 | 0 | 0 | 0 | 0 | 0 | 0
F4_Commercial_Interruptible - College_Existing_Space Heating_Natural Gas_Strategic Energy Management_A_Technical Potential | F4 | Commercial | Interruptible - College | Existing | Space Heating | Natural Gas | Strategic Energy Management | A | Incremental Energy Savings (MWh or mTherms) | Technical Potential | 0 | 0 | 0.44489 | 0.88873 | 0.86277 | 0.42866 | 0 | 0 | 0 | 0 | 0 | 0 | 0 | 0 | 0 | 0 | 0 | 0 | 0 | 0 | 0 | 0 | 0 | 0 | 0 | 0 | 0
F5_Commercial_Interruptible - College_Existing_Space Heating_Natural Gas_Strategic Energy Management_A_Technical Potential | F5 | Commercial | Interruptible - College | Existing | Space Heating | Natural Gas | Strategic Energy Management | A | Incremental Summer Peak Savings (MW) | Technical Potential | 0 | 0 | 0 | 0 | 0 | 0 | 0 | 0 | 0 | 0 | 0 | 0 | 0 | 0 | 0 | 0 | 0 | 0 | 0 | 0 | 0 | 0 | 0 | 0 | 0 | 0 | 0
F6_Commercial_Interruptible - College_Existing_Space Heating_Natural Gas_Strategic Energy Management_A_Technical Potential | F6 | Commercial | Interruptible - College | Existing | Space Heating | Natural Gas | Strategic Energy Management | A | Incremental Winter Peak Savings (MW) | Technical Potential | 0 | 0 | 0 | 0 | 0 | 0 | 0 | 0 | 0 | 0 | 0 | 0 | 0 | 0 | 0 | 0 | 0 | 0 | 0 | 0 | 0 | 0 | 0 | 0 | 0 | 0 | 0
F7_Commercial_Interruptible - College_Existing_Space Heating_Natural Gas_Strategic Energy Management_A_Technical Potential | F7 | Commercial | Interruptible - College | Existing | Space Heating | Natural Gas | Strategic Energy Management | A | Cumulative Energy Savings (MWh or mTherms) | Technical Potential | 0 | 0 | 0.44489 | 1.3217 | 2.1459 | 2.5076 | 2.4229 | 2.3347 | 2.2421 | 2.1461 | 2.0481 | 1.9501 | 1.8546 | 1.7631 | 1.6769 | 1.5973 | 1.5256 | 1.465 | 1.4151 | 1.3711 | 1.3341 | 1.2989 | 1.2743 | 1.2501 | 1.2262 | 1.2025 | 1.1791
F8_Commercial_Interruptible - College_Existing_Space Heating_Natural Gas_Strategic Energy Management_A_Technical Potential | F8 | Commercial | Interruptible - College | Existing | Space Heating | Natural Gas | Strategic Energy Management | A | Cumulative Summer Peak Savings (MW) | Technical Potential | 0 | 0 | 0 | 0 | 0 | 0 | 0 | 0 | 0 | 0 | 0 | 0 | 0 | 0 | 0 | 0 | 0 | 0 | 0 | 0 | 0 | 0 | 0 | 0 | 0 | 0 | 0
F9_Commercial_Interruptible - College_Existing_Space Heating_Natural Gas_Strategic Energy Management_A_Technical Potential | F9 | Commercial | Interruptible - College | Existing | Space Heating | Natural Gas | Strategic Energy Management | A | Cumulative Winter Peak Savings (MW) | Technical Potential | 0 | 0 | 0 | 0 | 0 | 0 | 0 | 0 | 0 | 0 | 0 | 0 | 0 | 0 | 0 | 0 | 0 | 0 | 0 | 0 | 0 | 0 | 0 | 0 | 0 | 0 | 0
F10_Commercial_Interruptible - College_Existing_Space Heating_Natural Gas_Strategic Energy Management_A_Technical Potential | F10 | Commercial | Interruptible - College | Existing | Space Heating | Natural Gas | Strategic Energy Management | A | Purchases (Incremental) | Technical Potential | 0 | 0 | 4790.425 | 9832.9775 | 9832.9775 | 5042.5526 | 0 | 0 | 0 | 0 | 0 | 0 | 0 | 0 | 0 | 0 | 0 | 0 | 0 | 0 | 0 | 0 | 0 | 0 | 0 | 0 | 0
F11_Commercial_Interruptible - College_Existing_Space Heating_Natural Gas_Strategic Energy Management_A_Technical Potential | F11 | Commercial | Interruptible - College | Existing | Space Heating | Natural Gas | Strategic Energy Management | A | Purchases (Cumulative) | Technical Potential | 0 | 0 | 4790.425 | 14623.4025 | 24456.38 | 29498.9326 | 29498.9326 | 29498.9326 | 29498.9326 | 29498.9326 | 29498.9326 | 29498.9326 | 29498.9326 | 29498.9326 | 29498.9326 | 29498.9326 | 29498.9326 | 29498.9326 | 29498.9326 | 29498.9326 | 29498.9326 | 29498.9326 | 29498.9326 | 29498.9326 | 29498.9326 | 29498.9326 | 29498.9326
F1_Commercial_Interruptible - College_Existing_Water Heating_Natural Gas_Strategic Energy Management_A_Technical Potential | F1 | Commercial | Interruptible - College | Existing | Water Heating | Natural Gas | Strategic Energy Management | A | Integrated Unit Energy Savings (kWh or therms) | Technical Potential | 0 | 0 | 0.15365 | 0.14566 | 0.13797 | 0.13065 | 0.12368 | 0.11658 | 0.10977 | 0.10337 | 0.097483 | 0.092436 | 0.089479 | 0.087472 | 0.08681 | 0.086063 | 0.085678 | 0.08537 | 0.085124 | 0.084913 | 0.084791 | 0.084721 | 0.084688 | 0.084661 | 0.084578 | 0.084561 | 0.084547
F2_Commercial_Interruptible - College_Existing_Water Heating_Natural Gas_Strategic Energy Management_A_Technical Potential | F2 | Commercial | Interruptible - College | Existing | Water Heating | Natural Gas | Strategic Energy Management | A | Integrated Unit Summer Peak Savings (kW) | Technical Potential | 0 | 0 | 0 | 0 | 0 | 0 | 0 | 0 | 0 | 0 | 0 | 0 | 0 | 0 | 0 | 0 | 0 | 0 | 0 | 0 | 0 | 0 | 0 | 0 | 0 | 0 | 0
F3_Commercial_Interruptible - College_Existing_Water Heating_Natural Gas_Strategic Energy Management_A_Technical Potential | F3 | Commercial | Interruptible - College | Existing | Water Heating | Natural Gas | Strategic Energy Management | A | Integrated Unit Winter Peak Savings (kW) | Technical Potential | 0 | 0 | 0 | 0 | 0 | 0 | 0 | 0 | 0 | 0 | 0 | 0 | 0 | 0 | 0 | 0 | 0 | 0 | 0 | 0 | 0 | 0 | 0 | 0 | 0 | 0 | 0
F4_Commercial_Interruptible - College_Existing_Water Heating_Natural Gas_Strategic Energy Management_A_Technical Potential | F4 | Commercial | Interruptible - College | Existing | Water Heating | Natural Gas | Strategic Energy Management | A | Incremental Energy Savings (MWh or mTherms) | Technical Potential | 0 | 0 | 0.82916 | 1.6134 | 1.5282 | 0.74212 | 0 | 0 | 0 | 0 | 0 | 0 | 0 | 0 | 0 | 0 | 0 | 0 | 0 | 0 | 0 | 0 | 0 | 0 | 0 | 0 | 0
F5_Commercial_Interruptible - College_Existing_Water Heating_Natural Gas_Strategic Energy Management_A_Technical Potential | F5 | Commercial | Interruptible - College | Existing | Water Heating | Natural Gas | Strategic Energy Management | A | Incremental Summer Peak Savings (MW) | Technical Potential | 0 | 0 | 0 | 0 | 0 | 0 | 0 | 0 | 0 | 0 | 0 | 0 | 0 | 0 | 0 | 0 | 0 | 0 | 0 | 0 | 0 | 0 | 0 | 0 | 0 | 0 | 0
F6_Commercial_Interruptible - College_Existing_Water Heating_Natural Gas_Strategic Energy Management_A_Technical Potential | F6 | Commercial | Interruptible - College | Existing | Water Heating | Natural Gas | Strategic Energy Management | A | Incremental Winter Peak Savings (MW) | Technical Potential | 0 | 0 | 0 | 0 | 0 | 0 | 0 | 0 | 0 | 0 | 0 | 0 | 0 | 0 | 0 | 0 | 0 | 0 | 0 | 0 | 0 | 0 | 0 | 0 | 0 | 0 | 0
F7_Commercial_Interruptible - College_Existing_Water Heating_Natural Gas_Strategic Energy Management_A_Technical Potential | F7 | Commercial | Interruptible - College | Existing | Water Heating | Natural Gas | Strategic Energy Management | A | Cumulative Energy Savings (MWh or mTherms) | Technical Potential | 0 | 0 | 0.82916 | 2.3994 | 3.8009 | 4.3414 | 4.1099 | 3.874 | 3.6476 | 3.4349 | 3.2393 | 3.0716 | 2.9734 | 2.9067 | 2.8847 | 2.8598 | 2.847 | 2.8368 | 2.8286 | 2.8216 | 2.8176 | 2.8152 | 2.8141 | 2.8132 | 2.8105 | 2.8099 | 2.8094
F8_Commercial_Interruptible - College_Existing_Water Heating_Natural Gas_Strategic Energy Management_A_Technical Potential | F8 | Commercial | Interruptible - College | Existing | Water Heating | Natural Gas | Strategic Energy Management | A | Cumulative Summer Peak Savings (MW) | Technical Potential | 0 | 0 | 0 | 0 | 0 | 0 | 0 | 0 | 0 | 0 | 0 | 0 | 0 | 0 | 0 | 0 | 0 | 0 | 0 | 0 | 0 | 0 | 0 | 0 | 0 | 0 | 0
F9_Commercial_Interruptible - College_Existing_Water Heating_Natural Gas_Strategic Energy Management_A_Technical Potential | F9 | Commercial | Interruptible - College | Existing | Water Heating | Natural Gas | Strategic Energy Management | A | Cumulative Winter Peak Savings (MW) | Technical Potential | 0 | 0 | 0 | 0 | 0 | 0 | 0 | 0 | 0 | 0 | 0 | 0 | 0 | 0 | 0 | 0 | 0 | 0 | 0 | 0 | 0 | 0 | 0 | 0 | 0 | 0 | 0
F10_Commercial_Interruptible - College_Existing_Water Heating_Natural Gas_Strategic Energy Management_A_Technical Potential | F10 | Commercial | Interruptible - College | Existing | Water Heating | Natural Gas | Strategic Energy Management | A | Purchases (Incremental) | Technical Potential | 0 | 0 | 5396.2406 | 11076.4938 | 11076.4938 | 5680.2532 | 0 | 0 | 0 | 0 | 0 | 0 | 0 | 0 | 0 | 0 | 0 | 0 | 0 | 0 | 0 | 0 | 0 | 0 | 0 | 0 | 0
F11_Commercial_Interruptible - College_Existing_Water Heating_Natural Gas_Strategic Energy Management_A_Technical Potential | F11 | Commercial | Interruptible - College | Existing | Water Heating | Natural Gas | Strategic Energy Management | A | Purchases (Cumulative) | Technical Potential | 0 | 0 | 5396.2406 | 16472.7344 | 27549.2282 | 33229.4815 | 33229.4815 | 33229.4815 | 33229.4815 | 33229.4815 | 33229.4815 | 33229.4815 | 33229.4815 | 33229.4815 | 33229.4815 | 33229.4815 | 33229.4815 | 33229.4815 | 33229.4815 | 33229.4815 | 33229.4815 | 33229.4815 | 33229.4815 | 33229.4815 | 33229.4815 | 33229.4815 | 33229.4815
F1_Commercial_Interruptible - College_Existing_Space Heating_Natural Gas_Retrocommissioning_A_Technical Potential | F1 | Commercial | Interruptible - College | Existing | Space Heating | Natural Gas | Retrocommissioning | A | Integrated Unit Energy Savings (kWh or therms) | Technical Potential | 0 | 0 | 0.11399 | 0.11085 | 0.10752 | 0.10413 | 0.10061 | 0.096943 | 0.093097 | 0.089109 | 0.08504 | 0.080971 | 0.077007 | 0.073208 | 0.069629 | 0.066321 | 0.063347 | 0.060831 | 0.058759 | 0.056932 | 0.055394 | 0.053932 | 0.052912 | 0.051906 | 0.050913 | 0.049932 | 0.048961
F2_Commercial_Interruptible - College_Existing_Space Heating_Natural Gas_Retrocommissioning_A_Technical Potential | F2 | Commercial | Interruptible - College | Existing | Space Heating | Natural Gas | Retrocommissioning | A | Integrated Unit Summer Peak Savings (kW) | Technical Potential | 0 | 0 | 0 | 0 | 0 | 0 | 0 | 0 | 0 | 0 | 0 | 0 | 0 | 0 | 0 | 0 | 0 | 0 | 0 | 0 | 0 | 0 | 0 | 0 | 0 | 0 | 0
F3_Commercial_Interruptible - College_Existing_Space Heating_Natural Gas_Retrocommissioning_A_Technical Potential | F3 | Commercial | Interruptible - College | Existing | Space Heating | Natural Gas | Retrocommissioning | A | Integrated Unit Winter Peak Savings (kW) | Technical Potential | 0 | 0 | 0 | 0 | 0 | 0 | 0 | 0 | 0 | 0 | 0 | 0 | 0 | 0 | 0 | 0 | 0 | 0 | 0 | 0 | 0 | 0 | 0 | 0 | 0 | 0 | 0
F4_Commercial_Interruptible - College_Existing_Space Heating_Natural Gas_Retrocommissioning_A_Technical Potential | F4 | Commercial | Interruptible - College | Existing | Space Heating | Natural Gas | Retrocommissioning | A | Incremental Energy Savings (MWh or mTherms) | Technical Potential | 0 | 0 | 1.0276 | 2.051 | 1.9895 | 0.98802 | 0 | 0 | 0 | 0 | 0 | 0 | 0 | 0 | 0 | 0 | 0 | 0 | 0 | 0 | 0 | 0 | 0 | 0 | 0 | 0 | 0
F5_Commercial_Interruptible - College_Existing_Space Heating_Natural Gas_Retrocommissioning_A_Technical Potential | F5 | Commercial | Interruptible - College | Existing | Space Heating | Natural Gas | Retrocommissioning | A | Incremental Summer Peak Savings (MW) | Technical Potential | 0 | 0 | 0 | 0 | 0 | 0 | 0 | 0 | 0 | 0 | 0 | 0 | 0 | 0 | 0 | 0 | 0 | 0 | 0 | 0 | 0 | 0 | 0 | 0 | 0 | 0 | 0
F6_Commercial_Interruptible - College_Existing_Space Heating_Natural Gas_Retrocommissioning_A_Technical Potential | F6 | Commercial | Interruptible - College | Existing | Space Heating | Natural Gas | Retrocommissioning | A | Incremental Winter Peak Savings (MW) | Technical Potential | 0 | 0 | 0 | 0 | 0 | 0 | 0 | 0 | 0 | 0 | 0 | 0 | 0 | 0 | 0 | 0 | 0 | 0 | 0 | 0 | 0 | 0 | 0 | 0 | 0 | 0 | 0
F7_Commercial_Interruptible - College_Existing_Space Heating_Natural Gas_Retrocommissioning_A_Technical Potential | F7 | Commercial | Interruptible - College | Existing | Space Heating | Natural Gas | Retrocommissioning | A | Cumulative Energy Savings (MWh or mTherms) | Technical Potential | 0 | 0 | 1.0276 | 3.0502 | 4.9482 | 5.7799 | 5.5846 | 5.3812 | 5.1677 | 4.9463 | 4.7205 | 4.4946 | 4.2746 | 4.0637 | 3.865 | 3.6814 | 3.5163 | 3.3766 | 3.2616 | 3.1602 | 3.0749 | 2.9937 | 2.9371 | 2.8812 | 2.8261 | 2.7717 | 2.7178
F8_Commercial_Interruptible - College_Existing_Space Heating_Natural Gas_Retrocommissioning_A_Technical Potential | F8 | Commercial | Interruptible - College | Existing | Space Heating | Natural Gas | Retrocommissioning | A | Cumulative Summer Peak Savings (MW) | Technical Potential | 0 | 0 | 0 | 0 | 0 | 0 | 0 | 0 | 0 | 0 | 0 | 0 | 0 | 0 | 0 | 0 | 0 | 0 | 0 | 0 | 0 | 0 | 0 | 0 | 0 | 0 | 0
F9_Commercial_Interruptible - College_Existing_Space Heating_Natural Gas_Retrocommissioning_A_Technical Potential | F9 | Commercial | Interruptible - College | Existing | Space Heating | Natural Gas | Retrocommissioning | A | Cumulative Winter Peak Savings (MW) | Technical Potential | 0 | 0 | 0 | 0 | 0 | 0 | 0 | 0 | 0 | 0 | 0 | 0 | 0 | 0 | 0 | 0 | 0 | 0 | 0 | 0 | 0 | 0 | 0 | 0 | 0 | 0 | 0
F10_Commercial_Interruptible - College_Existing_Space Heating_Natural Gas_Retrocommissioning_A_Technical Potential | F10 | Commercial | Interruptible - College | Existing | Space Heating | Natural Gas | Retrocommissioning | A | Purchases (Incremental) | Technical Potential | 0 | 0 | 9014.2405 | 18502.9147 | 18502.9147 | 9488.6742 | 0 | 0 | 0 | 0 | 0 | 0 | 0 | 0 | 0 | 0 | 0 | 0 | 0 | 0 | 0 | 0 | 0 | 0 | 0 | 0 | 0
F11_Commercial_Interruptible - College_Existing_Space Heating_Natural Gas_Retrocommissioning_A_Technical Potential | F11 | Commercial | Interruptible - College | Existing | Space Heating | Natural Gas | Retrocommissioning | A | Purchases (Cumulative) | Technical Potential | 0 | 0 | 9014.2405 | 27517.1552 | 46020.07 | 55508.7442 | 55508.7442 | 55508.7442 | 55508.7442 | 55508.7442 | 55508.7442 | 55508.7442 | 55508.7442 | 55508.7442 | 55508.7442 | 55508.7442 | 55508.7442 | 55508.7442 | 55508.7442 | 55508.7442 | 55508.7442 | 55508.7442 | 55508.7442 | 55508.7442 | 55508.7442 | 55508.7442 | 55508.7442
F1_Commercial_Interruptible - College_Existing_Water Heating_Natural Gas_Retrocommissioning_A_Technical Potential | F1 | Commercial | Interruptible - College | Existing | Water Heating | Natural Gas | Retrocommissioning | A | Integrated Unit Energy Savings (kWh or therms) | Technical Potential | 0 | 0 | 0.18904 | 0.17992 | 0.17111 | 0.16236 | 0.15371 | 0.14488 | 0.13642 | 0.12846 | 0.12115 | 0.11488 | 0.1112 | 0.10871 | 0.10788 | 0.10696 | 0.10648 | 0.10609 | 0.10579 | 0.10553 | 0.10537 | 0.10529 | 0.10525 | 0.10521 | 0.10511 | 0.10509 | 0.10507
F2_Commercial_Interruptible - College_Existing_Water Heating_Natural Gas_Retrocommissioning_A_Technical Potential | F2 | Commercial | Interruptible - College | Existing | Water Heating | Natural Gas | Retrocommissioning | A | Integrated Unit Summer Peak Savings (kW) | Technical Potential | 0 | 0 | 0 | 0 | 0 | 0 | 0 | 0 | 0 | 0 | 0 | 0 | 0 | 0 | 0 | 0 | 0 | 0 | 0 | 0 | 0 | 0 | 0 | 0 | 0 | 0 | 0
F3_Commercial_Interruptible - College_Existing_Water Heating_Natural Gas_Retrocommissioning_A_Technical Potential | F3 | Commercial | Interruptible - College | Existing | Water Heating | Natural Gas | Retrocommissioning | A | Integrated Unit Winter Peak Savings (kW) | Technical Potential | 0 | 0 | 0 | 0 | 0 | 0 | 0 | 0 | 0 | 0 | 0 | 0 | 0 | 0 | 0 | 0 | 0 | 0 | 0 | 0 | 0 | 0 | 0 | 0 | 0 | 0 | 0
F4_Commercial_Interruptible - College_Existing_Water Heating_Natural Gas_Retrocommissioning_A_Technical Potential | F4 | Commercial | Interruptible - College | Existing | Water Heating | Natural Gas | Retrocommissioning | A | Incremental Energy Savings (MWh or mTherms) | Technical Potential | 0 | 0 | 1.9196 | 3.7501 | 3.5664 | 1.7355 | 0 | 0 | 0 | 0 | 0 | 0 | 0 | 0 | 0 | 0 | 0 | 0 | 0 | 0 | 0 | 0 | 0 | 0 | 0 | 0 | 0
F5_Commercial_Interruptible - College_Existing_Water Heating_Natural Gas_Retrocommissioning_A_Technical Potential | F5 | Commercial | Interruptible - College | Existing | Water Heating | Natural Gas | Retrocommissioning | A | Incremental Summer Peak Savings (MW) | Technical Potential | 0 | 0 | 0 | 0 | 0 | 0 | 0 | 0 | 0 | 0 | 0 | 0 | 0 | 0 | 0 | 0 | 0 | 0 | 0 | 0 | 0 | 0 | 0 | 0 | 0 | 0 | 0
F6_Commercial_Interruptible - College_Existing_Water Heating_Natural Gas_Retrocommissioning_A_Technical Potential | F6 | Commercial | Interruptible - College | Existing | Water Heating | Natural Gas | Retrocommissioning | A | Incremental Winter Peak Savings (MW) | Technical Potential | 0 | 0 | 0 | 0 | 0 | 0 | 0 | 0 | 0 | 0 | 0 | 0 | 0 | 0 | 0 | 0 | 0 | 0 | 0 | 0 | 0 | 0 | 0 | 0 | 0 | 0 | 0
F7_Commercial_Interruptible - College_Existing_Water Heating_Natural Gas_Retrocommissioning_A_Technical Potential | F7 | Commercial | Interruptible - College | Existing | Water Heating | Natural Gas | Retrocommissioning | A | Cumulative Energy Savings (MWh or mTherms) | Technical Potential | 0 | 0 | 1.9196 | 5.577 | 8.8703 | 10.1524 | 9.6112 | 9.0594 | 8.53 | 8.0327 | 7.5752 | 7.183 | 6.9533 | 6.7973 | 6.7458 | 6.6878 | 6.6579 | 6.6339 | 6.6148 | 6.5984 | 6.5889 | 6.5835 | 6.5809 | 6.5788 | 6.5724 | 6.571 | 6.5699
F8_Commercial_Interruptible - College_Existing_Water Heating_Natural Gas_Retrocommissioning_A_Technical Potential | F8 | Commercial | Interruptible - College | Existing | Water Heating | Natural Gas | Retrocommissioning | A | Cumulative Summer Peak Savings (MW) | Technical Potential | 0 | 0 | 0 | 0 | 0 | 0 | 0 | 0 | 0 | 0 | 0 | 0 | 0 | 0 | 0 | 0 | 0 | 0 | 0 | 0 | 0 | 0 | 0 | 0 | 0 | 0 | 0
F9_Commercial_Interruptible - College_Existing_Water Heating_Natural Gas_Retrocommissioning_A_Technical Potential | F9 | Commercial | Interruptible - College | Existing | Water Heating | Natural Gas | Retrocommissioning | A | Cumulative Winter Peak Savings (MW) | Technical Potential | 0 | 0 | 0 | 0 | 0 | 0 | 0 | 0 | 0 | 0 | 0 | 0 | 0 | 0 | 0 | 0 | 0 | 0 | 0 | 0 | 0 | 0 | 0 | 0 | 0 | 0 | 0
F10_Commercial_Interruptible - College_Existing_Water Heating_Natural Gas_Retrocommissioning_A_Technical Potential | F10 | Commercial | Interruptible - College | Existing | Water Heating | Natural Gas | Retrocommissioning | A | Purchases (Incremental) | Technical Potential | 0 | 0 | 10154.2161 | 20842.8647 | 20842.8647 | 10688.6486 | 0 | 0 | 0 | 0 | 0 | 0 | 0 | 0 | 0 | 0 | 0 | 0 | 0 | 0 | 0 | 0 | 0 | 0 | 0 | 0 | 0
F11_Commercial_Interruptible - College_Existing_Water Heating_Natural Gas_Retrocommissioning_A_Technical Potential | F11 | Commercial | Interruptible - College | Existing | Water Heating | Natural Gas | Retrocommissioning | A | Purchases (Cumulative) | Technical Potential | 0 | 0 | 10154.2161 | 30997.0809 | 51839.9456 | 62528.5942 | 62528.5942 | 62528.5942 | 62528.5942 | 62528.5942 | 62528.5942 | 62528.5942 | 62528.5942 | 62528.5942 | 62528.5942 | 62528.5942 | 62528.5942 | 62528.5942 | 62528.5942 | 62528.5942 | 62528.5942 | 62528.5942 | 62528.5942 | 62528.5942 | 62528.5942 | 62528.5942 | 62528.5942
F1_Commercial_Interruptible - College_New_Space Heating_Natural Gas_Insulation - Ceiling_A_Technical Potential | F1 | Commercial | Interruptible - College | New | Space Heating | Natural Gas | Insulation - Ceiling | A | Integrated Unit Energy Savings (kWh or therms) | Technical Potential | 0 | 0 | 0 | 0 | 0 | 0 | 0 | 0 | 0 | 0 | 0 | 0 | 0 | 0 | 0 | 0 | 0 | 0 | 0 | 0 | 0 | 0 | 0 | 0 | 0 | 0 | 0
F2_Commercial_Interruptible - College_New_Space Heating_Natural Gas_Insulation - Ceiling_A_Technical Potential | F2 | Commercial | Interruptible - College | New | Space Heating | Natural Gas | Insulation - Ceiling | A | Integrated Unit Summer Peak Savings (kW) | Technical Potential | 0 | 0 | 0 | 0 | 0 | 0 | 0 | 0 | 0 | 0 | 0 | 0 | 0 | 0 | 0 | 0 | 0 | 0 | 0 | 0 | 0 | 0 | 0 | 0 | 0 | 0 | 0
F3_Commercial_Interruptible - College_New_Space Heating_Natural Gas_Insulation - Ceiling_A_Technical Potential | F3 | Commercial | Interruptible - College | New | Space Heating | Natural Gas | Insulation - Ceiling | A | Integrated Unit Winter Peak Savings (kW) | Technical Potential | 0 | 0 | 0 | 0 | 0 | 0 | 0 | 0 | 0 | 0 | 0 | 0 | 0 | 0 | 0 | 0 | 0 | 0 | 0 | 0 | 0 | 0 | 0 | 0 | 0 | 0 | 0
F4_Commercial_Interruptible - College_New_Space Heating_Natural Gas_Insulation - Ceiling_A_Technical Potential | F4 | Commercial | Interruptible - College | New | Space Heating | Natural Gas | Insulation - Ceiling | A | Incremental Energy Savings (MWh or mTherms) | Technical Potential | 0 | 0 | 0 | 0 | 0 | 0 | 0 | 0 | 0 | 0 | 0 | 0 | 0 | 0 | 0 | 0 | 0 | 0 | 0 | 0 | 0 | 0 | 0 | 0 | 0 | 0 | 0
F5_Commercial_Interruptible - College_New_Space Heating_Natural Gas_Insulation - Ceiling_A_Technical Potential | F5 | Commercial | Interruptible - College | New | Space Heating | Natural Gas | Insulation - Ceiling | A | Incremental Summer Peak Savings (MW) | Technical Potential | 0 | 0 | 0 | 0 | 0 | 0 | 0 | 0 | 0 | 0 | 0 | 0 | 0 | 0 | 0 | 0 | 0 | 0 | 0 | 0 | 0 | 0 | 0 | 0 | 0 | 0 | 0
F6_Commercial_Interruptible - College_New_Space Heating_Natural Gas_Insulation - Ceiling_A_Technical Potential | F6 | Commercial | Interruptible - College | New | Space Heating | Natural Gas | Insulation - Ceiling | A | Incremental Winter Peak Savings (MW) | Technical Potential | 0 | 0 | 0 | 0 | 0 | 0 | 0 | 0 | 0 | 0 | 0 | 0 | 0 | 0 | 0 | 0 | 0 | 0 | 0 | 0 | 0 | 0 | 0 | 0 | 0 | 0 | 0
F7_Commercial_Interruptible - College_New_Space Heating_Natural Gas_Insulation - Ceiling_A_Technical Potential | F7 | Commercial | Interruptible - College | New | Space Heating | Natural Gas | Insulation - Ceiling | A | Cumulative Energy Savings (MWh or mTherms) | Technical Potential | 0 | 0 | 0 | 0 | 0 | 0 | 0 | 0 | 0 | 0 | 0 | 0 | 0 | 0 | 0 | 0 | 0 | 0 | 0 | 0 | 0 | 0 | 0 | 0 | 0 | 0 | 0
F8_Commercial_Interruptible - College_New_Space Heating_Natural Gas_Insulation - Ceiling_A_Technical Potential | F8 | Commercial | Interruptible - College | New | Space Heating | Natural Gas | Insulation - Ceiling | A | Cumulative Summer Peak Savings (MW) | Technical Potential | 0 | 0 | 0 | 0 | 0 | 0 | 0 | 0 | 0 | 0 | 0 | 0 | 0 | 0 | 0 | 0 | 0 | 0 | 0 | 0 | 0 | 0 | 0 | 0 | 0 | 0 | 0
F9_Commercial_Interruptible - College_New_Space Heating_Natural Gas_Insulation - Ceiling_A_Technical Potential | F9 | Commercial | Interruptible - College | New | Space Heating | Natural Gas | Insulation - Ceiling | A | Cumulative Winter Peak Savings (MW) | Technical Potential | 0 | 0 | 0 | 0 | 0 | 0 | 0 | 0 | 0 | 0 | 0 | 0 | 0 | 0 | 0 | 0 | 0 | 0 | 0 | 0 | 0 | 0 | 0 | 0 | 0 | 0 | 0
F10_Commercial_Interruptible - College_New_Space Heating_Natural Gas_Insulation - Ceiling_A_Technical Potential | F10 | Commercial | Interruptible - College | New | Space Heating | Natural Gas | Insulation - Ceiling | A | Purchases (Incremental) | Technical Potential | 0 | 0 | 0 | 0 | 0 | 0 | 0 | 0 | 0 | 0 | 0 | 0 | 0 | 0 | 0 | 0 | 0 | 0 | 0 | 0 | 0 | 0 | 0 | 0 | 0 | 0 | 0
F11_Commercial_Interruptible - College_New_Space Heating_Natural Gas_Insulation - Ceiling_A_Technical Potential | F11 | Commercial | Interruptible - College | New | Space Heating | Natural Gas | Insulation - Ceiling | A | Purchases (Cumulative) | Technical Potential | 0 | 0 | 0 | 0 | 0 | 0 | 0 | 0 | 0 | 0 | 0 | 0 | 0 | 0 | 0 | 0 | 0 | 0 | 0 | 0 | 0 | 0 | 0 | 0 | 0 | 0 | 0
F1_Commercial_Interruptible - College_New_Space Heating_Natural Gas_Insulation - Ducting_A_Technical Potential | F1 | Commercial | Interruptible - College | New | Space Heating | Natural Gas | Insulation - Ducting | A | Integrated Unit Energy Savings (kWh or therms) | Technical Potential | 0 | 0 | 0 | 0 | 0 | 0 | 0 | 0 | 0 | 0 | 0 | 0 | 0 | 0 | 0 | 0 | 0 | 0 | 0 | 0 | 0 | 0 | 0 | 0 | 0 | 0 | 0
F2_Commercial_Interruptible - College_New_Space Heating_Natural Gas_Insulation - Ducting_A_Technical Potential | F2 | Commercial | Interruptible - College | New | Space Heating | Natural Gas | Insulation - Ducting | A | Integrated Unit Summer Peak Savings (kW) | Technical Potential | 0 | 0 | 0 | 0 | 0 | 0 | 0 | 0 | 0 | 0 | 0 | 0 | 0 | 0 | 0 | 0 | 0 | 0 | 0 | 0 | 0 | 0 | 0 | 0 | 0 | 0 | 0
F3_Commercial_Interruptible - College_New_Space Heating_Natural Gas_Insulation - Ducting_A_Technical Potential | F3 | Commercial | Interruptible - College | New | Space Heating | Natural Gas | Insulation - Ducting | A | Integrated Unit Winter Peak Savings (kW) | Technical Potential | 0 | 0 | 0 | 0 | 0 | 0 | 0 | 0 | 0 | 0 | 0 | 0 | 0 | 0 | 0 | 0 | 0 | 0 | 0 | 0 | 0 | 0 | 0 | 0 | 0 | 0 | 0
F4_Commercial_Interruptible - College_New_Space Heating_Natural Gas_Insulation - Ducting_A_Technical Potential | F4 | Commercial | Interruptible - College | New | Space Heating | Natural Gas | Insulation - Ducting | A | Incremental Energy Savings (MWh or mTherms) | Technical Potential | 0 | 0 | 0 | 0 | 0 | 0 | 0 | 0 | 0 | 0 | 0 | 0 | 0 | 0 | 0 | 0 | 0 | 0 | 0 | 0 | 0 | 0 | 0 | 0 | 0 | 0 | 0
F5_Commercial_Interruptible - College_New_Space Heating_Natural Gas_Insulation - Ducting_A_Technical Potential | F5 | Commercial | Interruptible - College | New | Space Heating | Natural Gas | Insulation - Ducting | A | Incremental Summer Peak Savings (MW) | Technical Potential | 0 | 0 | 0 | 0 | 0 | 0 | 0 | 0 | 0 | 0 | 0 | 0 | 0 | 0 | 0 | 0 | 0 | 0 | 0 | 0 | 0 | 0 | 0 | 0 | 0 | 0 | 0
F6_Commercial_Interruptible - College_New_Space Heating_Natural Gas_Insulation - Ducting_A_Technical Potential | F6 | Commercial | Interruptible - College | New | Space Heating | Natural Gas | Insulation - Ducting | A | Incremental Winter Peak Savings (MW) | Technical Potential | 0 | 0 | 0 | 0 | 0 | 0 | 0 | 0 | 0 | 0 | 0 | 0 | 0 | 0 | 0 | 0 | 0 | 0 | 0 | 0 | 0 | 0 | 0 | 0 | 0 | 0 | 0
F7_Commercial_Interruptible - College_New_Space Heating_Natural Gas_Insulation - Ducting_A_Technical Potential | F7 | Commercial | Interruptible - College | New | Space Heating | Natural Gas | Insulation - Ducting | A | Cumulative Energy Savings (MWh or mTherms) | Technical Potential | 0 | 0 | 0 | 0 | 0 | 0 | 0 | 0 | 0 | 0 | 0 | 0 | 0 | 0 | 0 | 0 | 0 | 0 | 0 | 0 | 0 | 0 | 0 | 0 | 0 | 0 | 0
F8_Commercial_Interruptible - College_New_Space Heating_Natural Gas_Insulation - Ducting_A_Technical Potential | F8 | Commercial | Interruptible - College | New | Space Heating | Natural Gas | Insulation - Ducting | A | Cumulative Summer Peak Savings (MW) | Technical Potential | 0 | 0 | 0 | 0 | 0 | 0 | 0 | 0 | 0 | 0 | 0 | 0 | 0 | 0 | 0 | 0 | 0 | 0 | 0 | 0 | 0 | 0 | 0 | 0 | 0 | 0 | 0
F9_Commercial_Interruptible - College_New_Space Heating_Natural Gas_Insulation - Ducting_A_Technical Potential | F9 | Commercial | Interruptible - College | New | Space Heating | Natural Gas | Insulation - Ducting | A | Cumulative Winter Peak Savings (MW) | Technical Potential | 0 | 0 | 0 | 0 | 0 | 0 | 0 | 0 | 0 | 0 | 0 | 0 | 0 | 0 | 0 | 0 | 0 | 0 | 0 | 0 | 0 | 0 | 0 | 0 | 0 | 0 | 0
F10_Commercial_Interruptible - College_New_Space Heating_Natural Gas_Insulation - Ducting_A_Technical Potential | F10 | Commercial | Interruptible - College | New | Space Heating | Natural Gas | Insulation - Ducting | A | Purchases (Incremental) | Technical Potential | 0 | 0 | 0 | 0 | 0 | 0 | 0 | 0 | 0 | 0 | 0 | 0 | 0 | 0 | 0 | 0 | 0 | 0 | 0 | 0 | 0 | 0 | 0 | 0 | 0 | 0 | 0
F11_Commercial_Interruptible - College_New_Space Heating_Natural Gas_Insulation - Ducting_A_Technical Potential | F11 | Commercial | Interruptible - College | New | Space Heating | Natural Gas | Insulation - Ducting | A | Purchases (Cumulative) | Technical Potential | 0 | 0 | 0 | 0 | 0 | 0 | 0 | 0 | 0 | 0 | 0 | 0 | 0 | 0 | 0 | 0 | 0 | 0 | 0 | 0 | 0 | 0 | 0 | 0 | 0 | 0 | 0
F1_Commercial_Interruptible - College_New_Space Heating_Natural Gas_Insulation - Wall Cavity_A_Technical Potential | F1 | Commercial | Interruptible - College | New | Space Heating | Natural Gas | Insulation - Wall Cavity | A | Integrated Unit Energy Savings (kWh or therms) | Technical Potential | 0 | 0 | 0 | 0 | 0 | 0 | 0 | 0 | 0 | 0 | 0 | 0 | 0 | 0 | 0 | 0 | 0 | 0 | 0 | 0 | 0 | 0 | 0 | 0 | 0 | 0 | 0
F2_Commercial_Interruptible - College_New_Space Heating_Natural Gas_Insulation - Wall Cavity_A_Technical Potential | F2 | Commercial | Interruptible - College | New | Space Heating | Natural Gas | Insulation - Wall Cavity | A | Integrated Unit Summer Peak Savings (kW) | Technical Potential | 0 | 0 | 0 | 0 | 0 | 0 | 0 | 0 | 0 | 0 | 0 | 0 | 0 | 0 | 0 | 0 | 0 | 0 | 0 | 0 | 0 | 0 | 0 | 0 | 0 | 0 | 0
F3_Commercial_Interruptible - College_New_Space Heating_Natural Gas_Insulation - Wall Cavity_A_Technical Potential | F3 | Commercial | Interruptible - College | New | Space Heating | Natural Gas | Insulation - Wall Cavity | A | Integrated Unit Winter Peak Savings (kW) | Technical Potential | 0 | 0 | 0 | 0 | 0 | 0 | 0 | 0 | 0 | 0 | 0 | 0 | 0 | 0 | 0 | 0 | 0 | 0 | 0 | 0 | 0 | 0 | 0 | 0 | 0 | 0 | 0
F4_Commercial_Interruptible - College_New_Space Heating_Natural Gas_Insulation - Wall Cavity_A_Technical Potential | F4 | Commercial | Interruptible - College | New | Space Heating | Natural Gas | Insulation - Wall Cavity | A | Incremental Energy Savings (MWh or mTherms) | Technical Potential | 0 | 0 | 0 | 0 | 0 | 0 | 0 | 0 | 0 | 0 | 0 | 0 | 0 | 0 | 0 | 0 | 0 | 0 | 0 | 0 | 0 | 0 | 0 | 0 | 0 | 0 | 0
F5_Commercial_Interruptible - College_New_Space Heating_Natural Gas_Insulation - Wall Cavity_A_Technical Potential | F5 | Commercial | Interruptible - College | New | Space Heating | Natural Gas | Insulation - Wall Cavity | A | Incremental Summer Peak Savings (MW) | Technical Potential | 0 | 0 | 0 | 0 | 0 | 0 | 0 | 0 | 0 | 0 | 0 | 0 | 0 | 0 | 0 | 0 | 0 | 0 | 0 | 0 | 0 | 0 | 0 | 0 | 0 | 0 | 0
F6_Commercial_Interruptible - College_New_Space Heating_Natural Gas_Insulation - Wall Cavity_A_Technical Potential | F6 | Commercial | Interruptible - College | New | Space Heating | Natural Gas | Insulation - Wall Cavity | A | Incremental Winter Peak Savings (MW) | Technical Potential | 0 | 0 | 0 | 0 | 0 | 0 | 0 | 0 | 0 | 0 | 0 | 0 | 0 | 0 | 0 | 0 | 0 | 0 | 0 | 0 | 0 | 0 | 0 | 0 | 0 | 0 | 0
F7_Commercial_Interruptible - College_New_Space Heating_Natural Gas_Insulation - Wall Cavity_A_Technical Potential | F7 | Commercial | Interruptible - College | New | Space Heating | Natural Gas | Insulation - Wall Cavity | A | Cumulative Energy Savings (MWh or mTherms) | Technical Potential | 0 | 0 | 0 | 0 | 0 | 0 | 0 | 0 | 0 | 0 | 0 | 0 | 0 | 0 | 0 | 0 | 0 | 0 | 0 | 0 | 0 | 0 | 0 | 0 | 0 | 0 | 0
F8_Commercial_Interruptible - College_New_Space Heating_Natural Gas_Insulation - Wall Cavity_A_Technical Potential | F8 | Commercial | Interruptible - College | New | Space Heating | Natural Gas | Insulation - Wall Cavity | A | Cumulative Summer Peak Savings (MW) | Technical Potential | 0 | 0 | 0 | 0 | 0 | 0 | 0 | 0 | 0 | 0 | 0 | 0 | 0 | 0 | 0 | 0 | 0 | 0 | 0 | 0 | 0 | 0 | 0 | 0 | 0 | 0 | 0
F9_Commercial_Interruptible - College_New_Space Heating_Natural Gas_Insulation - Wall Cavity_A_Technical Potential | F9 | Commercial | Interruptible - College | New | Space Heating | Natural Gas | Insulation - Wall Cavity | A | Cumulative Winter Peak Savings (MW) | Technical Potential | 0 | 0 | 0 | 0 | 0 | 0 | 0 | 0 | 0 | 0 | 0 | 0 | 0 | 0 | 0 | 0 | 0 | 0 | 0 | 0 | 0 | 0 | 0 | 0 | 0 | 0 | 0
F10_Commercial_Interruptible - College_New_Space Heating_Natural Gas_Insulation - Wall Cavity_A_Technical Potential | F10 | Commercial | Interruptible - College | New | Space Heating | Natural Gas | Insulation - Wall Cavity | A | Purchases (Incremental) | Technical Potential | 0 | 0 | 0 | 0 | 0 | 0 | 0 | 0 | 0 | 0 | 0 | 0 | 0 | 0 | 0 | 0 | 0 | 0 | 0 | 0 | 0 | 0 | 0 | 0 | 0 | 0 | 0
F11_Commercial_Interruptible - College_New_Space Heating_Natural Gas_Insulation - Wall Cavity_A_Technical Potential | F11 | Commercial | Interruptible - College | New | Space Heating | Natural Gas | Insulation - Wall Cavity | A | Purchases (Cumulative) | Technical Potential | 0 | 0 | 0 | 0 | 0 | 0 | 0 | 0 | 0 | 0 | 0 | 0 | 0 | 0 | 0 | 0 | 0 | 0 | 0 | 0 | 0 | 0 | 0 | 0 | 0 | 0 | 0
F1_Commercial_Interruptible - College_New_Space Heating_Natural Gas_Green Roof - Vegetated Rooftop_A_Technical Potential | F1 | Commercial | Interruptible - College | New | Space Heating | Natural Gas | Green Roof - Vegetated Rooftop | A | Integrated Unit Energy Savings (kWh or therms) | Technical Potential | 0 | 0 | 0 | 0 | 0 | 0 | 0 | 0 | 0 | 0 | 0 | 0 | 0 | 0 | 0 | 0 | 0 | 0 | 0 | 0 | 0 | 0 | 0 | 0 | 0 | 0 | 0
F2_Commercial_Interruptible - College_New_Space Heating_Natural Gas_Green Roof - Vegetated Rooftop_A_Technical Potential | F2 | Commercial | Interruptible - College | New | Space Heating | Natural Gas | Green Roof - Vegetated Rooftop | A | Integrated Unit Summer Peak Savings (kW) | Technical Potential | 0 | 0 | 0 | 0 | 0 | 0 | 0 | 0 | 0 | 0 | 0 | 0 | 0 | 0 | 0 | 0 | 0 | 0 | 0 | 0 | 0 | 0 | 0 | 0 | 0 | 0 | 0
F3_Commercial_Interruptible - College_New_Space Heating_Natural Gas_Green Roof - Vegetated Rooftop_A_Technical Potential | F3 | Commercial | Interruptible - College | New | Space Heating | Natural Gas | Green Roof - Vegetated Rooftop | A | Integrated Unit Winter Peak Savings (kW) | Technical Potential | 0 | 0 | 0 | 0 | 0 | 0 | 0 | 0 | 0 | 0 | 0 | 0 | 0 | 0 | 0 | 0 | 0 | 0 | 0 | 0 | 0 | 0 | 0 | 0 | 0 | 0 | 0
F4_Commercial_Interruptible - College_New_Space Heating_Natural Gas_Green Roof - Vegetated Rooftop_A_Technical Potential | F4 | Commercial | Interruptible - College | New | Space Heating | Natural Gas | Green Roof - Vegetated Rooftop | A | Incremental Energy Savings (MWh or mTherms) | Technical Potential | 0 | 0 | 0 | 0 | 0 | 0 | 0 | 0 | 0 | 0 | 0 | 0 | 0 | 0 | 0 | 0 | 0 | 0 | 0 | 0 | 0 | 0 | 0 | 0 | 0 | 0 | 0
F5_Commercial_Interruptible - College_New_Space Heating_Natural Gas_Green Roof - Vegetated Rooftop_A_Technical Potential | F5 | Commercial | Interruptible - College | New | Space Heating | Natural Gas | Green Roof - Vegetated Rooftop | A | Incremental Summer Peak Savings (MW) | Technical Potential | 0 | 0 | 0 | 0 | 0 | 0 | 0 | 0 | 0 | 0 | 0 | 0 | 0 | 0 | 0 | 0 | 0 | 0 | 0 | 0 | 0 | 0 | 0 | 0 | 0 | 0 | 0
F6_Commercial_Interruptible - College_New_Space Heating_Natural Gas_Green Roof - Vegetated Rooftop_A_Technical Potential | F6 | Commercial | Interruptible - College | New | Space Heating | Natural Gas | Green Roof - Vegetated Rooftop | A | Incremental Winter Peak Savings (MW) | Technical Potential | 0 | 0 | 0 | 0 | 0 | 0 | 0 | 0 | 0 | 0 | 0 | 0 | 0 | 0 | 0 | 0 | 0 | 0 | 0 | 0 | 0 | 0 | 0 | 0 | 0 | 0 | 0
F7_Commercial_Interruptible - College_New_Space Heating_Natural Gas_Green Roof - Vegetated Rooftop_A_Technical Potential | F7 | Commercial | Interruptible - College | New | Space Heating | Natural Gas | Green Roof - Vegetated Rooftop | A | Cumulative Energy Savings (MWh or mTherms) | Technical Potential | 0 | 0 | 0 | 0 | 0 | 0 | 0 | 0 | 0 | 0 | 0 | 0 | 0 | 0 | 0 | 0 | 0 | 0 | 0 | 0 | 0 | 0 | 0 | 0 | 0 | 0 | 0
F8_Commercial_Interruptible - College_New_Space Heating_Natural Gas_Green Roof - Vegetated Rooftop_A_Technical Potential | F8 | Commercial | Interruptible - College | New | Space Heating | Natural Gas | Green Roof - Vegetated Rooftop | A | Cumulative Summer Peak Savings (MW) | Technical Potential | 0 | 0 | 0 | 0 | 0 | 0 | 0 | 0 | 0 | 0 | 0 | 0 | 0 | 0 | 0 | 0 | 0 | 0 | 0 | 0 | 0 | 0 | 0 | 0 | 0 | 0 | 0
F9_Commercial_Interruptible - College_New_Space Heating_Natural Gas_Green Roof - Vegetated Rooftop_A_Technical Potential | F9 | Commercial | Interruptible - College | New | Space Heating | Natural Gas | Green Roof - Vegetated Rooftop | A | Cumulative Winter Peak Savings (MW) | Technical Potential | 0 | 0 | 0 | 0 | 0 | 0 | 0 | 0 | 0 | 0 | 0 | 0 | 0 | 0 | 0 | 0 | 0 | 0 | 0 | 0 | 0 | 0 | 0 | 0 | 0 | 0 | 0
F10_Commercial_Interruptible - College_New_Space Heating_Natural Gas_Green Roof - Vegetated Rooftop_A_Technical Potential | F10 | Commercial | Interruptible - College | New | Space Heating | Natural Gas | Green Roof - Vegetated Rooftop | A | Purchases (Incremental) | Technical Potential | 0 | 0 | 0 | 0 | 0 | 0 | 0 | 0 | 0 | 0 | 0 | 0 | 0 | 0 | 0 | 0 | 0 | 0 | 0 | 0 | 0 | 0 | 0 | 0 | 0 | 0 | 0
F11_Commercial_Interruptible - College_New_Space Heating_Natural Gas_Green Roof - Vegetated Rooftop_A_Technical Potential | F11 | Commercial | Interruptible - College | New | Space Heating | Natural Gas | Green Roof - Vegetated Rooftop | A | Purchases (Cumulative) | Technical Potential | 0 | 0 | 0 | 0 | 0 | 0 | 0 | 0 | 0 | 0 | 0 | 0 | 0 | 0 | 0 | 0 | 0 | 0 | 0 | 0 | 0 | 0 | 0 | 0 | 0 | 0 | 0
F1_Commercial_Interruptible - College_New_Space Heating_Natural Gas_Ducting - Repair and Sealing_A_Technical Potential | F1 | Commercial | Interruptible - College | New | Space Heating | Natural Gas | Ducting - Repair and Sealing | A | Integrated Unit Energy Savings (kWh or therms) | Technical Potential | 0 | 0 | 0 | 0 | 0 | 0 | 0 | 0 | 0 | 0 | 0 | 0 | 0 | 0 | 0 | 0 | 0 | 0 | 0 | 0 | 0 | 0 | 0 | 0 | 0 | 0 | 0
F2_Commercial_Interruptible - College_New_Space Heating_Natural Gas_Ducting - Repair and Sealing_A_Technical Potential | F2 | Commercial | Interruptible - College | New | Space Heating | Natural Gas | Ducting - Repair and Sealing | A | Integrated Unit Summer Peak Savings (kW) | Technical Potential | 0 | 0 | 0 | 0 | 0 | 0 | 0 | 0 | 0 | 0 | 0 | 0 | 0 | 0 | 0 | 0 | 0 | 0 | 0 | 0 | 0 | 0 | 0 | 0 | 0 | 0 | 0
F3_Commercial_Interruptible - College_New_Space Heating_Natural Gas_Ducting - Repair and Sealing_A_Technical Potential | F3 | Commercial | Interruptible - College | New | Space Heating | Natural Gas | Ducting - Repair and Sealing | A | Integrated Unit Winter Peak Savings (kW) | Technical Potential | 0 | 0 | 0 | 0 | 0 | 0 | 0 | 0 | 0 | 0 | 0 | 0 | 0 | 0 | 0 | 0 | 0 | 0 | 0 | 0 | 0 | 0 | 0 | 0 | 0 | 0 | 0
F4_Commercial_Interruptible - College_New_Space Heating_Natural Gas_Ducting - Repair and Sealing_A_Technical Potential | F4 | Commercial | Interruptible - College | New | Space Heating | Natural Gas | Ducting - Repair and Sealing | A | Incremental Energy Savings (MWh or mTherms) | Technical Potential | 0 | 0 | 0 | 0 | 0 | 0 | 0 | 0 | 0 | 0 | 0 | 0 | 0 | 0 | 0 | 0 | 0 | 0 | 0 | 0 | 0 | 0 | 0 | 0 | 0 | 0 | 0
F5_Commercial_Interruptible - College_New_Space Heating_Natural Gas_Ducting - Repair and Sealing_A_Technical Potential | F5 | Commercial | Interruptible - College | New | Space Heating | Natural Gas | Ducting - Repair and Sealing | A | Incremental Summer Peak Savings (MW) | Technical Potential | 0 | 0 | 0 | 0 | 0 | 0 | 0 | 0 | 0 | 0 | 0 | 0 | 0 | 0 | 0 | 0 | 0 | 0 | 0 | 0 | 0 | 0 | 0 | 0 | 0 | 0 | 0
F6_Commercial_Interruptible - College_New_Space Heating_Natural Gas_Ducting - Repair and Sealing_A_Technical Potential | F6 | Commercial | Interruptible - College | New | Space Heating | Natural Gas | Ducting - Repair and Sealing | A | Incremental Winter Peak Savings (MW) | Technical Potential | 0 | 0 | 0 | 0 | 0 | 0 | 0 | 0 | 0 | 0 | 0 | 0 | 0 | 0 | 0 | 0 | 0 | 0 | 0 | 0 | 0 | 0 | 0 | 0 | 0 | 0 | 0
F7_Commercial_Interruptible - College_New_Space Heating_Natural Gas_Ducting - Repair and Sealing_A_Technical Potential | F7 | Commercial | Interruptible - College | New | Space Heating | Natural Gas | Ducting - Repair and Sealing | A | Cumulative Energy Savings (MWh or mTherms) | Technical Potential | 0 | 0 | 0 | 0 | 0 | 0 | 0 | 0 | 0 | 0 | 0 | 0 | 0 | 0 | 0 | 0 | 0 | 0 | 0 | 0 | 0 | 0 | 0 | 0 | 0 | 0 | 0
F8_Commercial_Interruptible - College_New_Space Heating_Natural Gas_Ducting - Repair and Sealing_A_Technical Potential | F8 | Commercial | Interruptible - College | New | Space Heating | Natural Gas | Ducting - Repair and Sealing | A | Cumulative Summer Peak Savings (MW) | Technical Potential | 0 | 0 | 0 | 0 | 0 | 0 | 0 | 0 | 0 | 0 | 0 | 0 | 0 | 0 | 0 | 0 | 0 | 0 | 0 | 0 | 0 | 0 | 0 | 0 | 0 | 0 | 0
F9_Commercial_Interruptible - College_New_Space Heating_Natural Gas_Ducting - Repair and Sealing_A_Technical Potential | F9 | Commercial | Interruptible - College | New | Space Heating | Natural Gas | Ducting - Repair and Sealing | A | Cumulative Winter Peak Savings (MW) | Technical Potential | 0 | 0 | 0 | 0 | 0 | 0 | 0 | 0 | 0 | 0 | 0 | 0 | 0 | 0 | 0 | 0 | 0 | 0 | 0 | 0 | 0 | 0 | 0 | 0 | 0 | 0 | 0
F10_Commercial_Interruptible - College_New_Space Heating_Natural Gas_Ducting - Repair and Sealing_A_Technical Potential | F10 | Commercial | Interruptible - College | New | Space Heating | Natural Gas | Ducting - Repair and Sealing | A | Purchases (Incremental) | Technical Potential | 0 | 0 | 0 | 0 | 0 | 0 | 0 | 0 | 0 | 0 | 0 | 0 | 0 | 0 | 0 | 0 | 0 | 0 | 0 | 0 | 0 | 0 | 0 | 0 | 0 | 0 | 0
F11_Commercial_Interruptible - College_New_Space Heating_Natural Gas_Ducting - Repair and Sealing_A_Technical Potential | F11 | Commercial | Interruptible - College | New | Space Heating | Natural Gas | Ducting - Repair and Sealing | A | Purchases (Cumulative) | Technical Potential | 0 | 0 | 0 | 0 | 0 | 0 | 0 | 0 | 0 | 0 | 0 | 0 | 0 | 0 | 0 | 0 | 0 | 0 | 0 | 0 | 0 | 0 | 0 | 0 | 0 | 0 | 0
F1_Commercial_Interruptible - College_New_Space Heating_Natural Gas_Windows - High Efficiency Glazing_A_Technical Potential | F1 | Commercial | Interruptible - College | New | Space Heating | Natural Gas | Windows - High Efficiency Glazing | A | Integrated Unit Energy Savings (kWh or therms) | Technical Potential | 0 | 0 | 0 | 0 | 0 | 0 | 0 | 0 | 0 | 0 | 0 | 0 | 0 | 0 | 0 | 0 | 0 | 0 | 0 | 0 | 0 | 0 | 0 | 0 | 0 | 0 | 0
F2_Commercial_Interruptible - College_New_Space Heating_Natural Gas_Windows - High Efficiency Glazing_A_Technical Potential | F2 | Commercial | Interruptible - College | New | Space Heating | Natural Gas | Windows - High Efficiency Glazing | A | Integrated Unit Summer Peak Savings (kW) | Technical Potential | 0 | 0 | 0 | 0 | 0 | 0 | 0 | 0 | 0 | 0 | 0 | 0 | 0 | 0 | 0 | 0 | 0 | 0 | 0 | 0 | 0 | 0 | 0 | 0 | 0 | 0 | 0
F3_Commercial_Interruptible - College_New_Space Heating_Natural Gas_Windows - High Efficiency Glazing_A_Technical Potential | F3 | Commercial | Interruptible - College | New | Space Heating | Natural Gas | Windows - High Efficiency Glazing | A | Integrated Unit Winter Peak Savings (kW) | Technical Potential | 0 | 0 | 0 | 0 | 0 | 0 | 0 | 0 | 0 | 0 | 0 | 0 | 0 | 0 | 0 | 0 | 0 | 0 | 0 | 0 | 0 | 0 | 0 | 0 | 0 | 0 | 0
F4_Commercial_Interruptible - College_New_Space Heating_Natural Gas_Windows - High Efficiency Glazing_A_Technical Potential | F4 | Commercial | Interruptible - College | New | Space Heating | Natural Gas | Windows - High Efficiency Glazing | A | Incremental Energy Savings (MWh or mTherms) | Technical Potential | 0 | 0 | 0 | 0 | 0 | 0 | 0 | 0 | 0 | 0 | 0 | 0 | 0 | 0 | 0 | 0 | 0 | 0 | 0 | 0 | 0 | 0 | 0 | 0 | 0 | 0 | 0
F5_Commercial_Interruptible - College_New_Space Heating_Natural Gas_Windows - High Efficiency Glazing_A_Technical Potential | F5 | Commercial | Interruptible - College | New | Space Heating | Natural Gas | Windows - High Efficiency Glazing | A | Incremental Summer Peak Savings (MW) | Technical Potential | 0 | 0 | 0 | 0 | 0 | 0 | 0 | 0 | 0 | 0 | 0 | 0 | 0 | 0 | 0 | 0 | 0 | 0 | 0 | 0 | 0 | 0 | 0 | 0 | 0 | 0 | 0
F6_Commercial_Interruptible - College_New_Space Heating_Natural Gas_Windows - High Efficiency Glazing_A_Technical Potential | F6 | Commercial | Interruptible - College | New | Space Heating | Natural Gas | Windows - High Efficiency Glazing | A | Incremental Winter Peak Savings (MW) | Technical Potential | 0 | 0 | 0 | 0 | 0 | 0 | 0 | 0 | 0 | 0 | 0 | 0 | 0 | 0 | 0 | 0 | 0 | 0 | 0 | 0 | 0 | 0 | 0 | 0 | 0 | 0 | 0
F7_Commercial_Interruptible - College_New_Space Heating_Natural Gas_Windows - High Efficiency Glazing_A_Technical Potential | F7 | Commercial | Interruptible - College | New | Space Heating | Natural Gas | Windows - High Efficiency Glazing | A | Cumulative Energy Savings (MWh or mTherms) | Technical Potential | 0 | 0 | 0 | 0 | 0 | 0 | 0 | 0 | 0 | 0 | 0 | 0 | 0 | 0 | 0 | 0 | 0 | 0 | 0 | 0 | 0 | 0 | 0 | 0 | 0 | 0 | 0
F8_Commercial_Interruptible - College_New_Space Heating_Natural Gas_Windows - High Efficiency Glazing_A_Technical Potential | F8 | Commercial | Interruptible - College | New | Space Heating | Natural Gas | Windows - High Efficiency Glazing | A | Cumulative Summer Peak Savings (MW) | Technical Potential | 0 | 0 | 0 | 0 | 0 | 0 | 0 | 0 | 0 | 0 | 0 | 0 | 0 | 0 | 0 | 0 | 0 | 0 | 0 | 0 | 0 | 0 | 0 | 0 | 0 | 0 | 0
F9_Commercial_Interruptible - College_New_Space Heating_Natural Gas_Windows - High Efficiency Glazing_A_Technical Potential | F9 | Commercial | Interruptible - College | New | Space Heating | Natural Gas | Windows - High Efficiency Glazing | A | Cumulative Winter Peak Savings (MW) | Technical Potential | 0 | 0 | 0 | 0 | 0 | 0 | 0 | 0 | 0 | 0 | 0 | 0 | 0 | 0 | 0 | 0 | 0 | 0 | 0 | 0 | 0 | 0 | 0 | 0 | 0 | 0 | 0
F10_Commercial_Interruptible - College_New_Space Heating_Natural Gas_Windows - High Efficiency Glazing_A_Technical Potential | F10 | Commercial | Interruptible - College | New | Space Heating | Natural Gas | Windows - High Efficiency Glazing | A | Purchases (Incremental) | Technical Potential | 0 | 0 | 0 | 0 | 0 | 0 | 0 | 0 | 0 | 0 | 0 | 0 | 0 | 0 | 0 | 0 | 0 | 0 | 0 | 0 | 0 | 0 | 0 | 0 | 0 | 0 | 0
F11_Commercial_Interruptible - College_New_Space Heating_Natural Gas_Windows - High Efficiency Glazing_A_Technical Potential | F11 | Commercial | Interruptible - College | New | Space Heating | Natural Gas | Windows - High Efficiency Glazing | A | Purchases (Cumulative) | Technical Potential | 0 | 0 | 0 | 0 | 0 | 0 | 0 | 0 | 0 | 0 | 0 | 0 | 0 | 0 | 0 | 0 | 0 | 0 | 0 | 0 | 0 | 0 | 0 | 0 | 0 | 0 | 0
F1_Commercial_Interruptible - College_New_Space Heating_Natural Gas_Windows - Secondary Glazing Systems_A_Technical Potential | F1 | Commercial | Interruptible - College | New | Space Heating | Natural Gas | Windows - Secondary Glazing Systems | A | Integrated Unit Energy Savings (kWh or therms) | Technical Potential | 0 | 0 | 0 | 0 | 0 | 0 | 0 | 0 | 0 | 0 | 0 | 0 | 0 | 0 | 0 | 0 | 0 | 0 | 0 | 0 | 0 | 0 | 0 | 0 | 0 | 0 | 0
F2_Commercial_Interruptible - College_New_Space Heating_Natural Gas_Windows - Secondary Glazing Systems_A_Technical Potential | F2 | Commercial | Interruptible - College | New | Space Heating | Natural Gas | Windows - Secondary Glazing Systems | A | Integrated Unit Summer Peak Savings (kW) | Technical Potential | 0 | 0 | 0 | 0 | 0 | 0 | 0 | 0 | 0 | 0 | 0 | 0 | 0 | 0 | 0 | 0 | 0 | 0 | 0 | 0 | 0 | 0 | 0 | 0 | 0 | 0 | 0
F3_Commercial_Interruptible - College_New_Space Heating_Natural Gas_Windows - Secondary Glazing Systems_A_Technical Potential | F3 | Commercial | Interruptible - College | New | Space Heating | Natural Gas | Windows - Secondary Glazing Systems | A | Integrated Unit Winter Peak Savings (kW) | Technical Potential | 0 | 0 | 0 | 0 | 0 | 0 | 0 | 0 | 0 | 0 | 0 | 0 | 0 | 0 | 0 | 0 | 0 | 0 | 0 | 0 | 0 | 0 | 0 | 0 | 0 | 0 | 0
F4_Commercial_Interruptible - College_New_Space Heating_Natural Gas_Windows - Secondary Glazing Systems_A_Technical Potential | F4 | Commercial | Interruptible - College | New | Space Heating | Natural Gas | Windows - Secondary Glazing Systems | A | Incremental Energy Savings (MWh or mTherms) | Technical Potential | 0 | 0 | 0 | 0 | 0 | 0 | 0 | 0 | 0 | 0 | 0 | 0 | 0 | 0 | 0 | 0 | 0 | 0 | 0 | 0 | 0 | 0 | 0 | 0 | 0 | 0 | 0
F5_Commercial_Interruptible - College_New_Space Heating_Natural Gas_Windows - Secondary Glazing Systems_A_Technical Potential | F5 | Commercial | Interruptible - College | New | Space Heating | Natural Gas | Windows - Secondary Glazing Systems | A | Incremental Summer Peak Savings (MW) | Technical Potential | 0 | 0 | 0 | 0 | 0 | 0 | 0 | 0 | 0 | 0 | 0 | 0 | 0 | 0 | 0 | 0 | 0 | 0 | 0 | 0 | 0 | 0 | 0 | 0 | 0 | 0 | 0
F6_Commercial_Interruptible - College_New_Space Heating_Natural Gas_Windows - Secondary Glazing Systems_A_Technical Potential | F6 | Commercial | Interruptible - College | New | Space Heating | Natural Gas | Windows - Secondary Glazing Systems | A | Incremental Winter Peak Savings (MW) | Technical Potential | 0 | 0 | 0 | 0 | 0 | 0 | 0 | 0 | 0 | 0 | 0 | 0 | 0 | 0 | 0 | 0 | 0 | 0 | 0 | 0 | 0 | 0 | 0 | 0 | 0 | 0 | 0
F7_Commercial_Interruptible - College_New_Space Heating_Natural Gas_Windows - Secondary Glazing Systems_A_Technical Potential | F7 | Commercial | Interruptible - College | New | Space Heating | Natural Gas | Windows - Secondary Glazing Systems | A | Cumulative Energy Savings (MWh or mTherms) | Technical Potential | 0 | 0 | 0 | 0 | 0 | 0 | 0 | 0 | 0 | 0 | 0 | 0 | 0 | 0 | 0 | 0 | 0 | 0 | 0 | 0 | 0 | 0 | 0 | 0 | 0 | 0 | 0
F8_Commercial_Interruptible - College_New_Space Heating_Natural Gas_Windows - Secondary Glazing Systems_A_Technical Potential | F8 | Commercial | Interruptible - College | New | Space Heating | Natural Gas | Windows - Secondary Glazing Systems | A | Cumulative Summer Peak Savings (MW) | Technical Potential | 0 | 0 | 0 | 0 | 0 | 0 | 0 | 0 | 0 | 0 | 0 | 0 | 0 | 0 | 0 | 0 | 0 | 0 | 0 | 0 | 0 | 0 | 0 | 0 | 0 | 0 | 0
F9_Commercial_Interruptible - College_New_Space Heating_Natural Gas_Windows - Secondary Glazing Systems_A_Technical Potential | F9 | Commercial | Interruptible - College | New | Space Heating | Natural Gas | Windows - Secondary Glazing Systems | A | Cumulative Winter Peak Savings (MW) | Technical Potential | 0 | 0 | 0 | 0 | 0 | 0 | 0 | 0 | 0 | 0 | 0 | 0 | 0 | 0 | 0 | 0 | 0 | 0 | 0 | 0 | 0 | 0 | 0 | 0 | 0 | 0 | 0
F10_Commercial_Interruptible - College_New_Space Heating_Natural Gas_Windows - Secondary Glazing Systems_A_Technical Potential | F10 | Commercial | Interruptible - College | New | Space Heating | Natural Gas | Windows - Secondary Glazing Systems | A | Purchases (Incremental) | Technical Potential | 0 | 0 | 0 | 0 | 0 | 0 | 0 | 0 | 0 | 0 | 0 | 0 | 0 | 0 | 0 | 0 | 0 | 0 | 0 | 0 | 0 | 0 | 0 | 0 | 0 | 0 | 0
F11_Commercial_Interruptible - College_New_Space Heating_Natural Gas_Windows - Secondary Glazing Systems_A_Technical Potential | F11 | Commercial | Interruptible - College | New | Space Heating | Natural Gas | Windows - Secondary Glazing Systems | A | Purchases (Cumulative) | Technical Potential | 0 | 0 | 0 | 0 | 0 | 0 | 0 | 0 | 0 | 0 | 0 | 0 | 0 | 0 | 0 | 0 | 0 | 0 | 0 | 0 | 0 | 0 | 0 | 0 | 0 | 0 | 0
F1_Commercial_Interruptible - College_New_Space Heating_Natural Gas_HVAC - Energy Recovery Ventilator_A_Technical Potential | F1 | Commercial | Interruptible - College | New | Space Heating | Natural Gas | HVAC - Energy Recovery Ventilator | A | Integrated Unit Energy Savings (kWh or therms) | Technical Potential | 0 | 0 | 0 | 0 | 0 | 0 | 0 | 0 | 0 | 0 | 0 | 0 | 0 | 0 | 0 | 0 | 0 | 0 | 0 | 0 | 0 | 0 | 0 | 0 | 0 | 0 | 0
F2_Commercial_Interruptible - College_New_Space Heating_Natural Gas_HVAC - Energy Recovery Ventilator_A_Technical Potential | F2 | Commercial | Interruptible - College | New | Space Heating | Natural Gas | HVAC - Energy Recovery Ventilator | A | Integrated Unit Summer Peak Savings (kW) | Technical Potential | 0 | 0 | 0 | 0 | 0 | 0 | 0 | 0 | 0 | 0 | 0 | 0 | 0 | 0 | 0 | 0 | 0 | 0 | 0 | 0 | 0 | 0 | 0 | 0 | 0 | 0 | 0
F3_Commercial_Interruptible - College_New_Space Heating_Natural Gas_HVAC - Energy Recovery Ventilator_A_Technical Potential | F3 | Commercial | Interruptible - College | New | Space Heating | Natural Gas | HVAC - Energy Recovery Ventilator | A | Integrated Unit Winter Peak Savings (kW) | Technical Potential | 0 | 0 | 0 | 0 | 0 | 0 | 0 | 0 | 0 | 0 | 0 | 0 | 0 | 0 | 0 | 0 | 0 | 0 | 0 | 0 | 0 | 0 | 0 | 0 | 0 | 0 | 0
F4_Commercial_Interruptible - College_New_Space Heating_Natural Gas_HVAC - Energy Recovery Ventilator_A_Technical Potential | F4 | Commercial | Interruptible - College | New | Space Heating | Natural Gas | HVAC - Energy Recovery Ventilator | A | Incremental Energy Savings (MWh or mTherms) | Technical Potential | 0 | 0 | 0 | 0 | 0 | 0 | 0 | 0 | 0 | 0 | 0 | 0 | 0 | 0 | 0 | 0 | 0 | 0 | 0 | 0 | 0 | 0 | 0 | 0 | 0 | 0 | 0
F5_Commercial_Interruptible - College_New_Space Heating_Natural Gas_HVAC - Energy Recovery Ventilator_A_Technical Potential | F5 | Commercial | Interruptible - College | New | Space Heating | Natural Gas | HVAC - Energy Recovery Ventilator | A | Incremental Summer Peak Savings (MW) | Technical Potential | 0 | 0 | 0 | 0 | 0 | 0 | 0 | 0 | 0 | 0 | 0 | 0 | 0 | 0 | 0 | 0 | 0 | 0 | 0 | 0 | 0 | 0 | 0 | 0 | 0 | 0 | 0
F6_Commercial_Interruptible - College_New_Space Heating_Natural Gas_HVAC - Energy Recovery Ventilator_A_Technical Potential | F6 | Commercial | Interruptible - College | New | Space Heating | Natural Gas | HVAC - Energy Recovery Ventilator | A | Incremental Winter Peak Savings (MW) | Technical Potential | 0 | 0 | 0 | 0 | 0 | 0 | 0 | 0 | 0 | 0 | 0 | 0 | 0 | 0 | 0 | 0 | 0 | 0 | 0 | 0 | 0 | 0 | 0 | 0 | 0 | 0 | 0
F7_Commercial_Interruptible - College_New_Space Heating_Natural Gas_HVAC - Energy Recovery Ventilator_A_Technical Potential | F7 | Commercial | Interruptible - College | New | Space Heating | Natural Gas | HVAC - Energy Recovery Ventilator | A | Cumulative Energy Savings (MWh or mTherms) | Technical Potential | 0 | 0 | 0 | 0 | 0 | 0 | 0 | 0 | 0 | 0 | 0 | 0 | 0 | 0 | 0 | 0 | 0 | 0 | 0 | 0 | 0 | 0 | 0 | 0 | 0 | 0 | 0
F8_Commercial_Interruptible - College_New_Space Heating_Natural Gas_HVAC - Energy Recovery Ventilator_A_Technical Potential | F8 | Commercial | Interruptible - College | New | Space Heating | Natural Gas | HVAC - Energy Recovery Ventilator | A | Cumulative Summer Peak Savings (MW) | Technical Potential | 0 | 0 | 0 | 0 | 0 | 0 | 0 | 0 | 0 | 0 | 0 | 0 | 0 | 0 | 0 | 0 | 0 | 0 | 0 | 0 | 0 | 0 | 0 | 0 | 0 | 0 | 0
F9_Commercial_Interruptible - College_New_Space Heating_Natural Gas_HVAC - Energy Recovery Ventilator_A_Technical Potential | F9 | Commercial | Interruptible - College | New | Space Heating | Natural Gas | HVAC - Energy Recovery Ventilator | A | Cumulative Winter Peak Savings (MW) | Technical Potential | 0 | 0 | 0 | 0 | 0 | 0 | 0 | 0 | 0 | 0 | 0 | 0 | 0 | 0 | 0 | 0 | 0 | 0 | 0 | 0 | 0 | 0 | 0 | 0 | 0 | 0 | 0
F10_Commercial_Interruptible - College_New_Space Heating_Natural Gas_HVAC - Energy Recovery Ventilator_A_Technical Potential | F10 | Commercial | Interruptible - College | New | Space Heating | Natural Gas | HVAC - Energy Recovery Ventilator | A | Purchases (Incremental) | Technical Potential | 0 | 0 | 0 | 0 | 0 | 0 | 0 | 0 | 0 | 0 | 0 | 0 | 0 | 0 | 0 | 0 | 0 | 0 | 0 | 0 | 0 | 0 | 0 | 0 | 0 | 0 | 0
F11_Commercial_Interruptible - College_New_Space Heating_Natural Gas_HVAC - Energy Recovery Ventilator_A_Technical Potential | F11 | Commercial | Interruptible - College | New | Space Heating | Natural Gas | HVAC - Energy Recovery Ventilator | A | Purchases (Cumulative) | Technical Potential | 0 | 0 | 0 | 0 | 0 | 0 | 0 | 0 | 0 | 0 | 0 | 0 | 0 | 0 | 0 | 0 | 0 | 0 | 0 | 0 | 0 | 0 | 0 | 0 | 0 | 0 | 0
F1_Commercial_Interruptible - College_New_Space Heating_Natural Gas_Building Shell - Air Sealing (Infiltration Control)_A_Technical Potential | F1 | Commercial | Interruptible - College | New | Space Heating | Natural Gas | Building Shell - Air Sealing (Infiltration Control) | A | Integrated Unit Energy Savings (kWh or therms) | Technical Potential | 0 | 0 | 0 | 0 | 0 | 0 | 0 | 0 | 0 | 0 | 0 | 0 | 0 | 0 | 0 | 0 | 0 | 0 | 0 | 0 | 0 | 0 | 0 | 0 | 0 | 0 | 0
F2_Commercial_Interruptible - College_New_Space Heating_Natural Gas_Building Shell - Air Sealing (Infiltration Control)_A_Technical Potential | F2 | Commercial | Interruptible - College | New | Space Heating | Natural Gas | Building Shell - Air Sealing (Infiltration Control) | A | Integrated Unit Summer Peak Savings (kW) | Technical Potential | 0 | 0 | 0 | 0 | 0 | 0 | 0 | 0 | 0 | 0 | 0 | 0 | 0 | 0 | 0 | 0 | 0 | 0 | 0 | 0 | 0 | 0 | 0 | 0 | 0 | 0 | 0
F3_Commercial_Interruptible - College_New_Space Heating_Natural Gas_Building Shell - Air Sealing (Infiltration Control)_A_Technical Potential | F3 | Commercial | Interruptible - College | New | Space Heating | Natural Gas | Building Shell - Air Sealing (Infiltration Control) | A | Integrated Unit Winter Peak Savings (kW) | Technical Potential | 0 | 0 | 0 | 0 | 0 | 0 | 0 | 0 | 0 | 0 | 0 | 0 | 0 | 0 | 0 | 0 | 0 | 0 | 0 | 0 | 0 | 0 | 0 | 0 | 0 | 0 | 0
F4_Commercial_Interruptible - College_New_Space Heating_Natural Gas_Building Shell - Air Sealing (Infiltration Control)_A_Technical Potential | F4 | Commercial | Interruptible - College | New | Space Heating | Natural Gas | Building Shell - Air Sealing (Infiltration Control) | A | Incremental Energy Savings (MWh or mTherms) | Technical Potential | 0 | 0 | 0 | 0 | 0 | 0 | 0 | 0 | 0 | 0 | 0 | 0 | 0 | 0 | 0 | 0 | 0 | 0 | 0 | 0 | 0 | 0 | 0 | 0 | 0 | 0 | 0
F5_Commercial_Interruptible - College_New_Space Heating_Natural Gas_Building Shell - Air Sealing (Infiltration Control)_A_Technical Potential | F5 | Commercial | Interruptible - College | New | Space Heating | Natural Gas | Building Shell - Air Sealing (Infiltration Control) | A | Incremental Summer Peak Savings (MW) | Technical Potential | 0 | 0 | 0 | 0 | 0 | 0 | 0 | 0 | 0 | 0 | 0 | 0 | 0 | 0 | 0 | 0 | 0 | 0 | 0 | 0 | 0 | 0 | 0 | 0 | 0 | 0 | 0
F6_Commercial_Interruptible - College_New_Space Heating_Natural Gas_Building Shell - Air Sealing (Infiltration Control)_A_Technical Potential | F6 | Commercial | Interruptible - College | New | Space Heating | Natural Gas | Building Shell - Air Sealing (Infiltration Control) | A | Incremental Winter Peak Savings (MW) | Technical Potential | 0 | 0 | 0 | 0 | 0 | 0 | 0 | 0 | 0 | 0 | 0 | 0 | 0 | 0 | 0 | 0 | 0 | 0 | 0 | 0 | 0 | 0 | 0 | 0 | 0 | 0 | 0
F7_Commercial_Interruptible - College_New_Space Heating_Natural Gas_Building Shell - Air Sealing (Infiltration Control)_A_Technical Potential | F7 | Commercial | Interruptible - College | New | Space Heating | Natural Gas | Building Shell - Air Sealing (Infiltration Control) | A | Cumulative Energy Savings (MWh or mTherms) | Technical Potential | 0 | 0 | 0 | 0 | 0 | 0 | 0 | 0 | 0 | 0 | 0 | 0 | 0 | 0 | 0 | 0 | 0 | 0 | 0 | 0 | 0 | 0 | 0 | 0 | 0 | 0 | 0
F8_Commercial_Interruptible - College_New_Space Heating_Natural Gas_Building Shell - Air Sealing (Infiltration Control)_A_Technical Potential | F8 | Commercial | Interruptible - College | New | Space Heating | Natural Gas | Building Shell - Air Sealing (Infiltration Control) | A | Cumulative Summer Peak Savings (MW) | Technical Potential | 0 | 0 | 0 | 0 | 0 | 0 | 0 | 0 | 0 | 0 | 0 | 0 | 0 | 0 | 0 | 0 | 0 | 0 | 0 | 0 | 0 | 0 | 0 | 0 | 0 | 0 | 0
F9_Commercial_Interruptible - College_New_Space Heating_Natural Gas_Building Shell - Air Sealing (Infiltration Control)_A_Technical Potential | F9 | Commercial | Interruptible - College | New | Space Heating | Natural Gas | Building Shell - Air Sealing (Infiltration Control) | A | Cumulative Winter Peak Savings (MW) | Technical Potential | 0 | 0 | 0 | 0 | 0 | 0 | 0 | 0 | 0 | 0 | 0 | 0 | 0 | 0 | 0 | 0 | 0 | 0 | 0 | 0 | 0 | 0 | 0 | 0 | 0 | 0 | 0
F10_Commercial_Interruptible - College_New_Space Heating_Natural Gas_Building Shell - Air Sealing (Infiltration Control)_A_Technical Potential | F10 | Commercial | Interruptible - College | New | Space Heating | Natural Gas | Building Shell - Air Sealing (Infiltration Control) | A | Purchases (Incremental) | Technical Potential | 0 | 0 | 0 | 0 | 0 | 0 | 0 | 0 | 0 | 0 | 0 | 0 | 0 | 0 | 0 | 0 | 0 | 0 | 0 | 0 | 0 | 0 | 0 | 0 | 0 | 0 | 0
F11_Commercial_Interruptible - College_New_Space Heating_Natural Gas_Building Shell - Air Sealing (Infiltration Control)_A_Technical Potential | F11 | Commercial | Interruptible - College | New | Space Heating | Natural Gas | Building Shell - Air Sealing (Infiltration Control) | A | Purchases (Cumulative) | Technical Potential | 0 | 0 | 0 | 0 | 0 | 0 | 0 | 0 | 0 | 0 | 0 | 0 | 0 | 0 | 0 | 0 | 0 | 0 | 0 | 0 | 0 | 0 | 0 | 0 | 0 | 0 | 0
F1_Commercial_Interruptible - College_New_Space Heating_Natural Gas_Ventilation - Demand Controlled_A_Technical Potential | F1 | Commercial | Interruptible - College | New | Space Heating | Natural Gas | Ventilation - Demand Controlled | A | Integrated Unit Energy Savings (kWh or therms) | Technical Potential | 0 | 0 | 0 | 0 | 0 | 0 | 0 | 0 | 0 | 0 | 0 | 0 | 0 | 0 | 0 | 0 | 0 | 0 | 0 | 0 | 0 | 0 | 0 | 0 | 0 | 0 | 0
F2_Commercial_Interruptible - College_New_Space Heating_Natural Gas_Ventilation - Demand Controlled_A_Technical Potential | F2 | Commercial | Interruptible - College | New | Space Heating | Natural Gas | Ventilation - Demand Controlled | A | Integrated Unit Summer Peak Savings (kW) | Technical Potential | 0 | 0 | 0 | 0 | 0 | 0 | 0 | 0 | 0 | 0 | 0 | 0 | 0 | 0 | 0 | 0 | 0 | 0 | 0 | 0 | 0 | 0 | 0 | 0 | 0 | 0 | 0
F3_Commercial_Interruptible - College_New_Space Heating_Natural Gas_Ventilation - Demand Controlled_A_Technical Potential | F3 | Commercial | Interruptible - College | New | Space Heating | Natural Gas | Ventilation - Demand Controlled | A | Integrated Unit Winter Peak Savings (kW) | Technical Potential | 0 | 0 | 0 | 0 | 0 | 0 | 0 | 0 | 0 | 0 | 0 | 0 | 0 | 0 | 0 | 0 | 0 | 0 | 0 | 0 | 0 | 0 | 0 | 0 | 0 | 0 | 0
F4_Commercial_Interruptible - College_New_Space Heating_Natural Gas_Ventilation - Demand Controlled_A_Technical Potential | F4 | Commercial | Interruptible - College | New | Space Heating | Natural Gas | Ventilation - Demand Controlled | A | Incremental Energy Savings (MWh or mTherms) | Technical Potential | 0 | 0 | 0 | 0 | 0 | 0 | 0 | 0 | 0 | 0 | 0 | 0 | 0 | 0 | 0 | 0 | 0 | 0 | 0 | 0 | 0 | 0 | 0 | 0 | 0 | 0 | 0
F5_Commercial_Interruptible - College_New_Space Heating_Natural Gas_Ventilation - Demand Controlled_A_Technical Potential | F5 | Commercial | Interruptible - College | New | Space Heating | Natural Gas | Ventilation - Demand Controlled | A | Incremental Summer Peak Savings (MW) | Technical Potential | 0 | 0 | 0 | 0 | 0 | 0 | 0 | 0 | 0 | 0 | 0 | 0 | 0 | 0 | 0 | 0 | 0 | 0 | 0 | 0 | 0 | 0 | 0 | 0 | 0 | 0 | 0
F6_Commercial_Interruptible - College_New_Space Heating_Natural Gas_Ventilation - Demand Controlled_A_Technical Potential | F6 | Commercial | Interruptible - College | New | Space Heating | Natural Gas | Ventilation - Demand Controlled | A | Incremental Winter Peak Savings (MW) | Technical Potential | 0 | 0 | 0 | 0 | 0 | 0 | 0 | 0 | 0 | 0 | 0 | 0 | 0 | 0 | 0 | 0 | 0 | 0 | 0 | 0 | 0 | 0 | 0 | 0 | 0 | 0 | 0
F7_Commercial_Interruptible - College_New_Space Heating_Natural Gas_Ventilation - Demand Controlled_A_Technical Potential | F7 | Commercial | Interruptible - College | New | Space Heating | Natural Gas | Ventilation - Demand Controlled | A | Cumulative Energy Savings (MWh or mTherms) | Technical Potential | 0 | 0 | 0 | 0 | 0 | 0 | 0 | 0 | 0 | 0 | 0 | 0 | 0 | 0 | 0 | 0 | 0 | 0 | 0 | 0 | 0 | 0 | 0 | 0 | 0 | 0 | 0
F8_Commercial_Interruptible - College_New_Space Heating_Natural Gas_Ventilation - Demand Controlled_A_Technical Potential | F8 | Commercial | Interruptible - College | New | Space Heating | Natural Gas | Ventilation - Demand Controlled | A | Cumulative Summer Peak Savings (MW) | Technical Potential | 0 | 0 | 0 | 0 | 0 | 0 | 0 | 0 | 0 | 0 | 0 | 0 | 0 | 0 | 0 | 0 | 0 | 0 | 0 | 0 | 0 | 0 | 0 | 0 | 0 | 0 | 0
F9_Commercial_Interruptible - College_New_Space Heating_Natural Gas_Ventilation - Demand Controlled_A_Technical Potential | F9 | Commercial | Interruptible - College | New | Space Heating | Natural Gas | Ventilation - Demand Controlled | A | Cumulative Winter Peak Savings (MW) | Technical Potential | 0 | 0 | 0 | 0 | 0 | 0 | 0 | 0 | 0 | 0 | 0 | 0 | 0 | 0 | 0 | 0 | 0 | 0 | 0 | 0 | 0 | 0 | 0 | 0 | 0 | 0 | 0
F10_Commercial_Interruptible - College_New_Space Heating_Natural Gas_Ventilation - Demand Controlled_A_Technical Potential | F10 | Commercial | Interruptible - College | New | Space Heating | Natural Gas | Ventilation - Demand Controlled | A | Purchases (Incremental) | Technical Potential | 0 | 0 | 0 | 0 | 0 | 0 | 0 | 0 | 0 | 0 | 0 | 0 | 0 | 0 | 0 | 0 | 0 | 0 | 0 | 0 | 0 | 0 | 0 | 0 | 0 | 0 | 0
F11_Commercial_Interruptible - College_New_Space Heating_Natural Gas_Ventilation - Demand Controlled_A_Technical Potential | F11 | Commercial | Interruptible - College | New | Space Heating | Natural Gas | Ventilation - Demand Controlled | A | Purchases (Cumulative) | Technical Potential | 0 | 0 | 0 | 0 | 0 | 0 | 0 | 0 | 0 | 0 | 0 | 0 | 0 | 0 | 0 | 0 | 0 | 0 | 0 | 0 | 0 | 0 | 0 | 0 | 0 | 0 | 0
F1_Commercial_Interruptible - College_New_Space Heating_Natural Gas_HVAC - Dedicated Outdoor Air System (DOAS)_A_Technical Potential | F1 | Commercial | Interruptible - College | New | Space Heating | Natural Gas | HVAC - Dedicated Outdoor Air System (DOAS) | A | Integrated Unit Energy Savings (kWh or therms) | Technical Potential | 0 | 0 | 0 | 0 | 0 | 0 | 0 | 0 | 0 | 0 | 0 | 0 | 0 | 0 | 0 | 0 | 0 | 0 | 0 | 0 | 0 | 0 | 0 | 0 | 0 | 0 | 0
F2_Commercial_Interruptible - College_New_Space Heating_Natural Gas_HVAC - Dedicated Outdoor Air System (DOAS)_A_Technical Potential | F2 | Commercial | Interruptible - College | New | Space Heating | Natural Gas | HVAC - Dedicated Outdoor Air System (DOAS) | A | Integrated Unit Summer Peak Savings (kW) | Technical Potential | 0 | 0 | 0 | 0 | 0 | 0 | 0 | 0 | 0 | 0 | 0 | 0 | 0 | 0 | 0 | 0 | 0 | 0 | 0 | 0 | 0 | 0 | 0 | 0 | 0 | 0 | 0
F3_Commercial_Interruptible - College_New_Space Heating_Natural Gas_HVAC - Dedicated Outdoor Air System (DOAS)_A_Technical Potential | F3 | Commercial | Interruptible - College | New | Space Heating | Natural Gas | HVAC - Dedicated Outdoor Air System (DOAS) | A | Integrated Unit Winter Peak Savings (kW) | Technical Potential | 0 | 0 | 0 | 0 | 0 | 0 | 0 | 0 | 0 | 0 | 0 | 0 | 0 | 0 | 0 | 0 | 0 | 0 | 0 | 0 | 0 | 0 | 0 | 0 | 0 | 0 | 0
F4_Commercial_Interruptible - College_New_Space Heating_Natural Gas_HVAC - Dedicated Outdoor Air System (DOAS)_A_Technical Potential | F4 | Commercial | Interruptible - College | New | Space Heating | Natural Gas | HVAC - Dedicated Outdoor Air System (DOAS) | A | Incremental Energy Savings (MWh or mTherms) | Technical Potential | 0 | 0 | 0 | 0 | 0 | 0 | 0 | 0 | 0 | 0 | 0 | 0 | 0 | 0 | 0 | 0 | 0 | 0 | 0 | 0 | 0 | 0 | 0 | 0 | 0 | 0 | 0
F5_Commercial_Interruptible - College_New_Space Heating_Natural Gas_HVAC - Dedicated Outdoor Air System (DOAS)_A_Technical Potential | F5 | Commercial | Interruptible - College | New | Space Heating | Natural Gas | HVAC - Dedicated Outdoor Air System (DOAS) | A | Incremental Summer Peak Savings (MW) | Technical Potential | 0 | 0 | 0 | 0 | 0 | 0 | 0 | 0 | 0 | 0 | 0 | 0 | 0 | 0 | 0 | 0 | 0 | 0 | 0 | 0 | 0 | 0 | 0 | 0 | 0 | 0 | 0
F6_Commercial_Interruptible - College_New_Space Heating_Natural Gas_HVAC - Dedicated Outdoor Air System (DOAS)_A_Technical Potential | F6 | Commercial | Interruptible - College | New | Space Heating | Natural Gas | HVAC - Dedicated Outdoor Air System (DOAS) | A | Incremental Winter Peak Savings (MW) | Technical Potential | 0 | 0 | 0 | 0 | 0 | 0 | 0 | 0 | 0 | 0 | 0 | 0 | 0 | 0 | 0 | 0 | 0 | 0 | 0 | 0 | 0 | 0 | 0 | 0 | 0 | 0 | 0
F7_Commercial_Interruptible - College_New_Space Heating_Natural Gas_HVAC - Dedicated Outdoor Air System (DOAS)_A_Technical Potential | F7 | Commercial | Interruptible - College | New | Space Heating | Natural Gas | HVAC - Dedicated Outdoor Air System (DOAS) | A | Cumulative Energy Savings (MWh or mTherms) | Technical Potential | 0 | 0 | 0 | 0 | 0 | 0 | 0 | 0 | 0 | 0 | 0 | 0 | 0 | 0 | 0 | 0 | 0 | 0 | 0 | 0 | 0 | 0 | 0 | 0 | 0 | 0 | 0
F8_Commercial_Interruptible - College_New_Space Heating_Natural Gas_HVAC - Dedicated Outdoor Air System (DOAS)_A_Technical Potential | F8 | Commercial | Interruptible - College | New | Space Heating | Natural Gas | HVAC - Dedicated Outdoor Air System (DOAS) | A | Cumulative Summer Peak Savings (MW) | Technical Potential | 0 | 0 | 0 | 0 | 0 | 0 | 0 | 0 | 0 | 0 | 0 | 0 | 0 | 0 | 0 | 0 | 0 | 0 | 0 | 0 | 0 | 0 | 0 | 0 | 0 | 0 | 0
F9_Commercial_Interruptible - College_New_Space Heating_Natural Gas_HVAC - Dedicated Outdoor Air System (DOAS)_A_Technical Potential | F9 | Commercial | Interruptible - College | New | Space Heating | Natural Gas | HVAC - Dedicated Outdoor Air System (DOAS) | A | Cumulative Winter Peak Savings (MW) | Technical Potential | 0 | 0 | 0 | 0 | 0 | 0 | 0 | 0 | 0 | 0 | 0 | 0 | 0 | 0 | 0 | 0 | 0 | 0 | 0 | 0 | 0 | 0 | 0 | 0 | 0 | 0 | 0
F10_Commercial_Interruptible - College_New_Space Heating_Natural Gas_HVAC - Dedicated Outdoor Air System (DOAS)_A_Technical Potential | F10 | Commercial | Interruptible - College | New | Space Heating | Natural Gas | HVAC - Dedicated Outdoor Air System (DOAS) | A | Purchases (Incremental) | Technical Potential | 0 | 0 | 0 | 0 | 0 | 0 | 0 | 0 | 0 | 0 | 0 | 0 | 0 | 0 | 0 | 0 | 0 | 0 | 0 | 0 | 0 | 0 | 0 | 0 | 0 | 0 | 0
F11_Commercial_Interruptible - College_New_Space Heating_Natural Gas_HVAC - Dedicated Outdoor Air System (DOAS)_A_Technical Potential | F11 | Commercial | Interruptible - College | New | Space Heating | Natural Gas | HVAC - Dedicated Outdoor Air System (DOAS) | A | Purchases (Cumulative) | Technical Potential | 0 | 0 | 0 | 0 | 0 | 0 | 0 | 0 | 0 | 0 | 0 | 0 | 0 | 0 | 0 | 0 | 0 | 0 | 0 | 0 | 0 | 0 | 0 | 0 | 0 | 0 | 0
F1_Commercial_Interruptible - College_New_Space Heating_Natural Gas_Destratification Fans (HVLS)_A_Technical Potential | F1 | Commercial | Interruptible - College | New | Space Heating | Natural Gas | Destratification Fans (HVLS) | A | Integrated Unit Energy Savings (kWh or therms) | Technical Potential | 0 | 0 | 0 | 0 | 0 | 0 | 0 | 0 | 0 | 0 | 0 | 0 | 0 | 0 | 0 | 0 | 0 | 0 | 0 | 0 | 0 | 0 | 0 | 0 | 0 | 0 | 0
F2_Commercial_Interruptible - College_New_Space Heating_Natural Gas_Destratification Fans (HVLS)_A_Technical Potential | F2 | Commercial | Interruptible - College | New | Space Heating | Natural Gas | Destratification Fans (HVLS) | A | Integrated Unit Summer Peak Savings (kW) | Technical Potential | 0 | 0 | 0 | 0 | 0 | 0 | 0 | 0 | 0 | 0 | 0 | 0 | 0 | 0 | 0 | 0 | 0 | 0 | 0 | 0 | 0 | 0 | 0 | 0 | 0 | 0 | 0
F3_Commercial_Interruptible - College_New_Space Heating_Natural Gas_Destratification Fans (HVLS)_A_Technical Potential | F3 | Commercial | Interruptible - College | New | Space Heating | Natural Gas | Destratification Fans (HVLS) | A | Integrated Unit Winter Peak Savings (kW) | Technical Potential | 0 | 0 | 0 | 0 | 0 | 0 | 0 | 0 | 0 | 0 | 0 | 0 | 0 | 0 | 0 | 0 | 0 | 0 | 0 | 0 | 0 | 0 | 0 | 0 | 0 | 0 | 0
F4_Commercial_Interruptible - College_New_Space Heating_Natural Gas_Destratification Fans (HVLS)_A_Technical Potential | F4 | Commercial | Interruptible - College | New | Space Heating | Natural Gas | Destratification Fans (HVLS) | A | Incremental Energy Savings (MWh or mTherms) | Technical Potential | 0 | 0 | 0 | 0 | 0 | 0 | 0 | 0 | 0 | 0 | 0 | 0 | 0 | 0 | 0 | 0 | 0 | 0 | 0 | 0 | 0 | 0 | 0 | 0 | 0 | 0 | 0
F5_Commercial_Interruptible - College_New_Space Heating_Natural Gas_Destratification Fans (HVLS)_A_Technical Potential | F5 | Commercial | Interruptible - College | New | Space Heating | Natural Gas | Destratification Fans (HVLS) | A | Incremental Summer Peak Savings (MW) | Technical Potential | 0 | 0 | 0 | 0 | 0 | 0 | 0 | 0 | 0 | 0 | 0 | 0 | 0 | 0 | 0 | 0 | 0 | 0 | 0 | 0 | 0 | 0 | 0 | 0 | 0 | 0 | 0
F6_Commercial_Interruptible - College_New_Space Heating_Natural Gas_Destratification Fans (HVLS)_A_Technical Potential | F6 | Commercial | Interruptible - College | New | Space Heating | Natural Gas | Destratification Fans (HVLS) | A | Incremental Winter Peak Savings (MW) | Technical Potential | 0 | 0 | 0 | 0 | 0 | 0 | 0 | 0 | 0 | 0 | 0 | 0 | 0 | 0 | 0 | 0 | 0 | 0 | 0 | 0 | 0 | 0 | 0 | 0 | 0 | 0 | 0
F7_Commercial_Interruptible - College_New_Space Heating_Natural Gas_Destratification Fans (HVLS)_A_Technical Potential | F7 | Commercial | Interruptible - College | New | Space Heating | Natural Gas | Destratification Fans (HVLS) | A | Cumulative Energy Savings (MWh or mTherms) | Technical Potential | 0 | 0 | 0 | 0 | 0 | 0 | 0 | 0 | 0 | 0 | 0 | 0 | 0 | 0 | 0 | 0 | 0 | 0 | 0 | 0 | 0 | 0 | 0 | 0 | 0 | 0 | 0
F8_Commercial_Interruptible - College_New_Space Heating_Natural Gas_Destratification Fans (HVLS)_A_Technical Potential | F8 | Commercial | Interruptible - College | New | Space Heating | Natural Gas | Destratification Fans (HVLS) | A | Cumulative Summer Peak Savings (MW) | Technical Potential | 0 | 0 | 0 | 0 | 0 | 0 | 0 | 0 | 0 | 0 | 0 | 0 | 0 | 0 | 0 | 0 | 0 | 0 | 0 | 0 | 0 | 0 | 0 | 0 | 0 | 0 | 0
F9_Commercial_Interruptible - College_New_Space Heating_Natural Gas_Destratification Fans (HVLS)_A_Technical Potential | F9 | Commercial | Interruptible - College | New | Space Heating | Natural Gas | Destratification Fans (HVLS) | A | Cumulative Winter Peak Savings (MW) | Technical Potential | 0 | 0 | 0 | 0 | 0 | 0 | 0 | 0 | 0 | 0 | 0 | 0 | 0 | 0 | 0 | 0 | 0 | 0 | 0 | 0 | 0 | 0 | 0 | 0 | 0 | 0 | 0
F10_Commercial_Interruptible - College_New_Space Heating_Natural Gas_Destratification Fans (HVLS)_A_Technical Potential | F10 | Commercial | Interruptible - College | New | Space Heating | Natural Gas | Destratification Fans (HVLS) | A | Purchases (Incremental) | Technical Potential | 0 | 0 | 0 | 0 | 0 | 0 | 0 | 0 | 0 | 0 | 0 | 0 | 0 | 0 | 0 | 0 | 0 | 0 | 0 | 0 | 0 | 0 | 0 | 0 | 0 | 0 | 0
F11_Commercial_Interruptible - College_New_Space Heating_Natural Gas_Destratification Fans (HVLS)_A_Technical Potential | F11 | Commercial | Interruptible - College | New | Space Heating | Natural Gas | Destratification Fans (HVLS) | A | Purchases (Cumulative) | Technical Potential | 0 | 0 | 0 | 0 | 0 | 0 | 0 | 0 | 0 | 0 | 0 | 0 | 0 | 0 | 0 | 0 | 0 | 0 | 0 | 0 | 0 | 0 | 0 | 0 | 0 | 0 | 0
F1_Commercial_Interruptible - College_New_Space Heating_Natural Gas_Gas Boiler - Maintenance_A_Technical Potential | F1 | Commercial | Interruptible - College | New | Space Heating | Natural Gas | Gas Boiler - Maintenance | A | Integrated Unit Energy Savings (kWh or therms) | Technical Potential | 0 | 0 | 0 | 0 | 0 | 0 | 0 | 0 | 0 | 0 | 0 | 0 | 0 | 0 | 0 | 0 | 0 | 0 | 0 | 0 | 0 | 0 | 0 | 0 | 0 | 0 | 0
F2_Commercial_Interruptible - College_New_Space Heating_Natural Gas_Gas Boiler - Maintenance_A_Technical Potential | F2 | Commercial | Interruptible - College | New | Space Heating | Natural Gas | Gas Boiler - Maintenance | A | Integrated Unit Summer Peak Savings (kW) | Technical Potential | 0 | 0 | 0 | 0 | 0 | 0 | 0 | 0 | 0 | 0 | 0 | 0 | 0 | 0 | 0 | 0 | 0 | 0 | 0 | 0 | 0 | 0 | 0 | 0 | 0 | 0 | 0
F3_Commercial_Interruptible - College_New_Space Heating_Natural Gas_Gas Boiler - Maintenance_A_Technical Potential | F3 | Commercial | Interruptible - College | New | Space Heating | Natural Gas | Gas Boiler - Maintenance | A | Integrated Unit Winter Peak Savings (kW) | Technical Potential | 0 | 0 | 0 | 0 | 0 | 0 | 0 | 0 | 0 | 0 | 0 | 0 | 0 | 0 | 0 | 0 | 0 | 0 | 0 | 0 | 0 | 0 | 0 | 0 | 0 | 0 | 0
F4_Commercial_Interruptible - College_New_Space Heating_Natural Gas_Gas Boiler - Maintenance_A_Technical Potential | F4 | Commercial | Interruptible - College | New | Space Heating | Natural Gas | Gas Boiler - Maintenance | A | Incremental Energy Savings (MWh or mTherms) | Technical Potential | 0 | 0 | 0 | 0 | 0 | 0 | 0 | 0 | 0 | 0 | 0 | 0 | 0 | 0 | 0 | 0 | 0 | 0 | 0 | 0 | 0 | 0 | 0 | 0 | 0 | 0 | 0
F5_Commercial_Interruptible - College_New_Space Heating_Natural Gas_Gas Boiler - Maintenance_A_Technical Potential | F5 | Commercial | Interruptible - College | New | Space Heating | Natural Gas | Gas Boiler - Maintenance | A | Incremental Summer Peak Savings (MW) | Technical Potential | 0 | 0 | 0 | 0 | 0 | 0 | 0 | 0 | 0 | 0 | 0 | 0 | 0 | 0 | 0 | 0 | 0 | 0 | 0 | 0 | 0 | 0 | 0 | 0 | 0 | 0 | 0
F6_Commercial_Interruptible - College_New_Space Heating_Natural Gas_Gas Boiler - Maintenance_A_Technical Potential | F6 | Commercial | Interruptible - College | New | Space Heating | Natural Gas | Gas Boiler - Maintenance | A | Incremental Winter Peak Savings (MW) | Technical Potential | 0 | 0 | 0 | 0 | 0 | 0 | 0 | 0 | 0 | 0 | 0 | 0 | 0 | 0 | 0 | 0 | 0 | 0 | 0 | 0 | 0 | 0 | 0 | 0 | 0 | 0 | 0
F7_Commercial_Interruptible - College_New_Space Heating_Natural Gas_Gas Boiler - Maintenance_A_Technical Potential | F7 | Commercial | Interruptible - College | New | Space Heating | Natural Gas | Gas Boiler - Maintenance | A | Cumulative Energy Savings (MWh or mTherms) | Technical Potential | 0 | 0 | 0 | 0 | 0 | 0 | 0 | 0 | 0 | 0 | 0 | 0 | 0 | 0 | 0 | 0 | 0 | 0 | 0 | 0 | 0 | 0 | 0 | 0 | 0 | 0 | 0
F8_Commercial_Interruptible - College_New_Space Heating_Natural Gas_Gas Boiler - Maintenance_A_Technical Potential | F8 | Commercial | Interruptible - College | New | Space Heating | Natural Gas | Gas Boiler - Maintenance | A | Cumulative Summer Peak Savings (MW) | Technical Potential | 0 | 0 | 0 | 0 | 0 | 0 | 0 | 0 | 0 | 0 | 0 | 0 | 0 | 0 | 0 | 0 | 0 | 0 | 0 | 0 | 0 | 0 | 0 | 0 | 0 | 0 | 0
F9_Commercial_Interruptible - College_New_Space Heating_Natural Gas_Gas Boiler - Maintenance_A_Technical Potential | F9 | Commercial | Interruptible - College | New | Space Heating | Natural Gas | Gas Boiler - Maintenance | A | Cumulative Winter Peak Savings (MW) | Technical Potential | 0 | 0 | 0 | 0 | 0 | 0 | 0 | 0 | 0 | 0 | 0 | 0 | 0 | 0 | 0 | 0 | 0 | 0 | 0 | 0 | 0 | 0 | 0 | 0 | 0 | 0 | 0
F10_Commercial_Interruptible - College_New_Space Heating_Natural Gas_Gas Boiler - Maintenance_A_Technical Potential | F10 | Commercial | Interruptible - College | New | Space Heating | Natural Gas | Gas Boiler - Maintenance | A | Purchases (Incremental) | Technical Potential | 0 | 0 | 0 | 0 | 0 | 0 | 0 | 0 | 0 | 0 | 0 | 0 | 0 | 0 | 0 | 0 | 0 | 0 | 0 | 0 | 0 | 0 | 0 | 0 | 0 | 0 | 0
F11_Commercial_Interruptible - College_New_Space Heating_Natural Gas_Gas Boiler - Maintenance_A_Technical Potential | F11 | Commercial | Interruptible - College | New | Space Heating | Natural Gas | Gas Boiler - Maintenance | A | Purchases (Cumulative) | Technical Potential | 0 | 0 | 0 | 0 | 0 | 0 | 0 | 0 | 0 | 0 | 0 | 0 | 0 | 0 | 0 | 0 | 0 | 0 | 0 | 0 | 0 | 0 | 0 | 0 | 0 | 0 | 0
F1_Commercial_Interruptible - College_New_Space Heating_Natural Gas_Gas Furnace - Maintenance_A_Technical Potential | F1 | Commercial | Interruptible - College | New | Space Heating | Natural Gas | Gas Furnace - Maintenance | A | Integrated Unit Energy Savings (kWh or therms) | Technical Potential | 0 | 0 | 0 | 0 | 0 | 0 | 0 | 0 | 0 | 0 | 0 | 0 | 0 | 0 | 0 | 0 | 0 | 0 | 0 | 0 | 0 | 0 | 0 | 0 | 0 | 0 | 0
F2_Commercial_Interruptible - College_New_Space Heating_Natural Gas_Gas Furnace - Maintenance_A_Technical Potential | F2 | Commercial | Interruptible - College | New | Space Heating | Natural Gas | Gas Furnace - Maintenance | A | Integrated Unit Summer Peak Savings (kW) | Technical Potential | 0 | 0 | 0 | 0 | 0 | 0 | 0 | 0 | 0 | 0 | 0 | 0 | 0 | 0 | 0 | 0 | 0 | 0 | 0 | 0 | 0 | 0 | 0 | 0 | 0 | 0 | 0
F3_Commercial_Interruptible - College_New_Space Heating_Natural Gas_Gas Furnace - Maintenance_A_Technical Potential | F3 | Commercial | Interruptible - College | New | Space Heating | Natural Gas | Gas Furnace - Maintenance | A | Integrated Unit Winter Peak Savings (kW) | Technical Potential | 0 | 0 | 0 | 0 | 0 | 0 | 0 | 0 | 0 | 0 | 0 | 0 | 0 | 0 | 0 | 0 | 0 | 0 | 0 | 0 | 0 | 0 | 0 | 0 | 0 | 0 | 0
F4_Commercial_Interruptible - College_New_Space Heating_Natural Gas_Gas Furnace - Maintenance_A_Technical Potential | F4 | Commercial | Interruptible - College | New | Space Heating | Natural Gas | Gas Furnace - Maintenance | A | Incremental Energy Savings (MWh or mTherms) | Technical Potential | 0 | 0 | 0 | 0 | 0 | 0 | 0 | 0 | 0 | 0 | 0 | 0 | 0 | 0 | 0 | 0 | 0 | 0 | 0 | 0 | 0 | 0 | 0 | 0 | 0 | 0 | 0
F5_Commercial_Interruptible - College_New_Space Heating_Natural Gas_Gas Furnace - Maintenance_A_Technical Potential | F5 | Commercial | Interruptible - College | New | Space Heating | Natural Gas | Gas Furnace - Maintenance | A | Incremental Summer Peak Savings (MW) | Technical Potential | 0 | 0 | 0 | 0 | 0 | 0 | 0 | 0 | 0 | 0 | 0 | 0 | 0 | 0 | 0 | 0 | 0 | 0 | 0 | 0 | 0 | 0 | 0 | 0 | 0 | 0 | 0
F6_Commercial_Interruptible - College_New_Space Heating_Natural Gas_Gas Furnace - Maintenance_A_Technical Potential | F6 | Commercial | Interruptible - College | New | Space Heating | Natural Gas | Gas Furnace - Maintenance | A | Incremental Winter Peak Savings (MW) | Technical Potential | 0 | 0 | 0 | 0 | 0 | 0 | 0 | 0 | 0 | 0 | 0 | 0 | 0 | 0 | 0 | 0 | 0 | 0 | 0 | 0 | 0 | 0 | 0 | 0 | 0 | 0 | 0
F7_Commercial_Interruptible - College_New_Space Heating_Natural Gas_Gas Furnace - Maintenance_A_Technical Potential | F7 | Commercial | Interruptible - College | New | Space Heating | Natural Gas | Gas Furnace - Maintenance | A | Cumulative Energy Savings (MWh or mTherms) | Technical Potential | 0 | 0 | 0 | 0 | 0 | 0 | 0 | 0 | 0 | 0 | 0 | 0 | 0 | 0 | 0 | 0 | 0 | 0 | 0 | 0 | 0 | 0 | 0 | 0 | 0 | 0 | 0
F8_Commercial_Interruptible - College_New_Space Heating_Natural Gas_Gas Furnace - Maintenance_A_Technical Potential | F8 | Commercial | Interruptible - College | New | Space Heating | Natural Gas | Gas Furnace - Maintenance | A | Cumulative Summer Peak Savings (MW) | Technical Potential | 0 | 0 | 0 | 0 | 0 | 0 | 0 | 0 | 0 | 0 | 0 | 0 | 0 | 0 | 0 | 0 | 0 | 0 | 0 | 0 | 0 | 0 | 0 | 0 | 0 | 0 | 0
F9_Commercial_Interruptible - College_New_Space Heating_Natural Gas_Gas Furnace - Maintenance_A_Technical Potential | F9 | Commercial | Interruptible - College | New | Space Heating | Natural Gas | Gas Furnace - Maintenance | A | Cumulative Winter Peak Savings (MW) | Technical Potential | 0 | 0 | 0 | 0 | 0 | 0 | 0 | 0 | 0 | 0 | 0 | 0 | 0 | 0 | 0 | 0 | 0 | 0 | 0 | 0 | 0 | 0 | 0 | 0 | 0 | 0 | 0
F10_Commercial_Interruptible - College_New_Space Heating_Natural Gas_Gas Furnace - Maintenance_A_Technical Potential | F10 | Commercial | Interruptible - College | New | Space Heating | Natural Gas | Gas Furnace - Maintenance | A | Purchases (Incremental) | Technical Potential | 0 | 0 | 0 | 0 | 0 | 0 | 0 | 0 | 0 | 0 | 0 | 0 | 0 | 0 | 0 | 0 | 0 | 0 | 0 | 0 | 0 | 0 | 0 | 0 | 0 | 0 | 0
F11_Commercial_Interruptible - College_New_Space Heating_Natural Gas_Gas Furnace - Maintenance_A_Technical Potential | F11 | Commercial | Interruptible - College | New | Space Heating | Natural Gas | Gas Furnace - Maintenance | A | Purchases (Cumulative) | Technical Potential | 0 | 0 | 0 | 0 | 0 | 0 | 0 | 0 | 0 | 0 | 0 | 0 | 0 | 0 | 0 | 0 | 0 | 0 | 0 | 0 | 0 | 0 | 0 | 0 | 0 | 0 | 0
F1_Commercial_Interruptible - College_New_Space Heating_Natural Gas_Gas Boiler - Hot Water Reset_A_Technical Potential | F1 | Commercial | Interruptible - College | New | Space Heating | Natural Gas | Gas Boiler - Hot Water Reset | A | Integrated Unit Energy Savings (kWh or therms) | Technical Potential | 0 | 0 | 0 | 0 | 0 | 0 | 0 | 0 | 0 | 0 | 0 | 0 | 0 | 0 | 0 | 0 | 0 | 0 | 0 | 0 | 0 | 0 | 0 | 0 | 0 | 0 | 0
F2_Commercial_Interruptible - College_New_Space Heating_Natural Gas_Gas Boiler - Hot Water Reset_A_Technical Potential | F2 | Commercial | Interruptible - College | New | Space Heating | Natural Gas | Gas Boiler - Hot Water Reset | A | Integrated Unit Summer Peak Savings (kW) | Technical Potential | 0 | 0 | 0 | 0 | 0 | 0 | 0 | 0 | 0 | 0 | 0 | 0 | 0 | 0 | 0 | 0 | 0 | 0 | 0 | 0 | 0 | 0 | 0 | 0 | 0 | 0 | 0
F3_Commercial_Interruptible - College_New_Space Heating_Natural Gas_Gas Boiler - Hot Water Reset_A_Technical Potential | F3 | Commercial | Interruptible - College | New | Space Heating | Natural Gas | Gas Boiler - Hot Water Reset | A | Integrated Unit Winter Peak Savings (kW) | Technical Potential | 0 | 0 | 0 | 0 | 0 | 0 | 0 | 0 | 0 | 0 | 0 | 0 | 0 | 0 | 0 | 0 | 0 | 0 | 0 | 0 | 0 | 0 | 0 | 0 | 0 | 0 | 0
F4_Commercial_Interruptible - College_New_Space Heating_Natural Gas_Gas Boiler - Hot Water Reset_A_Technical Potential | F4 | Commercial | Interruptible - College | New | Space Heating | Natural Gas | Gas Boiler - Hot Water Reset | A | Incremental Energy Savings (MWh or mTherms) | Technical Potential | 0 | 0 | 0 | 0 | 0 | 0 | 0 | 0 | 0 | 0 | 0 | 0 | 0 | 0 | 0 | 0 | 0 | 0 | 0 | 0 | 0 | 0 | 0 | 0 | 0 | 0 | 0
F5_Commercial_Interruptible - College_New_Space Heating_Natural Gas_Gas Boiler - Hot Water Reset_A_Technical Potential | F5 | Commercial | Interruptible - College | New | Space Heating | Natural Gas | Gas Boiler - Hot Water Reset | A | Incremental Summer Peak Savings (MW) | Technical Potential | 0 | 0 | 0 | 0 | 0 | 0 | 0 | 0 | 0 | 0 | 0 | 0 | 0 | 0 | 0 | 0 | 0 | 0 | 0 | 0 | 0 | 0 | 0 | 0 | 0 | 0 | 0
F6_Commercial_Interruptible - College_New_Space Heating_Natural Gas_Gas Boiler - Hot Water Reset_A_Technical Potential | F6 | Commercial | Interruptible - College | New | Space Heating | Natural Gas | Gas Boiler - Hot Water Reset | A | Incremental Winter Peak Savings (MW) | Technical Potential | 0 | 0 | 0 | 0 | 0 | 0 | 0 | 0 | 0 | 0 | 0 | 0 | 0 | 0 | 0 | 0 | 0 | 0 | 0 | 0 | 0 | 0 | 0 | 0 | 0 | 0 | 0
F7_Commercial_Interruptible - College_New_Space Heating_Natural Gas_Gas Boiler - Hot Water Reset_A_Technical Potential | F7 | Commercial | Interruptible - College | New | Space Heating | Natural Gas | Gas Boiler - Hot Water Reset | A | Cumulative Energy Savings (MWh or mTherms) | Technical Potential | 0 | 0 | 0 | 0 | 0 | 0 | 0 | 0 | 0 | 0 | 0 | 0 | 0 | 0 | 0 | 0 | 0 | 0 | 0 | 0 | 0 | 0 | 0 | 0 | 0 | 0 | 0
F8_Commercial_Interruptible - College_New_Space Heating_Natural Gas_Gas Boiler - Hot Water Reset_A_Technical Potential | F8 | Commercial | Interruptible - College | New | Space Heating | Natural Gas | Gas Boiler - Hot Water Reset | A | Cumulative Summer Peak Savings (MW) | Technical Potential | 0 | 0 | 0 | 0 | 0 | 0 | 0 | 0 | 0 | 0 | 0 | 0 | 0 | 0 | 0 | 0 | 0 | 0 | 0 | 0 | 0 | 0 | 0 | 0 | 0 | 0 | 0
F9_Commercial_Interruptible - College_New_Space Heating_Natural Gas_Gas Boiler - Hot Water Reset_A_Technical Potential | F9 | Commercial | Interruptible - College | New | Space Heating | Natural Gas | Gas Boiler - Hot Water Reset | A | Cumulative Winter Peak Savings (MW) | Technical Potential | 0 | 0 | 0 | 0 | 0 | 0 | 0 | 0 | 0 | 0 | 0 | 0 | 0 | 0 | 0 | 0 | 0 | 0 | 0 | 0 | 0 | 0 | 0 | 0 | 0 | 0 | 0
F10_Commercial_Interruptible - College_New_Space Heating_Natural Gas_Gas Boiler - Hot Water Reset_A_Technical Potential | F10 | Commercial | Interruptible - College | New | Space Heating | Natural Gas | Gas Boiler - Hot Water Reset | A | Purchases (Incremental) | Technical Potential | 0 | 0 | 0 | 0 | 0 | 0 | 0 | 0 | 0 | 0 | 0 | 0 | 0 | 0 | 0 | 0 | 0 | 0 | 0 | 0 | 0 | 0 | 0 | 0 | 0 | 0 | 0
F11_Commercial_Interruptible - College_New_Space Heating_Natural Gas_Gas Boiler - Hot Water Reset_A_Technical Potential | F11 | Commercial | Interruptible - College | New | Space Heating | Natural Gas | Gas Boiler - Hot Water Reset | A | Purchases (Cumulative) | Technical Potential | 0 | 0 | 0 | 0 | 0 | 0 | 0 | 0 | 0 | 0 | 0 | 0 | 0 | 0 | 0 | 0 | 0 | 0 | 0 | 0 | 0 | 0 | 0 | 0 | 0 | 0 | 0
F1_Commercial_Interruptible - College_New_Space Heating_Natural Gas_Gas Boiler - Steam Trap Replacement_A_Technical Potential | F1 | Commercial | Interruptible - College | New | Space Heating | Natural Gas | Gas Boiler - Steam Trap Replacement | A | Integrated Unit Energy Savings (kWh or therms) | Technical Potential | 0 | 0 | 0 | 0 | 0 | 0 | 0 | 0 | 0 | 0 | 0 | 0 | 0 | 0 | 0 | 0 | 0 | 0 | 0 | 0 | 0 | 0 | 0 | 0 | 0 | 0 | 0
F2_Commercial_Interruptible - College_New_Space Heating_Natural Gas_Gas Boiler - Steam Trap Replacement_A_Technical Potential | F2 | Commercial | Interruptible - College | New | Space Heating | Natural Gas | Gas Boiler - Steam Trap Replacement | A | Integrated Unit Summer Peak Savings (kW) | Technical Potential | 0 | 0 | 0 | 0 | 0 | 0 | 0 | 0 | 0 | 0 | 0 | 0 | 0 | 0 | 0 | 0 | 0 | 0 | 0 | 0 | 0 | 0 | 0 | 0 | 0 | 0 | 0
F3_Commercial_Interruptible - College_New_Space Heating_Natural Gas_Gas Boiler - Steam Trap Replacement_A_Technical Potential | F3 | Commercial | Interruptible - College | New | Space Heating | Natural Gas | Gas Boiler - Steam Trap Replacement | A | Integrated Unit Winter Peak Savings (kW) | Technical Potential | 0 | 0 | 0 | 0 | 0 | 0 | 0 | 0 | 0 | 0 | 0 | 0 | 0 | 0 | 0 | 0 | 0 | 0 | 0 | 0 | 0 | 0 | 0 | 0 | 0 | 0 | 0
F4_Commercial_Interruptible - College_New_Space Heating_Natural Gas_Gas Boiler - Steam Trap Replacement_A_Technical Potential | F4 | Commercial | Interruptible - College | New | Space Heating | Natural Gas | Gas Boiler - Steam Trap Replacement | A | Incremental Energy Savings (MWh or mTherms) | Technical Potential | 0 | 0 | 0 | 0 | 0 | 0 | 0 | 0 | 0 | 0 | 0 | 0 | 0 | 0 | 0 | 0 | 0 | 0 | 0 | 0 | 0 | 0 | 0 | 0 | 0 | 0 | 0
F5_Commercial_Interruptible - College_New_Space Heating_Natural Gas_Gas Boiler - Steam Trap Replacement_A_Technical Potential | F5 | Commercial | Interruptible - College | New | Space Heating | Natural Gas | Gas Boiler - Steam Trap Replacement | A | Incremental Summer Peak Savings (MW) | Technical Potential | 0 | 0 | 0 | 0 | 0 | 0 | 0 | 0 | 0 | 0 | 0 | 0 | 0 | 0 | 0 | 0 | 0 | 0 | 0 | 0 | 0 | 0 | 0 | 0 | 0 | 0 | 0
F6_Commercial_Interruptible - College_New_Space Heating_Natural Gas_Gas Boiler - Steam Trap Replacement_A_Technical Potential | F6 | Commercial | Interruptible - College | New | Space Heating | Natural Gas | Gas Boiler - Steam Trap Replacement | A | Incremental Winter Peak Savings (MW) | Technical Potential | 0 | 0 | 0 | 0 | 0 | 0 | 0 | 0 | 0 | 0 | 0 | 0 | 0 | 0 | 0 | 0 | 0 | 0 | 0 | 0 | 0 | 0 | 0 | 0 | 0 | 0 | 0
F7_Commercial_Interruptible - College_New_Space Heating_Natural Gas_Gas Boiler - Steam Trap Replacement_A_Technical Potential | F7 | Commercial | Interruptible - College | New | Space Heating | Natural Gas | Gas Boiler - Steam Trap Replacement | A | Cumulative Energy Savings (MWh or mTherms) | Technical Potential | 0 | 0 | 0 | 0 | 0 | 0 | 0 | 0 | 0 | 0 | 0 | 0 | 0 | 0 | 0 | 0 | 0 | 0 | 0 | 0 | 0 | 0 | 0 | 0 | 0 | 0 | 0
F8_Commercial_Interruptible - College_New_Space Heating_Natural Gas_Gas Boiler - Steam Trap Replacement_A_Technical Potential | F8 | Commercial | Interruptible - College | New | Space Heating | Natural Gas | Gas Boiler - Steam Trap Replacement | A | Cumulative Summer Peak Savings (MW) | Technical Potential | 0 | 0 | 0 | 0 | 0 | 0 | 0 | 0 | 0 | 0 | 0 | 0 | 0 | 0 | 0 | 0 | 0 | 0 | 0 | 0 | 0 | 0 | 0 | 0 | 0 | 0 | 0
F9_Commercial_Interruptible - College_New_Space Heating_Natural Gas_Gas Boiler - Steam Trap Replacement_A_Technical Potential | F9 | Commercial | Interruptible - College | New | Space Heating | Natural Gas | Gas Boiler - Steam Trap Replacement | A | Cumulative Winter Peak Savings (MW) | Technical Potential | 0 | 0 | 0 | 0 | 0 | 0 | 0 | 0 | 0 | 0 | 0 | 0 | 0 | 0 | 0 | 0 | 0 | 0 | 0 | 0 | 0 | 0 | 0 | 0 | 0 | 0 | 0
F10_Commercial_Interruptible - College_New_Space Heating_Natural Gas_Gas Boiler - Steam Trap Replacement_A_Technical Potential | F10 | Commercial | Interruptible - College | New | Space Heating | Natural Gas | Gas Boiler - Steam Trap Replacement | A | Purchases (Incremental) | Technical Potential | 0 | 0 | 0 | 0 | 0 | 0 | 0 | 0 | 0 | 0 | 0 | 0 | 0 | 0 | 0 | 0 | 0 | 0 | 0 | 0 | 0 | 0 | 0 | 0 | 0 | 0 | 0
F11_Commercial_Interruptible - College_New_Space Heating_Natural Gas_Gas Boiler - Steam Trap Replacement_A_Technical Potential | F11 | Commercial | Interruptible - College | New | Space Heating | Natural Gas | Gas Boiler - Steam Trap Replacement | A | Purchases (Cumulative) | Technical Potential | 0 | 0 | 0 | 0 | 0 | 0 | 0 | 0 | 0 | 0 | 0 | 0 | 0 | 0 | 0 | 0 | 0 | 0 | 0 | 0 | 0 | 0 | 0 | 0 | 0 | 0 | 0
F1_Commercial_Interruptible - College_New_Space Heating_Natural Gas_Gas Boiler - High Turndown Burner_A_Technical Potential | F1 | Commercial | Interruptible - College | New | Space Heating | Natural Gas | Gas Boiler - High Turndown Burner | A | Integrated Unit Energy Savings (kWh or therms) | Technical Potential | 0 | 0 | 0 | 0 | 0 | 0 | 0 | 0 | 0 | 0 | 0 | 0 | 0 | 0 | 0 | 0 | 0 | 0 | 0 | 0 | 0 | 0 | 0 | 0 | 0 | 0 | 0
F2_Commercial_Interruptible - College_New_Space Heating_Natural Gas_Gas Boiler - High Turndown Burner_A_Technical Potential | F2 | Commercial | Interruptible - College | New | Space Heating | Natural Gas | Gas Boiler - High Turndown Burner | A | Integrated Unit Summer Peak Savings (kW) | Technical Potential | 0 | 0 | 0 | 0 | 0 | 0 | 0 | 0 | 0 | 0 | 0 | 0 | 0 | 0 | 0 | 0 | 0 | 0 | 0 | 0 | 0 | 0 | 0 | 0 | 0 | 0 | 0
F3_Commercial_Interruptible - College_New_Space Heating_Natural Gas_Gas Boiler - High Turndown Burner_A_Technical Potential | F3 | Commercial | Interruptible - College | New | Space Heating | Natural Gas | Gas Boiler - High Turndown Burner | A | Integrated Unit Winter Peak Savings (kW) | Technical Potential | 0 | 0 | 0 | 0 | 0 | 0 | 0 | 0 | 0 | 0 | 0 | 0 | 0 | 0 | 0 | 0 | 0 | 0 | 0 | 0 | 0 | 0 | 0 | 0 | 0 | 0 | 0
F4_Commercial_Interruptible - College_New_Space Heating_Natural Gas_Gas Boiler - High Turndown Burner_A_Technical Potential | F4 | Commercial | Interruptible - College | New | Space Heating | Natural Gas | Gas Boiler - High Turndown Burner | A | Incremental Energy Savings (MWh or mTherms) | Technical Potential | 0 | 0 | 0 | 0 | 0 | 0 | 0 | 0 | 0 | 0 | 0 | 0 | 0 | 0 | 0 | 0 | 0 | 0 | 0 | 0 | 0 | 0 | 0 | 0 | 0 | 0 | 0
F5_Commercial_Interruptible - College_New_Space Heating_Natural Gas_Gas Boiler - High Turndown Burner_A_Technical Potential | F5 | Commercial | Interruptible - College | New | Space Heating | Natural Gas | Gas Boiler - High Turndown Burner | A | Incremental Summer Peak Savings (MW) | Technical Potential | 0 | 0 | 0 | 0 | 0 | 0 | 0 | 0 | 0 | 0 | 0 | 0 | 0 | 0 | 0 | 0 | 0 | 0 | 0 | 0 | 0 | 0 | 0 | 0 | 0 | 0 | 0
F6_Commercial_Interruptible - College_New_Space Heating_Natural Gas_Gas Boiler - High Turndown Burner_A_Technical Potential | F6 | Commercial | Interruptible - College | New | Space Heating | Natural Gas | Gas Boiler - High Turndown Burner | A | Incremental Winter Peak Savings (MW) | Technical Potential | 0 | 0 | 0 | 0 | 0 | 0 | 0 | 0 | 0 | 0 | 0 | 0 | 0 | 0 | 0 | 0 | 0 | 0 | 0 | 0 | 0 | 0 | 0 | 0 | 0 | 0 | 0
F7_Commercial_Interruptible - College_New_Space Heating_Natural Gas_Gas Boiler - High Turndown Burner_A_Technical Potential | F7 | Commercial | Interruptible - College | New | Space Heating | Natural Gas | Gas Boiler - High Turndown Burner | A | Cumulative Energy Savings (MWh or mTherms) | Technical Potential | 0 | 0 | 0 | 0 | 0 | 0 | 0 | 0 | 0 | 0 | 0 | 0 | 0 | 0 | 0 | 0 | 0 | 0 | 0 | 0 | 0 | 0 | 0 | 0 | 0 | 0 | 0
F8_Commercial_Interruptible - College_New_Space Heating_Natural Gas_Gas Boiler - High Turndown Burner_A_Technical Potential | F8 | Commercial | Interruptible - College | New | Space Heating | Natural Gas | Gas Boiler - High Turndown Burner | A | Cumulative Summer Peak Savings (MW) | Technical Potential | 0 | 0 | 0 | 0 | 0 | 0 | 0 | 0 | 0 | 0 | 0 | 0 | 0 | 0 | 0 | 0 | 0 | 0 | 0 | 0 | 0 | 0 | 0 | 0 | 0 | 0 | 0
F9_Commercial_Interruptible - College_New_Space Heating_Natural Gas_Gas Boiler - High Turndown Burner_A_Technical Potential | F9 | Commercial | Interruptible - College | New | Space Heating | Natural Gas | Gas Boiler - High Turndown Burner | A | Cumulative Winter Peak Savings (MW) | Technical Potential | 0 | 0 | 0 | 0 | 0 | 0 | 0 | 0 | 0 | 0 | 0 | 0 | 0 | 0 | 0 | 0 | 0 | 0 | 0 | 0 | 0 | 0 | 0 | 0 | 0 | 0 | 0
F10_Commercial_Interruptible - College_New_Space Heating_Natural Gas_Gas Boiler - High Turndown Burner_A_Technical Potential | F10 | Commercial | Interruptible - College | New | Space Heating | Natural Gas | Gas Boiler - High Turndown Burner | A | Purchases (Incremental) | Technical Potential | 0 | 0 | 0 | 0 | 0 | 0 | 0 | 0 | 0 | 0 | 0 | 0 | 0 | 0 | 0 | 0 | 0 | 0 | 0 | 0 | 0 | 0 | 0 | 0 | 0 | 0 | 0
F11_Commercial_Interruptible - College_New_Space Heating_Natural Gas_Gas Boiler - High Turndown Burner_A_Technical Potential | F11 | Commercial | Interruptible - College | New | Space Heating | Natural Gas | Gas Boiler - High Turndown Burner | A | Purchases (Cumulative) | Technical Potential | 0 | 0 | 0 | 0 | 0 | 0 | 0 | 0 | 0 | 0 | 0 | 0 | 0 | 0 | 0 | 0 | 0 | 0 | 0 | 0 | 0 | 0 | 0 | 0 | 0 | 0 | 0
F1_Commercial_Interruptible - College_New_Space Heating_Natural Gas_Gas Boiler - Burner Control Optimization_A_Technical Potential | F1 | Commercial | Interruptible - College | New | Space Heating | Natural Gas | Gas Boiler - Burner Control Optimization | A | Integrated Unit Energy Savings (kWh or therms) | Technical Potential | 0 | 0 | 0 | 0 | 0 | 0 | 0 | 0 | 0 | 0 | 0 | 0 | 0 | 0 | 0 | 0 | 0 | 0 | 0 | 0 | 0 | 0 | 0 | 0 | 0 | 0 | 0
F2_Commercial_Interruptible - College_New_Space Heating_Natural Gas_Gas Boiler - Burner Control Optimization_A_Technical Potential | F2 | Commercial | Interruptible - College | New | Space Heating | Natural Gas | Gas Boiler - Burner Control Optimization | A | Integrated Unit Summer Peak Savings (kW) | Technical Potential | 0 | 0 | 0 | 0 | 0 | 0 | 0 | 0 | 0 | 0 | 0 | 0 | 0 | 0 | 0 | 0 | 0 | 0 | 0 | 0 | 0 | 0 | 0 | 0 | 0 | 0 | 0
F3_Commercial_Interruptible - College_New_Space Heating_Natural Gas_Gas Boiler - Burner Control Optimization_A_Technical Potential | F3 | Commercial | Interruptible - College | New | Space Heating | Natural Gas | Gas Boiler - Burner Control Optimization | A | Integrated Unit Winter Peak Savings (kW) | Technical Potential | 0 | 0 | 0 | 0 | 0 | 0 | 0 | 0 | 0 | 0 | 0 | 0 | 0 | 0 | 0 | 0 | 0 | 0 | 0 | 0 | 0 | 0 | 0 | 0 | 0 | 0 | 0
F4_Commercial_Interruptible - College_New_Space Heating_Natural Gas_Gas Boiler - Burner Control Optimization_A_Technical Potential | F4 | Commercial | Interruptible - College | New | Space Heating | Natural Gas | Gas Boiler - Burner Control Optimization | A | Incremental Energy Savings (MWh or mTherms) | Technical Potential | 0 | 0 | 0 | 0 | 0 | 0 | 0 | 0 | 0 | 0 | 0 | 0 | 0 | 0 | 0 | 0 | 0 | 0 | 0 | 0 | 0 | 0 | 0 | 0 | 0 | 0 | 0
F5_Commercial_Interruptible - College_New_Space Heating_Natural Gas_Gas Boiler - Burner Control Optimization_A_Technical Potential | F5 | Commercial | Interruptible - College | New | Space Heating | Natural Gas | Gas Boiler - Burner Control Optimization | A | Incremental Summer Peak Savings (MW) | Technical Potential | 0 | 0 | 0 | 0 | 0 | 0 | 0 | 0 | 0 | 0 | 0 | 0 | 0 | 0 | 0 | 0 | 0 | 0 | 0 | 0 | 0 | 0 | 0 | 0 | 0 | 0 | 0
F6_Commercial_Interruptible - College_New_Space Heating_Natural Gas_Gas Boiler - Burner Control Optimization_A_Technical Potential | F6 | Commercial | Interruptible - College | New | Space Heating | Natural Gas | Gas Boiler - Burner Control Optimization | A | Incremental Winter Peak Savings (MW) | Technical Potential | 0 | 0 | 0 | 0 | 0 | 0 | 0 | 0 | 0 | 0 | 0 | 0 | 0 | 0 | 0 | 0 | 0 | 0 | 0 | 0 | 0 | 0 | 0 | 0 | 0 | 0 | 0
F7_Commercial_Interruptible - College_New_Space Heating_Natural Gas_Gas Boiler - Burner Control Optimization_A_Technical Potential | F7 | Commercial | Interruptible - College | New | Space Heating | Natural Gas | Gas Boiler - Burner Control Optimization | A | Cumulative Energy Savings (MWh or mTherms) | Technical Potential | 0 | 0 | 0 | 0 | 0 | 0 | 0 | 0 | 0 | 0 | 0 | 0 | 0 | 0 | 0 | 0 | 0 | 0 | 0 | 0 | 0 | 0 | 0 | 0 | 0 | 0 | 0
F8_Commercial_Interruptible - College_New_Space Heating_Natural Gas_Gas Boiler - Burner Control Optimization_A_Technical Potential | F8 | Commercial | Interruptible - College | New | Space Heating | Natural Gas | Gas Boiler - Burner Control Optimization | A | Cumulative Summer Peak Savings (MW) | Technical Potential | 0 | 0 | 0 | 0 | 0 | 0 | 0 | 0 | 0 | 0 | 0 | 0 | 0 | 0 | 0 | 0 | 0 | 0 | 0 | 0 | 0 | 0 | 0 | 0 | 0 | 0 | 0
F9_Commercial_Interruptible - College_New_Space Heating_Natural Gas_Gas Boiler - Burner Control Optimization_A_Technical Potential | F9 | Commercial | Interruptible - College | New | Space Heating | Natural Gas | Gas Boiler - Burner Control Optimization | A | Cumulative Winter Peak Savings (MW) | Technical Potential | 0 | 0 | 0 | 0 | 0 | 0 | 0 | 0 | 0 | 0 | 0 | 0 | 0 | 0 | 0 | 0 | 0 | 0 | 0 | 0 | 0 | 0 | 0 | 0 | 0 | 0 | 0
F10_Commercial_Interruptible - College_New_Space Heating_Natural Gas_Gas Boiler - Burner Control Optimization_A_Technical Potential | F10 | Commercial | Interruptible - College | New | Space Heating | Natural Gas | Gas Boiler - Burner Control Optimization | A | Purchases (Incremental) | Technical Potential | 0 | 0 | 0 | 0 | 0 | 0 | 0 | 0 | 0 | 0 | 0 | 0 | 0 | 0 | 0 | 0 | 0 | 0 | 0 | 0 | 0 | 0 | 0 | 0 | 0 | 0 | 0
F11_Commercial_Interruptible - College_New_Space Heating_Natural Gas_Gas Boiler - Burner Control Optimization_A_Technical Potential | F11 | Commercial | Interruptible - College | New | Space Heating | Natural Gas | Gas Boiler - Burner Control Optimization | A | Purchases (Cumulative) | Technical Potential | 0 | 0 | 0 | 0 | 0 | 0 | 0 | 0 | 0 | 0 | 0 | 0 | 0 | 0 | 0 | 0 | 0 | 0 | 0 | 0 | 0 | 0 | 0 | 0 | 0 | 0 | 0
F1_Commercial_Interruptible - College_New_Space Heating_Natural Gas_Gas Boiler - Stack Economizer_A_Technical Potential | F1 | Commercial | Interruptible - College | New | Space Heating | Natural Gas | Gas Boiler - Stack Economizer | A | Integrated Unit Energy Savings (kWh or therms) | Technical Potential | 0 | 0 | 0 | 0 | 0 | 0 | 0 | 0 | 0 | 0 | 0 | 0 | 0 | 0 | 0 | 0 | 0 | 0 | 0 | 0 | 0 | 0 | 0 | 0 | 0 | 0 | 0
F2_Commercial_Interruptible - College_New_Space Heating_Natural Gas_Gas Boiler - Stack Economizer_A_Technical Potential | F2 | Commercial | Interruptible - College | New | Space Heating | Natural Gas | Gas Boiler - Stack Economizer | A | Integrated Unit Summer Peak Savings (kW) | Technical Potential | 0 | 0 | 0 | 0 | 0 | 0 | 0 | 0 | 0 | 0 | 0 | 0 | 0 | 0 | 0 | 0 | 0 | 0 | 0 | 0 | 0 | 0 | 0 | 0 | 0 | 0 | 0
F3_Commercial_Interruptible - College_New_Space Heating_Natural Gas_Gas Boiler - Stack Economizer_A_Technical Potential | F3 | Commercial | Interruptible - College | New | Space Heating | Natural Gas | Gas Boiler - Stack Economizer | A | Integrated Unit Winter Peak Savings (kW) | Technical Potential | 0 | 0 | 0 | 0 | 0 | 0 | 0 | 0 | 0 | 0 | 0 | 0 | 0 | 0 | 0 | 0 | 0 | 0 | 0 | 0 | 0 | 0 | 0 | 0 | 0 | 0 | 0
F4_Commercial_Interruptible - College_New_Space Heating_Natural Gas_Gas Boiler - Stack Economizer_A_Technical Potential | F4 | Commercial | Interruptible - College | New | Space Heating | Natural Gas | Gas Boiler - Stack Economizer | A | Incremental Energy Savings (MWh or mTherms) | Technical Potential | 0 | 0 | 0 | 0 | 0 | 0 | 0 | 0 | 0 | 0 | 0 | 0 | 0 | 0 | 0 | 0 | 0 | 0 | 0 | 0 | 0 | 0 | 0 | 0 | 0 | 0 | 0
F5_Commercial_Interruptible - College_New_Space Heating_Natural Gas_Gas Boiler - Stack Economizer_A_Technical Potential | F5 | Commercial | Interruptible - College | New | Space Heating | Natural Gas | Gas Boiler - Stack Economizer | A | Incremental Summer Peak Savings (MW) | Technical Potential | 0 | 0 | 0 | 0 | 0 | 0 | 0 | 0 | 0 | 0 | 0 | 0 | 0 | 0 | 0 | 0 | 0 | 0 | 0 | 0 | 0 | 0 | 0 | 0 | 0 | 0 | 0
F6_Commercial_Interruptible - College_New_Space Heating_Natural Gas_Gas Boiler - Stack Economizer_A_Technical Potential | F6 | Commercial | Interruptible - College | New | Space Heating | Natural Gas | Gas Boiler - Stack Economizer | A | Incremental Winter Peak Savings (MW) | Technical Potential | 0 | 0 | 0 | 0 | 0 | 0 | 0 | 0 | 0 | 0 | 0 | 0 | 0 | 0 | 0 | 0 | 0 | 0 | 0 | 0 | 0 | 0 | 0 | 0 | 0 | 0 | 0
F7_Commercial_Interruptible - College_New_Space Heating_Natural Gas_Gas Boiler - Stack Economizer_A_Technical Potential | F7 | Commercial | Interruptible - College | New | Space Heating | Natural Gas | Gas Boiler - Stack Economizer | A | Cumulative Energy Savings (MWh or mTherms) | Technical Potential | 0 | 0 | 0 | 0 | 0 | 0 | 0 | 0 | 0 | 0 | 0 | 0 | 0 | 0 | 0 | 0 | 0 | 0 | 0 | 0 | 0 | 0 | 0 | 0 | 0 | 0 | 0
F8_Commercial_Interruptible - College_New_Space Heating_Natural Gas_Gas Boiler - Stack Economizer_A_Technical Potential | F8 | Commercial | Interruptible - College | New | Space Heating | Natural Gas | Gas Boiler - Stack Economizer | A | Cumulative Summer Peak Savings (MW) | Technical Potential | 0 | 0 | 0 | 0 | 0 | 0 | 0 | 0 | 0 | 0 | 0 | 0 | 0 | 0 | 0 | 0 | 0 | 0 | 0 | 0 | 0 | 0 | 0 | 0 | 0 | 0 | 0
F9_Commercial_Interruptible - College_New_Space Heating_Natural Gas_Gas Boiler - Stack Economizer_A_Technical Potential | F9 | Commercial | Interruptible - College | New | Space Heating | Natural Gas | Gas Boiler - Stack Economizer | A | Cumulative Winter Peak Savings (MW) | Technical Potential | 0 | 0 | 0 | 0 | 0 | 0 | 0 | 0 | 0 | 0 | 0 | 0 | 0 | 0 | 0 | 0 | 0 | 0 | 0 | 0 | 0 | 0 | 0 | 0 | 0 | 0 | 0
F10_Commercial_Interruptible - College_New_Space Heating_Natural Gas_Gas Boiler - Stack Economizer_A_Technical Potential | F10 | Commercial | Interruptible - College | New | Space Heating | Natural Gas | Gas Boiler - Stack Economizer | A | Purchases (Incremental) | Technical Potential | 0 | 0 | 0 | 0 | 0 | 0 | 0 | 0 | 0 | 0 | 0 | 0 | 0 | 0 | 0 | 0 | 0 | 0 | 0 | 0 | 0 | 0 | 0 | 0 | 0 | 0 | 0
F11_Commercial_Interruptible - College_New_Space Heating_Natural Gas_Gas Boiler - Stack Economizer_A_Technical Potential | F11 | Commercial | Interruptible - College | New | Space Heating | Natural Gas | Gas Boiler - Stack Economizer | A | Purchases (Cumulative) | Technical Potential | 0 | 0 | 0 | 0 | 0 | 0 | 0 | 0 | 0 | 0 | 0 | 0 | 0 | 0 | 0 | 0 | 0 | 0 | 0 | 0 | 0 | 0 | 0 | 0 | 0 | 0 | 0
F1_Commercial_Interruptible - College_New_Space Heating_Natural Gas_Gas Boiler - Thermostatic Radiator Valves_A_Technical Potential | F1 | Commercial | Interruptible - College | New | Space Heating | Natural Gas | Gas Boiler - Thermostatic Radiator Valves | A | Integrated Unit Energy Savings (kWh or therms) | Technical Potential | 0 | 0 | 0 | 0 | 0 | 0 | 0 | 0 | 0 | 0 | 0 | 0 | 0 | 0 | 0 | 0 | 0 | 0 | 0 | 0 | 0 | 0 | 0 | 0 | 0 | 0 | 0
F2_Commercial_Interruptible - College_New_Space Heating_Natural Gas_Gas Boiler - Thermostatic Radiator Valves_A_Technical Potential | F2 | Commercial | Interruptible - College | New | Space Heating | Natural Gas | Gas Boiler - Thermostatic Radiator Valves | A | Integrated Unit Summer Peak Savings (kW) | Technical Potential | 0 | 0 | 0 | 0 | 0 | 0 | 0 | 0 | 0 | 0 | 0 | 0 | 0 | 0 | 0 | 0 | 0 | 0 | 0 | 0 | 0 | 0 | 0 | 0 | 0 | 0 | 0
F3_Commercial_Interruptible - College_New_Space Heating_Natural Gas_Gas Boiler - Thermostatic Radiator Valves_A_Technical Potential | F3 | Commercial | Interruptible - College | New | Space Heating | Natural Gas | Gas Boiler - Thermostatic Radiator Valves | A | Integrated Unit Winter Peak Savings (kW) | Technical Potential | 0 | 0 | 0 | 0 | 0 | 0 | 0 | 0 | 0 | 0 | 0 | 0 | 0 | 0 | 0 | 0 | 0 | 0 | 0 | 0 | 0 | 0 | 0 | 0 | 0 | 0 | 0
F4_Commercial_Interruptible - College_New_Space Heating_Natural Gas_Gas Boiler - Thermostatic Radiator Valves_A_Technical Potential | F4 | Commercial | Interruptible - College | New | Space Heating | Natural Gas | Gas Boiler - Thermostatic Radiator Valves | A | Incremental Energy Savings (MWh or mTherms) | Technical Potential | 0 | 0 | 0 | 0 | 0 | 0 | 0 | 0 | 0 | 0 | 0 | 0 | 0 | 0 | 0 | 0 | 0 | 0 | 0 | 0 | 0 | 0 | 0 | 0 | 0 | 0 | 0
F5_Commercial_Interruptible - College_New_Space Heating_Natural Gas_Gas Boiler - Thermostatic Radiator Valves_A_Technical Potential | F5 | Commercial | Interruptible - College | New | Space Heating | Natural Gas | Gas Boiler - Thermostatic Radiator Valves | A | Incremental Summer Peak Savings (MW) | Technical Potential | 0 | 0 | 0 | 0 | 0 | 0 | 0 | 0 | 0 | 0 | 0 | 0 | 0 | 0 | 0 | 0 | 0 | 0 | 0 | 0 | 0 | 0 | 0 | 0 | 0 | 0 | 0
F6_Commercial_Interruptible - College_New_Space Heating_Natural Gas_Gas Boiler - Thermostatic Radiator Valves_A_Technical Potential | F6 | Commercial | Interruptible - College | New | Space Heating | Natural Gas | Gas Boiler - Thermostatic Radiator Valves | A | Incremental Winter Peak Savings (MW) | Technical Potential | 0 | 0 | 0 | 0 | 0 | 0 | 0 | 0 | 0 | 0 | 0 | 0 | 0 | 0 | 0 | 0 | 0 | 0 | 0 | 0 | 0 | 0 | 0 | 0 | 0 | 0 | 0
F7_Commercial_Interruptible - College_New_Space Heating_Natural Gas_Gas Boiler - Thermostatic Radiator Valves_A_Technical Potential | F7 | Commercial | Interruptible - College | New | Space Heating | Natural Gas | Gas Boiler - Thermostatic Radiator Valves | A | Cumulative Energy Savings (MWh or mTherms) | Technical Potential | 0 | 0 | 0 | 0 | 0 | 0 | 0 | 0 | 0 | 0 | 0 | 0 | 0 | 0 | 0 | 0 | 0 | 0 | 0 | 0 | 0 | 0 | 0 | 0 | 0 | 0 | 0
F8_Commercial_Interruptible - College_New_Space Heating_Natural Gas_Gas Boiler - Thermostatic Radiator Valves_A_Technical Potential | F8 | Commercial | Interruptible - College | New | Space Heating | Natural Gas | Gas Boiler - Thermostatic Radiator Valves | A | Cumulative Summer Peak Savings (MW) | Technical Potential | 0 | 0 | 0 | 0 | 0 | 0 | 0 | 0 | 0 | 0 | 0 | 0 | 0 | 0 | 0 | 0 | 0 | 0 | 0 | 0 | 0 | 0 | 0 | 0 | 0 | 0 | 0
F9_Commercial_Interruptible - College_New_Space Heating_Natural Gas_Gas Boiler - Thermostatic Radiator Valves_A_Technical Potential | F9 | Commercial | Interruptible - College | New | Space Heating | Natural Gas | Gas Boiler - Thermostatic Radiator Valves | A | Cumulative Winter Peak Savings (MW) | Technical Potential | 0 | 0 | 0 | 0 | 0 | 0 | 0 | 0 | 0 | 0 | 0 | 0 | 0 | 0 | 0 | 0 | 0 | 0 | 0 | 0 | 0 | 0 | 0 | 0 | 0 | 0 | 0
F10_Commercial_Interruptible - College_New_Space Heating_Natural Gas_Gas Boiler - Thermostatic Radiator Valves_A_Technical Potential | F10 | Commercial | Interruptible - College | New | Space Heating | Natural Gas | Gas Boiler - Thermostatic Radiator Valves | A | Purchases (Incremental) | Technical Potential | 0 | 0 | 0 | 0 | 0 | 0 | 0 | 0 | 0 | 0 | 0 | 0 | 0 | 0 | 0 | 0 | 0 | 0 | 0 | 0 | 0 | 0 | 0 | 0 | 0 | 0 | 0
F11_Commercial_Interruptible - College_New_Space Heating_Natural Gas_Gas Boiler - Thermostatic Radiator Valves_A_Technical Potential | F11 | Commercial | Interruptible - College | New | Space Heating | Natural Gas | Gas Boiler - Thermostatic Radiator Valves | A | Purchases (Cumulative) | Technical Potential | 0 | 0 | 0 | 0 | 0 | 0 | 0 | 0 | 0 | 0 | 0 | 0 | 0 | 0 | 0 | 0 | 0 | 0 | 0 | 0 | 0 | 0 | 0 | 0 | 0 | 0 | 0
F1_Commercial_Interruptible - College_New_Space Heating_Natural Gas_HVAC - Shut Off Damper_A_Technical Potential | F1 | Commercial | Interruptible - College | New | Space Heating | Natural Gas | HVAC - Shut Off Damper | A | Integrated Unit Energy Savings (kWh or therms) | Technical Potential | 0 | 0 | 0 | 0 | 0 | 0 | 0 | 0 | 0 | 0 | 0 | 0 | 0 | 0 | 0 | 0 | 0 | 0 | 0 | 0 | 0 | 0 | 0 | 0 | 0 | 0 | 0
F2_Commercial_Interruptible - College_New_Space Heating_Natural Gas_HVAC - Shut Off Damper_A_Technical Potential | F2 | Commercial | Interruptible - College | New | Space Heating | Natural Gas | HVAC - Shut Off Damper | A | Integrated Unit Summer Peak Savings (kW) | Technical Potential | 0 | 0 | 0 | 0 | 0 | 0 | 0 | 0 | 0 | 0 | 0 | 0 | 0 | 0 | 0 | 0 | 0 | 0 | 0 | 0 | 0 | 0 | 0 | 0 | 0 | 0 | 0
F3_Commercial_Interruptible - College_New_Space Heating_Natural Gas_HVAC - Shut Off Damper_A_Technical Potential | F3 | Commercial | Interruptible - College | New | Space Heating | Natural Gas | HVAC - Shut Off Damper | A | Integrated Unit Winter Peak Savings (kW) | Technical Potential | 0 | 0 | 0 | 0 | 0 | 0 | 0 | 0 | 0 | 0 | 0 | 0 | 0 | 0 | 0 | 0 | 0 | 0 | 0 | 0 | 0 | 0 | 0 | 0 | 0 | 0 | 0
F4_Commercial_Interruptible - College_New_Space Heating_Natural Gas_HVAC - Shut Off Damper_A_Technical Potential | F4 | Commercial | Interruptible - College | New | Space Heating | Natural Gas | HVAC - Shut Off Damper | A | Incremental Energy Savings (MWh or mTherms) | Technical Potential | 0 | 0 | 0 | 0 | 0 | 0 | 0 | 0 | 0 | 0 | 0 | 0 | 0 | 0 | 0 | 0 | 0 | 0 | 0 | 0 | 0 | 0 | 0 | 0 | 0 | 0 | 0
F5_Commercial_Interruptible - College_New_Space Heating_Natural Gas_HVAC - Shut Off Damper_A_Technical Potential | F5 | Commercial | Interruptible - College | New | Space Heating | Natural Gas | HVAC - Shut Off Damper | A | Incremental Summer Peak Savings (MW) | Technical Potential | 0 | 0 | 0 | 0 | 0 | 0 | 0 | 0 | 0 | 0 | 0 | 0 | 0 | 0 | 0 | 0 | 0 | 0 | 0 | 0 | 0 | 0 | 0 | 0 | 0 | 0 | 0
F6_Commercial_Interruptible - College_New_Space Heating_Natural Gas_HVAC - Shut Off Damper_A_Technical Potential | F6 | Commercial | Interruptible - College | New | Space Heating | Natural Gas | HVAC - Shut Off Damper | A | Incremental Winter Peak Savings (MW) | Technical Potential | 0 | 0 | 0 | 0 | 0 | 0 | 0 | 0 | 0 | 0 | 0 | 0 | 0 | 0 | 0 | 0 | 0 | 0 | 0 | 0 | 0 | 0 | 0 | 0 | 0 | 0 | 0
F7_Commercial_Interruptible - College_New_Space Heating_Natural Gas_HVAC - Shut Off Damper_A_Technical Potential | F7 | Commercial | Interruptible - College | New | Space Heating | Natural Gas | HVAC - Shut Off Damper | A | Cumulative Energy Savings (MWh or mTherms) | Technical Potential | 0 | 0 | 0 | 0 | 0 | 0 | 0 | 0 | 0 | 0 | 0 | 0 | 0 | 0 | 0 | 0 | 0 | 0 | 0 | 0 | 0 | 0 | 0 | 0 | 0 | 0 | 0
F8_Commercial_Interruptible - College_New_Space Heating_Natural Gas_HVAC - Shut Off Damper_A_Technical Potential | F8 | Commercial | Interruptible - College | New | Space Heating | Natural Gas | HVAC - Shut Off Damper | A | Cumulative Summer Peak Savings (MW) | Technical Potential | 0 | 0 | 0 | 0 | 0 | 0 | 0 | 0 | 0 | 0 | 0 | 0 | 0 | 0 | 0 | 0 | 0 | 0 | 0 | 0 | 0 | 0 | 0 | 0 | 0 | 0 | 0
F9_Commercial_Interruptible - College_New_Space Heating_Natural Gas_HVAC - Shut Off Damper_A_Technical Potential | F9 | Commercial | Interruptible - College | New | Space Heating | Natural Gas | HVAC - Shut Off Damper | A | Cumulative Winter Peak Savings (MW) | Technical Potential | 0 | 0 | 0 | 0 | 0 | 0 | 0 | 0 | 0 | 0 | 0 | 0 | 0 | 0 | 0 | 0 | 0 | 0 | 0 | 0 | 0 | 0 | 0 | 0 | 0 | 0 | 0
F10_Commercial_Interruptible - College_New_Space Heating_Natural Gas_HVAC - Shut Off Damper_A_Technical Potential | F10 | Commercial | Interruptible - College | New | Space Heating | Natural Gas | HVAC - Shut Off Damper | A | Purchases (Incremental) | Technical Potential | 0 | 0 | 0 | 0 | 0 | 0 | 0 | 0 | 0 | 0 | 0 | 0 | 0 | 0 | 0 | 0 | 0 | 0 | 0 | 0 | 0 | 0 | 0 | 0 | 0 | 0 | 0
F11_Commercial_Interruptible - College_New_Space Heating_Natural Gas_HVAC - Shut Off Damper_A_Technical Potential | F11 | Commercial | Interruptible - College | New | Space Heating | Natural Gas | HVAC - Shut Off Damper | A | Purchases (Cumulative) | Technical Potential | 0 | 0 | 0 | 0 | 0 | 0 | 0 | 0 | 0 | 0 | 0 | 0 | 0 | 0 | 0 | 0 | 0 | 0 | 0 | 0 | 0 | 0 | 0 | 0 | 0 | 0 | 0
F1_Commercial_Interruptible - College_New_Space Heating_Natural Gas_Gas Furnace - Tube Inserts_A_Technical Potential | F1 | Commercial | Interruptible - College | New | Space Heating | Natural Gas | Gas Furnace - Tube Inserts | A | Integrated Unit Energy Savings (kWh or therms) | Technical Potential | 0 | 0 | 0 | 0 | 0 | 0 | 0 | 0 | 0 | 0 | 0 | 0 | 0 | 0 | 0 | 0 | 0 | 0 | 0 | 0 | 0 | 0 | 0 | 0 | 0 | 0 | 0
F2_Commercial_Interruptible - College_New_Space Heating_Natural Gas_Gas Furnace - Tube Inserts_A_Technical Potential | F2 | Commercial | Interruptible - College | New | Space Heating | Natural Gas | Gas Furnace - Tube Inserts | A | Integrated Unit Summer Peak Savings (kW) | Technical Potential | 0 | 0 | 0 | 0 | 0 | 0 | 0 | 0 | 0 | 0 | 0 | 0 | 0 | 0 | 0 | 0 | 0 | 0 | 0 | 0 | 0 | 0 | 0 | 0 | 0 | 0 | 0
F3_Commercial_Interruptible - College_New_Space Heating_Natural Gas_Gas Furnace - Tube Inserts_A_Technical Potential | F3 | Commercial | Interruptible - College | New | Space Heating | Natural Gas | Gas Furnace - Tube Inserts | A | Integrated Unit Winter Peak Savings (kW) | Technical Potential | 0 | 0 | 0 | 0 | 0 | 0 | 0 | 0 | 0 | 0 | 0 | 0 | 0 | 0 | 0 | 0 | 0 | 0 | 0 | 0 | 0 | 0 | 0 | 0 | 0 | 0 | 0
F4_Commercial_Interruptible - College_New_Space Heating_Natural Gas_Gas Furnace - Tube Inserts_A_Technical Potential | F4 | Commercial | Interruptible - College | New | Space Heating | Natural Gas | Gas Furnace - Tube Inserts | A | Incremental Energy Savings (MWh or mTherms) | Technical Potential | 0 | 0 | 0 | 0 | 0 | 0 | 0 | 0 | 0 | 0 | 0 | 0 | 0 | 0 | 0 | 0 | 0 | 0 | 0 | 0 | 0 | 0 | 0 | 0 | 0 | 0 | 0
F5_Commercial_Interruptible - College_New_Space Heating_Natural Gas_Gas Furnace - Tube Inserts_A_Technical Potential | F5 | Commercial | Interruptible - College | New | Space Heating | Natural Gas | Gas Furnace - Tube Inserts | A | Incremental Summer Peak Savings (MW) | Technical Potential | 0 | 0 | 0 | 0 | 0 | 0 | 0 | 0 | 0 | 0 | 0 | 0 | 0 | 0 | 0 | 0 | 0 | 0 | 0 | 0 | 0 | 0 | 0 | 0 | 0 | 0 | 0
F6_Commercial_Interruptible - College_New_Space Heating_Natural Gas_Gas Furnace - Tube Inserts_A_Technical Potential | F6 | Commercial | Interruptible - College | New | Space Heating | Natural Gas | Gas Furnace - Tube Inserts | A | Incremental Winter Peak Savings (MW) | Technical Potential | 0 | 0 | 0 | 0 | 0 | 0 | 0 | 0 | 0 | 0 | 0 | 0 | 0 | 0 | 0 | 0 | 0 | 0 | 0 | 0 | 0 | 0 | 0 | 0 | 0 | 0 | 0
F7_Commercial_Interruptible - College_New_Space Heating_Natural Gas_Gas Furnace - Tube Inserts_A_Technical Potential | F7 | Commercial | Interruptible - College | New | Space Heating | Natural Gas | Gas Furnace - Tube Inserts | A | Cumulative Energy Savings (MWh or mTherms) | Technical Potential | 0 | 0 | 0 | 0 | 0 | 0 | 0 | 0 | 0 | 0 | 0 | 0 | 0 | 0 | 0 | 0 | 0 | 0 | 0 | 0 | 0 | 0 | 0 | 0 | 0 | 0 | 0
F8_Commercial_Interruptible - College_New_Space Heating_Natural Gas_Gas Furnace - Tube Inserts_A_Technical Potential | F8 | Commercial | Interruptible - College | New | Space Heating | Natural Gas | Gas Furnace - Tube Inserts | A | Cumulative Summer Peak Savings (MW) | Technical Potential | 0 | 0 | 0 | 0 | 0 | 0 | 0 | 0 | 0 | 0 | 0 | 0 | 0 | 0 | 0 | 0 | 0 | 0 | 0 | 0 | 0 | 0 | 0 | 0 | 0 | 0 | 0
F9_Commercial_Interruptible - College_New_Space Heating_Natural Gas_Gas Furnace - Tube Inserts_A_Technical Potential | F9 | Commercial | Interruptible - College | New | Space Heating | Natural Gas | Gas Furnace - Tube Inserts | A | Cumulative Winter Peak Savings (MW) | Technical Potential | 0 | 0 | 0 | 0 | 0 | 0 | 0 | 0 | 0 | 0 | 0 | 0 | 0 | 0 | 0 | 0 | 0 | 0 | 0 | 0 | 0 | 0 | 0 | 0 | 0 | 0 | 0
F10_Commercial_Interruptible - College_New_Space Heating_Natural Gas_Gas Furnace - Tube Inserts_A_Technical Potential | F10 | Commercial | Interruptible - College | New | Space Heating | Natural Gas | Gas Furnace - Tube Inserts | A | Purchases (Incremental) | Technical Potential | 0 | 0 | 0 | 0 | 0 | 0 | 0 | 0 | 0 | 0 | 0 | 0 | 0 | 0 | 0 | 0 | 0 | 0 | 0 | 0 | 0 | 0 | 0 | 0 | 0 | 0 | 0
F11_Commercial_Interruptible - College_New_Space Heating_Natural Gas_Gas Furnace - Tube Inserts_A_Technical Potential | F11 | Commercial | Interruptible - College | New | Space Heating | Natural Gas | Gas Furnace - Tube Inserts | A | Purchases (Cumulative) | Technical Potential | 0 | 0 | 0 | 0 | 0 | 0 | 0 | 0 | 0 | 0 | 0 | 0 | 0 | 0 | 0 | 0 | 0 | 0 | 0 | 0 | 0 | 0 | 0 | 0 | 0 | 0 | 0
F1_Commercial_Interruptible - College_New_Space Heating_Natural Gas_Gas Boiler - Insulate Steam Lines/Condensate Tank_A_Technical Potential | F1 | Commercial | Interruptible - College | New | Space Heating | Natural Gas | Gas Boiler - Insulate Steam Lines/Condensate Tank | A | Integrated Unit Energy Savings (kWh or therms) | Technical Potential | 0 | 0 | 0 | 0 | 0 | 0 | 0 | 0 | 0 | 0 | 0 | 0 | 0 | 0 | 0 | 0 | 0 | 0 | 0 | 0 | 0 | 0 | 0 | 0 | 0 | 0 | 0
F2_Commercial_Interruptible - College_New_Space Heating_Natural Gas_Gas Boiler - Insulate Steam Lines/Condensate Tank_A_Technical Potential | F2 | Commercial | Interruptible - College | New | Space Heating | Natural Gas | Gas Boiler - Insulate Steam Lines/Condensate Tank | A | Integrated Unit Summer Peak Savings (kW) | Technical Potential | 0 | 0 | 0 | 0 | 0 | 0 | 0 | 0 | 0 | 0 | 0 | 0 | 0 | 0 | 0 | 0 | 0 | 0 | 0 | 0 | 0 | 0 | 0 | 0 | 0 | 0 | 0
F3_Commercial_Interruptible - College_New_Space Heating_Natural Gas_Gas Boiler - Insulate Steam Lines/Condensate Tank_A_Technical Potential | F3 | Commercial | Interruptible - College | New | Space Heating | Natural Gas | Gas Boiler - Insulate Steam Lines/Condensate Tank | A | Integrated Unit Winter Peak Savings (kW) | Technical Potential | 0 | 0 | 0 | 0 | 0 | 0 | 0 | 0 | 0 | 0 | 0 | 0 | 0 | 0 | 0 | 0 | 0 | 0 | 0 | 0 | 0 | 0 | 0 | 0 | 0 | 0 | 0
F4_Commercial_Interruptible - College_New_Space Heating_Natural Gas_Gas Boiler - Insulate Steam Lines/Condensate Tank_A_Technical Potential | F4 | Commercial | Interruptible - College | New | Space Heating | Natural Gas | Gas Boiler - Insulate Steam Lines/Condensate Tank | A | Incremental Energy Savings (MWh or mTherms) | Technical Potential | 0 | 0 | 0 | 0 | 0 | 0 | 0 | 0 | 0 | 0 | 0 | 0 | 0 | 0 | 0 | 0 | 0 | 0 | 0 | 0 | 0 | 0 | 0 | 0 | 0 | 0 | 0
F5_Commercial_Interruptible - College_New_Space Heating_Natural Gas_Gas Boiler - Insulate Steam Lines/Condensate Tank_A_Technical Potential | F5 | Commercial | Interruptible - College | New | Space Heating | Natural Gas | Gas Boiler - Insulate Steam Lines/Condensate Tank | A | Incremental Summer Peak Savings (MW) | Technical Potential | 0 | 0 | 0 | 0 | 0 | 0 | 0 | 0 | 0 | 0 | 0 | 0 | 0 | 0 | 0 | 0 | 0 | 0 | 0 | 0 | 0 | 0 | 0 | 0 | 0 | 0 | 0
F6_Commercial_Interruptible - College_New_Space Heating_Natural Gas_Gas Boiler - Insulate Steam Lines/Condensate Tank_A_Technical Potential | F6 | Commercial | Interruptible - College | New | Space Heating | Natural Gas | Gas Boiler - Insulate Steam Lines/Condensate Tank | A | Incremental Winter Peak Savings (MW) | Technical Potential | 0 | 0 | 0 | 0 | 0 | 0 | 0 | 0 | 0 | 0 | 0 | 0 | 0 | 0 | 0 | 0 | 0 | 0 | 0 | 0 | 0 | 0 | 0 | 0 | 0 | 0 | 0
F7_Commercial_Interruptible - College_New_Space Heating_Natural Gas_Gas Boiler - Insulate Steam Lines/Condensate Tank_A_Technical Potential | F7 | Commercial | Interruptible - College | New | Space Heating | Natural Gas | Gas Boiler - Insulate Steam Lines/Condensate Tank | A | Cumulative Energy Savings (MWh or mTherms) | Technical Potential | 0 | 0 | 0 | 0 | 0 | 0 | 0 | 0 | 0 | 0 | 0 | 0 | 0 | 0 | 0 | 0 | 0 | 0 | 0 | 0 | 0 | 0 | 0 | 0 | 0 | 0 | 0
F8_Commercial_Interruptible - College_New_Space Heating_Natural Gas_Gas Boiler - Insulate Steam Lines/Condensate Tank_A_Technical Potential | F8 | Commercial | Interruptible - College | New | Space Heating | Natural Gas | Gas Boiler - Insulate Steam Lines/Condensate Tank | A | Cumulative Summer Peak Savings (MW) | Technical Potential | 0 | 0 | 0 | 0 | 0 | 0 | 0 | 0 | 0 | 0 | 0 | 0 | 0 | 0 | 0 | 0 | 0 | 0 | 0 | 0 | 0 | 0 | 0 | 0 | 0 | 0 | 0
F9_Commercial_Interruptible - College_New_Space Heating_Natural Gas_Gas Boiler - Insulate Steam Lines/Condensate Tank_A_Technical Potential | F9 | Commercial | Interruptible - College | New | Space Heating | Natural Gas | Gas Boiler - Insulate Steam Lines/Condensate Tank | A | Cumulative Winter Peak Savings (MW) | Technical Potential | 0 | 0 | 0 | 0 | 0 | 0 | 0 | 0 | 0 | 0 | 0 | 0 | 0 | 0 | 0 | 0 | 0 | 0 | 0 | 0 | 0 | 0 | 0 | 0 | 0 | 0 | 0
F10_Commercial_Interruptible - College_New_Space Heating_Natural Gas_Gas Boiler - Insulate Steam Lines/Condensate Tank_A_Technical Potential | F10 | Commercial | Interruptible - College | New | Space Heating | Natural Gas | Gas Boiler - Insulate Steam Lines/Condensate Tank | A | Purchases (Incremental) | Technical Potential | 0 | 0 | 0 | 0 | 0 | 0 | 0 | 0 | 0 | 0 | 0 | 0 | 0 | 0 | 0 | 0 | 0 | 0 | 0 | 0 | 0 | 0 | 0 | 0 | 0 | 0 | 0
F11_Commercial_Interruptible - College_New_Space Heating_Natural Gas_Gas Boiler - Insulate Steam Lines/Condensate Tank_A_Technical Potential | F11 | Commercial | Interruptible - College | New | Space Heating | Natural Gas | Gas Boiler - Insulate Steam Lines/Condensate Tank | A | Purchases (Cumulative) | Technical Potential | 0 | 0 | 0 | 0 | 0 | 0 | 0 | 0 | 0 | 0 | 0 | 0 | 0 | 0 | 0 | 0 | 0 | 0 | 0 | 0 | 0 | 0 | 0 | 0 | 0 | 0 | 0
F1_Commercial_Interruptible - College_New_Space Heating_Natural Gas_Gas Boiler - Insulate Hot Water Lines_A_Technical Potential | F1 | Commercial | Interruptible - College | New | Space Heating | Natural Gas | Gas Boiler - Insulate Hot Water Lines | A | Integrated Unit Energy Savings (kWh or therms) | Technical Potential | 0 | 0 | 0 | 0 | 0 | 0 | 0 | 0 | 0 | 0 | 0 | 0 | 0 | 0 | 0 | 0 | 0 | 0 | 0 | 0 | 0 | 0 | 0 | 0 | 0 | 0 | 0
F2_Commercial_Interruptible - College_New_Space Heating_Natural Gas_Gas Boiler - Insulate Hot Water Lines_A_Technical Potential | F2 | Commercial | Interruptible - College | New | Space Heating | Natural Gas | Gas Boiler - Insulate Hot Water Lines | A | Integrated Unit Summer Peak Savings (kW) | Technical Potential | 0 | 0 | 0 | 0 | 0 | 0 | 0 | 0 | 0 | 0 | 0 | 0 | 0 | 0 | 0 | 0 | 0 | 0 | 0 | 0 | 0 | 0 | 0 | 0 | 0 | 0 | 0
F3_Commercial_Interruptible - College_New_Space Heating_Natural Gas_Gas Boiler - Insulate Hot Water Lines_A_Technical Potential | F3 | Commercial | Interruptible - College | New | Space Heating | Natural Gas | Gas Boiler - Insulate Hot Water Lines | A | Integrated Unit Winter Peak Savings (kW) | Technical Potential | 0 | 0 | 0 | 0 | 0 | 0 | 0 | 0 | 0 | 0 | 0 | 0 | 0 | 0 | 0 | 0 | 0 | 0 | 0 | 0 | 0 | 0 | 0 | 0 | 0 | 0 | 0
F4_Commercial_Interruptible - College_New_Space Heating_Natural Gas_Gas Boiler - Insulate Hot Water Lines_A_Technical Potential | F4 | Commercial | Interruptible - College | New | Space Heating | Natural Gas | Gas Boiler - Insulate Hot Water Lines | A | Incremental Energy Savings (MWh or mTherms) | Technical Potential | 0 | 0 | 0 | 0 | 0 | 0 | 0 | 0 | 0 | 0 | 0 | 0 | 0 | 0 | 0 | 0 | 0 | 0 | 0 | 0 | 0 | 0 | 0 | 0 | 0 | 0 | 0
F5_Commercial_Interruptible - College_New_Space Heating_Natural Gas_Gas Boiler - Insulate Hot Water Lines_A_Technical Potential | F5 | Commercial | Interruptible - College | New | Space Heating | Natural Gas | Gas Boiler - Insulate Hot Water Lines | A | Incremental Summer Peak Savings (MW) | Technical Potential | 0 | 0 | 0 | 0 | 0 | 0 | 0 | 0 | 0 | 0 | 0 | 0 | 0 | 0 | 0 | 0 | 0 | 0 | 0 | 0 | 0 | 0 | 0 | 0 | 0 | 0 | 0
F6_Commercial_Interruptible - College_New_Space Heating_Natural Gas_Gas Boiler - Insulate Hot Water Lines_A_Technical Potential | F6 | Commercial | Interruptible - College | New | Space Heating | Natural Gas | Gas Boiler - Insulate Hot Water Lines | A | Incremental Winter Peak Savings (MW) | Technical Potential | 0 | 0 | 0 | 0 | 0 | 0 | 0 | 0 | 0 | 0 | 0 | 0 | 0 | 0 | 0 | 0 | 0 | 0 | 0 | 0 | 0 | 0 | 0 | 0 | 0 | 0 | 0
F7_Commercial_Interruptible - College_New_Space Heating_Natural Gas_Gas Boiler - Insulate Hot Water Lines_A_Technical Potential | F7 | Commercial | Interruptible - College | New | Space Heating | Natural Gas | Gas Boiler - Insulate Hot Water Lines | A | Cumulative Energy Savings (MWh or mTherms) | Technical Potential | 0 | 0 | 0 | 0 | 0 | 0 | 0 | 0 | 0 | 0 | 0 | 0 | 0 | 0 | 0 | 0 | 0 | 0 | 0 | 0 | 0 | 0 | 0 | 0 | 0 | 0 | 0
F8_Commercial_Interruptible - College_New_Space Heating_Natural Gas_Gas Boiler - Insulate Hot Water Lines_A_Technical Potential | F8 | Commercial | Interruptible - College | New | Space Heating | Natural Gas | Gas Boiler - Insulate Hot Water Lines | A | Cumulative Summer Peak Savings (MW) | Technical Potential | 0 | 0 | 0 | 0 | 0 | 0 | 0 | 0 | 0 | 0 | 0 | 0 | 0 | 0 | 0 | 0 | 0 | 0 | 0 | 0 | 0 | 0 | 0 | 0 | 0 | 0 | 0
F9_Commercial_Interruptible - College_New_Space Heating_Natural Gas_Gas Boiler - Insulate Hot Water Lines_A_Technical Potential | F9 | Commercial | Interruptible - College | New | Space Heating | Natural Gas | Gas Boiler - Insulate Hot Water Lines | A | Cumulative Winter Peak Savings (MW) | Technical Potential | 0 | 0 | 0 | 0 | 0 | 0 | 0 | 0 | 0 | 0 | 0 | 0 | 0 | 0 | 0 | 0 | 0 | 0 | 0 | 0 | 0 | 0 | 0 | 0 | 0 | 0 | 0
F10_Commercial_Interruptible - College_New_Space Heating_Natural Gas_Gas Boiler - Insulate Hot Water Lines_A_Technical Potential | F10 | Commercial | Interruptible - College | New | Space Heating | Natural Gas | Gas Boiler - Insulate Hot Water Lines | A | Purchases (Incremental) | Technical Potential | 0 | 0 | 0 | 0 | 0 | 0 | 0 | 0 | 0 | 0 | 0 | 0 | 0 | 0 | 0 | 0 | 0 | 0 | 0 | 0 | 0 | 0 | 0 | 0 | 0 | 0 | 0
F11_Commercial_Interruptible - College_New_Space Heating_Natural Gas_Gas Boiler - Insulate Hot Water Lines_A_Technical Potential | F11 | Commercial | Interruptible - College | New | Space Heating | Natural Gas | Gas Boiler - Insulate Hot Water Lines | A | Purchases (Cumulative) | Technical Potential | 0 | 0 | 0 | 0 | 0 | 0 | 0 | 0 | 0 | 0 | 0 | 0 | 0 | 0 | 0 | 0 | 0 | 0 | 0 | 0 | 0 | 0 | 0 | 0 | 0 | 0 | 0
F1_Commercial_Interruptible - College_New_Space Heating_Natural Gas_Condensing RTU_A_Technical Potential | F1 | Commercial | Interruptible - College | New | Space Heating | Natural Gas | Condensing RTU | A | Integrated Unit Energy Savings (kWh or therms) | Technical Potential | 0 | 0 | 0 | 0 | 0 | 0 | 0 | 0 | 0 | 0 | 0 | 0 | 0 | 0 | 0 | 0 | 0 | 0 | 0 | 0 | 0 | 0 | 0 | 0 | 0 | 0 | 0
F2_Commercial_Interruptible - College_New_Space Heating_Natural Gas_Condensing RTU_A_Technical Potential | F2 | Commercial | Interruptible - College | New | Space Heating | Natural Gas | Condensing RTU | A | Integrated Unit Summer Peak Savings (kW) | Technical Potential | 0 | 0 | 0 | 0 | 0 | 0 | 0 | 0 | 0 | 0 | 0 | 0 | 0 | 0 | 0 | 0 | 0 | 0 | 0 | 0 | 0 | 0 | 0 | 0 | 0 | 0 | 0
F3_Commercial_Interruptible - College_New_Space Heating_Natural Gas_Condensing RTU_A_Technical Potential | F3 | Commercial | Interruptible - College | New | Space Heating | Natural Gas | Condensing RTU | A | Integrated Unit Winter Peak Savings (kW) | Technical Potential | 0 | 0 | 0 | 0 | 0 | 0 | 0 | 0 | 0 | 0 | 0 | 0 | 0 | 0 | 0 | 0 | 0 | 0 | 0 | 0 | 0 | 0 | 0 | 0 | 0 | 0 | 0
F4_Commercial_Interruptible - College_New_Space Heating_Natural Gas_Condensing RTU_A_Technical Potential | F4 | Commercial | Interruptible - College | New | Space Heating | Natural Gas | Condensing RTU | A | Incremental Energy Savings (MWh or mTherms) | Technical Potential | 0 | 0 | 0 | 0 | 0 | 0 | 0 | 0 | 0 | 0 | 0 | 0 | 0 | 0 | 0 | 0 | 0 | 0 | 0 | 0 | 0 | 0 | 0 | 0 | 0 | 0 | 0
F5_Commercial_Interruptible - College_New_Space Heating_Natural Gas_Condensing RTU_A_Technical Potential | F5 | Commercial | Interruptible - College | New | Space Heating | Natural Gas | Condensing RTU | A | Incremental Summer Peak Savings (MW) | Technical Potential | 0 | 0 | 0 | 0 | 0 | 0 | 0 | 0 | 0 | 0 | 0 | 0 | 0 | 0 | 0 | 0 | 0 | 0 | 0 | 0 | 0 | 0 | 0 | 0 | 0 | 0 | 0
F6_Commercial_Interruptible - College_New_Space Heating_Natural Gas_Condensing RTU_A_Technical Potential | F6 | Commercial | Interruptible - College | New | Space Heating | Natural Gas | Condensing RTU | A | Incremental Winter Peak Savings (MW) | Technical Potential | 0 | 0 | 0 | 0 | 0 | 0 | 0 | 0 | 0 | 0 | 0 | 0 | 0 | 0 | 0 | 0 | 0 | 0 | 0 | 0 | 0 | 0 | 0 | 0 | 0 | 0 | 0
F7_Commercial_Interruptible - College_New_Space Heating_Natural Gas_Condensing RTU_A_Technical Potential | F7 | Commercial | Interruptible - College | New | Space Heating | Natural Gas | Condensing RTU | A | Cumulative Energy Savings (MWh or mTherms) | Technical Potential | 0 | 0 | 0 | 0 | 0 | 0 | 0 | 0 | 0 | 0 | 0 | 0 | 0 | 0 | 0 | 0 | 0 | 0 | 0 | 0 | 0 | 0 | 0 | 0 | 0 | 0 | 0
F8_Commercial_Interruptible - College_New_Space Heating_Natural Gas_Condensing RTU_A_Technical Potential | F8 | Commercial | Interruptible - College | New | Space Heating | Natural Gas | Condensing RTU | A | Cumulative Summer Peak Savings (MW) | Technical Potential | 0 | 0 | 0 | 0 | 0 | 0 | 0 | 0 | 0 | 0 | 0 | 0 | 0 | 0 | 0 | 0 | 0 | 0 | 0 | 0 | 0 | 0 | 0 | 0 | 0 | 0 | 0
F9_Commercial_Interruptible - College_New_Space Heating_Natural Gas_Condensing RTU_A_Technical Potential | F9 | Commercial | Interruptible - College | New | Space Heating | Natural Gas | Condensing RTU | A | Cumulative Winter Peak Savings (MW) | Technical Potential | 0 | 0 | 0 | 0 | 0 | 0 | 0 | 0 | 0 | 0 | 0 | 0 | 0 | 0 | 0 | 0 | 0 | 0 | 0 | 0 | 0 | 0 | 0 | 0 | 0 | 0 | 0
F10_Commercial_Interruptible - College_New_Space Heating_Natural Gas_Condensing RTU_A_Technical Potential | F10 | Commercial | Interruptible - College | New | Space Heating | Natural Gas | Condensing RTU | A | Purchases (Incremental) | Technical Potential | 0 | 0 | 0 | 0 | 0 | 0 | 0 | 0 | 0 | 0 | 0 | 0 | 0 | 0 | 0 | 0 | 0 | 0 | 0 | 0 | 0 | 0 | 0 | 0 | 0 | 0 | 0
F11_Commercial_Interruptible - College_New_Space Heating_Natural Gas_Condensing RTU_A_Technical Potential | F11 | Commercial | Interruptible - College | New | Space Heating | Natural Gas | Condensing RTU | A | Purchases (Cumulative) | Technical Potential | 0 | 0 | 0 | 0 | 0 | 0 | 0 | 0 | 0 | 0 | 0 | 0 | 0 | 0 | 0 | 0 | 0 | 0 | 0 | 0 | 0 | 0 | 0 | 0 | 0 | 0 | 0
F1_Commercial_Interruptible - College_New_Space Heating_Natural Gas_Hydronic Heating Radiator Replacement_A_Technical Potential | F1 | Commercial | Interruptible - College | New | Space Heating | Natural Gas | Hydronic Heating Radiator Replacement | A | Integrated Unit Energy Savings (kWh or therms) | Technical Potential | 0 | 0 | 0 | 0 | 0 | 0 | 0 | 0 | 0 | 0 | 0 | 0 | 0 | 0 | 0 | 0 | 0 | 0 | 0 | 0 | 0 | 0 | 0 | 0 | 0 | 0 | 0
F2_Commercial_Interruptible - College_New_Space Heating_Natural Gas_Hydronic Heating Radiator Replacement_A_Technical Potential | F2 | Commercial | Interruptible - College | New | Space Heating | Natural Gas | Hydronic Heating Radiator Replacement | A | Integrated Unit Summer Peak Savings (kW) | Technical Potential | 0 | 0 | 0 | 0 | 0 | 0 | 0 | 0 | 0 | 0 | 0 | 0 | 0 | 0 | 0 | 0 | 0 | 0 | 0 | 0 | 0 | 0 | 0 | 0 | 0 | 0 | 0
F3_Commercial_Interruptible - College_New_Space Heating_Natural Gas_Hydronic Heating Radiator Replacement_A_Technical Potential | F3 | Commercial | Interruptible - College | New | Space Heating | Natural Gas | Hydronic Heating Radiator Replacement | A | Integrated Unit Winter Peak Savings (kW) | Technical Potential | 0 | 0 | 0 | 0 | 0 | 0 | 0 | 0 | 0 | 0 | 0 | 0 | 0 | 0 | 0 | 0 | 0 | 0 | 0 | 0 | 0 | 0 | 0 | 0 | 0 | 0 | 0
F4_Commercial_Interruptible - College_New_Space Heating_Natural Gas_Hydronic Heating Radiator Replacement_A_Technical Potential | F4 | Commercial | Interruptible - College | New | Space Heating | Natural Gas | Hydronic Heating Radiator Replacement | A | Incremental Energy Savings (MWh or mTherms) | Technical Potential | 0 | 0 | 0 | 0 | 0 | 0 | 0 | 0 | 0 | 0 | 0 | 0 | 0 | 0 | 0 | 0 | 0 | 0 | 0 | 0 | 0 | 0 | 0 | 0 | 0 | 0 | 0
F5_Commercial_Interruptible - College_New_Space Heating_Natural Gas_Hydronic Heating Radiator Replacement_A_Technical Potential | F5 | Commercial | Interruptible - College | New | Space Heating | Natural Gas | Hydronic Heating Radiator Replacement | A | Incremental Summer Peak Savings (MW) | Technical Potential | 0 | 0 | 0 | 0 | 0 | 0 | 0 | 0 | 0 | 0 | 0 | 0 | 0 | 0 | 0 | 0 | 0 | 0 | 0 | 0 | 0 | 0 | 0 | 0 | 0 | 0 | 0
F6_Commercial_Interruptible - College_New_Space Heating_Natural Gas_Hydronic Heating Radiator Replacement_A_Technical Potential | F6 | Commercial | Interruptible - College | New | Space Heating | Natural Gas | Hydronic Heating Radiator Replacement | A | Incremental Winter Peak Savings (MW) | Technical Potential | 0 | 0 | 0 | 0 | 0 | 0 | 0 | 0 | 0 | 0 | 0 | 0 | 0 | 0 | 0 | 0 | 0 | 0 | 0 | 0 | 0 | 0 | 0 | 0 | 0 | 0 | 0
F7_Commercial_Interruptible - College_New_Space Heating_Natural Gas_Hydronic Heating Radiator Replacement_A_Technical Potential | F7 | Commercial | Interruptible - College | New | Space Heating | Natural Gas | Hydronic Heating Radiator Replacement | A | Cumulative Energy Savings (MWh or mTherms) | Technical Potential | 0 | 0 | 0 | 0 | 0 | 0 | 0 | 0 | 0 | 0 | 0 | 0 | 0 | 0 | 0 | 0 | 0 | 0 | 0 | 0 | 0 | 0 | 0 | 0 | 0 | 0 | 0
F8_Commercial_Interruptible - College_New_Space Heating_Natural Gas_Hydronic Heating Radiator Replacement_A_Technical Potential | F8 | Commercial | Interruptible - College | New | Space Heating | Natural Gas | Hydronic Heating Radiator Replacement | A | Cumulative Summer Peak Savings (MW) | Technical Potential | 0 | 0 | 0 | 0 | 0 | 0 | 0 | 0 | 0 | 0 | 0 | 0 | 0 | 0 | 0 | 0 | 0 | 0 | 0 | 0 | 0 | 0 | 0 | 0 | 0 | 0 | 0
F9_Commercial_Interruptible - College_New_Space Heating_Natural Gas_Hydronic Heating Radiator Replacement_A_Technical Potential | F9 | Commercial | Interruptible - College | New | Space Heating | Natural Gas | Hydronic Heating Radiator Replacement | A | Cumulative Winter Peak Savings (MW) | Technical Potential | 0 | 0 | 0 | 0 | 0 | 0 | 0 | 0 | 0 | 0 | 0 | 0 | 0 | 0 | 0 | 0 | 0 | 0 | 0 | 0 | 0 | 0 | 0 | 0 | 0 | 0 | 0
F10_Commercial_Interruptible - College_New_Space Heating_Natural Gas_Hydronic Heating Radiator Replacement_A_Technical Potential | F10 | Commercial | Interruptible - College | New | Space Heating | Natural Gas | Hydronic Heating Radiator Replacement | A | Purchases (Incremental) | Technical Potential | 0 | 0 | 0 | 0 | 0 | 0 | 0 | 0 | 0 | 0 | 0 | 0 | 0 | 0 | 0 | 0 | 0 | 0 | 0 | 0 | 0 | 0 | 0 | 0 | 0 | 0 | 0
F11_Commercial_Interruptible - College_New_Space Heating_Natural Gas_Hydronic Heating Radiator Replacement_A_Technical Potential | F11 | Commercial | Interruptible - College | New | Space Heating | Natural Gas | Hydronic Heating Radiator Replacement | A | Purchases (Cumulative) | Technical Potential | 0 | 0 | 0 | 0 | 0 | 0 | 0 | 0 | 0 | 0 | 0 | 0 | 0 | 0 | 0 | 0 | 0 | 0 | 0 | 0 | 0 | 0 | 0 | 0 | 0 | 0 | 0
F1_Commercial_Interruptible - College_New_Space Heating_Natural Gas_Thermostat - Connected_A_Technical Potential | F1 | Commercial | Interruptible - College | New | Space Heating | Natural Gas | Thermostat - Connected | A | Integrated Unit Energy Savings (kWh or therms) | Technical Potential | 0 | 0 | 0 | 0 | 0 | 0 | 0 | 0 | 0 | 0 | 0 | 0 | 0 | 0 | 0 | 0 | 0 | 0 | 0 | 0 | 0 | 0 | 0 | 0 | 0 | 0 | 0
F2_Commercial_Interruptible - College_New_Space Heating_Natural Gas_Thermostat - Connected_A_Technical Potential | F2 | Commercial | Interruptible - College | New | Space Heating | Natural Gas | Thermostat - Connected | A | Integrated Unit Summer Peak Savings (kW) | Technical Potential | 0 | 0 | 0 | 0 | 0 | 0 | 0 | 0 | 0 | 0 | 0 | 0 | 0 | 0 | 0 | 0 | 0 | 0 | 0 | 0 | 0 | 0 | 0 | 0 | 0 | 0 | 0
F3_Commercial_Interruptible - College_New_Space Heating_Natural Gas_Thermostat - Connected_A_Technical Potential | F3 | Commercial | Interruptible - College | New | Space Heating | Natural Gas | Thermostat - Connected | A | Integrated Unit Winter Peak Savings (kW) | Technical Potential | 0 | 0 | 0 | 0 | 0 | 0 | 0 | 0 | 0 | 0 | 0 | 0 | 0 | 0 | 0 | 0 | 0 | 0 | 0 | 0 | 0 | 0 | 0 | 0 | 0 | 0 | 0
F4_Commercial_Interruptible - College_New_Space Heating_Natural Gas_Thermostat - Connected_A_Technical Potential | F4 | Commercial | Interruptible - College | New | Space Heating | Natural Gas | Thermostat - Connected | A | Incremental Energy Savings (MWh or mTherms) | Technical Potential | 0 | 0 | 0 | 0 | 0 | 0 | 0 | 0 | 0 | 0 | 0 | 0 | 0 | 0 | 0 | 0 | 0 | 0 | 0 | 0 | 0 | 0 | 0 | 0 | 0 | 0 | 0
F5_Commercial_Interruptible - College_New_Space Heating_Natural Gas_Thermostat - Connected_A_Technical Potential | F5 | Commercial | Interruptible - College | New | Space Heating | Natural Gas | Thermostat - Connected | A | Incremental Summer Peak Savings (MW) | Technical Potential | 0 | 0 | 0 | 0 | 0 | 0 | 0 | 0 | 0 | 0 | 0 | 0 | 0 | 0 | 0 | 0 | 0 | 0 | 0 | 0 | 0 | 0 | 0 | 0 | 0 | 0 | 0
F6_Commercial_Interruptible - College_New_Space Heating_Natural Gas_Thermostat - Connected_A_Technical Potential | F6 | Commercial | Interruptible - College | New | Space Heating | Natural Gas | Thermostat - Connected | A | Incremental Winter Peak Savings (MW) | Technical Potential | 0 | 0 | 0 | 0 | 0 | 0 | 0 | 0 | 0 | 0 | 0 | 0 | 0 | 0 | 0 | 0 | 0 | 0 | 0 | 0 | 0 | 0 | 0 | 0 | 0 | 0 | 0
F7_Commercial_Interruptible - College_New_Space Heating_Natural Gas_Thermostat - Connected_A_Technical Potential | F7 | Commercial | Interruptible - College | New | Space Heating | Natural Gas | Thermostat - Connected | A | Cumulative Energy Savings (MWh or mTherms) | Technical Potential | 0 | 0 | 0 | 0 | 0 | 0 | 0 | 0 | 0 | 0 | 0 | 0 | 0 | 0 | 0 | 0 | 0 | 0 | 0 | 0 | 0 | 0 | 0 | 0 | 0 | 0 | 0
F8_Commercial_Interruptible - College_New_Space Heating_Natural Gas_Thermostat - Connected_A_Technical Potential | F8 | Commercial | Interruptible - College | New | Space Heating | Natural Gas | Thermostat - Connected | A | Cumulative Summer Peak Savings (MW) | Technical Potential | 0 | 0 | 0 | 0 | 0 | 0 | 0 | 0 | 0 | 0 | 0 | 0 | 0 | 0 | 0 | 0 | 0 | 0 | 0 | 0 | 0 | 0 | 0 | 0 | 0 | 0 | 0
F9_Commercial_Interruptible - College_New_Space Heating_Natural Gas_Thermostat - Connected_A_Technical Potential | F9 | Commercial | Interruptible - College | New | Space Heating | Natural Gas | Thermostat - Connected | A | Cumulative Winter Peak Savings (MW) | Technical Potential | 0 | 0 | 0 | 0 | 0 | 0 | 0 | 0 | 0 | 0 | 0 | 0 | 0 | 0 | 0 | 0 | 0 | 0 | 0 | 0 | 0 | 0 | 0 | 0 | 0 | 0 | 0
F10_Commercial_Interruptible - College_New_Space Heating_Natural Gas_Thermostat - Connected_A_Technical Potential | F10 | Commercial | Interruptible - College | New | Space Heating | Natural Gas | Thermostat - Connected | A | Purchases (Incremental) | Technical Potential | 0 | 0 | 0 | 0 | 0 | 0 | 0 | 0 | 0 | 0 | 0 | 0 | 0 | 0 | 0 | 0 | 0 | 0 | 0 | 0 | 0 | 0 | 0 | 0 | 0 | 0 | 0
F11_Commercial_Interruptible - College_New_Space Heating_Natural Gas_Thermostat - Connected_A_Technical Potential | F11 | Commercial | Interruptible - College | New | Space Heating | Natural Gas | Thermostat - Connected | A | Purchases (Cumulative) | Technical Potential | 0 | 0 | 0 | 0 | 0 | 0 | 0 | 0 | 0 | 0 | 0 | 0 | 0 | 0 | 0 | 0 | 0 | 0 | 0 | 0 | 0 | 0 | 0 | 0 | 0 | 0 | 0
F1_Commercial_Interruptible - College_New_Water Heating_Natural Gas_Water Heater - Thermostatic Shower Restriction Valve_A_Technical Potential | F1 | Commercial | Interruptible - College | New | Water Heating | Natural Gas | Water Heater - Thermostatic Shower Restriction Valve | A | Integrated Unit Energy Savings (kWh or therms) | Technical Potential | 0 | 0 | 0 | 0 | 0 | 0 | 0 | 0 | 0 | 0 | 0 | 0 | 0 | 0 | 0 | 0 | 0 | 0 | 0 | 0 | 0 | 0 | 0 | 0 | 0 | 0 | 0
F2_Commercial_Interruptible - College_New_Water Heating_Natural Gas_Water Heater - Thermostatic Shower Restriction Valve_A_Technical Potential | F2 | Commercial | Interruptible - College | New | Water Heating | Natural Gas | Water Heater - Thermostatic Shower Restriction Valve | A | Integrated Unit Summer Peak Savings (kW) | Technical Potential | 0 | 0 | 0 | 0 | 0 | 0 | 0 | 0 | 0 | 0 | 0 | 0 | 0 | 0 | 0 | 0 | 0 | 0 | 0 | 0 | 0 | 0 | 0 | 0 | 0 | 0 | 0
F3_Commercial_Interruptible - College_New_Water Heating_Natural Gas_Water Heater - Thermostatic Shower Restriction Valve_A_Technical Potential | F3 | Commercial | Interruptible - College | New | Water Heating | Natural Gas | Water Heater - Thermostatic Shower Restriction Valve | A | Integrated Unit Winter Peak Savings (kW) | Technical Potential | 0 | 0 | 0 | 0 | 0 | 0 | 0 | 0 | 0 | 0 | 0 | 0 | 0 | 0 | 0 | 0 | 0 | 0 | 0 | 0 | 0 | 0 | 0 | 0 | 0 | 0 | 0
F4_Commercial_Interruptible - College_New_Water Heating_Natural Gas_Water Heater - Thermostatic Shower Restriction Valve_A_Technical Potential | F4 | Commercial | Interruptible - College | New | Water Heating | Natural Gas | Water Heater - Thermostatic Shower Restriction Valve | A | Incremental Energy Savings (MWh or mTherms) | Technical Potential | 0 | 0 | 0 | 0 | 0 | 0 | 0 | 0 | 0 | 0 | 0 | 0 | 0 | 0 | 0 | 0 | 0 | 0 | 0 | 0 | 0 | 0 | 0 | 0 | 0 | 0 | 0
F5_Commercial_Interruptible - College_New_Water Heating_Natural Gas_Water Heater - Thermostatic Shower Restriction Valve_A_Technical Potential | F5 | Commercial | Interruptible - College | New | Water Heating | Natural Gas | Water Heater - Thermostatic Shower Restriction Valve | A | Incremental Summer Peak Savings (MW) | Technical Potential | 0 | 0 | 0 | 0 | 0 | 0 | 0 | 0 | 0 | 0 | 0 | 0 | 0 | 0 | 0 | 0 | 0 | 0 | 0 | 0 | 0 | 0 | 0 | 0 | 0 | 0 | 0
F6_Commercial_Interruptible - College_New_Water Heating_Natural Gas_Water Heater - Thermostatic Shower Restriction Valve_A_Technical Potential | F6 | Commercial | Interruptible - College | New | Water Heating | Natural Gas | Water Heater - Thermostatic Shower Restriction Valve | A | Incremental Winter Peak Savings (MW) | Technical Potential | 0 | 0 | 0 | 0 | 0 | 0 | 0 | 0 | 0 | 0 | 0 | 0 | 0 | 0 | 0 | 0 | 0 | 0 | 0 | 0 | 0 | 0 | 0 | 0 | 0 | 0 | 0
F7_Commercial_Interruptible - College_New_Water Heating_Natural Gas_Water Heater - Thermostatic Shower Restriction Valve_A_Technical Potential | F7 | Commercial | Interruptible - College | New | Water Heating | Natural Gas | Water Heater - Thermostatic Shower Restriction Valve | A | Cumulative Energy Savings (MWh or mTherms) | Technical Potential | 0 | 0 | 0 | 0 | 0 | 0 | 0 | 0 | 0 | 0 | 0 | 0 | 0 | 0 | 0 | 0 | 0 | 0 | 0 | 0 | 0 | 0 | 0 | 0 | 0 | 0 | 0
F8_Commercial_Interruptible - College_New_Water Heating_Natural Gas_Water Heater - Thermostatic Shower Restriction Valve_A_Technical Potential | F8 | Commercial | Interruptible - College | New | Water Heating | Natural Gas | Water Heater - Thermostatic Shower Restriction Valve | A | Cumulative Summer Peak Savings (MW) | Technical Potential | 0 | 0 | 0 | 0 | 0 | 0 | 0 | 0 | 0 | 0 | 0 | 0 | 0 | 0 | 0 | 0 | 0 | 0 | 0 | 0 | 0 | 0 | 0 | 0 | 0 | 0 | 0
F9_Commercial_Interruptible - College_New_Water Heating_Natural Gas_Water Heater - Thermostatic Shower Restriction Valve_A_Technical Potential | F9 | Commercial | Interruptible - College | New | Water Heating | Natural Gas | Water Heater - Thermostatic Shower Restriction Valve | A | Cumulative Winter Peak Savings (MW) | Technical Potential | 0 | 0 | 0 | 0 | 0 | 0 | 0 | 0 | 0 | 0 | 0 | 0 | 0 | 0 | 0 | 0 | 0 | 0 | 0 | 0 | 0 | 0 | 0 | 0 | 0 | 0 | 0
F10_Commercial_Interruptible - College_New_Water Heating_Natural Gas_Water Heater - Thermostatic Shower Restriction Valve_A_Technical Potential | F10 | Commercial | Interruptible - College | New | Water Heating | Natural Gas | Water Heater - Thermostatic Shower Restriction Valve | A | Purchases (Incremental) | Technical Potential | 0 | 0 | 0 | 0 | 0 | 0 | 0 | 0 | 0 | 0 | 0 | 0 | 0 | 0 | 0 | 0 | 0 | 0 | 0 | 0 | 0 | 0 | 0 | 0 | 0 | 0 | 0
F11_Commercial_Interruptible - College_New_Water Heating_Natural Gas_Water Heater - Thermostatic Shower Restriction Valve_A_Technical Potential | F11 | Commercial | Interruptible - College | New | Water Heating | Natural Gas | Water Heater - Thermostatic Shower Restriction Valve | A | Purchases (Cumulative) | Technical Potential | 0 | 0 | 0 | 0 | 0 | 0 | 0 | 0 | 0 | 0 | 0 | 0 | 0 | 0 | 0 | 0 | 0 | 0 | 0 | 0 | 0 | 0 | 0 | 0 | 0 | 0 | 0
F1_Commercial_Interruptible - College_New_Water Heating_Natural Gas_Water Heater - Pre-Rinse Spray Valve_A_Technical Potential | F1 | Commercial | Interruptible - College | New | Water Heating | Natural Gas | Water Heater - Pre-Rinse Spray Valve | A | Integrated Unit Energy Savings (kWh or therms) | Technical Potential | 0 | 0 | 0 | 0 | 0 | 0 | 0 | 0 | 0 | 0 | 0 | 0 | 0 | 0 | 0 | 0 | 0 | 0 | 0 | 0 | 0 | 0 | 0 | 0 | 0 | 0 | 0
F2_Commercial_Interruptible - College_New_Water Heating_Natural Gas_Water Heater - Pre-Rinse Spray Valve_A_Technical Potential | F2 | Commercial | Interruptible - College | New | Water Heating | Natural Gas | Water Heater - Pre-Rinse Spray Valve | A | Integrated Unit Summer Peak Savings (kW) | Technical Potential | 0 | 0 | 0 | 0 | 0 | 0 | 0 | 0 | 0 | 0 | 0 | 0 | 0 | 0 | 0 | 0 | 0 | 0 | 0 | 0 | 0 | 0 | 0 | 0 | 0 | 0 | 0
F3_Commercial_Interruptible - College_New_Water Heating_Natural Gas_Water Heater - Pre-Rinse Spray Valve_A_Technical Potential | F3 | Commercial | Interruptible - College | New | Water Heating | Natural Gas | Water Heater - Pre-Rinse Spray Valve | A | Integrated Unit Winter Peak Savings (kW) | Technical Potential | 0 | 0 | 0 | 0 | 0 | 0 | 0 | 0 | 0 | 0 | 0 | 0 | 0 | 0 | 0 | 0 | 0 | 0 | 0 | 0 | 0 | 0 | 0 | 0 | 0 | 0 | 0
F4_Commercial_Interruptible - College_New_Water Heating_Natural Gas_Water Heater - Pre-Rinse Spray Valve_A_Technical Potential | F4 | Commercial | Interruptible - College | New | Water Heating | Natural Gas | Water Heater - Pre-Rinse Spray Valve | A | Incremental Energy Savings (MWh or mTherms) | Technical Potential | 0 | 0 | 0 | 0 | 0 | 0 | 0 | 0 | 0 | 0 | 0 | 0 | 0 | 0 | 0 | 0 | 0 | 0 | 0 | 0 | 0 | 0 | 0 | 0 | 0 | 0 | 0
F5_Commercial_Interruptible - College_New_Water Heating_Natural Gas_Water Heater - Pre-Rinse Spray Valve_A_Technical Potential | F5 | Commercial | Interruptible - College | New | Water Heating | Natural Gas | Water Heater - Pre-Rinse Spray Valve | A | Incremental Summer Peak Savings (MW) | Technical Potential | 0 | 0 | 0 | 0 | 0 | 0 | 0 | 0 | 0 | 0 | 0 | 0 | 0 | 0 | 0 | 0 | 0 | 0 | 0 | 0 | 0 | 0 | 0 | 0 | 0 | 0 | 0
F6_Commercial_Interruptible - College_New_Water Heating_Natural Gas_Water Heater - Pre-Rinse Spray Valve_A_Technical Potential | F6 | Commercial | Interruptible - College | New | Water Heating | Natural Gas | Water Heater - Pre-Rinse Spray Valve | A | Incremental Winter Peak Savings (MW) | Technical Potential | 0 | 0 | 0 | 0 | 0 | 0 | 0 | 0 | 0 | 0 | 0 | 0 | 0 | 0 | 0 | 0 | 0 | 0 | 0 | 0 | 0 | 0 | 0 | 0 | 0 | 0 | 0
F7_Commercial_Interruptible - College_New_Water Heating_Natural Gas_Water Heater - Pre-Rinse Spray Valve_A_Technical Potential | F7 | Commercial | Interruptible - College | New | Water Heating | Natural Gas | Water Heater - Pre-Rinse Spray Valve | A | Cumulative Energy Savings (MWh or mTherms) | Technical Potential | 0 | 0 | 0 | 0 | 0 | 0 | 0 | 0 | 0 | 0 | 0 | 0 | 0 | 0 | 0 | 0 | 0 | 0 | 0 | 0 | 0 | 0 | 0 | 0 | 0 | 0 | 0
F8_Commercial_Interruptible - College_New_Water Heating_Natural Gas_Water Heater - Pre-Rinse Spray Valve_A_Technical Potential | F8 | Commercial | Interruptible - College | New | Water Heating | Natural Gas | Water Heater - Pre-Rinse Spray Valve | A | Cumulative Summer Peak Savings (MW) | Technical Potential | 0 | 0 | 0 | 0 | 0 | 0 | 0 | 0 | 0 | 0 | 0 | 0 | 0 | 0 | 0 | 0 | 0 | 0 | 0 | 0 | 0 | 0 | 0 | 0 | 0 | 0 | 0
F9_Commercial_Interruptible - College_New_Water Heating_Natural Gas_Water Heater - Pre-Rinse Spray Valve_A_Technical Potential | F9 | Commercial | Interruptible - College | New | Water Heating | Natural Gas | Water Heater - Pre-Rinse Spray Valve | A | Cumulative Winter Peak Savings (MW) | Technical Potential | 0 | 0 | 0 | 0 | 0 | 0 | 0 | 0 | 0 | 0 | 0 | 0 | 0 | 0 | 0 | 0 | 0 | 0 | 0 | 0 | 0 | 0 | 0 | 0 | 0 | 0 | 0
F10_Commercial_Interruptible - College_New_Water Heating_Natural Gas_Water Heater - Pre-Rinse Spray Valve_A_Technical Potential | F10 | Commercial | Interruptible - College | New | Water Heating | Natural Gas | Water Heater - Pre-Rinse Spray Valve | A | Purchases (Incremental) | Technical Potential | 0 | 0 | 0 | 0 | 0 | 0 | 0 | 0 | 0 | 0 | 0 | 0 | 0 | 0 | 0 | 0 | 0 | 0 | 0 | 0 | 0 | 0 | 0 | 0 | 0 | 0 | 0
F11_Commercial_Interruptible - College_New_Water Heating_Natural Gas_Water Heater - Pre-Rinse Spray Valve_A_Technical Potential | F11 | Commercial | Interruptible - College | New | Water Heating | Natural Gas | Water Heater - Pre-Rinse Spray Valve | A | Purchases (Cumulative) | Technical Potential | 0 | 0 | 0 | 0 | 0 | 0 | 0 | 0 | 0 | 0 | 0 | 0 | 0 | 0 | 0 | 0 | 0 | 0 | 0 | 0 | 0 | 0 | 0 | 0 | 0 | 0 | 0
F1_Commercial_Interruptible - College_New_Water Heating_Natural Gas_Water Heater - Temperature Setback_A_Technical Potential | F1 | Commercial | Interruptible - College | New | Water Heating | Natural Gas | Water Heater - Temperature Setback | A | Integrated Unit Energy Savings (kWh or therms) | Technical Potential | 0 | 0 | 0 | 0 | 0 | 0 | 0 | 0 | 0 | 0 | 0 | 0 | 0 | 0 | 0 | 0 | 0 | 0 | 0 | 0 | 0 | 0 | 0 | 0 | 0 | 0 | 0
F2_Commercial_Interruptible - College_New_Water Heating_Natural Gas_Water Heater - Temperature Setback_A_Technical Potential | F2 | Commercial | Interruptible - College | New | Water Heating | Natural Gas | Water Heater - Temperature Setback | A | Integrated Unit Summer Peak Savings (kW) | Technical Potential | 0 | 0 | 0 | 0 | 0 | 0 | 0 | 0 | 0 | 0 | 0 | 0 | 0 | 0 | 0 | 0 | 0 | 0 | 0 | 0 | 0 | 0 | 0 | 0 | 0 | 0 | 0
F3_Commercial_Interruptible - College_New_Water Heating_Natural Gas_Water Heater - Temperature Setback_A_Technical Potential | F3 | Commercial | Interruptible - College | New | Water Heating | Natural Gas | Water Heater - Temperature Setback | A | Integrated Unit Winter Peak Savings (kW) | Technical Potential | 0 | 0 | 0 | 0 | 0 | 0 | 0 | 0 | 0 | 0 | 0 | 0 | 0 | 0 | 0 | 0 | 0 | 0 | 0 | 0 | 0 | 0 | 0 | 0 | 0 | 0 | 0
F4_Commercial_Interruptible - College_New_Water Heating_Natural Gas_Water Heater - Temperature Setback_A_Technical Potential | F4 | Commercial | Interruptible - College | New | Water Heating | Natural Gas | Water Heater - Temperature Setback | A | Incremental Energy Savings (MWh or mTherms) | Technical Potential | 0 | 0 | 0 | 0 | 0 | 0 | 0 | 0 | 0 | 0 | 0 | 0 | 0 | 0 | 0 | 0 | 0 | 0 | 0 | 0 | 0 | 0 | 0 | 0 | 0 | 0 | 0
F5_Commercial_Interruptible - College_New_Water Heating_Natural Gas_Water Heater - Temperature Setback_A_Technical Potential | F5 | Commercial | Interruptible - College | New | Water Heating | Natural Gas | Water Heater - Temperature Setback | A | Incremental Summer Peak Savings (MW) | Technical Potential | 0 | 0 | 0 | 0 | 0 | 0 | 0 | 0 | 0 | 0 | 0 | 0 | 0 | 0 | 0 | 0 | 0 | 0 | 0 | 0 | 0 | 0 | 0 | 0 | 0 | 0 | 0
F6_Commercial_Interruptible - College_New_Water Heating_Natural Gas_Water Heater - Temperature Setback_A_Technical Potential | F6 | Commercial | Interruptible - College | New | Water Heating | Natural Gas | Water Heater - Temperature Setback | A | Incremental Winter Peak Savings (MW) | Technical Potential | 0 | 0 | 0 | 0 | 0 | 0 | 0 | 0 | 0 | 0 | 0 | 0 | 0 | 0 | 0 | 0 | 0 | 0 | 0 | 0 | 0 | 0 | 0 | 0 | 0 | 0 | 0
F7_Commercial_Interruptible - College_New_Water Heating_Natural Gas_Water Heater - Temperature Setback_A_Technical Potential | F7 | Commercial | Interruptible - College | New | Water Heating | Natural Gas | Water Heater - Temperature Setback | A | Cumulative Energy Savings (MWh or mTherms) | Technical Potential | 0 | 0 | 0 | 0 | 0 | 0 | 0 | 0 | 0 | 0 | 0 | 0 | 0 | 0 | 0 | 0 | 0 | 0 | 0 | 0 | 0 | 0 | 0 | 0 | 0 | 0 | 0
F8_Commercial_Interruptible - College_New_Water Heating_Natural Gas_Water Heater - Temperature Setback_A_Technical Potential | F8 | Commercial | Interruptible - College | New | Water Heating | Natural Gas | Water Heater - Temperature Setback | A | Cumulative Summer Peak Savings (MW) | Technical Potential | 0 | 0 | 0 | 0 | 0 | 0 | 0 | 0 | 0 | 0 | 0 | 0 | 0 | 0 | 0 | 0 | 0 | 0 | 0 | 0 | 0 | 0 | 0 | 0 | 0 | 0 | 0
F9_Commercial_Interruptible - College_New_Water Heating_Natural Gas_Water Heater - Temperature Setback_A_Technical Potential | F9 | Commercial | Interruptible - College | New | Water Heating | Natural Gas | Water Heater - Temperature Setback | A | Cumulative Winter Peak Savings (MW) | Technical Potential | 0 | 0 | 0 | 0 | 0 | 0 | 0 | 0 | 0 | 0 | 0 | 0 | 0 | 0 | 0 | 0 | 0 | 0 | 0 | 0 | 0 | 0 | 0 | 0 | 0 | 0 | 0
F10_Commercial_Interruptible - College_New_Water Heating_Natural Gas_Water Heater - Temperature Setback_A_Technical Potential | F10 | Commercial | Interruptible - College | New | Water Heating | Natural Gas | Water Heater - Temperature Setback | A | Purchases (Incremental) | Technical Potential | 0 | 0 | 0 | 0 | 0 | 0 | 0 | 0 | 0 | 0 | 0 | 0 | 0 | 0 | 0 | 0 | 0 | 0 | 0 | 0 | 0 | 0 | 0 | 0 | 0 | 0 | 0
F11_Commercial_Interruptible - College_New_Water Heating_Natural Gas_Water Heater - Temperature Setback_A_Technical Potential | F11 | Commercial | Interruptible - College | New | Water Heating | Natural Gas | Water Heater - Temperature Setback | A | Purchases (Cumulative) | Technical Potential | 0 | 0 | 0 | 0 | 0 | 0 | 0 | 0 | 0 | 0 | 0 | 0 | 0 | 0 | 0 | 0 | 0 | 0 | 0 | 0 | 0 | 0 | 0 | 0 | 0 | 0 | 0
F1_Commercial_Interruptible - College_New_Water Heating_Natural Gas_Water Heater - Faucet Aerators_A_Technical Potential | F1 | Commercial | Interruptible - College | New | Water Heating | Natural Gas | Water Heater - Faucet Aerators | A | Integrated Unit Energy Savings (kWh or therms) | Technical Potential | 0 | 0 | 0 | 0 | 0 | 0 | 0 | 0 | 0 | 0 | 0 | 0 | 0 | 0 | 0 | 0 | 0 | 0 | 0 | 0 | 0 | 0 | 0 | 0 | 0 | 0 | 0
F2_Commercial_Interruptible - College_New_Water Heating_Natural Gas_Water Heater - Faucet Aerators_A_Technical Potential | F2 | Commercial | Interruptible - College | New | Water Heating | Natural Gas | Water Heater - Faucet Aerators | A | Integrated Unit Summer Peak Savings (kW) | Technical Potential | 0 | 0 | 0 | 0 | 0 | 0 | 0 | 0 | 0 | 0 | 0 | 0 | 0 | 0 | 0 | 0 | 0 | 0 | 0 | 0 | 0 | 0 | 0 | 0 | 0 | 0 | 0
F3_Commercial_Interruptible - College_New_Water Heating_Natural Gas_Water Heater - Faucet Aerators_A_Technical Potential | F3 | Commercial | Interruptible - College | New | Water Heating | Natural Gas | Water Heater - Faucet Aerators | A | Integrated Unit Winter Peak Savings (kW) | Technical Potential | 0 | 0 | 0 | 0 | 0 | 0 | 0 | 0 | 0 | 0 | 0 | 0 | 0 | 0 | 0 | 0 | 0 | 0 | 0 | 0 | 0 | 0 | 0 | 0 | 0 | 0 | 0
F4_Commercial_Interruptible - College_New_Water Heating_Natural Gas_Water Heater - Faucet Aerators_A_Technical Potential | F4 | Commercial | Interruptible - College | New | Water Heating | Natural Gas | Water Heater - Faucet Aerators | A | Incremental Energy Savings (MWh or mTherms) | Technical Potential | 0 | 0 | 0 | 0 | 0 | 0 | 0 | 0 | 0 | 0 | 0 | 0 | 0 | 0 | 0 | 0 | 0 | 0 | 0 | 0 | 0 | 0 | 0 | 0 | 0 | 0 | 0
F5_Commercial_Interruptible - College_New_Water Heating_Natural Gas_Water Heater - Faucet Aerators_A_Technical Potential | F5 | Commercial | Interruptible - College | New | Water Heating | Natural Gas | Water Heater - Faucet Aerators | A | Incremental Summer Peak Savings (MW) | Technical Potential | 0 | 0 | 0 | 0 | 0 | 0 | 0 | 0 | 0 | 0 | 0 | 0 | 0 | 0 | 0 | 0 | 0 | 0 | 0 | 0 | 0 | 0 | 0 | 0 | 0 | 0 | 0
F6_Commercial_Interruptible - College_New_Water Heating_Natural Gas_Water Heater - Faucet Aerators_A_Technical Potential | F6 | Commercial | Interruptible - College | New | Water Heating | Natural Gas | Water Heater - Faucet Aerators | A | Incremental Winter Peak Savings (MW) | Technical Potential | 0 | 0 | 0 | 0 | 0 | 0 | 0 | 0 | 0 | 0 | 0 | 0 | 0 | 0 | 0 | 0 | 0 | 0 | 0 | 0 | 0 | 0 | 0 | 0 | 0 | 0 | 0
F7_Commercial_Interruptible - College_New_Water Heating_Natural Gas_Water Heater - Faucet Aerators_A_Technical Potential | F7 | Commercial | Interruptible - College | New | Water Heating | Natural Gas | Water Heater - Faucet Aerators | A | Cumulative Energy Savings (MWh or mTherms) | Technical Potential | 0 | 0 | 0 | 0 | 0 | 0 | 0 | 0 | 0 | 0 | 0 | 0 | 0 | 0 | 0 | 0 | 0 | 0 | 0 | 0 | 0 | 0 | 0 | 0 | 0 | 0 | 0
F8_Commercial_Interruptible - College_New_Water Heating_Natural Gas_Water Heater - Faucet Aerators_A_Technical Potential | F8 | Commercial | Interruptible - College | New | Water Heating | Natural Gas | Water Heater - Faucet Aerators | A | Cumulative Summer Peak Savings (MW) | Technical Potential | 0 | 0 | 0 | 0 | 0 | 0 | 0 | 0 | 0 | 0 | 0 | 0 | 0 | 0 | 0 | 0 | 0 | 0 | 0 | 0 | 0 | 0 | 0 | 0 | 0 | 0 | 0
F9_Commercial_Interruptible - College_New_Water Heating_Natural Gas_Water Heater - Faucet Aerators_A_Technical Potential | F9 | Commercial | Interruptible - College | New | Water Heating | Natural Gas | Water Heater - Faucet Aerators | A | Cumulative Winter Peak Savings (MW) | Technical Potential | 0 | 0 | 0 | 0 | 0 | 0 | 0 | 0 | 0 | 0 | 0 | 0 | 0 | 0 | 0 | 0 | 0 | 0 | 0 | 0 | 0 | 0 | 0 | 0 | 0 | 0 | 0
F10_Commercial_Interruptible - College_New_Water Heating_Natural Gas_Water Heater - Faucet Aerators_A_Technical Potential | F10 | Commercial | Interruptible - College | New | Water Heating | Natural Gas | Water Heater - Faucet Aerators | A | Purchases (Incremental) | Technical Potential | 0 | 0 | 0 | 0 | 0 | 0 | 0 | 0 | 0 | 0 | 0 | 0 | 0 | 0 | 0 | 0 | 0 | 0 | 0 | 0 | 0 | 0 | 0 | 0 | 0 | 0 | 0
F11_Commercial_Interruptible - College_New_Water Heating_Natural Gas_Water Heater - Faucet Aerators_A_Technical Potential | F11 | Commercial | Interruptible - College | New | Water Heating | Natural Gas | Water Heater - Faucet Aerators | A | Purchases (Cumulative) | Technical Potential | 0 | 0 | 0 | 0 | 0 | 0 | 0 | 0 | 0 | 0 | 0 | 0 | 0 | 0 | 0 | 0 | 0 | 0 | 0 | 0 | 0 | 0 | 0 | 0 | 0 | 0 | 0
F1_Commercial_Interruptible - College_New_Water Heating_Natural Gas_Water Heater - Low-Flow Showerheads_A_Technical Potential | F1 | Commercial | Interruptible - College | New | Water Heating | Natural Gas | Water Heater - Low-Flow Showerheads | A | Integrated Unit Energy Savings (kWh or therms) | Technical Potential | 0 | 0 | 0 | 0 | 0 | 0 | 0 | 0 | 0 | 0 | 0 | 0 | 0 | 0 | 0 | 0 | 0 | 0 | 0 | 0 | 0 | 0 | 0 | 0 | 0 | 0 | 0
F2_Commercial_Interruptible - College_New_Water Heating_Natural Gas_Water Heater - Low-Flow Showerheads_A_Technical Potential | F2 | Commercial | Interruptible - College | New | Water Heating | Natural Gas | Water Heater - Low-Flow Showerheads | A | Integrated Unit Summer Peak Savings (kW) | Technical Potential | 0 | 0 | 0 | 0 | 0 | 0 | 0 | 0 | 0 | 0 | 0 | 0 | 0 | 0 | 0 | 0 | 0 | 0 | 0 | 0 | 0 | 0 | 0 | 0 | 0 | 0 | 0
F3_Commercial_Interruptible - College_New_Water Heating_Natural Gas_Water Heater - Low-Flow Showerheads_A_Technical Potential | F3 | Commercial | Interruptible - College | New | Water Heating | Natural Gas | Water Heater - Low-Flow Showerheads | A | Integrated Unit Winter Peak Savings (kW) | Technical Potential | 0 | 0 | 0 | 0 | 0 | 0 | 0 | 0 | 0 | 0 | 0 | 0 | 0 | 0 | 0 | 0 | 0 | 0 | 0 | 0 | 0 | 0 | 0 | 0 | 0 | 0 | 0
F4_Commercial_Interruptible - College_New_Water Heating_Natural Gas_Water Heater - Low-Flow Showerheads_A_Technical Potential | F4 | Commercial | Interruptible - College | New | Water Heating | Natural Gas | Water Heater - Low-Flow Showerheads | A | Incremental Energy Savings (MWh or mTherms) | Technical Potential | 0 | 0 | 0 | 0 | 0 | 0 | 0 | 0 | 0 | 0 | 0 | 0 | 0 | 0 | 0 | 0 | 0 | 0 | 0 | 0 | 0 | 0 | 0 | 0 | 0 | 0 | 0
F5_Commercial_Interruptible - College_New_Water Heating_Natural Gas_Water Heater - Low-Flow Showerheads_A_Technical Potential | F5 | Commercial | Interruptible - College | New | Water Heating | Natural Gas | Water Heater - Low-Flow Showerheads | A | Incremental Summer Peak Savings (MW) | Technical Potential | 0 | 0 | 0 | 0 | 0 | 0 | 0 | 0 | 0 | 0 | 0 | 0 | 0 | 0 | 0 | 0 | 0 | 0 | 0 | 0 | 0 | 0 | 0 | 0 | 0 | 0 | 0
F6_Commercial_Interruptible - College_New_Water Heating_Natural Gas_Water Heater - Low-Flow Showerheads_A_Technical Potential | F6 | Commercial | Interruptible - College | New | Water Heating | Natural Gas | Water Heater - Low-Flow Showerheads | A | Incremental Winter Peak Savings (MW) | Technical Potential | 0 | 0 | 0 | 0 | 0 | 0 | 0 | 0 | 0 | 0 | 0 | 0 | 0 | 0 | 0 | 0 | 0 | 0 | 0 | 0 | 0 | 0 | 0 | 0 | 0 | 0 | 0
F7_Commercial_Interruptible - College_New_Water Heating_Natural Gas_Water Heater - Low-Flow Showerheads_A_Technical Potential | F7 | Commercial | Interruptible - College | New | Water Heating | Natural Gas | Water Heater - Low-Flow Showerheads | A | Cumulative Energy Savings (MWh or mTherms) | Technical Potential | 0 | 0 | 0 | 0 | 0 | 0 | 0 | 0 | 0 | 0 | 0 | 0 | 0 | 0 | 0 | 0 | 0 | 0 | 0 | 0 | 0 | 0 | 0 | 0 | 0 | 0 | 0
F8_Commercial_Interruptible - College_New_Water Heating_Natural Gas_Water Heater - Low-Flow Showerheads_A_Technical Potential | F8 | Commercial | Interruptible - College | New | Water Heating | Natural Gas | Water Heater - Low-Flow Showerheads | A | Cumulative Summer Peak Savings (MW) | Technical Potential | 0 | 0 | 0 | 0 | 0 | 0 | 0 | 0 | 0 | 0 | 0 | 0 | 0 | 0 | 0 | 0 | 0 | 0 | 0 | 0 | 0 | 0 | 0 | 0 | 0 | 0 | 0
F9_Commercial_Interruptible - College_New_Water Heating_Natural Gas_Water Heater - Low-Flow Showerheads_A_Technical Potential | F9 | Commercial | Interruptible - College | New | Water Heating | Natural Gas | Water Heater - Low-Flow Showerheads | A | Cumulative Winter Peak Savings (MW) | Technical Potential | 0 | 0 | 0 | 0 | 0 | 0 | 0 | 0 | 0 | 0 | 0 | 0 | 0 | 0 | 0 | 0 | 0 | 0 | 0 | 0 | 0 | 0 | 0 | 0 | 0 | 0 | 0
F10_Commercial_Interruptible - College_New_Water Heating_Natural Gas_Water Heater - Low-Flow Showerheads_A_Technical Potential | F10 | Commercial | Interruptible - College | New | Water Heating | Natural Gas | Water Heater - Low-Flow Showerheads | A | Purchases (Incremental) | Technical Potential | 0 | 0 | 0 | 0 | 0 | 0 | 0 | 0 | 0 | 0 | 0 | 0 | 0 | 0 | 0 | 0 | 0 | 0 | 0 | 0 | 0 | 0 | 0 | 0 | 0 | 0 | 0
F11_Commercial_Interruptible - College_New_Water Heating_Natural Gas_Water Heater - Low-Flow Showerheads_A_Technical Potential | F11 | Commercial | Interruptible - College | New | Water Heating | Natural Gas | Water Heater - Low-Flow Showerheads | A | Purchases (Cumulative) | Technical Potential | 0 | 0 | 0 | 0 | 0 | 0 | 0 | 0 | 0 | 0 | 0 | 0 | 0 | 0 | 0 | 0 | 0 | 0 | 0 | 0 | 0 | 0 | 0 | 0 | 0 | 0 | 0
F1_Commercial_Interruptible - College_New_Water Heating_Natural Gas_Water Heater - Tank Blanket/Insulation_A_Technical Potential | F1 | Commercial | Interruptible - College | New | Water Heating | Natural Gas | Water Heater - Tank Blanket/Insulation | A | Integrated Unit Energy Savings (kWh or therms) | Technical Potential | 0 | 0 | 0 | 0 | 0 | 0 | 0 | 0 | 0 | 0 | 0 | 0 | 0 | 0 | 0 | 0 | 0 | 0 | 0 | 0 | 0 | 0 | 0 | 0 | 0 | 0 | 0
F2_Commercial_Interruptible - College_New_Water Heating_Natural Gas_Water Heater - Tank Blanket/Insulation_A_Technical Potential | F2 | Commercial | Interruptible - College | New | Water Heating | Natural Gas | Water Heater - Tank Blanket/Insulation | A | Integrated Unit Summer Peak Savings (kW) | Technical Potential | 0 | 0 | 0 | 0 | 0 | 0 | 0 | 0 | 0 | 0 | 0 | 0 | 0 | 0 | 0 | 0 | 0 | 0 | 0 | 0 | 0 | 0 | 0 | 0 | 0 | 0 | 0
F3_Commercial_Interruptible - College_New_Water Heating_Natural Gas_Water Heater - Tank Blanket/Insulation_A_Technical Potential | F3 | Commercial | Interruptible - College | New | Water Heating | Natural Gas | Water Heater - Tank Blanket/Insulation | A | Integrated Unit Winter Peak Savings (kW) | Technical Potential | 0 | 0 | 0 | 0 | 0 | 0 | 0 | 0 | 0 | 0 | 0 | 0 | 0 | 0 | 0 | 0 | 0 | 0 | 0 | 0 | 0 | 0 | 0 | 0 | 0 | 0 | 0
F4_Commercial_Interruptible - College_New_Water Heating_Natural Gas_Water Heater - Tank Blanket/Insulation_A_Technical Potential | F4 | Commercial | Interruptible - College | New | Water Heating | Natural Gas | Water Heater - Tank Blanket/Insulation | A | Incremental Energy Savings (MWh or mTherms) | Technical Potential | 0 | 0 | 0 | 0 | 0 | 0 | 0 | 0 | 0 | 0 | 0 | 0 | 0 | 0 | 0 | 0 | 0 | 0 | 0 | 0 | 0 | 0 | 0 | 0 | 0 | 0 | 0
F5_Commercial_Interruptible - College_New_Water Heating_Natural Gas_Water Heater - Tank Blanket/Insulation_A_Technical Potential | F5 | Commercial | Interruptible - College | New | Water Heating | Natural Gas | Water Heater - Tank Blanket/Insulation | A | Incremental Summer Peak Savings (MW) | Technical Potential | 0 | 0 | 0 | 0 | 0 | 0 | 0 | 0 | 0 | 0 | 0 | 0 | 0 | 0 | 0 | 0 | 0 | 0 | 0 | 0 | 0 | 0 | 0 | 0 | 0 | 0 | 0
F6_Commercial_Interruptible - College_New_Water Heating_Natural Gas_Water Heater - Tank Blanket/Insulation_A_Technical Potential | F6 | Commercial | Interruptible - College | New | Water Heating | Natural Gas | Water Heater - Tank Blanket/Insulation | A | Incremental Winter Peak Savings (MW) | Technical Potential | 0 | 0 | 0 | 0 | 0 | 0 | 0 | 0 | 0 | 0 | 0 | 0 | 0 | 0 | 0 | 0 | 0 | 0 | 0 | 0 | 0 | 0 | 0 | 0 | 0 | 0 | 0
F7_Commercial_Interruptible - College_New_Water Heating_Natural Gas_Water Heater - Tank Blanket/Insulation_A_Technical Potential | F7 | Commercial | Interruptible - College | New | Water Heating | Natural Gas | Water Heater - Tank Blanket/Insulation | A | Cumulative Energy Savings (MWh or mTherms) | Technical Potential | 0 | 0 | 0 | 0 | 0 | 0 | 0 | 0 | 0 | 0 | 0 | 0 | 0 | 0 | 0 | 0 | 0 | 0 | 0 | 0 | 0 | 0 | 0 | 0 | 0 | 0 | 0
F8_Commercial_Interruptible - College_New_Water Heating_Natural Gas_Water Heater - Tank Blanket/Insulation_A_Technical Potential | F8 | Commercial | Interruptible - College | New | Water Heating | Natural Gas | Water Heater - Tank Blanket/Insulation | A | Cumulative Summer Peak Savings (MW) | Technical Potential | 0 | 0 | 0 | 0 | 0 | 0 | 0 | 0 | 0 | 0 | 0 | 0 | 0 | 0 | 0 | 0 | 0 | 0 | 0 | 0 | 0 | 0 | 0 | 0 | 0 | 0 | 0
F9_Commercial_Interruptible - College_New_Water Heating_Natural Gas_Water Heater - Tank Blanket/Insulation_A_Technical Potential | F9 | Commercial | Interruptible - College | New | Water Heating | Natural Gas | Water Heater - Tank Blanket/Insulation | A | Cumulative Winter Peak Savings (MW) | Technical Potential | 0 | 0 | 0 | 0 | 0 | 0 | 0 | 0 | 0 | 0 | 0 | 0 | 0 | 0 | 0 | 0 | 0 | 0 | 0 | 0 | 0 | 0 | 0 | 0 | 0 | 0 | 0
F10_Commercial_Interruptible - College_New_Water Heating_Natural Gas_Water Heater - Tank Blanket/Insulation_A_Technical Potential | F10 | Commercial | Interruptible - College | New | Water Heating | Natural Gas | Water Heater - Tank Blanket/Insulation | A | Purchases (Incremental) | Technical Potential | 0 | 0 | 0 | 0 | 0 | 0 | 0 | 0 | 0 | 0 | 0 | 0 | 0 | 0 | 0 | 0 | 0 | 0 | 0 | 0 | 0 | 0 | 0 | 0 | 0 | 0 | 0
F11_Commercial_Interruptible - College_New_Water Heating_Natural Gas_Water Heater - Tank Blanket/Insulation_A_Technical Potential | F11 | Commercial | Interruptible - College | New | Water Heating | Natural Gas | Water Heater - Tank Blanket/Insulation | A | Purchases (Cumulative) | Technical Potential | 0 | 0 | 0 | 0 | 0 | 0 | 0 | 0 | 0 | 0 | 0 | 0 | 0 | 0 | 0 | 0 | 0 | 0 | 0 | 0 | 0 | 0 | 0 | 0 | 0 | 0 | 0
F1_Commercial_Interruptible - College_New_Water Heating_Natural Gas_Water Heater - Drainwater Heat Recovery_A_Technical Potential | F1 | Commercial | Interruptible - College | New | Water Heating | Natural Gas | Water Heater - Drainwater Heat Recovery | A | Integrated Unit Energy Savings (kWh or therms) | Technical Potential | 0 | 0 | 0 | 0 | 0 | 0 | 0 | 0 | 0 | 0 | 0 | 0 | 0 | 0 | 0 | 0 | 0 | 0 | 0 | 0 | 0 | 0 | 0 | 0 | 0 | 0 | 0
F2_Commercial_Interruptible - College_New_Water Heating_Natural Gas_Water Heater - Drainwater Heat Recovery_A_Technical Potential | F2 | Commercial | Interruptible - College | New | Water Heating | Natural Gas | Water Heater - Drainwater Heat Recovery | A | Integrated Unit Summer Peak Savings (kW) | Technical Potential | 0 | 0 | 0 | 0 | 0 | 0 | 0 | 0 | 0 | 0 | 0 | 0 | 0 | 0 | 0 | 0 | 0 | 0 | 0 | 0 | 0 | 0 | 0 | 0 | 0 | 0 | 0
F3_Commercial_Interruptible - College_New_Water Heating_Natural Gas_Water Heater - Drainwater Heat Recovery_A_Technical Potential | F3 | Commercial | Interruptible - College | New | Water Heating | Natural Gas | Water Heater - Drainwater Heat Recovery | A | Integrated Unit Winter Peak Savings (kW) | Technical Potential | 0 | 0 | 0 | 0 | 0 | 0 | 0 | 0 | 0 | 0 | 0 | 0 | 0 | 0 | 0 | 0 | 0 | 0 | 0 | 0 | 0 | 0 | 0 | 0 | 0 | 0 | 0
F4_Commercial_Interruptible - College_New_Water Heating_Natural Gas_Water Heater - Drainwater Heat Recovery_A_Technical Potential | F4 | Commercial | Interruptible - College | New | Water Heating | Natural Gas | Water Heater - Drainwater Heat Recovery | A | Incremental Energy Savings (MWh or mTherms) | Technical Potential | 0 | 0 | 0 | 0 | 0 | 0 | 0 | 0 | 0 | 0 | 0 | 0 | 0 | 0 | 0 | 0 | 0 | 0 | 0 | 0 | 0 | 0 | 0 | 0 | 0 | 0 | 0
F5_Commercial_Interruptible - College_New_Water Heating_Natural Gas_Water Heater - Drainwater Heat Recovery_A_Technical Potential | F5 | Commercial | Interruptible - College | New | Water Heating | Natural Gas | Water Heater - Drainwater Heat Recovery | A | Incremental Summer Peak Savings (MW) | Technical Potential | 0 | 0 | 0 | 0 | 0 | 0 | 0 | 0 | 0 | 0 | 0 | 0 | 0 | 0 | 0 | 0 | 0 | 0 | 0 | 0 | 0 | 0 | 0 | 0 | 0 | 0 | 0
F6_Commercial_Interruptible - College_New_Water Heating_Natural Gas_Water Heater - Drainwater Heat Recovery_A_Technical Potential | F6 | Commercial | Interruptible - College | New | Water Heating | Natural Gas | Water Heater - Drainwater Heat Recovery | A | Incremental Winter Peak Savings (MW) | Technical Potential | 0 | 0 | 0 | 0 | 0 | 0 | 0 | 0 | 0 | 0 | 0 | 0 | 0 | 0 | 0 | 0 | 0 | 0 | 0 | 0 | 0 | 0 | 0 | 0 | 0 | 0 | 0
F7_Commercial_Interruptible - College_New_Water Heating_Natural Gas_Water Heater - Drainwater Heat Recovery_A_Technical Potential | F7 | Commercial | Interruptible - College | New | Water Heating | Natural Gas | Water Heater - Drainwater Heat Recovery | A | Cumulative Energy Savings (MWh or mTherms) | Technical Potential | 0 | 0 | 0 | 0 | 0 | 0 | 0 | 0 | 0 | 0 | 0 | 0 | 0 | 0 | 0 | 0 | 0 | 0 | 0 | 0 | 0 | 0 | 0 | 0 | 0 | 0 | 0
F8_Commercial_Interruptible - College_New_Water Heating_Natural Gas_Water Heater - Drainwater Heat Recovery_A_Technical Potential | F8 | Commercial | Interruptible - College | New | Water Heating | Natural Gas | Water Heater - Drainwater Heat Recovery | A | Cumulative Summer Peak Savings (MW) | Technical Potential | 0 | 0 | 0 | 0 | 0 | 0 | 0 | 0 | 0 | 0 | 0 | 0 | 0 | 0 | 0 | 0 | 0 | 0 | 0 | 0 | 0 | 0 | 0 | 0 | 0 | 0 | 0
F9_Commercial_Interruptible - College_New_Water Heating_Natural Gas_Water Heater - Drainwater Heat Recovery_A_Technical Potential | F9 | Commercial | Interruptible - College | New | Water Heating | Natural Gas | Water Heater - Drainwater Heat Recovery | A | Cumulative Winter Peak Savings (MW) | Technical Potential | 0 | 0 | 0 | 0 | 0 | 0 | 0 | 0 | 0 | 0 | 0 | 0 | 0 | 0 | 0 | 0 | 0 | 0 | 0 | 0 | 0 | 0 | 0 | 0 | 0 | 0 | 0
F10_Commercial_Interruptible - College_New_Water Heating_Natural Gas_Water Heater - Drainwater Heat Recovery_A_Technical Potential | F10 | Commercial | Interruptible - College | New | Water Heating | Natural Gas | Water Heater - Drainwater Heat Recovery | A | Purchases (Incremental) | Technical Potential | 0 | 0 | 0 | 0 | 0 | 0 | 0 | 0 | 0 | 0 | 0 | 0 | 0 | 0 | 0 | 0 | 0 | 0 | 0 | 0 | 0 | 0 | 0 | 0 | 0 | 0 | 0
F11_Commercial_Interruptible - College_New_Water Heating_Natural Gas_Water Heater - Drainwater Heat Recovery_A_Technical Potential | F11 | Commercial | Interruptible - College | New | Water Heating | Natural Gas | Water Heater - Drainwater Heat Recovery | A | Purchases (Cumulative) | Technical Potential | 0 | 0 | 0 | 0 | 0 | 0 | 0 | 0 | 0 | 0 | 0 | 0 | 0 | 0 | 0 | 0 | 0 | 0 | 0 | 0 | 0 | 0 | 0 | 0 | 0 | 0 | 0
F1_Commercial_Interruptible - College_New_Water Heating_Natural Gas_Water Heater - Circulation Pump Controls_A_Technical Potential | F1 | Commercial | Interruptible - College | New | Water Heating | Natural Gas | Water Heater - Circulation Pump Controls | A | Integrated Unit Energy Savings (kWh or therms) | Technical Potential | 0 | 0 | 0 | 0 | 0 | 0 | 0 | 0 | 0 | 0 | 0 | 0 | 0 | 0 | 0 | 0 | 0 | 0 | 0 | 0 | 0 | 0 | 0 | 0 | 0 | 0 | 0
F2_Commercial_Interruptible - College_New_Water Heating_Natural Gas_Water Heater - Circulation Pump Controls_A_Technical Potential | F2 | Commercial | Interruptible - College | New | Water Heating | Natural Gas | Water Heater - Circulation Pump Controls | A | Integrated Unit Summer Peak Savings (kW) | Technical Potential | 0 | 0 | 0 | 0 | 0 | 0 | 0 | 0 | 0 | 0 | 0 | 0 | 0 | 0 | 0 | 0 | 0 | 0 | 0 | 0 | 0 | 0 | 0 | 0 | 0 | 0 | 0
F3_Commercial_Interruptible - College_New_Water Heating_Natural Gas_Water Heater - Circulation Pump Controls_A_Technical Potential | F3 | Commercial | Interruptible - College | New | Water Heating | Natural Gas | Water Heater - Circulation Pump Controls | A | Integrated Unit Winter Peak Savings (kW) | Technical Potential | 0 | 0 | 0 | 0 | 0 | 0 | 0 | 0 | 0 | 0 | 0 | 0 | 0 | 0 | 0 | 0 | 0 | 0 | 0 | 0 | 0 | 0 | 0 | 0 | 0 | 0 | 0
F4_Commercial_Interruptible - College_New_Water Heating_Natural Gas_Water Heater - Circulation Pump Controls_A_Technical Potential | F4 | Commercial | Interruptible - College | New | Water Heating | Natural Gas | Water Heater - Circulation Pump Controls | A | Incremental Energy Savings (MWh or mTherms) | Technical Potential | 0 | 0 | 0 | 0 | 0 | 0 | 0 | 0 | 0 | 0 | 0 | 0 | 0 | 0 | 0 | 0 | 0 | 0 | 0 | 0 | 0 | 0 | 0 | 0 | 0 | 0 | 0
F5_Commercial_Interruptible - College_New_Water Heating_Natural Gas_Water Heater - Circulation Pump Controls_A_Technical Potential | F5 | Commercial | Interruptible - College | New | Water Heating | Natural Gas | Water Heater - Circulation Pump Controls | A | Incremental Summer Peak Savings (MW) | Technical Potential | 0 | 0 | 0 | 0 | 0 | 0 | 0 | 0 | 0 | 0 | 0 | 0 | 0 | 0 | 0 | 0 | 0 | 0 | 0 | 0 | 0 | 0 | 0 | 0 | 0 | 0 | 0
F6_Commercial_Interruptible - College_New_Water Heating_Natural Gas_Water Heater - Circulation Pump Controls_A_Technical Potential | F6 | Commercial | Interruptible - College | New | Water Heating | Natural Gas | Water Heater - Circulation Pump Controls | A | Incremental Winter Peak Savings (MW) | Technical Potential | 0 | 0 | 0 | 0 | 0 | 0 | 0 | 0 | 0 | 0 | 0 | 0 | 0 | 0 | 0 | 0 | 0 | 0 | 0 | 0 | 0 | 0 | 0 | 0 | 0 | 0 | 0
F7_Commercial_Interruptible - College_New_Water Heating_Natural Gas_Water Heater - Circulation Pump Controls_A_Technical Potential | F7 | Commercial | Interruptible - College | New | Water Heating | Natural Gas | Water Heater - Circulation Pump Controls | A | Cumulative Energy Savings (MWh or mTherms) | Technical Potential | 0 | 0 | 0 | 0 | 0 | 0 | 0 | 0 | 0 | 0 | 0 | 0 | 0 | 0 | 0 | 0 | 0 | 0 | 0 | 0 | 0 | 0 | 0 | 0 | 0 | 0 | 0
F8_Commercial_Interruptible - College_New_Water Heating_Natural Gas_Water Heater - Circulation Pump Controls_A_Technical Potential | F8 | Commercial | Interruptible - College | New | Water Heating | Natural Gas | Water Heater - Circulation Pump Controls | A | Cumulative Summer Peak Savings (MW) | Technical Potential | 0 | 0 | 0 | 0 | 0 | 0 | 0 | 0 | 0 | 0 | 0 | 0 | 0 | 0 | 0 | 0 | 0 | 0 | 0 | 0 | 0 | 0 | 0 | 0 | 0 | 0 | 0
F9_Commercial_Interruptible - College_New_Water Heating_Natural Gas_Water Heater - Circulation Pump Controls_A_Technical Potential | F9 | Commercial | Interruptible - College | New | Water Heating | Natural Gas | Water Heater - Circulation Pump Controls | A | Cumulative Winter Peak Savings (MW) | Technical Potential | 0 | 0 | 0 | 0 | 0 | 0 | 0 | 0 | 0 | 0 | 0 | 0 | 0 | 0 | 0 | 0 | 0 | 0 | 0 | 0 | 0 | 0 | 0 | 0 | 0 | 0 | 0
F10_Commercial_Interruptible - College_New_Water Heating_Natural Gas_Water Heater - Circulation Pump Controls_A_Technical Potential | F10 | Commercial | Interruptible - College | New | Water Heating | Natural Gas | Water Heater - Circulation Pump Controls | A | Purchases (Incremental) | Technical Potential | 0 | 0 | 0 | 0 | 0 | 0 | 0 | 0 | 0 | 0 | 0 | 0 | 0 | 0 | 0 | 0 | 0 | 0 | 0 | 0 | 0 | 0 | 0 | 0 | 0 | 0 | 0
F11_Commercial_Interruptible - College_New_Water Heating_Natural Gas_Water Heater - Circulation Pump Controls_A_Technical Potential | F11 | Commercial | Interruptible - College | New | Water Heating | Natural Gas | Water Heater - Circulation Pump Controls | A | Purchases (Cumulative) | Technical Potential | 0 | 0 | 0 | 0 | 0 | 0 | 0 | 0 | 0 | 0 | 0 | 0 | 0 | 0 | 0 | 0 | 0 | 0 | 0 | 0 | 0 | 0 | 0 | 0 | 0 | 0 | 0
F1_Commercial_Interruptible - College_New_Water Heating_Natural Gas_Water Heater - Pipe Insulation_A_Technical Potential | F1 | Commercial | Interruptible - College | New | Water Heating | Natural Gas | Water Heater - Pipe Insulation | A | Integrated Unit Energy Savings (kWh or therms) | Technical Potential | 0 | 0 | 0 | 0 | 0 | 0 | 0 | 0 | 0 | 0 | 0 | 0 | 0 | 0 | 0 | 0 | 0 | 0 | 0 | 0 | 0 | 0 | 0 | 0 | 0 | 0 | 0
F2_Commercial_Interruptible - College_New_Water Heating_Natural Gas_Water Heater - Pipe Insulation_A_Technical Potential | F2 | Commercial | Interruptible - College | New | Water Heating | Natural Gas | Water Heater - Pipe Insulation | A | Integrated Unit Summer Peak Savings (kW) | Technical Potential | 0 | 0 | 0 | 0 | 0 | 0 | 0 | 0 | 0 | 0 | 0 | 0 | 0 | 0 | 0 | 0 | 0 | 0 | 0 | 0 | 0 | 0 | 0 | 0 | 0 | 0 | 0
F3_Commercial_Interruptible - College_New_Water Heating_Natural Gas_Water Heater - Pipe Insulation_A_Technical Potential | F3 | Commercial | Interruptible - College | New | Water Heating | Natural Gas | Water Heater - Pipe Insulation | A | Integrated Unit Winter Peak Savings (kW) | Technical Potential | 0 | 0 | 0 | 0 | 0 | 0 | 0 | 0 | 0 | 0 | 0 | 0 | 0 | 0 | 0 | 0 | 0 | 0 | 0 | 0 | 0 | 0 | 0 | 0 | 0 | 0 | 0
F4_Commercial_Interruptible - College_New_Water Heating_Natural Gas_Water Heater - Pipe Insulation_A_Technical Potential | F4 | Commercial | Interruptible - College | New | Water Heating | Natural Gas | Water Heater - Pipe Insulation | A | Incremental Energy Savings (MWh or mTherms) | Technical Potential | 0 | 0 | 0 | 0 | 0 | 0 | 0 | 0 | 0 | 0 | 0 | 0 | 0 | 0 | 0 | 0 | 0 | 0 | 0 | 0 | 0 | 0 | 0 | 0 | 0 | 0 | 0
F5_Commercial_Interruptible - College_New_Water Heating_Natural Gas_Water Heater - Pipe Insulation_A_Technical Potential | F5 | Commercial | Interruptible - College | New | Water Heating | Natural Gas | Water Heater - Pipe Insulation | A | Incremental Summer Peak Savings (MW) | Technical Potential | 0 | 0 | 0 | 0 | 0 | 0 | 0 | 0 | 0 | 0 | 0 | 0 | 0 | 0 | 0 | 0 | 0 | 0 | 0 | 0 | 0 | 0 | 0 | 0 | 0 | 0 | 0
F6_Commercial_Interruptible - College_New_Water Heating_Natural Gas_Water Heater - Pipe Insulation_A_Technical Potential | F6 | Commercial | Interruptible - College | New | Water Heating | Natural Gas | Water Heater - Pipe Insulation | A | Incremental Winter Peak Savings (MW) | Technical Potential | 0 | 0 | 0 | 0 | 0 | 0 | 0 | 0 | 0 | 0 | 0 | 0 | 0 | 0 | 0 | 0 | 0 | 0 | 0 | 0 | 0 | 0 | 0 | 0 | 0 | 0 | 0
F7_Commercial_Interruptible - College_New_Water Heating_Natural Gas_Water Heater - Pipe Insulation_A_Technical Potential | F7 | Commercial | Interruptible - College | New | Water Heating | Natural Gas | Water Heater - Pipe Insulation | A | Cumulative Energy Savings (MWh or mTherms) | Technical Potential | 0 | 0 | 0 | 0 | 0 | 0 | 0 | 0 | 0 | 0 | 0 | 0 | 0 | 0 | 0 | 0 | 0 | 0 | 0 | 0 | 0 | 0 | 0 | 0 | 0 | 0 | 0
F8_Commercial_Interruptible - College_New_Water Heating_Natural Gas_Water Heater - Pipe Insulation_A_Technical Potential | F8 | Commercial | Interruptible - College | New | Water Heating | Natural Gas | Water Heater - Pipe Insulation | A | Cumulative Summer Peak Savings (MW) | Technical Potential | 0 | 0 | 0 | 0 | 0 | 0 | 0 | 0 | 0 | 0 | 0 | 0 | 0 | 0 | 0 | 0 | 0 | 0 | 0 | 0 | 0 | 0 | 0 | 0 | 0 | 0 | 0
F9_Commercial_Interruptible - College_New_Water Heating_Natural Gas_Water Heater - Pipe Insulation_A_Technical Potential | F9 | Commercial | Interruptible - College | New | Water Heating | Natural Gas | Water Heater - Pipe Insulation | A | Cumulative Winter Peak Savings (MW) | Technical Potential | 0 | 0 | 0 | 0 | 0 | 0 | 0 | 0 | 0 | 0 | 0 | 0 | 0 | 0 | 0 | 0 | 0 | 0 | 0 | 0 | 0 | 0 | 0 | 0 | 0 | 0 | 0
F10_Commercial_Interruptible - College_New_Water Heating_Natural Gas_Water Heater - Pipe Insulation_A_Technical Potential | F10 | Commercial | Interruptible - College | New | Water Heating | Natural Gas | Water Heater - Pipe Insulation | A | Purchases (Incremental) | Technical Potential | 0 | 0 | 0 | 0 | 0 | 0 | 0 | 0 | 0 | 0 | 0 | 0 | 0 | 0 | 0 | 0 | 0 | 0 | 0 | 0 | 0 | 0 | 0 | 0 | 0 | 0 | 0
F11_Commercial_Interruptible - College_New_Water Heating_Natural Gas_Water Heater - Pipe Insulation_A_Technical Potential | F11 | Commercial | Interruptible - College | New | Water Heating | Natural Gas | Water Heater - Pipe Insulation | A | Purchases (Cumulative) | Technical Potential | 0 | 0 | 0 | 0 | 0 | 0 | 0 | 0 | 0 | 0 | 0 | 0 | 0 | 0 | 0 | 0 | 0 | 0 | 0 | 0 | 0 | 0 | 0 | 0 | 0 | 0 | 0
F1_Commercial_Interruptible - College_New_Water Heating_Natural Gas_Water Heater - Motion Control Faucet_A_Technical Potential | F1 | Commercial | Interruptible - College | New | Water Heating | Natural Gas | Water Heater - Motion Control Faucet | A | Integrated Unit Energy Savings (kWh or therms) | Technical Potential | 0 | 0 | 0 | 0 | 0 | 0 | 0 | 0 | 0 | 0 | 0 | 0 | 0 | 0 | 0 | 0 | 0 | 0 | 0 | 0 | 0 | 0 | 0 | 0 | 0 | 0 | 0
F2_Commercial_Interruptible - College_New_Water Heating_Natural Gas_Water Heater - Motion Control Faucet_A_Technical Potential | F2 | Commercial | Interruptible - College | New | Water Heating | Natural Gas | Water Heater - Motion Control Faucet | A | Integrated Unit Summer Peak Savings (kW) | Technical Potential | 0 | 0 | 0 | 0 | 0 | 0 | 0 | 0 | 0 | 0 | 0 | 0 | 0 | 0 | 0 | 0 | 0 | 0 | 0 | 0 | 0 | 0 | 0 | 0 | 0 | 0 | 0
F3_Commercial_Interruptible - College_New_Water Heating_Natural Gas_Water Heater - Motion Control Faucet_A_Technical Potential | F3 | Commercial | Interruptible - College | New | Water Heating | Natural Gas | Water Heater - Motion Control Faucet | A | Integrated Unit Winter Peak Savings (kW) | Technical Potential | 0 | 0 | 0 | 0 | 0 | 0 | 0 | 0 | 0 | 0 | 0 | 0 | 0 | 0 | 0 | 0 | 0 | 0 | 0 | 0 | 0 | 0 | 0 | 0 | 0 | 0 | 0
F4_Commercial_Interruptible - College_New_Water Heating_Natural Gas_Water Heater - Motion Control Faucet_A_Technical Potential | F4 | Commercial | Interruptible - College | New | Water Heating | Natural Gas | Water Heater - Motion Control Faucet | A | Incremental Energy Savings (MWh or mTherms) | Technical Potential | 0 | 0 | 0 | 0 | 0 | 0 | 0 | 0 | 0 | 0 | 0 | 0 | 0 | 0 | 0 | 0 | 0 | 0 | 0 | 0 | 0 | 0 | 0 | 0 | 0 | 0 | 0
F5_Commercial_Interruptible - College_New_Water Heating_Natural Gas_Water Heater - Motion Control Faucet_A_Technical Potential | F5 | Commercial | Interruptible - College | New | Water Heating | Natural Gas | Water Heater - Motion Control Faucet | A | Incremental Summer Peak Savings (MW) | Technical Potential | 0 | 0 | 0 | 0 | 0 | 0 | 0 | 0 | 0 | 0 | 0 | 0 | 0 | 0 | 0 | 0 | 0 | 0 | 0 | 0 | 0 | 0 | 0 | 0 | 0 | 0 | 0
F6_Commercial_Interruptible - College_New_Water Heating_Natural Gas_Water Heater - Motion Control Faucet_A_Technical Potential | F6 | Commercial | Interruptible - College | New | Water Heating | Natural Gas | Water Heater - Motion Control Faucet | A | Incremental Winter Peak Savings (MW) | Technical Potential | 0 | 0 | 0 | 0 | 0 | 0 | 0 | 0 | 0 | 0 | 0 | 0 | 0 | 0 | 0 | 0 | 0 | 0 | 0 | 0 | 0 | 0 | 0 | 0 | 0 | 0 | 0
F7_Commercial_Interruptible - College_New_Water Heating_Natural Gas_Water Heater - Motion Control Faucet_A_Technical Potential | F7 | Commercial | Interruptible - College | New | Water Heating | Natural Gas | Water Heater - Motion Control Faucet | A | Cumulative Energy Savings (MWh or mTherms) | Technical Potential | 0 | 0 | 0 | 0 | 0 | 0 | 0 | 0 | 0 | 0 | 0 | 0 | 0 | 0 | 0 | 0 | 0 | 0 | 0 | 0 | 0 | 0 | 0 | 0 | 0 | 0 | 0
F8_Commercial_Interruptible - College_New_Water Heating_Natural Gas_Water Heater - Motion Control Faucet_A_Technical Potential | F8 | Commercial | Interruptible - College | New | Water Heating | Natural Gas | Water Heater - Motion Control Faucet | A | Cumulative Summer Peak Savings (MW) | Technical Potential | 0 | 0 | 0 | 0 | 0 | 0 | 0 | 0 | 0 | 0 | 0 | 0 | 0 | 0 | 0 | 0 | 0 | 0 | 0 | 0 | 0 | 0 | 0 | 0 | 0 | 0 | 0
F9_Commercial_Interruptible - College_New_Water Heating_Natural Gas_Water Heater - Motion Control Faucet_A_Technical Potential | F9 | Commercial | Interruptible - College | New | Water Heating | Natural Gas | Water Heater - Motion Control Faucet | A | Cumulative Winter Peak Savings (MW) | Technical Potential | 0 | 0 | 0 | 0 | 0 | 0 | 0 | 0 | 0 | 0 | 0 | 0 | 0 | 0 | 0 | 0 | 0 | 0 | 0 | 0 | 0 | 0 | 0 | 0 | 0 | 0 | 0
F10_Commercial_Interruptible - College_New_Water Heating_Natural Gas_Water Heater - Motion Control Faucet_A_Technical Potential | F10 | Commercial | Interruptible - College | New | Water Heating | Natural Gas | Water Heater - Motion Control Faucet | A | Purchases (Incremental) | Technical Potential | 0 | 0 | 0 | 0 | 0 | 0 | 0 | 0 | 0 | 0 | 0 | 0 | 0 | 0 | 0 | 0 | 0 | 0 | 0 | 0 | 0 | 0 | 0 | 0 | 0 | 0 | 0
F11_Commercial_Interruptible - College_New_Water Heating_Natural Gas_Water Heater - Motion Control Faucet_A_Technical Potential | F11 | Commercial | Interruptible - College | New | Water Heating | Natural Gas | Water Heater - Motion Control Faucet | A | Purchases (Cumulative) | Technical Potential | 0 | 0 | 0 | 0 | 0 | 0 | 0 | 0 | 0 | 0 | 0 | 0 | 0 | 0 | 0 | 0 | 0 | 0 | 0 | 0 | 0 | 0 | 0 | 0 | 0 | 0 | 0
F1_Commercial_Interruptible - College_New_Water Heating_Natural Gas_Water Heater - Solar System_A_Technical Potential | F1 | Commercial | Interruptible - College | New | Water Heating | Natural Gas | Water Heater - Solar System | A | Integrated Unit Energy Savings (kWh or therms) | Technical Potential | 0 | 0 | 0 | 0 | 0 | 0 | 0 | 0 | 0 | 0 | 0 | 0 | 0 | 0 | 0 | 0 | 0 | 0 | 0 | 0 | 0 | 0 | 0 | 0 | 0 | 0 | 0
F2_Commercial_Interruptible - College_New_Water Heating_Natural Gas_Water Heater - Solar System_A_Technical Potential | F2 | Commercial | Interruptible - College | New | Water Heating | Natural Gas | Water Heater - Solar System | A | Integrated Unit Summer Peak Savings (kW) | Technical Potential | 0 | 0 | 0 | 0 | 0 | 0 | 0 | 0 | 0 | 0 | 0 | 0 | 0 | 0 | 0 | 0 | 0 | 0 | 0 | 0 | 0 | 0 | 0 | 0 | 0 | 0 | 0
F3_Commercial_Interruptible - College_New_Water Heating_Natural Gas_Water Heater - Solar System_A_Technical Potential | F3 | Commercial | Interruptible - College | New | Water Heating | Natural Gas | Water Heater - Solar System | A | Integrated Unit Winter Peak Savings (kW) | Technical Potential | 0 | 0 | 0 | 0 | 0 | 0 | 0 | 0 | 0 | 0 | 0 | 0 | 0 | 0 | 0 | 0 | 0 | 0 | 0 | 0 | 0 | 0 | 0 | 0 | 0 | 0 | 0
F4_Commercial_Interruptible - College_New_Water Heating_Natural Gas_Water Heater - Solar System_A_Technical Potential | F4 | Commercial | Interruptible - College | New | Water Heating | Natural Gas | Water Heater - Solar System | A | Incremental Energy Savings (MWh or mTherms) | Technical Potential | 0 | 0 | 0 | 0 | 0 | 0 | 0 | 0 | 0 | 0 | 0 | 0 | 0 | 0 | 0 | 0 | 0 | 0 | 0 | 0 | 0 | 0 | 0 | 0 | 0 | 0 | 0
F5_Commercial_Interruptible - College_New_Water Heating_Natural Gas_Water Heater - Solar System_A_Technical Potential | F5 | Commercial | Interruptible - College | New | Water Heating | Natural Gas | Water Heater - Solar System | A | Incremental Summer Peak Savings (MW) | Technical Potential | 0 | 0 | 0 | 0 | 0 | 0 | 0 | 0 | 0 | 0 | 0 | 0 | 0 | 0 | 0 | 0 | 0 | 0 | 0 | 0 | 0 | 0 | 0 | 0 | 0 | 0 | 0
F6_Commercial_Interruptible - College_New_Water Heating_Natural Gas_Water Heater - Solar System_A_Technical Potential | F6 | Commercial | Interruptible - College | New | Water Heating | Natural Gas | Water Heater - Solar System | A | Incremental Winter Peak Savings (MW) | Technical Potential | 0 | 0 | 0 | 0 | 0 | 0 | 0 | 0 | 0 | 0 | 0 | 0 | 0 | 0 | 0 | 0 | 0 | 0 | 0 | 0 | 0 | 0 | 0 | 0 | 0 | 0 | 0
F7_Commercial_Interruptible - College_New_Water Heating_Natural Gas_Water Heater - Solar System_A_Technical Potential | F7 | Commercial | Interruptible - College | New | Water Heating | Natural Gas | Water Heater - Solar System | A | Cumulative Energy Savings (MWh or mTherms) | Technical Potential | 0 | 0 | 0 | 0 | 0 | 0 | 0 | 0 | 0 | 0 | 0 | 0 | 0 | 0 | 0 | 0 | 0 | 0 | 0 | 0 | 0 | 0 | 0 | 0 | 0 | 0 | 0
F8_Commercial_Interruptible - College_New_Water Heating_Natural Gas_Water Heater - Solar System_A_Technical Potential | F8 | Commercial | Interruptible - College | New | Water Heating | Natural Gas | Water Heater - Solar System | A | Cumulative Summer Peak Savings (MW) | Technical Potential | 0 | 0 | 0 | 0 | 0 | 0 | 0 | 0 | 0 | 0 | 0 | 0 | 0 | 0 | 0 | 0 | 0 | 0 | 0 | 0 | 0 | 0 | 0 | 0 | 0 | 0 | 0
F9_Commercial_Interruptible - College_New_Water Heating_Natural Gas_Water Heater - Solar System_A_Technical Potential | F9 | Commercial | Interruptible - College | New | Water Heating | Natural Gas | Water Heater - Solar System | A | Cumulative Winter Peak Savings (MW) | Technical Potential | 0 | 0 | 0 | 0 | 0 | 0 | 0 | 0 | 0 | 0 | 0 | 0 | 0 | 0 | 0 | 0 | 0 | 0 | 0 | 0 | 0 | 0 | 0 | 0 | 0 | 0 | 0
F10_Commercial_Interruptible - College_New_Water Heating_Natural Gas_Water Heater - Solar System_A_Technical Potential | F10 | Commercial | Interruptible - College | New | Water Heating | Natural Gas | Water Heater - Solar System | A | Purchases (Incremental) | Technical Potential | 0 | 0 | 0 | 0 | 0 | 0 | 0 | 0 | 0 | 0 | 0 | 0 | 0 | 0 | 0 | 0 | 0 | 0 | 0 | 0 | 0 | 0 | 0 | 0 | 0 | 0 | 0
F11_Commercial_Interruptible - College_New_Water Heating_Natural Gas_Water Heater - Solar System_A_Technical Potential | F11 | Commercial | Interruptible - College | New | Water Heating | Natural Gas | Water Heater - Solar System | A | Purchases (Cumulative) | Technical Potential | 0 | 0 | 0 | 0 | 0 | 0 | 0 | 0 | 0 | 0 | 0 | 0 | 0 | 0 | 0 | 0 | 0 | 0 | 0 | 0 | 0 | 0 | 0 | 0 | 0 | 0 | 0
F1_Commercial_Interruptible - College_New_Water Heating_Natural Gas_Commercial Laundry - Ozone Treatment_A_Technical Potential | F1 | Commercial | Interruptible - College | New | Water Heating | Natural Gas | Commercial Laundry - Ozone Treatment | A | Integrated Unit Energy Savings (kWh or therms) | Technical Potential | 0 | 0 | 0 | 0 | 0 | 0 | 0 | 0 | 0 | 0 | 0 | 0 | 0 | 0 | 0 | 0 | 0 | 0 | 0 | 0 | 0 | 0 | 0 | 0 | 0 | 0 | 0
F2_Commercial_Interruptible - College_New_Water Heating_Natural Gas_Commercial Laundry - Ozone Treatment_A_Technical Potential | F2 | Commercial | Interruptible - College | New | Water Heating | Natural Gas | Commercial Laundry - Ozone Treatment | A | Integrated Unit Summer Peak Savings (kW) | Technical Potential | 0 | 0 | 0 | 0 | 0 | 0 | 0 | 0 | 0 | 0 | 0 | 0 | 0 | 0 | 0 | 0 | 0 | 0 | 0 | 0 | 0 | 0 | 0 | 0 | 0 | 0 | 0
F3_Commercial_Interruptible - College_New_Water Heating_Natural Gas_Commercial Laundry - Ozone Treatment_A_Technical Potential | F3 | Commercial | Interruptible - College | New | Water Heating | Natural Gas | Commercial Laundry - Ozone Treatment | A | Integrated Unit Winter Peak Savings (kW) | Technical Potential | 0 | 0 | 0 | 0 | 0 | 0 | 0 | 0 | 0 | 0 | 0 | 0 | 0 | 0 | 0 | 0 | 0 | 0 | 0 | 0 | 0 | 0 | 0 | 0 | 0 | 0 | 0
F4_Commercial_Interruptible - College_New_Water Heating_Natural Gas_Commercial Laundry - Ozone Treatment_A_Technical Potential | F4 | Commercial | Interruptible - College | New | Water Heating | Natural Gas | Commercial Laundry - Ozone Treatment | A | Incremental Energy Savings (MWh or mTherms) | Technical Potential | 0 | 0 | 0 | 0 | 0 | 0 | 0 | 0 | 0 | 0 | 0 | 0 | 0 | 0 | 0 | 0 | 0 | 0 | 0 | 0 | 0 | 0 | 0 | 0 | 0 | 0 | 0
F5_Commercial_Interruptible - College_New_Water Heating_Natural Gas_Commercial Laundry - Ozone Treatment_A_Technical Potential | F5 | Commercial | Interruptible - College | New | Water Heating | Natural Gas | Commercial Laundry - Ozone Treatment | A | Incremental Summer Peak Savings (MW) | Technical Potential | 0 | 0 | 0 | 0 | 0 | 0 | 0 | 0 | 0 | 0 | 0 | 0 | 0 | 0 | 0 | 0 | 0 | 0 | 0 | 0 | 0 | 0 | 0 | 0 | 0 | 0 | 0
F6_Commercial_Interruptible - College_New_Water Heating_Natural Gas_Commercial Laundry - Ozone Treatment_A_Technical Potential | F6 | Commercial | Interruptible - College | New | Water Heating | Natural Gas | Commercial Laundry - Ozone Treatment | A | Incremental Winter Peak Savings (MW) | Technical Potential | 0 | 0 | 0 | 0 | 0 | 0 | 0 | 0 | 0 | 0 | 0 | 0 | 0 | 0 | 0 | 0 | 0 | 0 | 0 | 0 | 0 | 0 | 0 | 0 | 0 | 0 | 0
F7_Commercial_Interruptible - College_New_Water Heating_Natural Gas_Commercial Laundry - Ozone Treatment_A_Technical Potential | F7 | Commercial | Interruptible - College | New | Water Heating | Natural Gas | Commercial Laundry - Ozone Treatment | A | Cumulative Energy Savings (MWh or mTherms) | Technical Potential | 0 | 0 | 0 | 0 | 0 | 0 | 0 | 0 | 0 | 0 | 0 | 0 | 0 | 0 | 0 | 0 | 0 | 0 | 0 | 0 | 0 | 0 | 0 | 0 | 0 | 0 | 0
F8_Commercial_Interruptible - College_New_Water Heating_Natural Gas_Commercial Laundry - Ozone Treatment_A_Technical Potential | F8 | Commercial | Interruptible - College | New | Water Heating | Natural Gas | Commercial Laundry - Ozone Treatment | A | Cumulative Summer Peak Savings (MW) | Technical Potential | 0 | 0 | 0 | 0 | 0 | 0 | 0 | 0 | 0 | 0 | 0 | 0 | 0 | 0 | 0 | 0 | 0 | 0 | 0 | 0 | 0 | 0 | 0 | 0 | 0 | 0 | 0
F9_Commercial_Interruptible - College_New_Water Heating_Natural Gas_Commercial Laundry - Ozone Treatment_A_Technical Potential | F9 | Commercial | Interruptible - College | New | Water Heating | Natural Gas | Commercial Laundry - Ozone Treatment | A | Cumulative Winter Peak Savings (MW) | Technical Potential | 0 | 0 | 0 | 0 | 0 | 0 | 0 | 0 | 0 | 0 | 0 | 0 | 0 | 0 | 0 | 0 | 0 | 0 | 0 | 0 | 0 | 0 | 0 | 0 | 0 | 0 | 0
F10_Commercial_Interruptible - College_New_Water Heating_Natural Gas_Commercial Laundry - Ozone Treatment_A_Technical Potential | F10 | Commercial | Interruptible - College | New | Water Heating | Natural Gas | Commercial Laundry - Ozone Treatment | A | Purchases (Incremental) | Technical Potential | 0 | 0 | 0 | 0 | 0 | 0 | 0 | 0 | 0 | 0 | 0 | 0 | 0 | 0 | 0 | 0 | 0 | 0 | 0 | 0 | 0 | 0 | 0 | 0 | 0 | 0 | 0
F11_Commercial_Interruptible - College_New_Water Heating_Natural Gas_Commercial Laundry - Ozone Treatment_A_Technical Potential | F11 | Commercial | Interruptible - College | New | Water Heating | Natural Gas | Commercial Laundry - Ozone Treatment | A | Purchases (Cumulative) | Technical Potential | 0 | 0 | 0 | 0 | 0 | 0 | 0 | 0 | 0 | 0 | 0 | 0 | 0 | 0 | 0 | 0 | 0 | 0 | 0 | 0 | 0 | 0 | 0 | 0 | 0 | 0 | 0
F1_Commercial_Interruptible - College_New_Water Heating_Natural Gas_Commercial Laundry - ENERGY STAR Washer_A_Technical Potential | F1 | Commercial | Interruptible - College | New | Water Heating | Natural Gas | Commercial Laundry - ENERGY STAR Washer | A | Integrated Unit Energy Savings (kWh or therms) | Technical Potential | 0 | 0 | 0 | 0 | 0 | 0 | 0 | 0 | 0 | 0 | 0 | 0 | 0 | 0 | 0 | 0 | 0 | 0 | 0 | 0 | 0 | 0 | 0 | 0 | 0 | 0 | 0
F2_Commercial_Interruptible - College_New_Water Heating_Natural Gas_Commercial Laundry - ENERGY STAR Washer_A_Technical Potential | F2 | Commercial | Interruptible - College | New | Water Heating | Natural Gas | Commercial Laundry - ENERGY STAR Washer | A | Integrated Unit Summer Peak Savings (kW) | Technical Potential | 0 | 0 | 0 | 0 | 0 | 0 | 0 | 0 | 0 | 0 | 0 | 0 | 0 | 0 | 0 | 0 | 0 | 0 | 0 | 0 | 0 | 0 | 0 | 0 | 0 | 0 | 0
F3_Commercial_Interruptible - College_New_Water Heating_Natural Gas_Commercial Laundry - ENERGY STAR Washer_A_Technical Potential | F3 | Commercial | Interruptible - College | New | Water Heating | Natural Gas | Commercial Laundry - ENERGY STAR Washer | A | Integrated Unit Winter Peak Savings (kW) | Technical Potential | 0 | 0 | 0 | 0 | 0 | 0 | 0 | 0 | 0 | 0 | 0 | 0 | 0 | 0 | 0 | 0 | 0 | 0 | 0 | 0 | 0 | 0 | 0 | 0 | 0 | 0 | 0
F4_Commercial_Interruptible - College_New_Water Heating_Natural Gas_Commercial Laundry - ENERGY STAR Washer_A_Technical Potential | F4 | Commercial | Interruptible - College | New | Water Heating | Natural Gas | Commercial Laundry - ENERGY STAR Washer | A | Incremental Energy Savings (MWh or mTherms) | Technical Potential | 0 | 0 | 0 | 0 | 0 | 0 | 0 | 0 | 0 | 0 | 0 | 0 | 0 | 0 | 0 | 0 | 0 | 0 | 0 | 0 | 0 | 0 | 0 | 0 | 0 | 0 | 0
F5_Commercial_Interruptible - College_New_Water Heating_Natural Gas_Commercial Laundry - ENERGY STAR Washer_A_Technical Potential | F5 | Commercial | Interruptible - College | New | Water Heating | Natural Gas | Commercial Laundry - ENERGY STAR Washer | A | Incremental Summer Peak Savings (MW) | Technical Potential | 0 | 0 | 0 | 0 | 0 | 0 | 0 | 0 | 0 | 0 | 0 | 0 | 0 | 0 | 0 | 0 | 0 | 0 | 0 | 0 | 0 | 0 | 0 | 0 | 0 | 0 | 0
F6_Commercial_Interruptible - College_New_Water Heating_Natural Gas_Commercial Laundry - ENERGY STAR Washer_A_Technical Potential | F6 | Commercial | Interruptible - College | New | Water Heating | Natural Gas | Commercial Laundry - ENERGY STAR Washer | A | Incremental Winter Peak Savings (MW) | Technical Potential | 0 | 0 | 0 | 0 | 0 | 0 | 0 | 0 | 0 | 0 | 0 | 0 | 0 | 0 | 0 | 0 | 0 | 0 | 0 | 0 | 0 | 0 | 0 | 0 | 0 | 0 | 0
F7_Commercial_Interruptible - College_New_Water Heating_Natural Gas_Commercial Laundry - ENERGY STAR Washer_A_Technical Potential | F7 | Commercial | Interruptible - College | New | Water Heating | Natural Gas | Commercial Laundry - ENERGY STAR Washer | A | Cumulative Energy Savings (MWh or mTherms) | Technical Potential | 0 | 0 | 0 | 0 | 0 | 0 | 0 | 0 | 0 | 0 | 0 | 0 | 0 | 0 | 0 | 0 | 0 | 0 | 0 | 0 | 0 | 0 | 0 | 0 | 0 | 0 | 0
F8_Commercial_Interruptible - College_New_Water Heating_Natural Gas_Commercial Laundry - ENERGY STAR Washer_A_Technical Potential | F8 | Commercial | Interruptible - College | New | Water Heating | Natural Gas | Commercial Laundry - ENERGY STAR Washer | A | Cumulative Summer Peak Savings (MW) | Technical Potential | 0 | 0 | 0 | 0 | 0 | 0 | 0 | 0 | 0 | 0 | 0 | 0 | 0 | 0 | 0 | 0 | 0 | 0 | 0 | 0 | 0 | 0 | 0 | 0 | 0 | 0 | 0
F9_Commercial_Interruptible - College_New_Water Heating_Natural Gas_Commercial Laundry - ENERGY STAR Washer_A_Technical Potential | F9 | Commercial | Interruptible - College | New | Water Heating | Natural Gas | Commercial Laundry - ENERGY STAR Washer | A | Cumulative Winter Peak Savings (MW) | Technical Potential | 0 | 0 | 0 | 0 | 0 | 0 | 0 | 0 | 0 | 0 | 0 | 0 | 0 | 0 | 0 | 0 | 0 | 0 | 0 | 0 | 0 | 0 | 0 | 0 | 0 | 0 | 0
F10_Commercial_Interruptible - College_New_Water Heating_Natural Gas_Commercial Laundry - ENERGY STAR Washer_A_Technical Potential | F10 | Commercial | Interruptible - College | New | Water Heating | Natural Gas | Commercial Laundry - ENERGY STAR Washer | A | Purchases (Incremental) | Technical Potential | 0 | 0 | 0 | 0 | 0 | 0 | 0 | 0 | 0 | 0 | 0 | 0 | 0 | 0 | 0 | 0 | 0 | 0 | 0 | 0 | 0 | 0 | 0 | 0 | 0 | 0 | 0
F11_Commercial_Interruptible - College_New_Water Heating_Natural Gas_Commercial Laundry - ENERGY STAR Washer_A_Technical Potential | F11 | Commercial | Interruptible - College | New | Water Heating | Natural Gas | Commercial Laundry - ENERGY STAR Washer | A | Purchases (Cumulative) | Technical Potential | 0 | 0 | 0 | 0 | 0 | 0 | 0 | 0 | 0 | 0 | 0 | 0 | 0 | 0 | 0 | 0 | 0 | 0 | 0 | 0 | 0 | 0 | 0 | 0 | 0 | 0 | 0
F1_Commercial_Interruptible - College_New_Water Heating_Natural Gas_Water Heater - Efficient Dishwasher_A_Technical Potential | F1 | Commercial | Interruptible - College | New | Water Heating | Natural Gas | Water Heater - Efficient Dishwasher | A | Integrated Unit Energy Savings (kWh or therms) | Technical Potential | 0 | 0 | 0 | 0 | 0 | 0 | 0 | 0 | 0 | 0 | 0 | 0 | 0 | 0 | 0 | 0 | 0 | 0 | 0 | 0 | 0 | 0 | 0 | 0 | 0 | 0 | 0
F2_Commercial_Interruptible - College_New_Water Heating_Natural Gas_Water Heater - Efficient Dishwasher_A_Technical Potential | F2 | Commercial | Interruptible - College | New | Water Heating | Natural Gas | Water Heater - Efficient Dishwasher | A | Integrated Unit Summer Peak Savings (kW) | Technical Potential | 0 | 0 | 0 | 0 | 0 | 0 | 0 | 0 | 0 | 0 | 0 | 0 | 0 | 0 | 0 | 0 | 0 | 0 | 0 | 0 | 0 | 0 | 0 | 0 | 0 | 0 | 0
F3_Commercial_Interruptible - College_New_Water Heating_Natural Gas_Water Heater - Efficient Dishwasher_A_Technical Potential | F3 | Commercial | Interruptible - College | New | Water Heating | Natural Gas | Water Heater - Efficient Dishwasher | A | Integrated Unit Winter Peak Savings (kW) | Technical Potential | 0 | 0 | 0 | 0 | 0 | 0 | 0 | 0 | 0 | 0 | 0 | 0 | 0 | 0 | 0 | 0 | 0 | 0 | 0 | 0 | 0 | 0 | 0 | 0 | 0 | 0 | 0
F4_Commercial_Interruptible - College_New_Water Heating_Natural Gas_Water Heater - Efficient Dishwasher_A_Technical Potential | F4 | Commercial | Interruptible - College | New | Water Heating | Natural Gas | Water Heater - Efficient Dishwasher | A | Incremental Energy Savings (MWh or mTherms) | Technical Potential | 0 | 0 | 0 | 0 | 0 | 0 | 0 | 0 | 0 | 0 | 0 | 0 | 0 | 0 | 0 | 0 | 0 | 0 | 0 | 0 | 0 | 0 | 0 | 0 | 0 | 0 | 0
F5_Commercial_Interruptible - College_New_Water Heating_Natural Gas_Water Heater - Efficient Dishwasher_A_Technical Potential | F5 | Commercial | Interruptible - College | New | Water Heating | Natural Gas | Water Heater - Efficient Dishwasher | A | Incremental Summer Peak Savings (MW) | Technical Potential | 0 | 0 | 0 | 0 | 0 | 0 | 0 | 0 | 0 | 0 | 0 | 0 | 0 | 0 | 0 | 0 | 0 | 0 | 0 | 0 | 0 | 0 | 0 | 0 | 0 | 0 | 0
F6_Commercial_Interruptible - College_New_Water Heating_Natural Gas_Water Heater - Efficient Dishwasher_A_Technical Potential | F6 | Commercial | Interruptible - College | New | Water Heating | Natural Gas | Water Heater - Efficient Dishwasher | A | Incremental Winter Peak Savings (MW) | Technical Potential | 0 | 0 | 0 | 0 | 0 | 0 | 0 | 0 | 0 | 0 | 0 | 0 | 0 | 0 | 0 | 0 | 0 | 0 | 0 | 0 | 0 | 0 | 0 | 0 | 0 | 0 | 0
F7_Commercial_Interruptible - College_New_Water Heating_Natural Gas_Water Heater - Efficient Dishwasher_A_Technical Potential | F7 | Commercial | Interruptible - College | New | Water Heating | Natural Gas | Water Heater - Efficient Dishwasher | A | Cumulative Energy Savings (MWh or mTherms) | Technical Potential | 0 | 0 | 0 | 0 | 0 | 0 | 0 | 0 | 0 | 0 | 0 | 0 | 0 | 0 | 0 | 0 | 0 | 0 | 0 | 0 | 0 | 0 | 0 | 0 | 0 | 0 | 0
F8_Commercial_Interruptible - College_New_Water Heating_Natural Gas_Water Heater - Efficient Dishwasher_A_Technical Potential | F8 | Commercial | Interruptible - College | New | Water Heating | Natural Gas | Water Heater - Efficient Dishwasher | A | Cumulative Summer Peak Savings (MW) | Technical Potential | 0 | 0 | 0 | 0 | 0 | 0 | 0 | 0 | 0 | 0 | 0 | 0 | 0 | 0 | 0 | 0 | 0 | 0 | 0 | 0 | 0 | 0 | 0 | 0 | 0 | 0 | 0
F9_Commercial_Interruptible - College_New_Water Heating_Natural Gas_Water Heater - Efficient Dishwasher_A_Technical Potential | F9 | Commercial | Interruptible - College | New | Water Heating | Natural Gas | Water Heater - Efficient Dishwasher | A | Cumulative Winter Peak Savings (MW) | Technical Potential | 0 | 0 | 0 | 0 | 0 | 0 | 0 | 0 | 0 | 0 | 0 | 0 | 0 | 0 | 0 | 0 | 0 | 0 | 0 | 0 | 0 | 0 | 0 | 0 | 0 | 0 | 0
F10_Commercial_Interruptible - College_New_Water Heating_Natural Gas_Water Heater - Efficient Dishwasher_A_Technical Potential | F10 | Commercial | Interruptible - College | New | Water Heating | Natural Gas | Water Heater - Efficient Dishwasher | A | Purchases (Incremental) | Technical Potential | 0 | 0 | 0 | 0 | 0 | 0 | 0 | 0 | 0 | 0 | 0 | 0 | 0 | 0 | 0 | 0 | 0 | 0 | 0 | 0 | 0 | 0 | 0 | 0 | 0 | 0 | 0
F11_Commercial_Interruptible - College_New_Water Heating_Natural Gas_Water Heater - Efficient Dishwasher_A_Technical Potential | F11 | Commercial | Interruptible - College | New | Water Heating | Natural Gas | Water Heater - Efficient Dishwasher | A | Purchases (Cumulative) | Technical Potential | 0 | 0 | 0 | 0 | 0 | 0 | 0 | 0 | 0 | 0 | 0 | 0 | 0 | 0 | 0 | 0 | 0 | 0 | 0 | 0 | 0 | 0 | 0 | 0 | 0 | 0 | 0
F1_Commercial_Interruptible - College_New_Water Heating_Natural Gas_Commercial Laundry - Alternative Dry-Cleaning Methods_A_Technical Potential | F1 | Commercial | Interruptible - College | New | Water Heating | Natural Gas | Commercial Laundry - Alternative Dry-Cleaning Methods | A | Integrated Unit Energy Savings (kWh or therms) | Technical Potential | 0 | 0 | 0 | 0 | 0 | 0 | 0 | 0 | 0 | 0 | 0 | 0 | 0 | 0 | 0 | 0 | 0 | 0 | 0 | 0 | 0 | 0 | 0 | 0 | 0 | 0 | 0
F2_Commercial_Interruptible - College_New_Water Heating_Natural Gas_Commercial Laundry - Alternative Dry-Cleaning Methods_A_Technical Potential | F2 | Commercial | Interruptible - College | New | Water Heating | Natural Gas | Commercial Laundry - Alternative Dry-Cleaning Methods | A | Integrated Unit Summer Peak Savings (kW) | Technical Potential | 0 | 0 | 0 | 0 | 0 | 0 | 0 | 0 | 0 | 0 | 0 | 0 | 0 | 0 | 0 | 0 | 0 | 0 | 0 | 0 | 0 | 0 | 0 | 0 | 0 | 0 | 0
F3_Commercial_Interruptible - College_New_Water Heating_Natural Gas_Commercial Laundry - Alternative Dry-Cleaning Methods_A_Technical Potential | F3 | Commercial | Interruptible - College | New | Water Heating | Natural Gas | Commercial Laundry - Alternative Dry-Cleaning Methods | A | Integrated Unit Winter Peak Savings (kW) | Technical Potential | 0 | 0 | 0 | 0 | 0 | 0 | 0 | 0 | 0 | 0 | 0 | 0 | 0 | 0 | 0 | 0 | 0 | 0 | 0 | 0 | 0 | 0 | 0 | 0 | 0 | 0 | 0
F4_Commercial_Interruptible - College_New_Water Heating_Natural Gas_Commercial Laundry - Alternative Dry-Cleaning Methods_A_Technical Potential | F4 | Commercial | Interruptible - College | New | Water Heating | Natural Gas | Commercial Laundry - Alternative Dry-Cleaning Methods | A | Incremental Energy Savings (MWh or mTherms) | Technical Potential | 0 | 0 | 0 | 0 | 0 | 0 | 0 | 0 | 0 | 0 | 0 | 0 | 0 | 0 | 0 | 0 | 0 | 0 | 0 | 0 | 0 | 0 | 0 | 0 | 0 | 0 | 0
F5_Commercial_Interruptible - College_New_Water Heating_Natural Gas_Commercial Laundry - Alternative Dry-Cleaning Methods_A_Technical Potential | F5 | Commercial | Interruptible - College | New | Water Heating | Natural Gas | Commercial Laundry - Alternative Dry-Cleaning Methods | A | Incremental Summer Peak Savings (MW) | Technical Potential | 0 | 0 | 0 | 0 | 0 | 0 | 0 | 0 | 0 | 0 | 0 | 0 | 0 | 0 | 0 | 0 | 0 | 0 | 0 | 0 | 0 | 0 | 0 | 0 | 0 | 0 | 0
F6_Commercial_Interruptible - College_New_Water Heating_Natural Gas_Commercial Laundry - Alternative Dry-Cleaning Methods_A_Technical Potential | F6 | Commercial | Interruptible - College | New | Water Heating | Natural Gas | Commercial Laundry - Alternative Dry-Cleaning Methods | A | Incremental Winter Peak Savings (MW) | Technical Potential | 0 | 0 | 0 | 0 | 0 | 0 | 0 | 0 | 0 | 0 | 0 | 0 | 0 | 0 | 0 | 0 | 0 | 0 | 0 | 0 | 0 | 0 | 0 | 0 | 0 | 0 | 0
F7_Commercial_Interruptible - College_New_Water Heating_Natural Gas_Commercial Laundry - Alternative Dry-Cleaning Methods_A_Technical Potential | F7 | Commercial | Interruptible - College | New | Water Heating | Natural Gas | Commercial Laundry - Alternative Dry-Cleaning Methods | A | Cumulative Energy Savings (MWh or mTherms) | Technical Potential | 0 | 0 | 0 | 0 | 0 | 0 | 0 | 0 | 0 | 0 | 0 | 0 | 0 | 0 | 0 | 0 | 0 | 0 | 0 | 0 | 0 | 0 | 0 | 0 | 0 | 0 | 0
F8_Commercial_Interruptible - College_New_Water Heating_Natural Gas_Commercial Laundry - Alternative Dry-Cleaning Methods_A_Technical Potential | F8 | Commercial | Interruptible - College | New | Water Heating | Natural Gas | Commercial Laundry - Alternative Dry-Cleaning Methods | A | Cumulative Summer Peak Savings (MW) | Technical Potential | 0 | 0 | 0 | 0 | 0 | 0 | 0 | 0 | 0 | 0 | 0 | 0 | 0 | 0 | 0 | 0 | 0 | 0 | 0 | 0 | 0 | 0 | 0 | 0 | 0 | 0 | 0
F9_Commercial_Interruptible - College_New_Water Heating_Natural Gas_Commercial Laundry - Alternative Dry-Cleaning Methods_A_Technical Potential | F9 | Commercial | Interruptible - College | New | Water Heating | Natural Gas | Commercial Laundry - Alternative Dry-Cleaning Methods | A | Cumulative Winter Peak Savings (MW) | Technical Potential | 0 | 0 | 0 | 0 | 0 | 0 | 0 | 0 | 0 | 0 | 0 | 0 | 0 | 0 | 0 | 0 | 0 | 0 | 0 | 0 | 0 | 0 | 0 | 0 | 0 | 0 | 0
F10_Commercial_Interruptible - College_New_Water Heating_Natural Gas_Commercial Laundry - Alternative Dry-Cleaning Methods_A_Technical Potential | F10 | Commercial | Interruptible - College | New | Water Heating | Natural Gas | Commercial Laundry - Alternative Dry-Cleaning Methods | A | Purchases (Incremental) | Technical Potential | 0 | 0 | 0 | 0 | 0 | 0 | 0 | 0 | 0 | 0 | 0 | 0 | 0 | 0 | 0 | 0 | 0 | 0 | 0 | 0 | 0 | 0 | 0 | 0 | 0 | 0 | 0
F11_Commercial_Interruptible - College_New_Water Heating_Natural Gas_Commercial Laundry - Alternative Dry-Cleaning Methods_A_Technical Potential | F11 | Commercial | Interruptible - College | New | Water Heating | Natural Gas | Commercial Laundry - Alternative Dry-Cleaning Methods | A | Purchases (Cumulative) | Technical Potential | 0 | 0 | 0 | 0 | 0 | 0 | 0 | 0 | 0 | 0 | 0 | 0 | 0 | 0 | 0 | 0 | 0 | 0 | 0 | 0 | 0 | 0 | 0 | 0 | 0 | 0 | 0
F1_Commercial_Interruptible - College_New_Space Heating_Natural Gas_Advanced Kitchen Ventilation Controls_A_Technical Potential | F1 | Commercial | Interruptible - College | New | Space Heating | Natural Gas | Advanced Kitchen Ventilation Controls | A | Integrated Unit Energy Savings (kWh or therms) | Technical Potential | 0 | 0 | 0 | 0 | 0 | 0 | 0 | 0 | 0 | 0 | 0 | 0 | 0 | 0 | 0 | 0 | 0 | 0 | 0 | 0 | 0 | 0 | 0 | 0 | 0 | 0 | 0
F2_Commercial_Interruptible - College_New_Space Heating_Natural Gas_Advanced Kitchen Ventilation Controls_A_Technical Potential | F2 | Commercial | Interruptible - College | New | Space Heating | Natural Gas | Advanced Kitchen Ventilation Controls | A | Integrated Unit Summer Peak Savings (kW) | Technical Potential | 0 | 0 | 0 | 0 | 0 | 0 | 0 | 0 | 0 | 0 | 0 | 0 | 0 | 0 | 0 | 0 | 0 | 0 | 0 | 0 | 0 | 0 | 0 | 0 | 0 | 0 | 0
F3_Commercial_Interruptible - College_New_Space Heating_Natural Gas_Advanced Kitchen Ventilation Controls_A_Technical Potential | F3 | Commercial | Interruptible - College | New | Space Heating | Natural Gas | Advanced Kitchen Ventilation Controls | A | Integrated Unit Winter Peak Savings (kW) | Technical Potential | 0 | 0 | 0 | 0 | 0 | 0 | 0 | 0 | 0 | 0 | 0 | 0 | 0 | 0 | 0 | 0 | 0 | 0 | 0 | 0 | 0 | 0 | 0 | 0 | 0 | 0 | 0
F4_Commercial_Interruptible - College_New_Space Heating_Natural Gas_Advanced Kitchen Ventilation Controls_A_Technical Potential | F4 | Commercial | Interruptible - College | New | Space Heating | Natural Gas | Advanced Kitchen Ventilation Controls | A | Incremental Energy Savings (MWh or mTherms) | Technical Potential | 0 | 0 | 0 | 0 | 0 | 0 | 0 | 0 | 0 | 0 | 0 | 0 | 0 | 0 | 0 | 0 | 0 | 0 | 0 | 0 | 0 | 0 | 0 | 0 | 0 | 0 | 0
F5_Commercial_Interruptible - College_New_Space Heating_Natural Gas_Advanced Kitchen Ventilation Controls_A_Technical Potential | F5 | Commercial | Interruptible - College | New | Space Heating | Natural Gas | Advanced Kitchen Ventilation Controls | A | Incremental Summer Peak Savings (MW) | Technical Potential | 0 | 0 | 0 | 0 | 0 | 0 | 0 | 0 | 0 | 0 | 0 | 0 | 0 | 0 | 0 | 0 | 0 | 0 | 0 | 0 | 0 | 0 | 0 | 0 | 0 | 0 | 0
F6_Commercial_Interruptible - College_New_Space Heating_Natural Gas_Advanced Kitchen Ventilation Controls_A_Technical Potential | F6 | Commercial | Interruptible - College | New | Space Heating | Natural Gas | Advanced Kitchen Ventilation Controls | A | Incremental Winter Peak Savings (MW) | Technical Potential | 0 | 0 | 0 | 0 | 0 | 0 | 0 | 0 | 0 | 0 | 0 | 0 | 0 | 0 | 0 | 0 | 0 | 0 | 0 | 0 | 0 | 0 | 0 | 0 | 0 | 0 | 0
F7_Commercial_Interruptible - College_New_Space Heating_Natural Gas_Advanced Kitchen Ventilation Controls_A_Technical Potential | F7 | Commercial | Interruptible - College | New | Space Heating | Natural Gas | Advanced Kitchen Ventilation Controls | A | Cumulative Energy Savings (MWh or mTherms) | Technical Potential | 0 | 0 | 0 | 0 | 0 | 0 | 0 | 0 | 0 | 0 | 0 | 0 | 0 | 0 | 0 | 0 | 0 | 0 | 0 | 0 | 0 | 0 | 0 | 0 | 0 | 0 | 0
F8_Commercial_Interruptible - College_New_Space Heating_Natural Gas_Advanced Kitchen Ventilation Controls_A_Technical Potential | F8 | Commercial | Interruptible - College | New | Space Heating | Natural Gas | Advanced Kitchen Ventilation Controls | A | Cumulative Summer Peak Savings (MW) | Technical Potential | 0 | 0 | 0 | 0 | 0 | 0 | 0 | 0 | 0 | 0 | 0 | 0 | 0 | 0 | 0 | 0 | 0 | 0 | 0 | 0 | 0 | 0 | 0 | 0 | 0 | 0 | 0
F9_Commercial_Interruptible - College_New_Space Heating_Natural Gas_Advanced Kitchen Ventilation Controls_A_Technical Potential | F9 | Commercial | Interruptible - College | New | Space Heating | Natural Gas | Advanced Kitchen Ventilation Controls | A | Cumulative Winter Peak Savings (MW) | Technical Potential | 0 | 0 | 0 | 0 | 0 | 0 | 0 | 0 | 0 | 0 | 0 | 0 | 0 | 0 | 0 | 0 | 0 | 0 | 0 | 0 | 0 | 0 | 0 | 0 | 0 | 0 | 0
F10_Commercial_Interruptible - College_New_Space Heating_Natural Gas_Advanced Kitchen Ventilation Controls_A_Technical Potential | F10 | Commercial | Interruptible - College | New | Space Heating | Natural Gas | Advanced Kitchen Ventilation Controls | A | Purchases (Incremental) | Technical Potential | 0 | 0 | 0 | 0 | 0 | 0 | 0 | 0 | 0 | 0 | 0 | 0 | 0 | 0 | 0 | 0 | 0 | 0 | 0 | 0 | 0 | 0 | 0 | 0 | 0 | 0 | 0
F11_Commercial_Interruptible - College_New_Space Heating_Natural Gas_Advanced Kitchen Ventilation Controls_A_Technical Potential | F11 | Commercial | Interruptible - College | New | Space Heating | Natural Gas | Advanced Kitchen Ventilation Controls | A | Purchases (Cumulative) | Technical Potential | 0 | 0 | 0 | 0 | 0 | 0 | 0 | 0 | 0 | 0 | 0 | 0 | 0 | 0 | 0 | 0 | 0 | 0 | 0 | 0 | 0 | 0 | 0 | 0 | 0 | 0 | 0
F1_Commercial_Interruptible - College_New_Space Heating_Natural Gas_Infiltration Control - Loading Dock Sealing_A_Technical Potential | F1 | Commercial | Interruptible - College | New | Space Heating | Natural Gas | Infiltration Control - Loading Dock Sealing | A | Integrated Unit Energy Savings (kWh or therms) | Technical Potential | 0 | 0 | 0 | 0 | 0 | 0 | 0 | 0 | 0 | 0 | 0 | 0 | 0 | 0 | 0 | 0 | 0 | 0 | 0 | 0 | 0 | 0 | 0 | 0 | 0 | 0 | 0
F2_Commercial_Interruptible - College_New_Space Heating_Natural Gas_Infiltration Control - Loading Dock Sealing_A_Technical Potential | F2 | Commercial | Interruptible - College | New | Space Heating | Natural Gas | Infiltration Control - Loading Dock Sealing | A | Integrated Unit Summer Peak Savings (kW) | Technical Potential | 0 | 0 | 0 | 0 | 0 | 0 | 0 | 0 | 0 | 0 | 0 | 0 | 0 | 0 | 0 | 0 | 0 | 0 | 0 | 0 | 0 | 0 | 0 | 0 | 0 | 0 | 0
F3_Commercial_Interruptible - College_New_Space Heating_Natural Gas_Infiltration Control - Loading Dock Sealing_A_Technical Potential | F3 | Commercial | Interruptible - College | New | Space Heating | Natural Gas | Infiltration Control - Loading Dock Sealing | A | Integrated Unit Winter Peak Savings (kW) | Technical Potential | 0 | 0 | 0 | 0 | 0 | 0 | 0 | 0 | 0 | 0 | 0 | 0 | 0 | 0 | 0 | 0 | 0 | 0 | 0 | 0 | 0 | 0 | 0 | 0 | 0 | 0 | 0
F4_Commercial_Interruptible - College_New_Space Heating_Natural Gas_Infiltration Control - Loading Dock Sealing_A_Technical Potential | F4 | Commercial | Interruptible - College | New | Space Heating | Natural Gas | Infiltration Control - Loading Dock Sealing | A | Incremental Energy Savings (MWh or mTherms) | Technical Potential | 0 | 0 | 0 | 0 | 0 | 0 | 0 | 0 | 0 | 0 | 0 | 0 | 0 | 0 | 0 | 0 | 0 | 0 | 0 | 0 | 0 | 0 | 0 | 0 | 0 | 0 | 0
F5_Commercial_Interruptible - College_New_Space Heating_Natural Gas_Infiltration Control - Loading Dock Sealing_A_Technical Potential | F5 | Commercial | Interruptible - College | New | Space Heating | Natural Gas | Infiltration Control - Loading Dock Sealing | A | Incremental Summer Peak Savings (MW) | Technical Potential | 0 | 0 | 0 | 0 | 0 | 0 | 0 | 0 | 0 | 0 | 0 | 0 | 0 | 0 | 0 | 0 | 0 | 0 | 0 | 0 | 0 | 0 | 0 | 0 | 0 | 0 | 0
F6_Commercial_Interruptible - College_New_Space Heating_Natural Gas_Infiltration Control - Loading Dock Sealing_A_Technical Potential | F6 | Commercial | Interruptible - College | New | Space Heating | Natural Gas | Infiltration Control - Loading Dock Sealing | A | Incremental Winter Peak Savings (MW) | Technical Potential | 0 | 0 | 0 | 0 | 0 | 0 | 0 | 0 | 0 | 0 | 0 | 0 | 0 | 0 | 0 | 0 | 0 | 0 | 0 | 0 | 0 | 0 | 0 | 0 | 0 | 0 | 0
F7_Commercial_Interruptible - College_New_Space Heating_Natural Gas_Infiltration Control - Loading Dock Sealing_A_Technical Potential | F7 | Commercial | Interruptible - College | New | Space Heating | Natural Gas | Infiltration Control - Loading Dock Sealing | A | Cumulative Energy Savings (MWh or mTherms) | Technical Potential | 0 | 0 | 0 | 0 | 0 | 0 | 0 | 0 | 0 | 0 | 0 | 0 | 0 | 0 | 0 | 0 | 0 | 0 | 0 | 0 | 0 | 0 | 0 | 0 | 0 | 0 | 0
F8_Commercial_Interruptible - College_New_Space Heating_Natural Gas_Infiltration Control - Loading Dock Sealing_A_Technical Potential | F8 | Commercial | Interruptible - College | New | Space Heating | Natural Gas | Infiltration Control - Loading Dock Sealing | A | Cumulative Summer Peak Savings (MW) | Technical Potential | 0 | 0 | 0 | 0 | 0 | 0 | 0 | 0 | 0 | 0 | 0 | 0 | 0 | 0 | 0 | 0 | 0 | 0 | 0 | 0 | 0 | 0 | 0 | 0 | 0 | 0 | 0
F9_Commercial_Interruptible - College_New_Space Heating_Natural Gas_Infiltration Control - Loading Dock Sealing_A_Technical Potential | F9 | Commercial | Interruptible - College | New | Space Heating | Natural Gas | Infiltration Control - Loading Dock Sealing | A | Cumulative Winter Peak Savings (MW) | Technical Potential | 0 | 0 | 0 | 0 | 0 | 0 | 0 | 0 | 0 | 0 | 0 | 0 | 0 | 0 | 0 | 0 | 0 | 0 | 0 | 0 | 0 | 0 | 0 | 0 | 0 | 0 | 0
F10_Commercial_Interruptible - College_New_Space Heating_Natural Gas_Infiltration Control - Loading Dock Sealing_A_Technical Potential | F10 | Commercial | Interruptible - College | New | Space Heating | Natural Gas | Infiltration Control - Loading Dock Sealing | A | Purchases (Incremental) | Technical Potential | 0 | 0 | 0 | 0 | 0 | 0 | 0 | 0 | 0 | 0 | 0 | 0 | 0 | 0 | 0 | 0 | 0 | 0 | 0 | 0 | 0 | 0 | 0 | 0 | 0 | 0 | 0
F11_Commercial_Interruptible - College_New_Space Heating_Natural Gas_Infiltration Control - Loading Dock Sealing_A_Technical Potential | F11 | Commercial | Interruptible - College | New | Space Heating | Natural Gas | Infiltration Control - Loading Dock Sealing | A | Purchases (Cumulative) | Technical Potential | 0 | 0 | 0 | 0 | 0 | 0 | 0 | 0 | 0 | 0 | 0 | 0 | 0 | 0 | 0 | 0 | 0 | 0 | 0 | 0 | 0 | 0 | 0 | 0 | 0 | 0 | 0
F1_Commercial_Interruptible - College_New_Space Heating_Natural Gas_Greenhouse Heat Curtain_A_Technical Potential | F1 | Commercial | Interruptible - College | New | Space Heating | Natural Gas | Greenhouse Heat Curtain | A | Integrated Unit Energy Savings (kWh or therms) | Technical Potential | 0 | 0 | 0 | 0 | 0 | 0 | 0 | 0 | 0 | 0 | 0 | 0 | 0 | 0 | 0 | 0 | 0 | 0 | 0 | 0 | 0 | 0 | 0 | 0 | 0 | 0 | 0
F2_Commercial_Interruptible - College_New_Space Heating_Natural Gas_Greenhouse Heat Curtain_A_Technical Potential | F2 | Commercial | Interruptible - College | New | Space Heating | Natural Gas | Greenhouse Heat Curtain | A | Integrated Unit Summer Peak Savings (kW) | Technical Potential | 0 | 0 | 0 | 0 | 0 | 0 | 0 | 0 | 0 | 0 | 0 | 0 | 0 | 0 | 0 | 0 | 0 | 0 | 0 | 0 | 0 | 0 | 0 | 0 | 0 | 0 | 0
F3_Commercial_Interruptible - College_New_Space Heating_Natural Gas_Greenhouse Heat Curtain_A_Technical Potential | F3 | Commercial | Interruptible - College | New | Space Heating | Natural Gas | Greenhouse Heat Curtain | A | Integrated Unit Winter Peak Savings (kW) | Technical Potential | 0 | 0 | 0 | 0 | 0 | 0 | 0 | 0 | 0 | 0 | 0 | 0 | 0 | 0 | 0 | 0 | 0 | 0 | 0 | 0 | 0 | 0 | 0 | 0 | 0 | 0 | 0
F4_Commercial_Interruptible - College_New_Space Heating_Natural Gas_Greenhouse Heat Curtain_A_Technical Potential | F4 | Commercial | Interruptible - College | New | Space Heating | Natural Gas | Greenhouse Heat Curtain | A | Incremental Energy Savings (MWh or mTherms) | Technical Potential | 0 | 0 | 0 | 0 | 0 | 0 | 0 | 0 | 0 | 0 | 0 | 0 | 0 | 0 | 0 | 0 | 0 | 0 | 0 | 0 | 0 | 0 | 0 | 0 | 0 | 0 | 0
F5_Commercial_Interruptible - College_New_Space Heating_Natural Gas_Greenhouse Heat Curtain_A_Technical Potential | F5 | Commercial | Interruptible - College | New | Space Heating | Natural Gas | Greenhouse Heat Curtain | A | Incremental Summer Peak Savings (MW) | Technical Potential | 0 | 0 | 0 | 0 | 0 | 0 | 0 | 0 | 0 | 0 | 0 | 0 | 0 | 0 | 0 | 0 | 0 | 0 | 0 | 0 | 0 | 0 | 0 | 0 | 0 | 0 | 0
F6_Commercial_Interruptible - College_New_Space Heating_Natural Gas_Greenhouse Heat Curtain_A_Technical Potential | F6 | Commercial | Interruptible - College | New | Space Heating | Natural Gas | Greenhouse Heat Curtain | A | Incremental Winter Peak Savings (MW) | Technical Potential | 0 | 0 | 0 | 0 | 0 | 0 | 0 | 0 | 0 | 0 | 0 | 0 | 0 | 0 | 0 | 0 | 0 | 0 | 0 | 0 | 0 | 0 | 0 | 0 | 0 | 0 | 0
F7_Commercial_Interruptible - College_New_Space Heating_Natural Gas_Greenhouse Heat Curtain_A_Technical Potential | F7 | Commercial | Interruptible - College | New | Space Heating | Natural Gas | Greenhouse Heat Curtain | A | Cumulative Energy Savings (MWh or mTherms) | Technical Potential | 0 | 0 | 0 | 0 | 0 | 0 | 0 | 0 | 0 | 0 | 0 | 0 | 0 | 0 | 0 | 0 | 0 | 0 | 0 | 0 | 0 | 0 | 0 | 0 | 0 | 0 | 0
F8_Commercial_Interruptible - College_New_Space Heating_Natural Gas_Greenhouse Heat Curtain_A_Technical Potential | F8 | Commercial | Interruptible - College | New | Space Heating | Natural Gas | Greenhouse Heat Curtain | A | Cumulative Summer Peak Savings (MW) | Technical Potential | 0 | 0 | 0 | 0 | 0 | 0 | 0 | 0 | 0 | 0 | 0 | 0 | 0 | 0 | 0 | 0 | 0 | 0 | 0 | 0 | 0 | 0 | 0 | 0 | 0 | 0 | 0
F9_Commercial_Interruptible - College_New_Space Heating_Natural Gas_Greenhouse Heat Curtain_A_Technical Potential | F9 | Commercial | Interruptible - College | New | Space Heating | Natural Gas | Greenhouse Heat Curtain | A | Cumulative Winter Peak Savings (MW) | Technical Potential | 0 | 0 | 0 | 0 | 0 | 0 | 0 | 0 | 0 | 0 | 0 | 0 | 0 | 0 | 0 | 0 | 0 | 0 | 0 | 0 | 0 | 0 | 0 | 0 | 0 | 0 | 0
F10_Commercial_Interruptible - College_New_Space Heating_Natural Gas_Greenhouse Heat Curtain_A_Technical Potential | F10 | Commercial | Interruptible - College | New | Space Heating | Natural Gas | Greenhouse Heat Curtain | A | Purchases (Incremental) | Technical Potential | 0 | 0 | 0 | 0 | 0 | 0 | 0 | 0 | 0 | 0 | 0 | 0 | 0 | 0 | 0 | 0 | 0 | 0 | 0 | 0 | 0 | 0 | 0 | 0 | 0 | 0 | 0
F11_Commercial_Interruptible - College_New_Space Heating_Natural Gas_Greenhouse Heat Curtain_A_Technical Potential | F11 | Commercial | Interruptible - College | New | Space Heating | Natural Gas | Greenhouse Heat Curtain | A | Purchases (Cumulative) | Technical Potential | 0 | 0 | 0 | 0 | 0 | 0 | 0 | 0 | 0 | 0 | 0 | 0 | 0 | 0 | 0 | 0 | 0 | 0 | 0 | 0 | 0 | 0 | 0 | 0 | 0 | 0 | 0
F1_Commercial_Interruptible - College_New_Space Heating_Natural Gas_Ventilation - Parking Garages, Demand Controlled_A_Technical Potential | F1 | Commercial | Interruptible - College | New | Space Heating | Natural Gas | Ventilation - Parking Garages, Demand Controlled | A | Integrated Unit Energy Savings (kWh or therms) | Technical Potential | 0 | 0 | 0 | 0 | 0 | 0 | 0 | 0 | 0 | 0 | 0 | 0 | 0 | 0 | 0 | 0 | 0 | 0 | 0 | 0 | 0 | 0 | 0 | 0 | 0 | 0 | 0
F2_Commercial_Interruptible - College_New_Space Heating_Natural Gas_Ventilation - Parking Garages, Demand Controlled_A_Technical Potential | F2 | Commercial | Interruptible - College | New | Space Heating | Natural Gas | Ventilation - Parking Garages, Demand Controlled | A | Integrated Unit Summer Peak Savings (kW) | Technical Potential | 0 | 0 | 0 | 0 | 0 | 0 | 0 | 0 | 0 | 0 | 0 | 0 | 0 | 0 | 0 | 0 | 0 | 0 | 0 | 0 | 0 | 0 | 0 | 0 | 0 | 0 | 0
F3_Commercial_Interruptible - College_New_Space Heating_Natural Gas_Ventilation - Parking Garages, Demand Controlled_A_Technical Potential | F3 | Commercial | Interruptible - College | New | Space Heating | Natural Gas | Ventilation - Parking Garages, Demand Controlled | A | Integrated Unit Winter Peak Savings (kW) | Technical Potential | 0 | 0 | 0 | 0 | 0 | 0 | 0 | 0 | 0 | 0 | 0 | 0 | 0 | 0 | 0 | 0 | 0 | 0 | 0 | 0 | 0 | 0 | 0 | 0 | 0 | 0 | 0
F4_Commercial_Interruptible - College_New_Space Heating_Natural Gas_Ventilation - Parking Garages, Demand Controlled_A_Technical Potential | F4 | Commercial | Interruptible - College | New | Space Heating | Natural Gas | Ventilation - Parking Garages, Demand Controlled | A | Incremental Energy Savings (MWh or mTherms) | Technical Potential | 0 | 0 | 0 | 0 | 0 | 0 | 0 | 0 | 0 | 0 | 0 | 0 | 0 | 0 | 0 | 0 | 0 | 0 | 0 | 0 | 0 | 0 | 0 | 0 | 0 | 0 | 0
F5_Commercial_Interruptible - College_New_Space Heating_Natural Gas_Ventilation - Parking Garages, Demand Controlled_A_Technical Potential | F5 | Commercial | Interruptible - College | New | Space Heating | Natural Gas | Ventilation - Parking Garages, Demand Controlled | A | Incremental Summer Peak Savings (MW) | Technical Potential | 0 | 0 | 0 | 0 | 0 | 0 | 0 | 0 | 0 | 0 | 0 | 0 | 0 | 0 | 0 | 0 | 0 | 0 | 0 | 0 | 0 | 0 | 0 | 0 | 0 | 0 | 0
F6_Commercial_Interruptible - College_New_Space Heating_Natural Gas_Ventilation - Parking Garages, Demand Controlled_A_Technical Potential | F6 | Commercial | Interruptible - College | New | Space Heating | Natural Gas | Ventilation - Parking Garages, Demand Controlled | A | Incremental Winter Peak Savings (MW) | Technical Potential | 0 | 0 | 0 | 0 | 0 | 0 | 0 | 0 | 0 | 0 | 0 | 0 | 0 | 0 | 0 | 0 | 0 | 0 | 0 | 0 | 0 | 0 | 0 | 0 | 0 | 0 | 0
F7_Commercial_Interruptible - College_New_Space Heating_Natural Gas_Ventilation - Parking Garages, Demand Controlled_A_Technical Potential | F7 | Commercial | Interruptible - College | New | Space Heating | Natural Gas | Ventilation - Parking Garages, Demand Controlled | A | Cumulative Energy Savings (MWh or mTherms) | Technical Potential | 0 | 0 | 0 | 0 | 0 | 0 | 0 | 0 | 0 | 0 | 0 | 0 | 0 | 0 | 0 | 0 | 0 | 0 | 0 | 0 | 0 | 0 | 0 | 0 | 0 | 0 | 0
F8_Commercial_Interruptible - College_New_Space Heating_Natural Gas_Ventilation - Parking Garages, Demand Controlled_A_Technical Potential | F8 | Commercial | Interruptible - College | New | Space Heating | Natural Gas | Ventilation - Parking Garages, Demand Controlled | A | Cumulative Summer Peak Savings (MW) | Technical Potential | 0 | 0 | 0 | 0 | 0 | 0 | 0 | 0 | 0 | 0 | 0 | 0 | 0 | 0 | 0 | 0 | 0 | 0 | 0 | 0 | 0 | 0 | 0 | 0 | 0 | 0 | 0
F9_Commercial_Interruptible - College_New_Space Heating_Natural Gas_Ventilation - Parking Garages, Demand Controlled_A_Technical Potential | F9 | Commercial | Interruptible - College | New | Space Heating | Natural Gas | Ventilation - Parking Garages, Demand Controlled | A | Cumulative Winter Peak Savings (MW) | Technical Potential | 0 | 0 | 0 | 0 | 0 | 0 | 0 | 0 | 0 | 0 | 0 | 0 | 0 | 0 | 0 | 0 | 0 | 0 | 0 | 0 | 0 | 0 | 0 | 0 | 0 | 0 | 0
F10_Commercial_Interruptible - College_New_Space Heating_Natural Gas_Ventilation - Parking Garages, Demand Controlled_A_Technical Potential | F10 | Commercial | Interruptible - College | New | Space Heating | Natural Gas | Ventilation - Parking Garages, Demand Controlled | A | Purchases (Incremental) | Technical Potential | 0 | 0 | 0 | 0 | 0 | 0 | 0 | 0 | 0 | 0 | 0 | 0 | 0 | 0 | 0 | 0 | 0 | 0 | 0 | 0 | 0 | 0 | 0 | 0 | 0 | 0 | 0
F11_Commercial_Interruptible - College_New_Space Heating_Natural Gas_Ventilation - Parking Garages, Demand Controlled_A_Technical Potential | F11 | Commercial | Interruptible - College | New | Space Heating | Natural Gas | Ventilation - Parking Garages, Demand Controlled | A | Purchases (Cumulative) | Technical Potential | 0 | 0 | 0 | 0 | 0 | 0 | 0 | 0 | 0 | 0 | 0 | 0 | 0 | 0 | 0 | 0 | 0 | 0 | 0 | 0 | 0 | 0 | 0 | 0 | 0 | 0 | 0
F1_Commercial_Interruptible - College_New_Miscellaneous_Natural Gas_Pool Heater - Night Covers_A_Technical Potential | F1 | Commercial | Interruptible - College | New | Miscellaneous | Natural Gas | Pool Heater - Night Covers | A | Integrated Unit Energy Savings (kWh or therms) | Technical Potential | 0 | 0 | 0 | 0 | 0 | 0 | 0 | 0 | 0 | 0 | 0 | 0 | 0 | 0 | 0 | 0 | 0 | 0 | 0 | 0 | 0 | 0 | 0 | 0 | 0 | 0 | 0
F2_Commercial_Interruptible - College_New_Miscellaneous_Natural Gas_Pool Heater - Night Covers_A_Technical Potential | F2 | Commercial | Interruptible - College | New | Miscellaneous | Natural Gas | Pool Heater - Night Covers | A | Integrated Unit Summer Peak Savings (kW) | Technical Potential | 0 | 0 | 0 | 0 | 0 | 0 | 0 | 0 | 0 | 0 | 0 | 0 | 0 | 0 | 0 | 0 | 0 | 0 | 0 | 0 | 0 | 0 | 0 | 0 | 0 | 0 | 0
F3_Commercial_Interruptible - College_New_Miscellaneous_Natural Gas_Pool Heater - Night Covers_A_Technical Potential | F3 | Commercial | Interruptible - College | New | Miscellaneous | Natural Gas | Pool Heater - Night Covers | A | Integrated Unit Winter Peak Savings (kW) | Technical Potential | 0 | 0 | 0 | 0 | 0 | 0 | 0 | 0 | 0 | 0 | 0 | 0 | 0 | 0 | 0 | 0 | 0 | 0 | 0 | 0 | 0 | 0 | 0 | 0 | 0 | 0 | 0
F4_Commercial_Interruptible - College_New_Miscellaneous_Natural Gas_Pool Heater - Night Covers_A_Technical Potential | F4 | Commercial | Interruptible - College | New | Miscellaneous | Natural Gas | Pool Heater - Night Covers | A | Incremental Energy Savings (MWh or mTherms) | Technical Potential | 0 | 0 | 0 | 0 | 0 | 0 | 0 | 0 | 0 | 0 | 0 | 0 | 0 | 0 | 0 | 0 | 0 | 0 | 0 | 0 | 0 | 0 | 0 | 0 | 0 | 0 | 0
F5_Commercial_Interruptible - College_New_Miscellaneous_Natural Gas_Pool Heater - Night Covers_A_Technical Potential | F5 | Commercial | Interruptible - College | New | Miscellaneous | Natural Gas | Pool Heater - Night Covers | A | Incremental Summer Peak Savings (MW) | Technical Potential | 0 | 0 | 0 | 0 | 0 | 0 | 0 | 0 | 0 | 0 | 0 | 0 | 0 | 0 | 0 | 0 | 0 | 0 | 0 | 0 | 0 | 0 | 0 | 0 | 0 | 0 | 0
F6_Commercial_Interruptible - College_New_Miscellaneous_Natural Gas_Pool Heater - Night Covers_A_Technical Potential | F6 | Commercial | Interruptible - College | New | Miscellaneous | Natural Gas | Pool Heater - Night Covers | A | Incremental Winter Peak Savings (MW) | Technical Potential | 0 | 0 | 0 | 0 | 0 | 0 | 0 | 0 | 0 | 0 | 0 | 0 | 0 | 0 | 0 | 0 | 0 | 0 | 0 | 0 | 0 | 0 | 0 | 0 | 0 | 0 | 0
F7_Commercial_Interruptible - College_New_Miscellaneous_Natural Gas_Pool Heater - Night Covers_A_Technical Potential | F7 | Commercial | Interruptible - College | New | Miscellaneous | Natural Gas | Pool Heater - Night Covers | A | Cumulative Energy Savings (MWh or mTherms) | Technical Potential | 0 | 0 | 0 | 0 | 0 | 0 | 0 | 0 | 0 | 0 | 0 | 0 | 0 | 0 | 0 | 0 | 0 | 0 | 0 | 0 | 0 | 0 | 0 | 0 | 0 | 0 | 0
F8_Commercial_Interruptible - College_New_Miscellaneous_Natural Gas_Pool Heater - Night Covers_A_Technical Potential | F8 | Commercial | Interruptible - College | New | Miscellaneous | Natural Gas | Pool Heater - Night Covers | A | Cumulative Summer Peak Savings (MW) | Technical Potential | 0 | 0 | 0 | 0 | 0 | 0 | 0 | 0 | 0 | 0 | 0 | 0 | 0 | 0 | 0 | 0 | 0 | 0 | 0 | 0 | 0 | 0 | 0 | 0 | 0 | 0 | 0
F9_Commercial_Interruptible - College_New_Miscellaneous_Natural Gas_Pool Heater - Night Covers_A_Technical Potential | F9 | Commercial | Interruptible - College | New | Miscellaneous | Natural Gas | Pool Heater - Night Covers | A | Cumulative Winter Peak Savings (MW) | Technical Potential | 0 | 0 | 0 | 0 | 0 | 0 | 0 | 0 | 0 | 0 | 0 | 0 | 0 | 0 | 0 | 0 | 0 | 0 | 0 | 0 | 0 | 0 | 0 | 0 | 0 | 0 | 0
F10_Commercial_Interruptible - College_New_Miscellaneous_Natural Gas_Pool Heater - Night Covers_A_Technical Potential | F10 | Commercial | Interruptible - College | New | Miscellaneous | Natural Gas | Pool Heater - Night Covers | A | Purchases (Incremental) | Technical Potential | 0 | 0 | 0 | 0 | 0 | 0 | 0 | 0 | 0 | 0 | 0 | 0 | 0 | 0 | 0 | 0 | 0 | 0 | 0 | 0 | 0 | 0 | 0 | 0 | 0 | 0 | 0
F11_Commercial_Interruptible - College_New_Miscellaneous_Natural Gas_Pool Heater - Night Covers_A_Technical Potential | F11 | Commercial | Interruptible - College | New | Miscellaneous | Natural Gas | Pool Heater - Night Covers | A | Purchases (Cumulative) | Technical Potential | 0 | 0 | 0 | 0 | 0 | 0 | 0 | 0 | 0 | 0 | 0 | 0 | 0 | 0 | 0 | 0 | 0 | 0 | 0 | 0 | 0 | 0 | 0 | 0 | 0 | 0 | 0
F1_Commercial_Interruptible - College_New_Space Heating_Natural Gas_Advanced New Construction Designs_A_Technical Potential | F1 | Commercial | Interruptible - College | New | Space Heating | Natural Gas | Advanced New Construction Designs | A | Integrated Unit Energy Savings (kWh or therms) | Technical Potential | 0 | 0 | 0 | 0 | 0 | 0 | 0 | 0 | 0 | 0 | 0 | 0 | 0 | 0 | 0 | 0 | 0 | 0 | 0 | 0 | 0 | 0 | 0 | 0 | 0 | 0 | 0
F2_Commercial_Interruptible - College_New_Space Heating_Natural Gas_Advanced New Construction Designs_A_Technical Potential | F2 | Commercial | Interruptible - College | New | Space Heating | Natural Gas | Advanced New Construction Designs | A | Integrated Unit Summer Peak Savings (kW) | Technical Potential | 0 | 0 | 0 | 0 | 0 | 0 | 0 | 0 | 0 | 0 | 0 | 0 | 0 | 0 | 0 | 0 | 0 | 0 | 0 | 0 | 0 | 0 | 0 | 0 | 0 | 0 | 0
F3_Commercial_Interruptible - College_New_Space Heating_Natural Gas_Advanced New Construction Designs_A_Technical Potential | F3 | Commercial | Interruptible - College | New | Space Heating | Natural Gas | Advanced New Construction Designs | A | Integrated Unit Winter Peak Savings (kW) | Technical Potential | 0 | 0 | 0 | 0 | 0 | 0 | 0 | 0 | 0 | 0 | 0 | 0 | 0 | 0 | 0 | 0 | 0 | 0 | 0 | 0 | 0 | 0 | 0 | 0 | 0 | 0 | 0
F4_Commercial_Interruptible - College_New_Space Heating_Natural Gas_Advanced New Construction Designs_A_Technical Potential | F4 | Commercial | Interruptible - College | New | Space Heating | Natural Gas | Advanced New Construction Designs | A | Incremental Energy Savings (MWh or mTherms) | Technical Potential | 0 | 0 | 0 | 0 | 0 | 0 | 0 | 0 | 0 | 0 | 0 | 0 | 0 | 0 | 0 | 0 | 0 | 0 | 0 | 0 | 0 | 0 | 0 | 0 | 0 | 0 | 0
F5_Commercial_Interruptible - College_New_Space Heating_Natural Gas_Advanced New Construction Designs_A_Technical Potential | F5 | Commercial | Interruptible - College | New | Space Heating | Natural Gas | Advanced New Construction Designs | A | Incremental Summer Peak Savings (MW) | Technical Potential | 0 | 0 | 0 | 0 | 0 | 0 | 0 | 0 | 0 | 0 | 0 | 0 | 0 | 0 | 0 | 0 | 0 | 0 | 0 | 0 | 0 | 0 | 0 | 0 | 0 | 0 | 0
F6_Commercial_Interruptible - College_New_Space Heating_Natural Gas_Advanced New Construction Designs_A_Technical Potential | F6 | Commercial | Interruptible - College | New | Space Heating | Natural Gas | Advanced New Construction Designs | A | Incremental Winter Peak Savings (MW) | Technical Potential | 0 | 0 | 0 | 0 | 0 | 0 | 0 | 0 | 0 | 0 | 0 | 0 | 0 | 0 | 0 | 0 | 0 | 0 | 0 | 0 | 0 | 0 | 0 | 0 | 0 | 0 | 0
F7_Commercial_Interruptible - College_New_Space Heating_Natural Gas_Advanced New Construction Designs_A_Technical Potential | F7 | Commercial | Interruptible - College | New | Space Heating | Natural Gas | Advanced New Construction Designs | A | Cumulative Energy Savings (MWh or mTherms) | Technical Potential | 0 | 0 | 0 | 0 | 0 | 0 | 0 | 0 | 0 | 0 | 0 | 0 | 0 | 0 | 0 | 0 | 0 | 0 | 0 | 0 | 0 | 0 | 0 | 0 | 0 | 0 | 0
F8_Commercial_Interruptible - College_New_Space Heating_Natural Gas_Advanced New Construction Designs_A_Technical Potential | F8 | Commercial | Interruptible - College | New | Space Heating | Natural Gas | Advanced New Construction Designs | A | Cumulative Summer Peak Savings (MW) | Technical Potential | 0 | 0 | 0 | 0 | 0 | 0 | 0 | 0 | 0 | 0 | 0 | 0 | 0 | 0 | 0 | 0 | 0 | 0 | 0 | 0 | 0 | 0 | 0 | 0 | 0 | 0 | 0
F9_Commercial_Interruptible - College_New_Space Heating_Natural Gas_Advanced New Construction Designs_A_Technical Potential | F9 | Commercial | Interruptible - College | New | Space Heating | Natural Gas | Advanced New Construction Designs | A | Cumulative Winter Peak Savings (MW) | Technical Potential | 0 | 0 | 0 | 0 | 0 | 0 | 0 | 0 | 0 | 0 | 0 | 0 | 0 | 0 | 0 | 0 | 0 | 0 | 0 | 0 | 0 | 0 | 0 | 0 | 0 | 0 | 0
F10_Commercial_Interruptible - College_New_Space Heating_Natural Gas_Advanced New Construction Designs_A_Technical Potential | F10 | Commercial | Interruptible - College | New | Space Heating | Natural Gas | Advanced New Construction Designs | A | Purchases (Incremental) | Technical Potential | 0 | 0 | 0 | 0 | 0 | 0 | 0 | 0 | 0 | 0 | 0 | 0 | 0 | 0 | 0 | 0 | 0 | 0 | 0 | 0 | 0 | 0 | 0 | 0 | 0 | 0 | 0
F11_Commercial_Interruptible - College_New_Space Heating_Natural Gas_Advanced New Construction Designs_A_Technical Potential | F11 | Commercial | Interruptible - College | New | Space Heating | Natural Gas | Advanced New Construction Designs | A | Purchases (Cumulative) | Technical Potential | 0 | 0 | 0 | 0 | 0 | 0 | 0 | 0 | 0 | 0 | 0 | 0 | 0 | 0 | 0 | 0 | 0 | 0 | 0 | 0 | 0 | 0 | 0 | 0 | 0 | 0 | 0
F1_Commercial_Interruptible - College_New_Water Heating_Natural Gas_Advanced New Construction Designs_A_Technical Potential | F1 | Commercial | Interruptible - College | New | Water Heating | Natural Gas | Advanced New Construction Designs | A | Integrated Unit Energy Savings (kWh or therms) | Technical Potential | 0 | 0 | 0 | 0 | 0 | 0 | 0 | 0 | 0 | 0 | 0 | 0 | 0 | 0 | 0 | 0 | 0 | 0 | 0 | 0 | 0 | 0 | 0 | 0 | 0 | 0 | 0
F2_Commercial_Interruptible - College_New_Water Heating_Natural Gas_Advanced New Construction Designs_A_Technical Potential | F2 | Commercial | Interruptible - College | New | Water Heating | Natural Gas | Advanced New Construction Designs | A | Integrated Unit Summer Peak Savings (kW) | Technical Potential | 0 | 0 | 0 | 0 | 0 | 0 | 0 | 0 | 0 | 0 | 0 | 0 | 0 | 0 | 0 | 0 | 0 | 0 | 0 | 0 | 0 | 0 | 0 | 0 | 0 | 0 | 0
F3_Commercial_Interruptible - College_New_Water Heating_Natural Gas_Advanced New Construction Designs_A_Technical Potential | F3 | Commercial | Interruptible - College | New | Water Heating | Natural Gas | Advanced New Construction Designs | A | Integrated Unit Winter Peak Savings (kW) | Technical Potential | 0 | 0 | 0 | 0 | 0 | 0 | 0 | 0 | 0 | 0 | 0 | 0 | 0 | 0 | 0 | 0 | 0 | 0 | 0 | 0 | 0 | 0 | 0 | 0 | 0 | 0 | 0
F4_Commercial_Interruptible - College_New_Water Heating_Natural Gas_Advanced New Construction Designs_A_Technical Potential | F4 | Commercial | Interruptible - College | New | Water Heating | Natural Gas | Advanced New Construction Designs | A | Incremental Energy Savings (MWh or mTherms) | Technical Potential | 0 | 0 | 0 | 0 | 0 | 0 | 0 | 0 | 0 | 0 | 0 | 0 | 0 | 0 | 0 | 0 | 0 | 0 | 0 | 0 | 0 | 0 | 0 | 0 | 0 | 0 | 0
F5_Commercial_Interruptible - College_New_Water Heating_Natural Gas_Advanced New Construction Designs_A_Technical Potential | F5 | Commercial | Interruptible - College | New | Water Heating | Natural Gas | Advanced New Construction Designs | A | Incremental Summer Peak Savings (MW) | Technical Potential | 0 | 0 | 0 | 0 | 0 | 0 | 0 | 0 | 0 | 0 | 0 | 0 | 0 | 0 | 0 | 0 | 0 | 0 | 0 | 0 | 0 | 0 | 0 | 0 | 0 | 0 | 0
F6_Commercial_Interruptible - College_New_Water Heating_Natural Gas_Advanced New Construction Designs_A_Technical Potential | F6 | Commercial | Interruptible - College | New | Water Heating | Natural Gas | Advanced New Construction Designs | A | Incremental Winter Peak Savings (MW) | Technical Potential | 0 | 0 | 0 | 0 | 0 | 0 | 0 | 0 | 0 | 0 | 0 | 0 | 0 | 0 | 0 | 0 | 0 | 0 | 0 | 0 | 0 | 0 | 0 | 0 | 0 | 0 | 0
F7_Commercial_Interruptible - College_New_Water Heating_Natural Gas_Advanced New Construction Designs_A_Technical Potential | F7 | Commercial | Interruptible - College | New | Water Heating | Natural Gas | Advanced New Construction Designs | A | Cumulative Energy Savings (MWh or mTherms) | Technical Potential | 0 | 0 | 0 | 0 | 0 | 0 | 0 | 0 | 0 | 0 | 0 | 0 | 0 | 0 | 0 | 0 | 0 | 0 | 0 | 0 | 0 | 0 | 0 | 0 | 0 | 0 | 0
F8_Commercial_Interruptible - College_New_Water Heating_Natural Gas_Advanced New Construction Designs_A_Technical Potential | F8 | Commercial | Interruptible - College | New | Water Heating | Natural Gas | Advanced New Construction Designs | A | Cumulative Summer Peak Savings (MW) | Technical Potential | 0 | 0 | 0 | 0 | 0 | 0 | 0 | 0 | 0 | 0 | 0 | 0 | 0 | 0 | 0 | 0 | 0 | 0 | 0 | 0 | 0 | 0 | 0 | 0 | 0 | 0 | 0
F9_Commercial_Interruptible - College_New_Water Heating_Natural Gas_Advanced New Construction Designs_A_Technical Potential | F9 | Commercial | Interruptible - College | New | Water Heating | Natural Gas | Advanced New Construction Designs | A | Cumulative Winter Peak Savings (MW) | Technical Potential | 0 | 0 | 0 | 0 | 0 | 0 | 0 | 0 | 0 | 0 | 0 | 0 | 0 | 0 | 0 | 0 | 0 | 0 | 0 | 0 | 0 | 0 | 0 | 0 | 0 | 0 | 0
F10_Commercial_Interruptible - College_New_Water Heating_Natural Gas_Advanced New Construction Designs_A_Technical Potential | F10 | Commercial | Interruptible - College | New | Water Heating | Natural Gas | Advanced New Construction Designs | A | Purchases (Incremental) | Technical Potential | 0 | 0 | 0 | 0 | 0 | 0 | 0 | 0 | 0 | 0 | 0 | 0 | 0 | 0 | 0 | 0 | 0 | 0 | 0 | 0 | 0 | 0 | 0 | 0 | 0 | 0 | 0
F11_Commercial_Interruptible - College_New_Water Heating_Natural Gas_Advanced New Construction Designs_A_Technical Potential | F11 | Commercial | Interruptible - College | New | Water Heating | Natural Gas | Advanced New Construction Designs | A | Purchases (Cumulative) | Technical Potential | 0 | 0 | 0 | 0 | 0 | 0 | 0 | 0 | 0 | 0 | 0 | 0 | 0 | 0 | 0 | 0 | 0 | 0 | 0 | 0 | 0 | 0 | 0 | 0 | 0 | 0 | 0
F1_Commercial_Interruptible - College_New_Space Heating_Natural Gas_Strategic Energy Management_A_Technical Potential | F1 | Commercial | Interruptible - College | New | Space Heating | Natural Gas | Strategic Energy Management | A | Integrated Unit Energy Savings (kWh or therms) | Technical Potential | 0 | 0 | 0 | 0 | 0 | 0 | 0 | 0 | 0 | 0 | 0 | 0 | 0 | 0 | 0 | 0 | 0 | 0 | 0 | 0 | 0 | 0 | 0 | 0 | 0 | 0 | 0
F2_Commercial_Interruptible - College_New_Space Heating_Natural Gas_Strategic Energy Management_A_Technical Potential | F2 | Commercial | Interruptible - College | New | Space Heating | Natural Gas | Strategic Energy Management | A | Integrated Unit Summer Peak Savings (kW) | Technical Potential | 0 | 0 | 0 | 0 | 0 | 0 | 0 | 0 | 0 | 0 | 0 | 0 | 0 | 0 | 0 | 0 | 0 | 0 | 0 | 0 | 0 | 0 | 0 | 0 | 0 | 0 | 0
F3_Commercial_Interruptible - College_New_Space Heating_Natural Gas_Strategic Energy Management_A_Technical Potential | F3 | Commercial | Interruptible - College | New | Space Heating | Natural Gas | Strategic Energy Management | A | Integrated Unit Winter Peak Savings (kW) | Technical Potential | 0 | 0 | 0 | 0 | 0 | 0 | 0 | 0 | 0 | 0 | 0 | 0 | 0 | 0 | 0 | 0 | 0 | 0 | 0 | 0 | 0 | 0 | 0 | 0 | 0 | 0 | 0
F4_Commercial_Interruptible - College_New_Space Heating_Natural Gas_Strategic Energy Management_A_Technical Potential | F4 | Commercial | Interruptible - College | New | Space Heating | Natural Gas | Strategic Energy Management | A | Incremental Energy Savings (MWh or mTherms) | Technical Potential | 0 | 0 | 0 | 0 | 0 | 0 | 0 | 0 | 0 | 0 | 0 | 0 | 0 | 0 | 0 | 0 | 0 | 0 | 0 | 0 | 0 | 0 | 0 | 0 | 0 | 0 | 0
F5_Commercial_Interruptible - College_New_Space Heating_Natural Gas_Strategic Energy Management_A_Technical Potential | F5 | Commercial | Interruptible - College | New | Space Heating | Natural Gas | Strategic Energy Management | A | Incremental Summer Peak Savings (MW) | Technical Potential | 0 | 0 | 0 | 0 | 0 | 0 | 0 | 0 | 0 | 0 | 0 | 0 | 0 | 0 | 0 | 0 | 0 | 0 | 0 | 0 | 0 | 0 | 0 | 0 | 0 | 0 | 0
F6_Commercial_Interruptible - College_New_Space Heating_Natural Gas_Strategic Energy Management_A_Technical Potential | F6 | Commercial | Interruptible - College | New | Space Heating | Natural Gas | Strategic Energy Management | A | Incremental Winter Peak Savings (MW) | Technical Potential | 0 | 0 | 0 | 0 | 0 | 0 | 0 | 0 | 0 | 0 | 0 | 0 | 0 | 0 | 0 | 0 | 0 | 0 | 0 | 0 | 0 | 0 | 0 | 0 | 0 | 0 | 0
F7_Commercial_Interruptible - College_New_Space Heating_Natural Gas_Strategic Energy Management_A_Technical Potential | F7 | Commercial | Interruptible - College | New | Space Heating | Natural Gas | Strategic Energy Management | A | Cumulative Energy Savings (MWh or mTherms) | Technical Potential | 0 | 0 | 0 | 0 | 0 | 0 | 0 | 0 | 0 | 0 | 0 | 0 | 0 | 0 | 0 | 0 | 0 | 0 | 0 | 0 | 0 | 0 | 0 | 0 | 0 | 0 | 0
F8_Commercial_Interruptible - College_New_Space Heating_Natural Gas_Strategic Energy Management_A_Technical Potential | F8 | Commercial | Interruptible - College | New | Space Heating | Natural Gas | Strategic Energy Management | A | Cumulative Summer Peak Savings (MW) | Technical Potential | 0 | 0 | 0 | 0 | 0 | 0 | 0 | 0 | 0 | 0 | 0 | 0 | 0 | 0 | 0 | 0 | 0 | 0 | 0 | 0 | 0 | 0 | 0 | 0 | 0 | 0 | 0
F9_Commercial_Interruptible - College_New_Space Heating_Natural Gas_Strategic Energy Management_A_Technical Potential | F9 | Commercial | Interruptible - College | New | Space Heating | Natural Gas | Strategic Energy Management | A | Cumulative Winter Peak Savings (MW) | Technical Potential | 0 | 0 | 0 | 0 | 0 | 0 | 0 | 0 | 0 | 0 | 0 | 0 | 0 | 0 | 0 | 0 | 0 | 0 | 0 | 0 | 0 | 0 | 0 | 0 | 0 | 0 | 0
F10_Commercial_Interruptible - College_New_Space Heating_Natural Gas_Strategic Energy Management_A_Technical Potential | F10 | Commercial | Interruptible - College | New | Space Heating | Natural Gas | Strategic Energy Management | A | Purchases (Incremental) | Technical Potential | 0 | 0 | 0 | 0 | 0 | 0 | 0 | 0 | 0 | 0 | 0 | 0 | 0 | 0 | 0 | 0 | 0 | 0 | 0 | 0 | 0 | 0 | 0 | 0 | 0 | 0 | 0
F11_Commercial_Interruptible - College_New_Space Heating_Natural Gas_Strategic Energy Management_A_Technical Potential | F11 | Commercial | Interruptible - College | New | Space Heating | Natural Gas | Strategic Energy Management | A | Purchases (Cumulative) | Technical Potential | 0 | 0 | 0 | 0 | 0 | 0 | 0 | 0 | 0 | 0 | 0 | 0 | 0 | 0 | 0 | 0 | 0 | 0 | 0 | 0 | 0 | 0 | 0 | 0 | 0 | 0 | 0
F1_Commercial_Interruptible - College_New_Water Heating_Natural Gas_Strategic Energy Management_A_Technical Potential | F1 | Commercial | Interruptible - College | New | Water Heating | Natural Gas | Strategic Energy Management | A | Integrated Unit Energy Savings (kWh or therms) | Technical Potential | 0 | 0 | 0 | 0 | 0 | 0 | 0 | 0 | 0 | 0 | 0 | 0 | 0 | 0 | 0 | 0 | 0 | 0 | 0 | 0 | 0 | 0 | 0 | 0 | 0 | 0 | 0
F2_Commercial_Interruptible - College_New_Water Heating_Natural Gas_Strategic Energy Management_A_Technical Potential | F2 | Commercial | Interruptible - College | New | Water Heating | Natural Gas | Strategic Energy Management | A | Integrated Unit Summer Peak Savings (kW) | Technical Potential | 0 | 0 | 0 | 0 | 0 | 0 | 0 | 0 | 0 | 0 | 0 | 0 | 0 | 0 | 0 | 0 | 0 | 0 | 0 | 0 | 0 | 0 | 0 | 0 | 0 | 0 | 0
F3_Commercial_Interruptible - College_New_Water Heating_Natural Gas_Strategic Energy Management_A_Technical Potential | F3 | Commercial | Interruptible - College | New | Water Heating | Natural Gas | Strategic Energy Management | A | Integrated Unit Winter Peak Savings (kW) | Technical Potential | 0 | 0 | 0 | 0 | 0 | 0 | 0 | 0 | 0 | 0 | 0 | 0 | 0 | 0 | 0 | 0 | 0 | 0 | 0 | 0 | 0 | 0 | 0 | 0 | 0 | 0 | 0
F4_Commercial_Interruptible - College_New_Water Heating_Natural Gas_Strategic Energy Management_A_Technical Potential | F4 | Commercial | Interruptible - College | New | Water Heating | Natural Gas | Strategic Energy Management | A | Incremental Energy Savings (MWh or mTherms) | Technical Potential | 0 | 0 | 0 | 0 | 0 | 0 | 0 | 0 | 0 | 0 | 0 | 0 | 0 | 0 | 0 | 0 | 0 | 0 | 0 | 0 | 0 | 0 | 0 | 0 | 0 | 0 | 0
F5_Commercial_Interruptible - College_New_Water Heating_Natural Gas_Strategic Energy Management_A_Technical Potential | F5 | Commercial | Interruptible - College | New | Water Heating | Natural Gas | Strategic Energy Management | A | Incremental Summer Peak Savings (MW) | Technical Potential | 0 | 0 | 0 | 0 | 0 | 0 | 0 | 0 | 0 | 0 | 0 | 0 | 0 | 0 | 0 | 0 | 0 | 0 | 0 | 0 | 0 | 0 | 0 | 0 | 0 | 0 | 0
F6_Commercial_Interruptible - College_New_Water Heating_Natural Gas_Strategic Energy Management_A_Technical Potential | F6 | Commercial | Interruptible - College | New | Water Heating | Natural Gas | Strategic Energy Management | A | Incremental Winter Peak Savings (MW) | Technical Potential | 0 | 0 | 0 | 0 | 0 | 0 | 0 | 0 | 0 | 0 | 0 | 0 | 0 | 0 | 0 | 0 | 0 | 0 | 0 | 0 | 0 | 0 | 0 | 0 | 0 | 0 | 0
F7_Commercial_Interruptible - College_New_Water Heating_Natural Gas_Strategic Energy Management_A_Technical Potential | F7 | Commercial | Interruptible - College | New | Water Heating | Natural Gas | Strategic Energy Management | A | Cumulative Energy Savings (MWh or mTherms) | Technical Potential | 0 | 0 | 0 | 0 | 0 | 0 | 0 | 0 | 0 | 0 | 0 | 0 | 0 | 0 | 0 | 0 | 0 | 0 | 0 | 0 | 0 | 0 | 0 | 0 | 0 | 0 | 0
F8_Commercial_Interruptible - College_New_Water Heating_Natural Gas_Strategic Energy Management_A_Technical Potential | F8 | Commercial | Interruptible - College | New | Water Heating | Natural Gas | Strategic Energy Management | A | Cumulative Summer Peak Savings (MW) | Technical Potential | 0 | 0 | 0 | 0 | 0 | 0 | 0 | 0 | 0 | 0 | 0 | 0 | 0 | 0 | 0 | 0 | 0 | 0 | 0 | 0 | 0 | 0 | 0 | 0 | 0 | 0 | 0
F9_Commercial_Interruptible - College_New_Water Heating_Natural Gas_Strategic Energy Management_A_Technical Potential | F9 | Commercial | Interruptible - College | New | Water Heating | Natural Gas | Strategic Energy Management | A | Cumulative Winter Peak Savings (MW) | Technical Potential | 0 | 0 | 0 | 0 | 0 | 0 | 0 | 0 | 0 | 0 | 0 | 0 | 0 | 0 | 0 | 0 | 0 | 0 | 0 | 0 | 0 | 0 | 0 | 0 | 0 | 0 | 0
F10_Commercial_Interruptible - College_New_Water Heating_Natural Gas_Strategic Energy Management_A_Technical Potential | F10 | Commercial | Interruptible - College | New | Water Heating | Natural Gas | Strategic Energy Management | A | Purchases (Incremental) | Technical Potential | 0 | 0 | 0 | 0 | 0 | 0 | 0 | 0 | 0 | 0 | 0 | 0 | 0 | 0 | 0 | 0 | 0 | 0 | 0 | 0 | 0 | 0 | 0 | 0 | 0 | 0 | 0
F11_Commercial_Interruptible - College_New_Water Heating_Natural Gas_Strategic Energy Management_A_Technical Potential | F11 | Commercial | Interruptible - College | New | Water Heating | Natural Gas | Strategic Energy Management | A | Purchases (Cumulative) | Technical Potential | 0 | 0 | 0 | 0 | 0 | 0 | 0 | 0 | 0 | 0 | 0 | 0 | 0 | 0 | 0 | 0 | 0 | 0 | 0 | 0 | 0 | 0 | 0 | 0 | 0 | 0 | 0
F1_Commercial_Interruptible - College_New_Space Heating_Natural Gas_Retrocommissioning_A_Technical Potential | F1 | Commercial | Interruptible - College | New | Space Heating | Natural Gas | Retrocommissioning | A | Integrated Unit Energy Savings (kWh or therms) | Technical Potential | 0 | 0 | 0 | 0 | 0 | 0 | 0 | 0 | 0 | 0 | 0 | 0 | 0 | 0 | 0 | 0 | 0 | 0 | 0 | 0 | 0 | 0 | 0 | 0 | 0 | 0 | 0
F2_Commercial_Interruptible - College_New_Space Heating_Natural Gas_Retrocommissioning_A_Technical Potential | F2 | Commercial | Interruptible - College | New | Space Heating | Natural Gas | Retrocommissioning | A | Integrated Unit Summer Peak Savings (kW) | Technical Potential | 0 | 0 | 0 | 0 | 0 | 0 | 0 | 0 | 0 | 0 | 0 | 0 | 0 | 0 | 0 | 0 | 0 | 0 | 0 | 0 | 0 | 0 | 0 | 0 | 0 | 0 | 0
F3_Commercial_Interruptible - College_New_Space Heating_Natural Gas_Retrocommissioning_A_Technical Potential | F3 | Commercial | Interruptible - College | New | Space Heating | Natural Gas | Retrocommissioning | A | Integrated Unit Winter Peak Savings (kW) | Technical Potential | 0 | 0 | 0 | 0 | 0 | 0 | 0 | 0 | 0 | 0 | 0 | 0 | 0 | 0 | 0 | 0 | 0 | 0 | 0 | 0 | 0 | 0 | 0 | 0 | 0 | 0 | 0
F4_Commercial_Interruptible - College_New_Space Heating_Natural Gas_Retrocommissioning_A_Technical Potential | F4 | Commercial | Interruptible - College | New | Space Heating | Natural Gas | Retrocommissioning | A | Incremental Energy Savings (MWh or mTherms) | Technical Potential | 0 | 0 | 0 | 0 | 0 | 0 | 0 | 0 | 0 | 0 | 0 | 0 | 0 | 0 | 0 | 0 | 0 | 0 | 0 | 0 | 0 | 0 | 0 | 0 | 0 | 0 | 0
F5_Commercial_Interruptible - College_New_Space Heating_Natural Gas_Retrocommissioning_A_Technical Potential | F5 | Commercial | Interruptible - College | New | Space Heating | Natural Gas | Retrocommissioning | A | Incremental Summer Peak Savings (MW) | Technical Potential | 0 | 0 | 0 | 0 | 0 | 0 | 0 | 0 | 0 | 0 | 0 | 0 | 0 | 0 | 0 | 0 | 0 | 0 | 0 | 0 | 0 | 0 | 0 | 0 | 0 | 0 | 0
F6_Commercial_Interruptible - College_New_Space Heating_Natural Gas_Retrocommissioning_A_Technical Potential | F6 | Commercial | Interruptible - College | New | Space Heating | Natural Gas | Retrocommissioning | A | Incremental Winter Peak Savings (MW) | Technical Potential | 0 | 0 | 0 | 0 | 0 | 0 | 0 | 0 | 0 | 0 | 0 | 0 | 0 | 0 | 0 | 0 | 0 | 0 | 0 | 0 | 0 | 0 | 0 | 0 | 0 | 0 | 0
F7_Commercial_Interruptible - College_New_Space Heating_Natural Gas_Retrocommissioning_A_Technical Potential | F7 | Commercial | Interruptible - College | New | Space Heating | Natural Gas | Retrocommissioning | A | Cumulative Energy Savings (MWh or mTherms) | Technical Potential | 0 | 0 | 0 | 0 | 0 | 0 | 0 | 0 | 0 | 0 | 0 | 0 | 0 | 0 | 0 | 0 | 0 | 0 | 0 | 0 | 0 | 0 | 0 | 0 | 0 | 0 | 0
F8_Commercial_Interruptible - College_New_Space Heating_Natural Gas_Retrocommissioning_A_Technical Potential | F8 | Commercial | Interruptible - College | New | Space Heating | Natural Gas | Retrocommissioning | A | Cumulative Summer Peak Savings (MW) | Technical Potential | 0 | 0 | 0 | 0 | 0 | 0 | 0 | 0 | 0 | 0 | 0 | 0 | 0 | 0 | 0 | 0 | 0 | 0 | 0 | 0 | 0 | 0 | 0 | 0 | 0 | 0 | 0
F9_Commercial_Interruptible - College_New_Space Heating_Natural Gas_Retrocommissioning_A_Technical Potential | F9 | Commercial | Interruptible - College | New | Space Heating | Natural Gas | Retrocommissioning | A | Cumulative Winter Peak Savings (MW) | Technical Potential | 0 | 0 | 0 | 0 | 0 | 0 | 0 | 0 | 0 | 0 | 0 | 0 | 0 | 0 | 0 | 0 | 0 | 0 | 0 | 0 | 0 | 0 | 0 | 0 | 0 | 0 | 0
F10_Commercial_Interruptible - College_New_Space Heating_Natural Gas_Retrocommissioning_A_Technical Potential | F10 | Commercial | Interruptible - College | New | Space Heating | Natural Gas | Retrocommissioning | A | Purchases (Incremental) | Technical Potential | 0 | 0 | 0 | 0 | 0 | 0 | 0 | 0 | 0 | 0 | 0 | 0 | 0 | 0 | 0 | 0 | 0 | 0 | 0 | 0 | 0 | 0 | 0 | 0 | 0 | 0 | 0
F11_Commercial_Interruptible - College_New_Space Heating_Natural Gas_Retrocommissioning_A_Technical Potential | F11 | Commercial | Interruptible - College | New | Space Heating | Natural Gas | Retrocommissioning | A | Purchases (Cumulative) | Technical Potential | 0 | 0 | 0 | 0 | 0 | 0 | 0 | 0 | 0 | 0 | 0 | 0 | 0 | 0 | 0 | 0 | 0 | 0 | 0 | 0 | 0 | 0 | 0 | 0 | 0 | 0 | 0
F1_Commercial_Interruptible - College_New_Water Heating_Natural Gas_Retrocommissioning_A_Technical Potential | F1 | Commercial | Interruptible - College | New | Water Heating | Natural Gas | Retrocommissioning | A | Integrated Unit Energy Savings (kWh or therms) | Technical Potential | 0 | 0 | 0 | 0 | 0 | 0 | 0 | 0 | 0 | 0 | 0 | 0 | 0 | 0 | 0 | 0 | 0 | 0 | 0 | 0 | 0 | 0 | 0 | 0 | 0 | 0 | 0
F2_Commercial_Interruptible - College_New_Water Heating_Natural Gas_Retrocommissioning_A_Technical Potential | F2 | Commercial | Interruptible - College | New | Water Heating | Natural Gas | Retrocommissioning | A | Integrated Unit Summer Peak Savings (kW) | Technical Potential | 0 | 0 | 0 | 0 | 0 | 0 | 0 | 0 | 0 | 0 | 0 | 0 | 0 | 0 | 0 | 0 | 0 | 0 | 0 | 0 | 0 | 0 | 0 | 0 | 0 | 0 | 0
F3_Commercial_Interruptible - College_New_Water Heating_Natural Gas_Retrocommissioning_A_Technical Potential | F3 | Commercial | Interruptible - College | New | Water Heating | Natural Gas | Retrocommissioning | A | Integrated Unit Winter Peak Savings (kW) | Technical Potential | 0 | 0 | 0 | 0 | 0 | 0 | 0 | 0 | 0 | 0 | 0 | 0 | 0 | 0 | 0 | 0 | 0 | 0 | 0 | 0 | 0 | 0 | 0 | 0 | 0 | 0 | 0
F4_Commercial_Interruptible - College_New_Water Heating_Natural Gas_Retrocommissioning_A_Technical Potential | F4 | Commercial | Interruptible - College | New | Water Heating | Natural Gas | Retrocommissioning | A | Incremental Energy Savings (MWh or mTherms) | Technical Potential | 0 | 0 | 0 | 0 | 0 | 0 | 0 | 0 | 0 | 0 | 0 | 0 | 0 | 0 | 0 | 0 | 0 | 0 | 0 | 0 | 0 | 0 | 0 | 0 | 0 | 0 | 0
F5_Commercial_Interruptible - College_New_Water Heating_Natural Gas_Retrocommissioning_A_Technical Potential | F5 | Commercial | Interruptible - College | New | Water Heating | Natural Gas | Retrocommissioning | A | Incremental Summer Peak Savings (MW) | Technical Potential | 0 | 0 | 0 | 0 | 0 | 0 | 0 | 0 | 0 | 0 | 0 | 0 | 0 | 0 | 0 | 0 | 0 | 0 | 0 | 0 | 0 | 0 | 0 | 0 | 0 | 0 | 0
F6_Commercial_Interruptible - College_New_Water Heating_Natural Gas_Retrocommissioning_A_Technical Potential | F6 | Commercial | Interruptible - College | New | Water Heating | Natural Gas | Retrocommissioning | A | Incremental Winter Peak Savings (MW) | Technical Potential | 0 | 0 | 0 | 0 | 0 | 0 | 0 | 0 | 0 | 0 | 0 | 0 | 0 | 0 | 0 | 0 | 0 | 0 | 0 | 0 | 0 | 0 | 0 | 0 | 0 | 0 | 0
F7_Commercial_Interruptible - College_New_Water Heating_Natural Gas_Retrocommissioning_A_Technical Potential | F7 | Commercial | Interruptible - College | New | Water Heating | Natural Gas | Retrocommissioning | A | Cumulative Energy Savings (MWh or mTherms) | Technical Potential | 0 | 0 | 0 | 0 | 0 | 0 | 0 | 0 | 0 | 0 | 0 | 0 | 0 | 0 | 0 | 0 | 0 | 0 | 0 | 0 | 0 | 0 | 0 | 0 | 0 | 0 | 0
F8_Commercial_Interruptible - College_New_Water Heating_Natural Gas_Retrocommissioning_A_Technical Potential | F8 | Commercial | Interruptible - College | New | Water Heating | Natural Gas | Retrocommissioning | A | Cumulative Summer Peak Savings (MW) | Technical Potential | 0 | 0 | 0 | 0 | 0 | 0 | 0 | 0 | 0 | 0 | 0 | 0 | 0 | 0 | 0 | 0 | 0 | 0 | 0 | 0 | 0 | 0 | 0 | 0 | 0 | 0 | 0
F9_Commercial_Interruptible - College_New_Water Heating_Natural Gas_Retrocommissioning_A_Technical Potential | F9 | Commercial | Interruptible - College | New | Water Heating | Natural Gas | Retrocommissioning | A | Cumulative Winter Peak Savings (MW) | Technical Potential | 0 | 0 | 0 | 0 | 0 | 0 | 0 | 0 | 0 | 0 | 0 | 0 | 0 | 0 | 0 | 0 | 0 | 0 | 0 | 0 | 0 | 0 | 0 | 0 | 0 | 0 | 0
F10_Commercial_Interruptible - College_New_Water Heating_Natural Gas_Retrocommissioning_A_Technical Potential | F10 | Commercial | Interruptible - College | New | Water Heating | Natural Gas | Retrocommissioning | A | Purchases (Incremental) | Technical Potential | 0 | 0 | 0 | 0 | 0 | 0 | 0 | 0 | 0 | 0 | 0 | 0 | 0 | 0 | 0 | 0 | 0 | 0 | 0 | 0 | 0 | 0 | 0 | 0 | 0 | 0 | 0
F11_Commercial_Interruptible - College_New_Water Heating_Natural Gas_Retrocommissioning_A_Technical Potential | F11 | Commercial | Interruptible - College | New | Water Heating | Natural Gas | Retrocommissioning | A | Purchases (Cumulative) | Technical Potential | 0 | 0 | 0 | 0 | 0 | 0 | 0 | 0 | 0 | 0 | 0 | 0 | 0 | 0 | 0 | 0 | 0 | 0 | 0 | 0 | 0 | 0 | 0 | 0 | 0 | 0 | 0
F1_Commercial_OR - Miscellaneous_Existing_Space Heating_Natural Gas_Insulation - Ceiling_A_Technical Potential | F1 | Commercial | OR - Miscellaneous | Existing | Space Heating | Natural Gas | Insulation - Ceiling | A | Integrated Unit Energy Savings (kWh or therms) | Technical Potential | 0 | 0 | 0.095212 | 0.094054 | 0.092706 | 0.09126 | 0.089695 | 0.087986 | 0.086129 | 0.084129 | 0.082 | 0.079776 | 0.077552 | 0.075336 | 0.073159 | 0.071084 | 0.069165 | 0.067477 | 0.066028 | 0.06475 | 0.063684 | 0.062681 | 0.061969 | 0.06128 | 0.060613 | 0.05999 | 0.059388
F2_Commercial_OR - Miscellaneous_Existing_Space Heating_Natural Gas_Insulation - Ceiling_A_Technical Potential | F2 | Commercial | OR - Miscellaneous | Existing | Space Heating | Natural Gas | Insulation - Ceiling | A | Integrated Unit Summer Peak Savings (kW) | Technical Potential | 0 | 0 | 0 | 0 | 0 | 0 | 0 | 0 | 0 | 0 | 0 | 0 | 0 | 0 | 0 | 0 | 0 | 0 | 0 | 0 | 0 | 0 | 0 | 0 | 0 | 0 | 0
F3_Commercial_OR - Miscellaneous_Existing_Space Heating_Natural Gas_Insulation - Ceiling_A_Technical Potential | F3 | Commercial | OR - Miscellaneous | Existing | Space Heating | Natural Gas | Insulation - Ceiling | A | Integrated Unit Winter Peak Savings (kW) | Technical Potential | 0 | 0 | 0 | 0 | 0 | 0 | 0 | 0 | 0 | 0 | 0 | 0 | 0 | 0 | 0 | 0 | 0 | 0 | 0 | 0 | 0 | 0 | 0 | 0 | 0 | 0 | 0
F4_Commercial_OR - Miscellaneous_Existing_Space Heating_Natural Gas_Insulation - Ceiling_A_Technical Potential | F4 | Commercial | OR - Miscellaneous | Existing | Space Heating | Natural Gas | Insulation - Ceiling | A | Incremental Energy Savings (MWh or mTherms) | Technical Potential | 0 | 0 | 0.028888 | 0.015355 | 0.051201 | 0.081985 | 0.12231 | 0.17183 | 0.22881 | 0.28973 | 0.34928 | 0.40071 | 0.43704 | 0.45164 | 0.44042 | 0.40339 | 0.3451 | 0.27406 | 0.20045 | 0.14402 | 0.077288 | 0.060856 | 0 | 0 | 0 | 0 | 0
F5_Commercial_OR - Miscellaneous_Existing_Space Heating_Natural Gas_Insulation - Ceiling_A_Technical Potential | F5 | Commercial | OR - Miscellaneous | Existing | Space Heating | Natural Gas | Insulation - Ceiling | A | Incremental Summer Peak Savings (MW) | Technical Potential | 0 | 0 | 0 | 0 | 0 | 0 | 0 | 0 | 0 | 0 | 0 | 0 | 0 | 0 | 0 | 0 | 0 | 0 | 0 | 0 | 0 | 0 | 0 | 0 | 0 | 0 | 0
F6_Commercial_OR - Miscellaneous_Existing_Space Heating_Natural Gas_Insulation - Ceiling_A_Technical Potential | F6 | Commercial | OR - Miscellaneous | Existing | Space Heating | Natural Gas | Insulation - Ceiling | A | Incremental Winter Peak Savings (MW) | Technical Potential | 0 | 0 | 0 | 0 | 0 | 0 | 0 | 0 | 0 | 0 | 0 | 0 | 0 | 0 | 0 | 0 | 0 | 0 | 0 | 0 | 0 | 0 | 0 | 0 | 0 | 0 | 0
F7_Commercial_OR - Miscellaneous_Existing_Space Heating_Natural Gas_Insulation - Ceiling_A_Technical Potential | F7 | Commercial | OR - Miscellaneous | Existing | Space Heating | Natural Gas | Insulation - Ceiling | A | Cumulative Energy Savings (MWh or mTherms) | Technical Potential | 0 | 0 | 0.028888 | 0.043892 | 0.094463 | 0.17497 | 0.29428 | 0.46051 | 0.6796 | 0.95354 | 1.2787 | 1.6447 | 2.0359 | 2.4294 | 2.7996 | 3.1236 | 3.3844 | 3.5758 | 3.6995 | 3.7719 | 3.7871 | 3.7883 | 3.7453 | 3.7036 | 3.6633 | 3.6257 | 3.5893
F8_Commercial_OR - Miscellaneous_Existing_Space Heating_Natural Gas_Insulation - Ceiling_A_Technical Potential | F8 | Commercial | OR - Miscellaneous | Existing | Space Heating | Natural Gas | Insulation - Ceiling | A | Cumulative Summer Peak Savings (MW) | Technical Potential | 0 | 0 | 0 | 0 | 0 | 0 | 0 | 0 | 0 | 0 | 0 | 0 | 0 | 0 | 0 | 0 | 0 | 0 | 0 | 0 | 0 | 0 | 0 | 0 | 0 | 0 | 0
F9_Commercial_OR - Miscellaneous_Existing_Space Heating_Natural Gas_Insulation - Ceiling_A_Technical Potential | F9 | Commercial | OR - Miscellaneous | Existing | Space Heating | Natural Gas | Insulation - Ceiling | A | Cumulative Winter Peak Savings (MW) | Technical Potential | 0 | 0 | 0 | 0 | 0 | 0 | 0 | 0 | 0 | 0 | 0 | 0 | 0 | 0 | 0 | 0 | 0 | 0 | 0 | 0 | 0 | 0 | 0 | 0 | 0 | 0 | 0
F10_Commercial_OR - Miscellaneous_Existing_Space Heating_Natural Gas_Insulation - Ceiling_A_Technical Potential | F10 | Commercial | OR - Miscellaneous | Existing | Space Heating | Natural Gas | Insulation - Ceiling | A | Purchases (Incremental) | Technical Potential | 0 | 0 | 303.4027 | 163.2585 | 552.2873 | 898.3709 | 1363.6016 | 1952.9689 | 2656.574 | 3443.8794 | 4259.4853 | 5022.945 | 5635.4178 | 5995.0236 | 6020.052 | 5674.9143 | 4989.5189 | 4061.5652 | 3035.8212 | 2224.2355 | 1213.6109 | 970.8887 | 0 | 0 | 0 | 0 | 0
F11_Commercial_OR - Miscellaneous_Existing_Space Heating_Natural Gas_Insulation - Ceiling_A_Technical Potential | F11 | Commercial | OR - Miscellaneous | Existing | Space Heating | Natural Gas | Insulation - Ceiling | A | Purchases (Cumulative) | Technical Potential | 0 | 0 | 303.4027 | 466.6612 | 1018.9485 | 1917.3194 | 3280.921 | 5233.8899 | 7890.4639 | 11334.3433 | 15593.8286 | 20616.7736 | 26252.1914 | 32247.215 | 38267.267 | 43942.1813 | 48931.7001 | 52993.2653 | 56029.0865 | 58253.322 | 59466.9329 | 60437.8216 | 60437.8216 | 60437.8216 | 60437.8216 | 60437.8216 | 60437.8216
F1_Commercial_OR - Miscellaneous_Existing_Space Heating_Natural Gas_Insulation - Ducting_A_Technical Potential | F1 | Commercial | OR - Miscellaneous | Existing | Space Heating | Natural Gas | Insulation - Ducting | A | Integrated Unit Energy Savings (kWh or therms) | Technical Potential | 0 | 0 | 0 | 0 | 0 | 0 | 0 | 0 | 0 | 0 | 0 | 0 | 0 | 0 | 0 | 0 | 0 | 0 | 0 | 0 | 0 | 0 | 0 | 0 | 0 | 0 | 0
F2_Commercial_OR - Miscellaneous_Existing_Space Heating_Natural Gas_Insulation - Ducting_A_Technical Potential | F2 | Commercial | OR - Miscellaneous | Existing | Space Heating | Natural Gas | Insulation - Ducting | A | Integrated Unit Summer Peak Savings (kW) | Technical Potential | 0 | 0 | 0 | 0 | 0 | 0 | 0 | 0 | 0 | 0 | 0 | 0 | 0 | 0 | 0 | 0 | 0 | 0 | 0 | 0 | 0 | 0 | 0 | 0 | 0 | 0 | 0
F3_Commercial_OR - Miscellaneous_Existing_Space Heating_Natural Gas_Insulation - Ducting_A_Technical Potential | F3 | Commercial | OR - Miscellaneous | Existing | Space Heating | Natural Gas | Insulation - Ducting | A | Integrated Unit Winter Peak Savings (kW) | Technical Potential | 0 | 0 | 0 | 0 | 0 | 0 | 0 | 0 | 0 | 0 | 0 | 0 | 0 | 0 | 0 | 0 | 0 | 0 | 0 | 0 | 0 | 0 | 0 | 0 | 0 | 0 | 0
F4_Commercial_OR - Miscellaneous_Existing_Space Heating_Natural Gas_Insulation - Ducting_A_Technical Potential | F4 | Commercial | OR - Miscellaneous | Existing | Space Heating | Natural Gas | Insulation - Ducting | A | Incremental Energy Savings (MWh or mTherms) | Technical Potential | 0 | 0 | 0 | 0 | 0 | 0 | 0 | 0 | 0 | 0 | 0 | 0 | 0 | 0 | 0 | 0 | 0 | 0 | 0 | 0 | 0 | 0 | 0 | 0 | 0 | 0 | 0
F5_Commercial_OR - Miscellaneous_Existing_Space Heating_Natural Gas_Insulation - Ducting_A_Technical Potential | F5 | Commercial | OR - Miscellaneous | Existing | Space Heating | Natural Gas | Insulation - Ducting | A | Incremental Summer Peak Savings (MW) | Technical Potential | 0 | 0 | 0 | 0 | 0 | 0 | 0 | 0 | 0 | 0 | 0 | 0 | 0 | 0 | 0 | 0 | 0 | 0 | 0 | 0 | 0 | 0 | 0 | 0 | 0 | 0 | 0
F6_Commercial_OR - Miscellaneous_Existing_Space Heating_Natural Gas_Insulation - Ducting_A_Technical Potential | F6 | Commercial | OR - Miscellaneous | Existing | Space Heating | Natural Gas | Insulation - Ducting | A | Incremental Winter Peak Savings (MW) | Technical Potential | 0 | 0 | 0 | 0 | 0 | 0 | 0 | 0 | 0 | 0 | 0 | 0 | 0 | 0 | 0 | 0 | 0 | 0 | 0 | 0 | 0 | 0 | 0 | 0 | 0 | 0 | 0
F7_Commercial_OR - Miscellaneous_Existing_Space Heating_Natural Gas_Insulation - Ducting_A_Technical Potential | F7 | Commercial | OR - Miscellaneous | Existing | Space Heating | Natural Gas | Insulation - Ducting | A | Cumulative Energy Savings (MWh or mTherms) | Technical Potential | 0 | 0 | 0 | 0 | 0 | 0 | 0 | 0 | 0 | 0 | 0 | 0 | 0 | 0 | 0 | 0 | 0 | 0 | 0 | 0 | 0 | 0 | 0 | 0 | 0 | 0 | 0
F8_Commercial_OR - Miscellaneous_Existing_Space Heating_Natural Gas_Insulation - Ducting_A_Technical Potential | F8 | Commercial | OR - Miscellaneous | Existing | Space Heating | Natural Gas | Insulation - Ducting | A | Cumulative Summer Peak Savings (MW) | Technical Potential | 0 | 0 | 0 | 0 | 0 | 0 | 0 | 0 | 0 | 0 | 0 | 0 | 0 | 0 | 0 | 0 | 0 | 0 | 0 | 0 | 0 | 0 | 0 | 0 | 0 | 0 | 0
F9_Commercial_OR - Miscellaneous_Existing_Space Heating_Natural Gas_Insulation - Ducting_A_Technical Potential | F9 | Commercial | OR - Miscellaneous | Existing | Space Heating | Natural Gas | Insulation - Ducting | A | Cumulative Winter Peak Savings (MW) | Technical Potential | 0 | 0 | 0 | 0 | 0 | 0 | 0 | 0 | 0 | 0 | 0 | 0 | 0 | 0 | 0 | 0 | 0 | 0 | 0 | 0 | 0 | 0 | 0 | 0 | 0 | 0 | 0
F10_Commercial_OR - Miscellaneous_Existing_Space Heating_Natural Gas_Insulation - Ducting_A_Technical Potential | F10 | Commercial | OR - Miscellaneous | Existing | Space Heating | Natural Gas | Insulation - Ducting | A | Purchases (Incremental) | Technical Potential | 0 | 0 | 246.0321 | 132.3879 | 447.855 | 728.4975 | 1105.7575 | 1583.681 | 2154.241 | 2792.6744 | 3454.057 | 4073.1537 | 4569.8137 | 4861.4214 | 4881.7172 | 4601.8417 | 4046.0481 | 3293.5617 | 2461.7762 | 1803.6536 | 984.1286 | 787.3028 | 0 | 0 | 0 | 0 | 0
F11_Commercial_OR - Miscellaneous_Existing_Space Heating_Natural Gas_Insulation - Ducting_A_Technical Potential | F11 | Commercial | OR - Miscellaneous | Existing | Space Heating | Natural Gas | Insulation - Ducting | A | Purchases (Cumulative) | Technical Potential | 0 | 0 | 246.0321 | 378.42 | 826.275 | 1554.7725 | 2660.53 | 4244.2109 | 6398.452 | 9191.1264 | 12645.1833 | 16718.337 | 21288.1507 | 26149.5721 | 31031.2893 | 35633.1311 | 39679.1792 | 42972.7409 | 45434.5171 | 47238.1707 | 48222.2992 | 49009.6021 | 49009.6021 | 49009.6021 | 49009.6021 | 49009.6021 | 49009.6021
F1_Commercial_OR - Miscellaneous_Existing_Space Heating_Natural Gas_Insulation - Wall Cavity_A_Technical Potential | F1 | Commercial | OR - Miscellaneous | Existing | Space Heating | Natural Gas | Insulation - Wall Cavity | A | Integrated Unit Energy Savings (kWh or therms) | Technical Potential | 0 | 0 | 0.38196 | 0.37893 | 0.37551 | 0.37201 | 0.36843 | 0.36478 | 0.36104 | 0.35722 | 0.35334 | 0.34941 | 0.34543 | 0.34141 | 0.33736 | 0.33329 | 0.32921 | 0.32512 | 0.32103 | 0.31706 | 0.31319 | 0.30945 | 0.30595 | 0.30257 | 0.29928 | 0.29622 | 0.29326
F2_Commercial_OR - Miscellaneous_Existing_Space Heating_Natural Gas_Insulation - Wall Cavity_A_Technical Potential | F2 | Commercial | OR - Miscellaneous | Existing | Space Heating | Natural Gas | Insulation - Wall Cavity | A | Integrated Unit Summer Peak Savings (kW) | Technical Potential | 0 | 0 | 0 | 0 | 0 | 0 | 0 | 0 | 0 | 0 | 0 | 0 | 0 | 0 | 0 | 0 | 0 | 0 | 0 | 0 | 0 | 0 | 0 | 0 | 0 | 0 | 0
F3_Commercial_OR - Miscellaneous_Existing_Space Heating_Natural Gas_Insulation - Wall Cavity_A_Technical Potential | F3 | Commercial | OR - Miscellaneous | Existing | Space Heating | Natural Gas | Insulation - Wall Cavity | A | Integrated Unit Winter Peak Savings (kW) | Technical Potential | 0 | 0 | 0 | 0 | 0 | 0 | 0 | 0 | 0 | 0 | 0 | 0 | 0 | 0 | 0 | 0 | 0 | 0 | 0 | 0 | 0 | 0 | 0 | 0 | 0 | 0 | 0
F4_Commercial_OR - Miscellaneous_Existing_Space Heating_Natural Gas_Insulation - Wall Cavity_A_Technical Potential | F4 | Commercial | OR - Miscellaneous | Existing | Space Heating | Natural Gas | Insulation - Wall Cavity | A | Incremental Energy Savings (MWh or mTherms) | Technical Potential | 0 | 0 | 0.060217 | 0.032145 | 0.10776 | 0.17366 | 0.26105 | 0.37017 | 0.49838 | 0.63925 | 0.78206 | 0.91195 | 1.0115 | 1.0635 | 1.0553 | 0.98279 | 0.85351 | 0.68614 | 0.50641 | 0.36644 | 0.1975 | 0.15611 | 0 | 0 | 0 | 0 | 0
F5_Commercial_OR - Miscellaneous_Existing_Space Heating_Natural Gas_Insulation - Wall Cavity_A_Technical Potential | F5 | Commercial | OR - Miscellaneous | Existing | Space Heating | Natural Gas | Insulation - Wall Cavity | A | Incremental Summer Peak Savings (MW) | Technical Potential | 0 | 0 | 0 | 0 | 0 | 0 | 0 | 0 | 0 | 0 | 0 | 0 | 0 | 0 | 0 | 0 | 0 | 0 | 0 | 0 | 0 | 0 | 0 | 0 | 0 | 0 | 0
F6_Commercial_OR - Miscellaneous_Existing_Space Heating_Natural Gas_Insulation - Wall Cavity_A_Technical Potential | F6 | Commercial | OR - Miscellaneous | Existing | Space Heating | Natural Gas | Insulation - Wall Cavity | A | Incremental Winter Peak Savings (MW) | Technical Potential | 0 | 0 | 0 | 0 | 0 | 0 | 0 | 0 | 0 | 0 | 0 | 0 | 0 | 0 | 0 | 0 | 0 | 0 | 0 | 0 | 0 | 0 | 0 | 0 | 0 | 0 | 0
F7_Commercial_OR - Miscellaneous_Existing_Space Heating_Natural Gas_Insulation - Wall Cavity_A_Technical Potential | F7 | Commercial | OR - Miscellaneous | Existing | Space Heating | Natural Gas | Insulation - Wall Cavity | A | Cumulative Energy Savings (MWh or mTherms) | Technical Potential | 0 | 0 | 0.060217 | 0.091884 | 0.19882 | 0.37062 | 0.62811 | 0.99205 | 1.4803 | 2.1039 | 2.8631 | 3.7431 | 4.712 | 5.7207 | 6.7081 | 7.61 | 8.3703 | 8.9525 | 9.3462 | 9.5971 | 9.6776 | 9.7181 | 9.6082 | 9.5019 | 9.3988 | 9.3027 | 9.2095
F8_Commercial_OR - Miscellaneous_Existing_Space Heating_Natural Gas_Insulation - Wall Cavity_A_Technical Potential | F8 | Commercial | OR - Miscellaneous | Existing | Space Heating | Natural Gas | Insulation - Wall Cavity | A | Cumulative Summer Peak Savings (MW) | Technical Potential | 0 | 0 | 0 | 0 | 0 | 0 | 0 | 0 | 0 | 0 | 0 | 0 | 0 | 0 | 0 | 0 | 0 | 0 | 0 | 0 | 0 | 0 | 0 | 0 | 0 | 0 | 0
F9_Commercial_OR - Miscellaneous_Existing_Space Heating_Natural Gas_Insulation - Wall Cavity_A_Technical Potential | F9 | Commercial | OR - Miscellaneous | Existing | Space Heating | Natural Gas | Insulation - Wall Cavity | A | Cumulative Winter Peak Savings (MW) | Technical Potential | 0 | 0 | 0 | 0 | 0 | 0 | 0 | 0 | 0 | 0 | 0 | 0 | 0 | 0 | 0 | 0 | 0 | 0 | 0 | 0 | 0 | 0 | 0 | 0 | 0 | 0 | 0
F10_Commercial_OR - Miscellaneous_Existing_Space Heating_Natural Gas_Insulation - Wall Cavity_A_Technical Potential | F10 | Commercial | OR - Miscellaneous | Existing | Space Heating | Natural Gas | Insulation - Wall Cavity | A | Purchases (Incremental) | Technical Potential | 0 | 0 | 157.6529 | 84.8317 | 286.9773 | 466.8079 | 708.5492 | 1014.7939 | 1380.3984 | 1789.4948 | 2213.2967 | 2610.0026 | 2928.2533 | 3115.1102 | 3128.1153 | 2948.7763 | 2592.6338 | 2110.4543 | 1577.4613 | 1155.7483 | 630.6116 | 504.4893 | 0 | 0 | 0 | 0 | 0
F11_Commercial_OR - Miscellaneous_Existing_Space Heating_Natural Gas_Insulation - Wall Cavity_A_Technical Potential | F11 | Commercial | OR - Miscellaneous | Existing | Space Heating | Natural Gas | Insulation - Wall Cavity | A | Purchases (Cumulative) | Technical Potential | 0 | 0 | 157.6529 | 242.4846 | 529.4619 | 996.2699 | 1704.8191 | 2719.6129 | 4100.0113 | 5889.5061 | 8102.8028 | 10712.8054 | 13641.0587 | 16756.1689 | 19884.2842 | 22833.0605 | 25425.6943 | 27536.1485 | 29113.6098 | 30269.3582 | 30899.9698 | 31404.4591 | 31404.4591 | 31404.4591 | 31404.4591 | 31404.4591 | 31404.4591
F1_Commercial_OR - Miscellaneous_Existing_Space Heating_Natural Gas_Green Roof - Vegetated Rooftop_A_Technical Potential | F1 | Commercial | OR - Miscellaneous | Existing | Space Heating | Natural Gas | Green Roof - Vegetated Rooftop | A | Integrated Unit Energy Savings (kWh or therms) | Technical Potential | 0 | 0 | 0.0051888 | 0.0051084 | 0.0050125 | 0.0049072 | 0.0047906 | 0.0046639 | 0.0045247 | 0.0043735 | 0.0042127 | 0.004046 | 0.0038791 | 0.003715 | 0.0035577 | 0.003412 | 0.0032819 | 0.0031718 | 0.0030816 | 0.0030056 | 0.0029463 | 0.0028917 | 0.0028588 | 0.0028269 | 0.002796 | 0.0027672 | 0.0027393
F2_Commercial_OR - Miscellaneous_Existing_Space Heating_Natural Gas_Green Roof - Vegetated Rooftop_A_Technical Potential | F2 | Commercial | OR - Miscellaneous | Existing | Space Heating | Natural Gas | Green Roof - Vegetated Rooftop | A | Integrated Unit Summer Peak Savings (kW) | Technical Potential | 0 | 0 | 0 | 0 | 0 | 0 | 0 | 0 | 0 | 0 | 0 | 0 | 0 | 0 | 0 | 0 | 0 | 0 | 0 | 0 | 0 | 0 | 0 | 0 | 0 | 0 | 0
F3_Commercial_OR - Miscellaneous_Existing_Space Heating_Natural Gas_Green Roof - Vegetated Rooftop_A_Technical Potential | F3 | Commercial | OR - Miscellaneous | Existing | Space Heating | Natural Gas | Green Roof - Vegetated Rooftop | A | Integrated Unit Winter Peak Savings (kW) | Technical Potential | 0 | 0 | 0 | 0 | 0 | 0 | 0 | 0 | 0 | 0 | 0 | 0 | 0 | 0 | 0 | 0 | 0 | 0 | 0 | 0 | 0 | 0 | 0 | 0 | 0 | 0 | 0
F4_Commercial_OR - Miscellaneous_Existing_Space Heating_Natural Gas_Green Roof - Vegetated Rooftop_A_Technical Potential | F4 | Commercial | OR - Miscellaneous | Existing | Space Heating | Natural Gas | Green Roof - Vegetated Rooftop | A | Incremental Energy Savings (MWh or mTherms) | Technical Potential | 0 | 0 | 0 | 0 | 0 | 0 | 0 | 0 | 0 | 0 | 0 | 0 | 0 | 0 | 0 | 0 | 0 | 0 | 0 | 0 | 0 | 0 | 0 | 0 | 0 | 0 | 0
F5_Commercial_OR - Miscellaneous_Existing_Space Heating_Natural Gas_Green Roof - Vegetated Rooftop_A_Technical Potential | F5 | Commercial | OR - Miscellaneous | Existing | Space Heating | Natural Gas | Green Roof - Vegetated Rooftop | A | Incremental Summer Peak Savings (MW) | Technical Potential | 0 | 0 | 0 | 0 | 0 | 0 | 0 | 0 | 0 | 0 | 0 | 0 | 0 | 0 | 0 | 0 | 0 | 0 | 0 | 0 | 0 | 0 | 0 | 0 | 0 | 0 | 0
F6_Commercial_OR - Miscellaneous_Existing_Space Heating_Natural Gas_Green Roof - Vegetated Rooftop_A_Technical Potential | F6 | Commercial | OR - Miscellaneous | Existing | Space Heating | Natural Gas | Green Roof - Vegetated Rooftop | A | Incremental Winter Peak Savings (MW) | Technical Potential | 0 | 0 | 0 | 0 | 0 | 0 | 0 | 0 | 0 | 0 | 0 | 0 | 0 | 0 | 0 | 0 | 0 | 0 | 0 | 0 | 0 | 0 | 0 | 0 | 0 | 0 | 0
F7_Commercial_OR - Miscellaneous_Existing_Space Heating_Natural Gas_Green Roof - Vegetated Rooftop_A_Technical Potential | F7 | Commercial | OR - Miscellaneous | Existing | Space Heating | Natural Gas | Green Roof - Vegetated Rooftop | A | Cumulative Energy Savings (MWh or mTherms) | Technical Potential | 0 | 0 | 0 | 0 | 0 | 0 | 0 | 0 | 0 | 0 | 0 | 0 | 0 | 0 | 0 | 0 | 0 | 0 | 0 | 0 | 0 | 0 | 0 | 0 | 0 | 0 | 0
F8_Commercial_OR - Miscellaneous_Existing_Space Heating_Natural Gas_Green Roof - Vegetated Rooftop_A_Technical Potential | F8 | Commercial | OR - Miscellaneous | Existing | Space Heating | Natural Gas | Green Roof - Vegetated Rooftop | A | Cumulative Summer Peak Savings (MW) | Technical Potential | 0 | 0 | 0 | 0 | 0 | 0 | 0 | 0 | 0 | 0 | 0 | 0 | 0 | 0 | 0 | 0 | 0 | 0 | 0 | 0 | 0 | 0 | 0 | 0 | 0 | 0 | 0
F9_Commercial_OR - Miscellaneous_Existing_Space Heating_Natural Gas_Green Roof - Vegetated Rooftop_A_Technical Potential | F9 | Commercial | OR - Miscellaneous | Existing | Space Heating | Natural Gas | Green Roof - Vegetated Rooftop | A | Cumulative Winter Peak Savings (MW) | Technical Potential | 0 | 0 | 0 | 0 | 0 | 0 | 0 | 0 | 0 | 0 | 0 | 0 | 0 | 0 | 0 | 0 | 0 | 0 | 0 | 0 | 0 | 0 | 0 | 0 | 0 | 0 | 0
F10_Commercial_OR - Miscellaneous_Existing_Space Heating_Natural Gas_Green Roof - Vegetated Rooftop_A_Technical Potential | F10 | Commercial | OR - Miscellaneous | Existing | Space Heating | Natural Gas | Green Roof - Vegetated Rooftop | A | Purchases (Incremental) | Technical Potential | 0 | 0 | 0 | 0 | 0 | 0 | 0 | 0 | 0 | 0 | 0 | 0 | 0 | 0 | 0 | 0 | 0 | 0 | 0 | 0 | 0 | 0 | 0 | 0 | 0 | 0 | 0
F11_Commercial_OR - Miscellaneous_Existing_Space Heating_Natural Gas_Green Roof - Vegetated Rooftop_A_Technical Potential | F11 | Commercial | OR - Miscellaneous | Existing | Space Heating | Natural Gas | Green Roof - Vegetated Rooftop | A | Purchases (Cumulative) | Technical Potential | 0 | 0 | 0 | 0 | 0 | 0 | 0 | 0 | 0 | 0 | 0 | 0 | 0 | 0 | 0 | 0 | 0 | 0 | 0 | 0 | 0 | 0 | 0 | 0 | 0 | 0 | 0
F1_Commercial_OR - Miscellaneous_Existing_Space Heating_Natural Gas_Ducting - Repair and Sealing_A_Technical Potential | F1 | Commercial | OR - Miscellaneous | Existing | Space Heating | Natural Gas | Ducting - Repair and Sealing | A | Integrated Unit Energy Savings (kWh or therms) | Technical Potential | 0 | 0 | 0.14942 | 0.14799 | 0.14634 | 0.14459 | 0.14272 | 0.14072 | 0.13857 | 0.13626 | 0.13379 | 0.13117 | 0.12846 | 0.12569 | 0.12295 | 0.12029 | 0.11777 | 0.11552 | 0.11354 | 0.11175 | 0.11018 | 0.1087 | 0.10747 | 0.10627 | 0.10511 | 0.10404 | 0.10299
F2_Commercial_OR - Miscellaneous_Existing_Space Heating_Natural Gas_Ducting - Repair and Sealing_A_Technical Potential | F2 | Commercial | OR - Miscellaneous | Existing | Space Heating | Natural Gas | Ducting - Repair and Sealing | A | Integrated Unit Summer Peak Savings (kW) | Technical Potential | 0 | 0 | 0 | 0 | 0 | 0 | 0 | 0 | 0 | 0 | 0 | 0 | 0 | 0 | 0 | 0 | 0 | 0 | 0 | 0 | 0 | 0 | 0 | 0 | 0 | 0 | 0
F3_Commercial_OR - Miscellaneous_Existing_Space Heating_Natural Gas_Ducting - Repair and Sealing_A_Technical Potential | F3 | Commercial | OR - Miscellaneous | Existing | Space Heating | Natural Gas | Ducting - Repair and Sealing | A | Integrated Unit Winter Peak Savings (kW) | Technical Potential | 0 | 0 | 0 | 0 | 0 | 0 | 0 | 0 | 0 | 0 | 0 | 0 | 0 | 0 | 0 | 0 | 0 | 0 | 0 | 0 | 0 | 0 | 0 | 0 | 0 | 0 | 0
F4_Commercial_OR - Miscellaneous_Existing_Space Heating_Natural Gas_Ducting - Repair and Sealing_A_Technical Potential | F4 | Commercial | OR - Miscellaneous | Existing | Space Heating | Natural Gas | Ducting - Repair and Sealing | A | Incremental Energy Savings (MWh or mTherms) | Technical Potential | 0 | 0 | 0.036762 | 0.019592 | 0.065537 | 0.10533 | 0.15781 | 0.22285 | 0.29851 | 0.38052 | 0.4621 | 0.53429 | 0.58703 | 0.61105 | 0.60019 | 0.55354 | 0.47651 | 0.38046 | 0.27951 | 0.20156 | 0.081325 | 0.071189 | 0 | 0 | 0 | 0 | 0
F5_Commercial_OR - Miscellaneous_Existing_Space Heating_Natural Gas_Ducting - Repair and Sealing_A_Technical Potential | F5 | Commercial | OR - Miscellaneous | Existing | Space Heating | Natural Gas | Ducting - Repair and Sealing | A | Incremental Summer Peak Savings (MW) | Technical Potential | 0 | 0 | 0 | 0 | 0 | 0 | 0 | 0 | 0 | 0 | 0 | 0 | 0 | 0 | 0 | 0 | 0 | 0 | 0 | 0 | 0 | 0 | 0 | 0 | 0 | 0 | 0
F6_Commercial_OR - Miscellaneous_Existing_Space Heating_Natural Gas_Ducting - Repair and Sealing_A_Technical Potential | F6 | Commercial | OR - Miscellaneous | Existing | Space Heating | Natural Gas | Ducting - Repair and Sealing | A | Incremental Winter Peak Savings (MW) | Technical Potential | 0 | 0 | 0 | 0 | 0 | 0 | 0 | 0 | 0 | 0 | 0 | 0 | 0 | 0 | 0 | 0 | 0 | 0 | 0 | 0 | 0 | 0 | 0 | 0 | 0 | 0 | 0
F7_Commercial_OR - Miscellaneous_Existing_Space Heating_Natural Gas_Ducting - Repair and Sealing_A_Technical Potential | F7 | Commercial | OR - Miscellaneous | Existing | Space Heating | Natural Gas | Ducting - Repair and Sealing | A | Cumulative Energy Savings (MWh or mTherms) | Technical Potential | 0 | 0 | 0.036762 | 0.056003 | 0.12091 | 0.2248 | 0.37971 | 0.59724 | 0.88661 | 1.2524 | 1.6917 | 2.193 | 2.7347 | 3.2869 | 3.8152 | 4.2862 | 4.6731 | 4.9641 | 5.1586 | 5.279 | 5.2861 | 5.2862 | 5.2262 | 5.1682 | 5.1119 | 5.0594 | 5.0086
F8_Commercial_OR - Miscellaneous_Existing_Space Heating_Natural Gas_Ducting - Repair and Sealing_A_Technical Potential | F8 | Commercial | OR - Miscellaneous | Existing | Space Heating | Natural Gas | Ducting - Repair and Sealing | A | Cumulative Summer Peak Savings (MW) | Technical Potential | 0 | 0 | 0 | 0 | 0 | 0 | 0 | 0 | 0 | 0 | 0 | 0 | 0 | 0 | 0 | 0 | 0 | 0 | 0 | 0 | 0 | 0 | 0 | 0 | 0 | 0 | 0
F9_Commercial_OR - Miscellaneous_Existing_Space Heating_Natural Gas_Ducting - Repair and Sealing_A_Technical Potential | F9 | Commercial | OR - Miscellaneous | Existing | Space Heating | Natural Gas | Ducting - Repair and Sealing | A | Cumulative Winter Peak Savings (MW) | Technical Potential | 0 | 0 | 0 | 0 | 0 | 0 | 0 | 0 | 0 | 0 | 0 | 0 | 0 | 0 | 0 | 0 | 0 | 0 | 0 | 0 | 0 | 0 | 0 | 0 | 0 | 0 | 0
F10_Commercial_OR - Miscellaneous_Existing_Space Heating_Natural Gas_Ducting - Repair and Sealing_A_Technical Potential | F10 | Commercial | OR - Miscellaneous | Existing | Space Heating | Natural Gas | Ducting - Repair and Sealing | A | Purchases (Incremental) | Technical Potential | 0 | 0 | 246.0321 | 132.3879 | 447.855 | 728.4975 | 1105.7575 | 1583.681 | 2154.241 | 2792.6744 | 3454.057 | 4073.1537 | 4569.8137 | 4861.4214 | 4881.7172 | 4601.8417 | 4046.0481 | 3293.5617 | 2461.7762 | 1803.6536 | 738.0964 | 654.915 | 0 | 0 | 0 | 0 | 0
F11_Commercial_OR - Miscellaneous_Existing_Space Heating_Natural Gas_Ducting - Repair and Sealing_A_Technical Potential | F11 | Commercial | OR - Miscellaneous | Existing | Space Heating | Natural Gas | Ducting - Repair and Sealing | A | Purchases (Cumulative) | Technical Potential | 0 | 0 | 246.0321 | 378.42 | 826.275 | 1554.7725 | 2660.53 | 4244.2109 | 6398.452 | 9191.1264 | 12645.1833 | 16718.337 | 21288.1507 | 26149.5721 | 31031.2893 | 35633.1311 | 39679.1792 | 42972.7409 | 45434.5171 | 47238.1707 | 47976.2671 | 48631.1821 | 48631.1821 | 48631.1821 | 48631.1821 | 48631.1821 | 48631.1821
F1_Commercial_OR - Miscellaneous_Existing_Space Heating_Natural Gas_Windows - High Efficiency Glazing_A_Technical Potential | F1 | Commercial | OR - Miscellaneous | Existing | Space Heating | Natural Gas | Windows - High Efficiency Glazing | A | Integrated Unit Energy Savings (kWh or therms) | Technical Potential | 0 | 0 | 0.28864 | 0.28418 | 0.27889 | 0.27309 | 0.2667 | 0.25979 | 0.25221 | 0.24401 | 0.2353 | 0.22629 | 0.21728 | 0.20843 | 0.19993 | 0.19203 | 0.18496 | 0.17895 | 0.174 | 0.16981 | 0.16652 | 0.16347 | 0.16161 | 0.15981 | 0.15806 | 0.15644 | 0.15486
F2_Commercial_OR - Miscellaneous_Existing_Space Heating_Natural Gas_Windows - High Efficiency Glazing_A_Technical Potential | F2 | Commercial | OR - Miscellaneous | Existing | Space Heating | Natural Gas | Windows - High Efficiency Glazing | A | Integrated Unit Summer Peak Savings (kW) | Technical Potential | 0 | 0 | 0 | 0 | 0 | 0 | 0 | 0 | 0 | 0 | 0 | 0 | 0 | 0 | 0 | 0 | 0 | 0 | 0 | 0 | 0 | 0 | 0 | 0 | 0 | 0 | 0
F3_Commercial_OR - Miscellaneous_Existing_Space Heating_Natural Gas_Windows - High Efficiency Glazing_A_Technical Potential | F3 | Commercial | OR - Miscellaneous | Existing | Space Heating | Natural Gas | Windows - High Efficiency Glazing | A | Integrated Unit Winter Peak Savings (kW) | Technical Potential | 0 | 0 | 0 | 0 | 0 | 0 | 0 | 0 | 0 | 0 | 0 | 0 | 0 | 0 | 0 | 0 | 0 | 0 | 0 | 0 | 0 | 0 | 0 | 0 | 0 | 0 | 0
F4_Commercial_OR - Miscellaneous_Existing_Space Heating_Natural Gas_Windows - High Efficiency Glazing_A_Technical Potential | F4 | Commercial | OR - Miscellaneous | Existing | Space Heating | Natural Gas | Windows - High Efficiency Glazing | A | Incremental Energy Savings (MWh or mTherms) | Technical Potential | 0 | 0 | 0.011456 | 0.0060692 | 0.020149 | 0.032095 | 0.047575 | 0.066371 | 0.08765 | 0.10993 | 0.13111 | 0.14869 | 0.16018 | 0.16346 | 0.15745 | 0.14256 | 0.12073 | 0.095079 | 0.069103 | 0.04941 | 0.026436 | 0.020763 | 0 | 0 | 0 | 0 | 0
F5_Commercial_OR - Miscellaneous_Existing_Space Heating_Natural Gas_Windows - High Efficiency Glazing_A_Technical Potential | F5 | Commercial | OR - Miscellaneous | Existing | Space Heating | Natural Gas | Windows - High Efficiency Glazing | A | Incremental Summer Peak Savings (MW) | Technical Potential | 0 | 0 | 0 | 0 | 0 | 0 | 0 | 0 | 0 | 0 | 0 | 0 | 0 | 0 | 0 | 0 | 0 | 0 | 0 | 0 | 0 | 0 | 0 | 0 | 0 | 0 | 0
F6_Commercial_OR - Miscellaneous_Existing_Space Heating_Natural Gas_Windows - High Efficiency Glazing_A_Technical Potential | F6 | Commercial | OR - Miscellaneous | Existing | Space Heating | Natural Gas | Windows - High Efficiency Glazing | A | Incremental Winter Peak Savings (MW) | Technical Potential | 0 | 0 | 0 | 0 | 0 | 0 | 0 | 0 | 0 | 0 | 0 | 0 | 0 | 0 | 0 | 0 | 0 | 0 | 0 | 0 | 0 | 0 | 0 | 0 | 0 | 0 | 0
F7_Commercial_OR - Miscellaneous_Existing_Space Heating_Natural Gas_Windows - High Efficiency Glazing_A_Technical Potential | F7 | Commercial | OR - Miscellaneous | Existing | Space Heating | Natural Gas | Windows - High Efficiency Glazing | A | Cumulative Energy Savings (MWh or mTherms) | Technical Potential | 0 | 0 | 0.011456 | 0.017348 | 0.037175 | 0.068497 | 0.11447 | 0.17787 | 0.26034 | 0.3618 | 0.48 | 0.61031 | 0.74621 | 0.87925 | 1.0008 | 1.1039 | 1.1839 | 1.2405 | 1.2754 | 1.2941 | 1.2954 | 1.2925 | 1.2777 | 1.2635 | 1.2497 | 1.2368 | 1.2244
F8_Commercial_OR - Miscellaneous_Existing_Space Heating_Natural Gas_Windows - High Efficiency Glazing_A_Technical Potential | F8 | Commercial | OR - Miscellaneous | Existing | Space Heating | Natural Gas | Windows - High Efficiency Glazing | A | Cumulative Summer Peak Savings (MW) | Technical Potential | 0 | 0 | 0 | 0 | 0 | 0 | 0 | 0 | 0 | 0 | 0 | 0 | 0 | 0 | 0 | 0 | 0 | 0 | 0 | 0 | 0 | 0 | 0 | 0 | 0 | 0 | 0
F9_Commercial_OR - Miscellaneous_Existing_Space Heating_Natural Gas_Windows - High Efficiency Glazing_A_Technical Potential | F9 | Commercial | OR - Miscellaneous | Existing | Space Heating | Natural Gas | Windows - High Efficiency Glazing | A | Cumulative Winter Peak Savings (MW) | Technical Potential | 0 | 0 | 0 | 0 | 0 | 0 | 0 | 0 | 0 | 0 | 0 | 0 | 0 | 0 | 0 | 0 | 0 | 0 | 0 | 0 | 0 | 0 | 0 | 0 | 0 | 0 | 0
F10_Commercial_OR - Miscellaneous_Existing_Space Heating_Natural Gas_Windows - High Efficiency Glazing_A_Technical Potential | F10 | Commercial | OR - Miscellaneous | Existing | Space Heating | Natural Gas | Windows - High Efficiency Glazing | A | Purchases (Incremental) | Technical Potential | 0 | 0 | 39.6903 | 21.357 | 72.2486 | 117.5223 | 178.3824 | 255.4818 | 347.5254 | 450.5184 | 557.2136 | 657.0872 | 737.2091 | 784.2517 | 787.5259 | 742.376 | 652.7145 | 531.3223 | 397.1374 | 290.9681 | 158.7611 | 127.0089 | 0 | 0 | 0 | 0 | 0
F11_Commercial_OR - Miscellaneous_Existing_Space Heating_Natural Gas_Windows - High Efficiency Glazing_A_Technical Potential | F11 | Commercial | OR - Miscellaneous | Existing | Space Heating | Natural Gas | Windows - High Efficiency Glazing | A | Purchases (Cumulative) | Technical Potential | 0 | 0 | 39.6903 | 61.0473 | 133.2959 | 250.8182 | 429.2006 | 684.6824 | 1032.2078 | 1482.7262 | 2039.9398 | 2697.027 | 3434.2361 | 4218.4879 | 5006.0137 | 5748.3897 | 6401.1042 | 6932.4265 | 7329.5639 | 7620.5319 | 7779.293 | 7906.3019 | 7906.3019 | 7906.3019 | 7906.3019 | 7906.3019 | 7906.3019
F1_Commercial_OR - Miscellaneous_Existing_Space Heating_Natural Gas_Windows - Secondary Glazing Systems_A_Technical Potential | F1 | Commercial | OR - Miscellaneous | Existing | Space Heating | Natural Gas | Windows - Secondary Glazing Systems | A | Integrated Unit Energy Savings (kWh or therms) | Technical Potential | 0 | 0 | 1.1534 | 1.1358 | 1.1153 | 1.0931 | 1.0691 | 1.0435 | 1.016 | 0.98659 | 0.95575 | 0.92418 | 0.89285 | 0.8621 | 0.83245 | 0.80462 | 0.77933 | 0.75745 | 0.73903 | 0.72305 | 0.71 | 0.69779 | 0.68984 | 0.68215 | 0.6747 | 0.66775 | 0.66102
F2_Commercial_OR - Miscellaneous_Existing_Space Heating_Natural Gas_Windows - Secondary Glazing Systems_A_Technical Potential | F2 | Commercial | OR - Miscellaneous | Existing | Space Heating | Natural Gas | Windows - Secondary Glazing Systems | A | Integrated Unit Summer Peak Savings (kW) | Technical Potential | 0 | 0 | 0 | 0 | 0 | 0 | 0 | 0 | 0 | 0 | 0 | 0 | 0 | 0 | 0 | 0 | 0 | 0 | 0 | 0 | 0 | 0 | 0 | 0 | 0 | 0 | 0
F3_Commercial_OR - Miscellaneous_Existing_Space Heating_Natural Gas_Windows - Secondary Glazing Systems_A_Technical Potential | F3 | Commercial | OR - Miscellaneous | Existing | Space Heating | Natural Gas | Windows - Secondary Glazing Systems | A | Integrated Unit Winter Peak Savings (kW) | Technical Potential | 0 | 0 | 0 | 0 | 0 | 0 | 0 | 0 | 0 | 0 | 0 | 0 | 0 | 0 | 0 | 0 | 0 | 0 | 0 | 0 | 0 | 0 | 0 | 0 | 0 | 0 | 0
F4_Commercial_OR - Miscellaneous_Existing_Space Heating_Natural Gas_Windows - Secondary Glazing Systems_A_Technical Potential | F4 | Commercial | OR - Miscellaneous | Existing | Space Heating | Natural Gas | Windows - Secondary Glazing Systems | A | Incremental Energy Savings (MWh or mTherms) | Technical Potential | 0 | 0 | 0.045778 | 0.024256 | 0.080576 | 0.12847 | 0.19071 | 0.26661 | 0.35308 | 0.44448 | 0.53256 | 0.60726 | 0.65822 | 0.67611 | 0.65558 | 0.59733 | 0.50868 | 0.40245 | 0.2935 | 0.21039 | 0.11272 | 0.088626 | 0 | 0 | 0 | 0 | 0
F5_Commercial_OR - Miscellaneous_Existing_Space Heating_Natural Gas_Windows - Secondary Glazing Systems_A_Technical Potential | F5 | Commercial | OR - Miscellaneous | Existing | Space Heating | Natural Gas | Windows - Secondary Glazing Systems | A | Incremental Summer Peak Savings (MW) | Technical Potential | 0 | 0 | 0 | 0 | 0 | 0 | 0 | 0 | 0 | 0 | 0 | 0 | 0 | 0 | 0 | 0 | 0 | 0 | 0 | 0 | 0 | 0 | 0 | 0 | 0 | 0 | 0
F6_Commercial_OR - Miscellaneous_Existing_Space Heating_Natural Gas_Windows - Secondary Glazing Systems_A_Technical Potential | F6 | Commercial | OR - Miscellaneous | Existing | Space Heating | Natural Gas | Windows - Secondary Glazing Systems | A | Incremental Winter Peak Savings (MW) | Technical Potential | 0 | 0 | 0 | 0 | 0 | 0 | 0 | 0 | 0 | 0 | 0 | 0 | 0 | 0 | 0 | 0 | 0 | 0 | 0 | 0 | 0 | 0 | 0 | 0 | 0 | 0 | 0
F7_Commercial_OR - Miscellaneous_Existing_Space Heating_Natural Gas_Windows - Secondary Glazing Systems_A_Technical Potential | F7 | Commercial | OR - Miscellaneous | Existing | Space Heating | Natural Gas | Windows - Secondary Glazing Systems | A | Cumulative Energy Savings (MWh or mTherms) | Technical Potential | 0 | 0 | 0.045778 | 0.069334 | 0.14866 | 0.27418 | 0.45885 | 0.71449 | 1.0487 | 1.4628 | 1.9497 | 2.4925 | 3.0663 | 3.6368 | 4.1673 | 4.6253 | 4.9886 | 5.251 | 5.4168 | 5.5101 | 5.5233 | 5.517 | 5.4541 | 5.3933 | 5.3344 | 5.2794 | 5.2262
F8_Commercial_OR - Miscellaneous_Existing_Space Heating_Natural Gas_Windows - Secondary Glazing Systems_A_Technical Potential | F8 | Commercial | OR - Miscellaneous | Existing | Space Heating | Natural Gas | Windows - Secondary Glazing Systems | A | Cumulative Summer Peak Savings (MW) | Technical Potential | 0 | 0 | 0 | 0 | 0 | 0 | 0 | 0 | 0 | 0 | 0 | 0 | 0 | 0 | 0 | 0 | 0 | 0 | 0 | 0 | 0 | 0 | 0 | 0 | 0 | 0 | 0
F9_Commercial_OR - Miscellaneous_Existing_Space Heating_Natural Gas_Windows - Secondary Glazing Systems_A_Technical Potential | F9 | Commercial | OR - Miscellaneous | Existing | Space Heating | Natural Gas | Windows - Secondary Glazing Systems | A | Cumulative Winter Peak Savings (MW) | Technical Potential | 0 | 0 | 0 | 0 | 0 | 0 | 0 | 0 | 0 | 0 | 0 | 0 | 0 | 0 | 0 | 0 | 0 | 0 | 0 | 0 | 0 | 0 | 0 | 0 | 0 | 0 | 0
F10_Commercial_OR - Miscellaneous_Existing_Space Heating_Natural Gas_Windows - Secondary Glazing Systems_A_Technical Potential | F10 | Commercial | OR - Miscellaneous | Existing | Space Heating | Natural Gas | Windows - Secondary Glazing Systems | A | Purchases (Incremental) | Technical Potential | 0 | 0 | 39.6903 | 21.357 | 72.2486 | 117.5223 | 178.3824 | 255.4818 | 347.5254 | 450.5184 | 557.2136 | 657.0872 | 737.2091 | 784.2517 | 787.5259 | 742.376 | 652.7145 | 531.3223 | 397.1374 | 290.9681 | 158.7611 | 127.0089 | 0 | 0 | 0 | 0 | 0
F11_Commercial_OR - Miscellaneous_Existing_Space Heating_Natural Gas_Windows - Secondary Glazing Systems_A_Technical Potential | F11 | Commercial | OR - Miscellaneous | Existing | Space Heating | Natural Gas | Windows - Secondary Glazing Systems | A | Purchases (Cumulative) | Technical Potential | 0 | 0 | 39.6903 | 61.0473 | 133.2959 | 250.8182 | 429.2006 | 684.6824 | 1032.2078 | 1482.7262 | 2039.9398 | 2697.027 | 3434.2361 | 4218.4879 | 5006.0137 | 5748.3897 | 6401.1042 | 6932.4265 | 7329.5639 | 7620.5319 | 7779.293 | 7906.3019 | 7906.3019 | 7906.3019 | 7906.3019 | 7906.3019 | 7906.3019
F1_Commercial_OR - Miscellaneous_Existing_Space Heating_Natural Gas_HVAC - Energy Recovery Ventilator_A_Technical Potential | F1 | Commercial | OR - Miscellaneous | Existing | Space Heating | Natural Gas | HVAC - Energy Recovery Ventilator | A | Integrated Unit Energy Savings (kWh or therms) | Technical Potential | 0 | 0 | 0.2233 | 0.22113 | 0.21856 | 0.21578 | 0.21275 | 0.20942 | 0.20575 | 0.20173 | 0.19735 | 0.19266 | 0.18776 | 0.18276 | 0.17783 | 0.17311 | 0.16875 | 0.16493 | 0.16167 | 0.15881 | 0.15645 | 0.15424 | 0.15249 | 0.1508 | 0.14915 | 0.14762 | 0.14614
F2_Commercial_OR - Miscellaneous_Existing_Space Heating_Natural Gas_HVAC - Energy Recovery Ventilator_A_Technical Potential | F2 | Commercial | OR - Miscellaneous | Existing | Space Heating | Natural Gas | HVAC - Energy Recovery Ventilator | A | Integrated Unit Summer Peak Savings (kW) | Technical Potential | 0 | 0 | 0 | 0 | 0 | 0 | 0 | 0 | 0 | 0 | 0 | 0 | 0 | 0 | 0 | 0 | 0 | 0 | 0 | 0 | 0 | 0 | 0 | 0 | 0 | 0 | 0
F3_Commercial_OR - Miscellaneous_Existing_Space Heating_Natural Gas_HVAC - Energy Recovery Ventilator_A_Technical Potential | F3 | Commercial | OR - Miscellaneous | Existing | Space Heating | Natural Gas | HVAC - Energy Recovery Ventilator | A | Integrated Unit Winter Peak Savings (kW) | Technical Potential | 0 | 0 | 0 | 0 | 0 | 0 | 0 | 0 | 0 | 0 | 0 | 0 | 0 | 0 | 0 | 0 | 0 | 0 | 0 | 0 | 0 | 0 | 0 | 0 | 0 | 0 | 0
F4_Commercial_OR - Miscellaneous_Existing_Space Heating_Natural Gas_HVAC - Energy Recovery Ventilator_A_Technical Potential | F4 | Commercial | OR - Miscellaneous | Existing | Space Heating | Natural Gas | HVAC - Energy Recovery Ventilator | A | Incremental Energy Savings (MWh or mTherms) | Technical Potential | 0 | 0 | 0.10697 | 0.21744 | 0.21491 | 0.21218 | 0.2092 | 0.20593 | 0.20232 | 0.19836 | 0.19406 | 0.18945 | 0.18463 | 0.17971 | 0.17486 | 0.17023 | 0.16594 | 0.16218 | 0.15897 | 0.15616 | 0.15384 | 0.15167 | 0 | 0 | 0 | 0 | 0
F5_Commercial_OR - Miscellaneous_Existing_Space Heating_Natural Gas_HVAC - Energy Recovery Ventilator_A_Technical Potential | F5 | Commercial | OR - Miscellaneous | Existing | Space Heating | Natural Gas | HVAC - Energy Recovery Ventilator | A | Incremental Summer Peak Savings (MW) | Technical Potential | 0 | 0 | 0 | 0 | 0 | 0 | 0 | 0 | 0 | 0 | 0 | 0 | 0 | 0 | 0 | 0 | 0 | 0 | 0 | 0 | 0 | 0 | 0 | 0 | 0 | 0 | 0
F6_Commercial_OR - Miscellaneous_Existing_Space Heating_Natural Gas_HVAC - Energy Recovery Ventilator_A_Technical Potential | F6 | Commercial | OR - Miscellaneous | Existing | Space Heating | Natural Gas | HVAC - Energy Recovery Ventilator | A | Incremental Winter Peak Savings (MW) | Technical Potential | 0 | 0 | 0 | 0 | 0 | 0 | 0 | 0 | 0 | 0 | 0 | 0 | 0 | 0 | 0 | 0 | 0 | 0 | 0 | 0 | 0 | 0 | 0 | 0 | 0 | 0 | 0
F7_Commercial_OR - Miscellaneous_Existing_Space Heating_Natural Gas_HVAC - Energy Recovery Ventilator_A_Technical Potential | F7 | Commercial | OR - Miscellaneous | Existing | Space Heating | Natural Gas | HVAC - Energy Recovery Ventilator | A | Cumulative Energy Savings (MWh or mTherms) | Technical Potential | 0 | 0 | 0.10697 | 0.32338 | 0.53453 | 0.73992 | 0.93874 | 1.13 | 1.3125 | 1.4852 | 1.647 | 1.7973 | 1.9362 | 2.0644 | 2.1835 | 2.2959 | 2.404 | 2.5117 | 2.621 | 2.7308 | 2.8441 | 2.9555 | 2.922 | 2.8896 | 2.8581 | 2.8288 | 2.8004
F8_Commercial_OR - Miscellaneous_Existing_Space Heating_Natural Gas_HVAC - Energy Recovery Ventilator_A_Technical Potential | F8 | Commercial | OR - Miscellaneous | Existing | Space Heating | Natural Gas | HVAC - Energy Recovery Ventilator | A | Cumulative Summer Peak Savings (MW) | Technical Potential | 0 | 0 | 0 | 0 | 0 | 0 | 0 | 0 | 0 | 0 | 0 | 0 | 0 | 0 | 0 | 0 | 0 | 0 | 0 | 0 | 0 | 0 | 0 | 0 | 0 | 0 | 0
F9_Commercial_OR - Miscellaneous_Existing_Space Heating_Natural Gas_HVAC - Energy Recovery Ventilator_A_Technical Potential | F9 | Commercial | OR - Miscellaneous | Existing | Space Heating | Natural Gas | HVAC - Energy Recovery Ventilator | A | Cumulative Winter Peak Savings (MW) | Technical Potential | 0 | 0 | 0 | 0 | 0 | 0 | 0 | 0 | 0 | 0 | 0 | 0 | 0 | 0 | 0 | 0 | 0 | 0 | 0 | 0 | 0 | 0 | 0 | 0 | 0 | 0 | 0
F10_Commercial_OR - Miscellaneous_Existing_Space Heating_Natural Gas_HVAC - Energy Recovery Ventilator_A_Technical Potential | F10 | Commercial | OR - Miscellaneous | Existing | Space Heating | Natural Gas | HVAC - Energy Recovery Ventilator | A | Purchases (Incremental) | Technical Potential | 0 | 0 | 479.0569 | 983.3274 | 983.3274 | 983.3274 | 983.3274 | 983.3274 | 983.3274 | 983.3274 | 983.3274 | 983.3274 | 983.3274 | 983.3274 | 983.3274 | 983.3274 | 983.3274 | 983.3274 | 983.3274 | 983.3274 | 983.3274 | 983.3274 | 0 | 0 | 0 | 0 | 0
F11_Commercial_OR - Miscellaneous_Existing_Space Heating_Natural Gas_HVAC - Energy Recovery Ventilator_A_Technical Potential | F11 | Commercial | OR - Miscellaneous | Existing | Space Heating | Natural Gas | HVAC - Energy Recovery Ventilator | A | Purchases (Cumulative) | Technical Potential | 0 | 0 | 479.0569 | 1462.3843 | 2445.7117 | 3429.039 | 4412.3664 | 5395.6938 | 6379.0212 | 7362.3485 | 8345.6759 | 9329.0033 | 10312.3306 | 11295.658 | 12278.9854 | 13262.3127 | 14245.6401 | 15228.9675 | 16212.2949 | 17195.6222 | 18178.9496 | 19162.277 | 19162.277 | 19162.277 | 19162.277 | 19162.277 | 19162.277
F1_Commercial_OR - Miscellaneous_Existing_Space Heating_Natural Gas_Building Shell - Air Sealing (Infiltration Control)_A_Technical Potential | F1 | Commercial | OR - Miscellaneous | Existing | Space Heating | Natural Gas | Building Shell - Air Sealing (Infiltration Control) | A | Integrated Unit Energy Savings (kWh or therms) | Technical Potential | 0 | 0 | 1.4343 | 1.4167 | 1.3959 | 1.3733 | 1.3485 | 1.3211 | 1.2909 | 1.258 | 1.2227 | 1.1855 | 1.148 | 1.1107 | 1.0741 | 1.0396 | 1.0081 | 0.98071 | 0.95762 | 0.93764 | 0.92143 | 0.90629 | 0.896 | 0.88604 | 0.87639 | 0.86739 | 0.85868
F2_Commercial_OR - Miscellaneous_Existing_Space Heating_Natural Gas_Building Shell - Air Sealing (Infiltration Control)_A_Technical Potential | F2 | Commercial | OR - Miscellaneous | Existing | Space Heating | Natural Gas | Building Shell - Air Sealing (Infiltration Control) | A | Integrated Unit Summer Peak Savings (kW) | Technical Potential | 0 | 0 | 0 | 0 | 0 | 0 | 0 | 0 | 0 | 0 | 0 | 0 | 0 | 0 | 0 | 0 | 0 | 0 | 0 | 0 | 0 | 0 | 0 | 0 | 0 | 0 | 0
F3_Commercial_OR - Miscellaneous_Existing_Space Heating_Natural Gas_Building Shell - Air Sealing (Infiltration Control)_A_Technical Potential | F3 | Commercial | OR - Miscellaneous | Existing | Space Heating | Natural Gas | Building Shell - Air Sealing (Infiltration Control) | A | Integrated Unit Winter Peak Savings (kW) | Technical Potential | 0 | 0 | 0 | 0 | 0 | 0 | 0 | 0 | 0 | 0 | 0 | 0 | 0 | 0 | 0 | 0 | 0 | 0 | 0 | 0 | 0 | 0 | 0 | 0 | 0 | 0 | 0
F4_Commercial_OR - Miscellaneous_Existing_Space Heating_Natural Gas_Building Shell - Air Sealing (Infiltration Control)_A_Technical Potential | F4 | Commercial | OR - Miscellaneous | Existing | Space Heating | Natural Gas | Building Shell - Air Sealing (Infiltration Control) | A | Incremental Energy Savings (MWh or mTherms) | Technical Potential | 0 | 0 | 0.0016674 | 0.00088623 | 0.002954 | 0.0047272 | 0.0070458 | 0.0098859 | 0.01314 | 0.0166 | 0.019955 | 0.022815 | 0.023454 | 0.024818 | 0.022503 | 0.019027 | 0.014005 | 0.0079234 | 0.0013915 | 0 | 0 | 0 | 0 | 0 | 0 | 0 | 0
F5_Commercial_OR - Miscellaneous_Existing_Space Heating_Natural Gas_Building Shell - Air Sealing (Infiltration Control)_A_Technical Potential | F5 | Commercial | OR - Miscellaneous | Existing | Space Heating | Natural Gas | Building Shell - Air Sealing (Infiltration Control) | A | Incremental Summer Peak Savings (MW) | Technical Potential | 0 | 0 | 0 | 0 | 0 | 0 | 0 | 0 | 0 | 0 | 0 | 0 | 0 | 0 | 0 | 0 | 0 | 0 | 0 | 0 | 0 | 0 | 0 | 0 | 0 | 0 | 0
F6_Commercial_OR - Miscellaneous_Existing_Space Heating_Natural Gas_Building Shell - Air Sealing (Infiltration Control)_A_Technical Potential | F6 | Commercial | OR - Miscellaneous | Existing | Space Heating | Natural Gas | Building Shell - Air Sealing (Infiltration Control) | A | Incremental Winter Peak Savings (MW) | Technical Potential | 0 | 0 | 0 | 0 | 0 | 0 | 0 | 0 | 0 | 0 | 0 | 0 | 0 | 0 | 0 | 0 | 0 | 0 | 0 | 0 | 0 | 0 | 0 | 0 | 0 | 0 | 0
F7_Commercial_OR - Miscellaneous_Existing_Space Heating_Natural Gas_Building Shell - Air Sealing (Infiltration Control)_A_Technical Potential | F7 | Commercial | OR - Miscellaneous | Existing | Space Heating | Natural Gas | Building Shell - Air Sealing (Infiltration Control) | A | Cumulative Energy Savings (MWh or mTherms) | Technical Potential | 0 | 0 | 0.0016674 | 0.0025332 | 0.0054499 | 0.010089 | 0.016953 | 0.026494 | 0.039029 | 0.054634 | 0.073053 | 0.093646 | 0.11414 | 0.13525 | 0.1533 | 0.1674 | 0.17633 | 0.17946 | 0.17663 | 0.17294 | 0.16995 | 0.16716 | 0.16526 | 0.16343 | 0.16165 | 0.15999 | 0.15838
F8_Commercial_OR - Miscellaneous_Existing_Space Heating_Natural Gas_Building Shell - Air Sealing (Infiltration Control)_A_Technical Potential | F8 | Commercial | OR - Miscellaneous | Existing | Space Heating | Natural Gas | Building Shell - Air Sealing (Infiltration Control) | A | Cumulative Summer Peak Savings (MW) | Technical Potential | 0 | 0 | 0 | 0 | 0 | 0 | 0 | 0 | 0 | 0 | 0 | 0 | 0 | 0 | 0 | 0 | 0 | 0 | 0 | 0 | 0 | 0 | 0 | 0 | 0 | 0 | 0
F9_Commercial_OR - Miscellaneous_Existing_Space Heating_Natural Gas_Building Shell - Air Sealing (Infiltration Control)_A_Technical Potential | F9 | Commercial | OR - Miscellaneous | Existing | Space Heating | Natural Gas | Building Shell - Air Sealing (Infiltration Control) | A | Cumulative Winter Peak Savings (MW) | Technical Potential | 0 | 0 | 0 | 0 | 0 | 0 | 0 | 0 | 0 | 0 | 0 | 0 | 0 | 0 | 0 | 0 | 0 | 0 | 0 | 0 | 0 | 0 | 0 | 0 | 0 | 0 | 0
F10_Commercial_OR - Miscellaneous_Existing_Space Heating_Natural Gas_Building Shell - Air Sealing (Infiltration Control)_A_Technical Potential | F10 | Commercial | OR - Miscellaneous | Existing | Space Heating | Natural Gas | Building Shell - Air Sealing (Infiltration Control) | A | Purchases (Incremental) | Technical Potential | 0 | 0 | 1.1625 | 0.62554 | 2.1161 | 3.4422 | 5.2247 | 7.483 | 10.1789 | 13.1955 | 16.3206 | 19.2458 | 20.43 | 22.3449 | 20.9502 | 18.3017 | 13.893 | 8.0793 | 1.4531 | 0 | 0 | 0 | 0 | 0 | 0 | 0 | 0
F11_Commercial_OR - Miscellaneous_Existing_Space Heating_Natural Gas_Building Shell - Air Sealing (Infiltration Control)_A_Technical Potential | F11 | Commercial | OR - Miscellaneous | Existing | Space Heating | Natural Gas | Building Shell - Air Sealing (Infiltration Control) | A | Purchases (Cumulative) | Technical Potential | 0 | 0 | 1.1625 | 1.788 | 3.9042 | 7.3464 | 12.5711 | 20.0541 | 30.2329 | 43.4284 | 59.749 | 78.9948 | 99.4248 | 121.7697 | 142.7199 | 161.0216 | 174.9146 | 182.9938 | 184.4469 | 184.4469 | 184.4469 | 184.4469 | 184.4469 | 184.4469 | 184.4469 | 184.4469 | 184.4469
F1_Commercial_OR - Miscellaneous_Existing_Space Heating_Natural Gas_Ventilation - Demand Controlled_A_Technical Potential | F1 | Commercial | OR - Miscellaneous | Existing | Space Heating | Natural Gas | Ventilation - Demand Controlled | A | Integrated Unit Energy Savings (kWh or therms) | Technical Potential | 0 | 0 | 0.055093 | 0.054465 | 0.053737 | 0.052959 | 0.05212 | 0.051207 | 0.050214 | 0.049137 | 0.047979 | 0.046752 | 0.045479 | 0.044193 | 0.042928 | 0.041722 | 0.040605 | 0.039622 | 0.038777 | 0.038031 | 0.037406 | 0.036818 | 0.0364 | 0.035995 | 0.035603 | 0.035238 | 0.034883
F2_Commercial_OR - Miscellaneous_Existing_Space Heating_Natural Gas_Ventilation - Demand Controlled_A_Technical Potential | F2 | Commercial | OR - Miscellaneous | Existing | Space Heating | Natural Gas | Ventilation - Demand Controlled | A | Integrated Unit Summer Peak Savings (kW) | Technical Potential | 0 | 0 | 0 | 0 | 0 | 0 | 0 | 0 | 0 | 0 | 0 | 0 | 0 | 0 | 0 | 0 | 0 | 0 | 0 | 0 | 0 | 0 | 0 | 0 | 0 | 0 | 0
F3_Commercial_OR - Miscellaneous_Existing_Space Heating_Natural Gas_Ventilation - Demand Controlled_A_Technical Potential | F3 | Commercial | OR - Miscellaneous | Existing | Space Heating | Natural Gas | Ventilation - Demand Controlled | A | Integrated Unit Winter Peak Savings (kW) | Technical Potential | 0 | 0 | 0 | 0 | 0 | 0 | 0 | 0 | 0 | 0 | 0 | 0 | 0 | 0 | 0 | 0 | 0 | 0 | 0 | 0 | 0 | 0 | 0 | 0 | 0 | 0 | 0
F4_Commercial_OR - Miscellaneous_Existing_Space Heating_Natural Gas_Ventilation - Demand Controlled_A_Technical Potential | F4 | Commercial | OR - Miscellaneous | Existing | Space Heating | Natural Gas | Ventilation - Demand Controlled | A | Incremental Energy Savings (MWh or mTherms) | Technical Potential | 0 | 0 | 0.090247 | 0.10955 | 0.13226 | 0.15131 | 0.16986 | 0.1951 | 0.20988 | 0.20981 | 0.19306 | 0.16171 | 0.04723 | 0 | 0 | 0 | 0 | 0 | 0 | 0 | 0 | 0 | 0 | 0 | 0 | 0 | 0
F5_Commercial_OR - Miscellaneous_Existing_Space Heating_Natural Gas_Ventilation - Demand Controlled_A_Technical Potential | F5 | Commercial | OR - Miscellaneous | Existing | Space Heating | Natural Gas | Ventilation - Demand Controlled | A | Incremental Summer Peak Savings (MW) | Technical Potential | 0 | 0 | 0 | 0 | 0 | 0 | 0 | 0 | 0 | 0 | 0 | 0 | 0 | 0 | 0 | 0 | 0 | 0 | 0 | 0 | 0 | 0 | 0 | 0 | 0 | 0 | 0
F6_Commercial_OR - Miscellaneous_Existing_Space Heating_Natural Gas_Ventilation - Demand Controlled_A_Technical Potential | F6 | Commercial | OR - Miscellaneous | Existing | Space Heating | Natural Gas | Ventilation - Demand Controlled | A | Incremental Winter Peak Savings (MW) | Technical Potential | 0 | 0 | 0 | 0 | 0 | 0 | 0 | 0 | 0 | 0 | 0 | 0 | 0 | 0 | 0 | 0 | 0 | 0 | 0 | 0 | 0 | 0 | 0 | 0 | 0 | 0 | 0
F7_Commercial_OR - Miscellaneous_Existing_Space Heating_Natural Gas_Ventilation - Demand Controlled_A_Technical Potential | F7 | Commercial | OR - Miscellaneous | Existing | Space Heating | Natural Gas | Ventilation - Demand Controlled | A | Cumulative Energy Savings (MWh or mTherms) | Technical Potential | 0 | 0 | 0.090247 | 0.19877 | 0.32837 | 0.47493 | 0.63726 | 0.8212 | 1.0152 | 1.2032 | 1.3679 | 1.4946 | 1.5012 | 1.4587 | 1.4169 | 1.3771 | 1.3403 | 1.3078 | 1.2799 | 1.2553 | 1.2347 | 1.2153 | 1.2015 | 1.1881 | 1.1752 | 1.1631 | 1.1514
F8_Commercial_OR - Miscellaneous_Existing_Space Heating_Natural Gas_Ventilation - Demand Controlled_A_Technical Potential | F8 | Commercial | OR - Miscellaneous | Existing | Space Heating | Natural Gas | Ventilation - Demand Controlled | A | Cumulative Summer Peak Savings (MW) | Technical Potential | 0 | 0 | 0 | 0 | 0 | 0 | 0 | 0 | 0 | 0 | 0 | 0 | 0 | 0 | 0 | 0 | 0 | 0 | 0 | 0 | 0 | 0 | 0 | 0 | 0 | 0 | 0
F9_Commercial_OR - Miscellaneous_Existing_Space Heating_Natural Gas_Ventilation - Demand Controlled_A_Technical Potential | F9 | Commercial | OR - Miscellaneous | Existing | Space Heating | Natural Gas | Ventilation - Demand Controlled | A | Cumulative Winter Peak Savings (MW) | Technical Potential | 0 | 0 | 0 | 0 | 0 | 0 | 0 | 0 | 0 | 0 | 0 | 0 | 0 | 0 | 0 | 0 | 0 | 0 | 0 | 0 | 0 | 0 | 0 | 0 | 0 | 0 | 0
F10_Commercial_OR - Miscellaneous_Existing_Space Heating_Natural Gas_Ventilation - Demand Controlled_A_Technical Potential | F10 | Commercial | OR - Miscellaneous | Existing | Space Heating | Natural Gas | Ventilation - Demand Controlled | A | Purchases (Incremental) | Technical Potential | 0 | 0 | 1638.0979 | 2011.3229 | 2461.2707 | 2857.1474 | 3258.9384 | 3810.0908 | 4179.7287 | 4269.8882 | 4023.8572 | 3458.8461 | 1038.5033 | 0 | 0 | 0 | 0 | 0 | 0 | 0 | 0 | 0 | 0 | 0 | 0 | 0 | 0
F11_Commercial_OR - Miscellaneous_Existing_Space Heating_Natural Gas_Ventilation - Demand Controlled_A_Technical Potential | F11 | Commercial | OR - Miscellaneous | Existing | Space Heating | Natural Gas | Ventilation - Demand Controlled | A | Purchases (Cumulative) | Technical Potential | 0 | 0 | 1638.0979 | 3649.4208 | 6110.6914 | 8967.8388 | 12226.7773 | 16036.8681 | 20216.5968 | 24486.485 | 28510.3421 | 31969.1882 | 33007.6914 | 33007.6914 | 33007.6914 | 33007.6914 | 33007.6914 | 33007.6914 | 33007.6914 | 33007.6914 | 33007.6914 | 33007.6914 | 33007.6914 | 33007.6914 | 33007.6914 | 33007.6914 | 33007.6914
F1_Commercial_OR - Miscellaneous_Existing_Space Heating_Natural Gas_HVAC - Dedicated Outdoor Air System (DOAS)_A_Technical Potential | F1 | Commercial | OR - Miscellaneous | Existing | Space Heating | Natural Gas | HVAC - Dedicated Outdoor Air System (DOAS) | A | Integrated Unit Energy Savings (kWh or therms) | Technical Potential | 0 | 0 | 0.35826 | 0.35267 | 0.34602 | 0.33875 | 0.3307 | 0.32196 | 0.31234 | 0.3019 | 0.2908 | 0.27929 | 0.26776 | 0.25643 | 0.24558 | 0.23551 | 0.22654 | 0.21893 | 0.2127 | 0.20745 | 0.20336 | 0.19959 | 0.19731 | 0.19511 | 0.19298 | 0.19099 | 0.18906
F2_Commercial_OR - Miscellaneous_Existing_Space Heating_Natural Gas_HVAC - Dedicated Outdoor Air System (DOAS)_A_Technical Potential | F2 | Commercial | OR - Miscellaneous | Existing | Space Heating | Natural Gas | HVAC - Dedicated Outdoor Air System (DOAS) | A | Integrated Unit Summer Peak Savings (kW) | Technical Potential | 0 | 0 | 0 | 0 | 0 | 0 | 0 | 0 | 0 | 0 | 0 | 0 | 0 | 0 | 0 | 0 | 0 | 0 | 0 | 0 | 0 | 0 | 0 | 0 | 0 | 0 | 0
F3_Commercial_OR - Miscellaneous_Existing_Space Heating_Natural Gas_HVAC - Dedicated Outdoor Air System (DOAS)_A_Technical Potential | F3 | Commercial | OR - Miscellaneous | Existing | Space Heating | Natural Gas | HVAC - Dedicated Outdoor Air System (DOAS) | A | Integrated Unit Winter Peak Savings (kW) | Technical Potential | 0 | 0 | 0 | 0 | 0 | 0 | 0 | 0 | 0 | 0 | 0 | 0 | 0 | 0 | 0 | 0 | 0 | 0 | 0 | 0 | 0 | 0 | 0 | 0 | 0 | 0 | 0
F4_Commercial_OR - Miscellaneous_Existing_Space Heating_Natural Gas_HVAC - Dedicated Outdoor Air System (DOAS)_A_Technical Potential | F4 | Commercial | OR - Miscellaneous | Existing | Space Heating | Natural Gas | HVAC - Dedicated Outdoor Air System (DOAS) | A | Incremental Energy Savings (MWh or mTherms) | Technical Potential | 0 | 0 | 0.23679 | 0.47846 | 0.46944 | 0.45957 | 0.44865 | 0.43678 | 0.42375 | 0.40958 | 0.39451 | 0.3789 | 0.36326 | 0.34789 | 0.33316 | 0.31951 | 0.30733 | 0.29701 | 0.28856 | 0.28144 | 0.27589 | 0.27078 | 0 | 0 | 0 | 0 | 0
F5_Commercial_OR - Miscellaneous_Existing_Space Heating_Natural Gas_HVAC - Dedicated Outdoor Air System (DOAS)_A_Technical Potential | F5 | Commercial | OR - Miscellaneous | Existing | Space Heating | Natural Gas | HVAC - Dedicated Outdoor Air System (DOAS) | A | Incremental Summer Peak Savings (MW) | Technical Potential | 0 | 0 | 0 | 0 | 0 | 0 | 0 | 0 | 0 | 0 | 0 | 0 | 0 | 0 | 0 | 0 | 0 | 0 | 0 | 0 | 0 | 0 | 0 | 0 | 0 | 0 | 0
F6_Commercial_OR - Miscellaneous_Existing_Space Heating_Natural Gas_HVAC - Dedicated Outdoor Air System (DOAS)_A_Technical Potential | F6 | Commercial | OR - Miscellaneous | Existing | Space Heating | Natural Gas | HVAC - Dedicated Outdoor Air System (DOAS) | A | Incremental Winter Peak Savings (MW) | Technical Potential | 0 | 0 | 0 | 0 | 0 | 0 | 0 | 0 | 0 | 0 | 0 | 0 | 0 | 0 | 0 | 0 | 0 | 0 | 0 | 0 | 0 | 0 | 0 | 0 | 0 | 0 | 0
F7_Commercial_OR - Miscellaneous_Existing_Space Heating_Natural Gas_HVAC - Dedicated Outdoor Air System (DOAS)_A_Technical Potential | F7 | Commercial | OR - Miscellaneous | Existing | Space Heating | Natural Gas | HVAC - Dedicated Outdoor Air System (DOAS) | A | Cumulative Energy Savings (MWh or mTherms) | Technical Potential | 0 | 0 | 0.23679 | 0.71155 | 1.1676 | 1.6026 | 2.0132 | 2.3967 | 2.7489 | 3.0666 | 3.3483 | 3.5947 | 3.8096 | 3.9963 | 4.1603 | 4.3093 | 4.4524 | 4.5999 | 4.7576 | 4.9217 | 5.1004 | 5.2767 | 5.2165 | 5.1583 | 5.1019 | 5.0493 | 4.9984
F8_Commercial_OR - Miscellaneous_Existing_Space Heating_Natural Gas_HVAC - Dedicated Outdoor Air System (DOAS)_A_Technical Potential | F8 | Commercial | OR - Miscellaneous | Existing | Space Heating | Natural Gas | HVAC - Dedicated Outdoor Air System (DOAS) | A | Cumulative Summer Peak Savings (MW) | Technical Potential | 0 | 0 | 0 | 0 | 0 | 0 | 0 | 0 | 0 | 0 | 0 | 0 | 0 | 0 | 0 | 0 | 0 | 0 | 0 | 0 | 0 | 0 | 0 | 0 | 0 | 0 | 0
F9_Commercial_OR - Miscellaneous_Existing_Space Heating_Natural Gas_HVAC - Dedicated Outdoor Air System (DOAS)_A_Technical Potential | F9 | Commercial | OR - Miscellaneous | Existing | Space Heating | Natural Gas | HVAC - Dedicated Outdoor Air System (DOAS) | A | Cumulative Winter Peak Savings (MW) | Technical Potential | 0 | 0 | 0 | 0 | 0 | 0 | 0 | 0 | 0 | 0 | 0 | 0 | 0 | 0 | 0 | 0 | 0 | 0 | 0 | 0 | 0 | 0 | 0 | 0 | 0 | 0 | 0
F10_Commercial_OR - Miscellaneous_Existing_Space Heating_Natural Gas_HVAC - Dedicated Outdoor Air System (DOAS)_A_Technical Potential | F10 | Commercial | OR - Miscellaneous | Existing | Space Heating | Natural Gas | HVAC - Dedicated Outdoor Air System (DOAS) | A | Purchases (Incremental) | Technical Potential | 0 | 0 | 660.9364 | 1356.6589 | 1356.6589 | 1356.6589 | 1356.6589 | 1356.6589 | 1356.6589 | 1356.6589 | 1356.6589 | 1356.6589 | 1356.6589 | 1356.6589 | 1356.6589 | 1356.6589 | 1356.6589 | 1356.6589 | 1356.6589 | 1356.6589 | 1356.6589 | 1356.6589 | 0 | 0 | 0 | 0 | 0
F11_Commercial_OR - Miscellaneous_Existing_Space Heating_Natural Gas_HVAC - Dedicated Outdoor Air System (DOAS)_A_Technical Potential | F11 | Commercial | OR - Miscellaneous | Existing | Space Heating | Natural Gas | HVAC - Dedicated Outdoor Air System (DOAS) | A | Purchases (Cumulative) | Technical Potential | 0 | 0 | 660.9364 | 2017.5952 | 3374.2541 | 4730.9129 | 6087.5718 | 7444.2306 | 8800.8895 | 10157.5484 | 11514.2072 | 12870.8661 | 14227.5249 | 15584.1838 | 16940.8426 | 18297.5015 | 19654.1603 | 21010.8192 | 22367.4781 | 23724.1369 | 25080.7958 | 26437.4546 | 26437.4546 | 26437.4546 | 26437.4546 | 26437.4546 | 26437.4546
F1_Commercial_OR - Miscellaneous_Existing_Space Heating_Natural Gas_Destratification Fans (HVLS)_A_Technical Potential | F1 | Commercial | OR - Miscellaneous | Existing | Space Heating | Natural Gas | Destratification Fans (HVLS) | A | Integrated Unit Energy Savings (kWh or therms) | Technical Potential | 0 | 0 | 760.278 | 750.697 | 739.4041 | 727.1672 | 713.773 | 698.9725 | 682.7051 | 664.9922 | 645.9807 | 625.9962 | 605.8929 | 585.9432 | 566.5447 | 548.2286 | 531.519 | 517.0475 | 504.8633 | 494.3254 | 485.7752 | 477.7918 | 472.3621 | 467.1111 | 462.02 | 457.2733 | 452.6773
F2_Commercial_OR - Miscellaneous_Existing_Space Heating_Natural Gas_Destratification Fans (HVLS)_A_Technical Potential | F2 | Commercial | OR - Miscellaneous | Existing | Space Heating | Natural Gas | Destratification Fans (HVLS) | A | Integrated Unit Summer Peak Savings (kW) | Technical Potential | 0 | 0 | 0 | 0 | 0 | 0 | 0 | 0 | 0 | 0 | 0 | 0 | 0 | 0 | 0 | 0 | 0 | 0 | 0 | 0 | 0 | 0 | 0 | 0 | 0 | 0 | 0
F3_Commercial_OR - Miscellaneous_Existing_Space Heating_Natural Gas_Destratification Fans (HVLS)_A_Technical Potential | F3 | Commercial | OR - Miscellaneous | Existing | Space Heating | Natural Gas | Destratification Fans (HVLS) | A | Integrated Unit Winter Peak Savings (kW) | Technical Potential | 0 | 0 | 0 | 0 | 0 | 0 | 0 | 0 | 0 | 0 | 0 | 0 | 0 | 0 | 0 | 0 | 0 | 0 | 0 | 0 | 0 | 0 | 0 | 0 | 0 | 0 | 0
F4_Commercial_OR - Miscellaneous_Existing_Space Heating_Natural Gas_Destratification Fans (HVLS)_A_Technical Potential | F4 | Commercial | OR - Miscellaneous | Existing | Space Heating | Natural Gas | Destratification Fans (HVLS) | A | Incremental Energy Savings (MWh or mTherms) | Technical Potential | 0 | 0 | 0.015699 | 0.031818 | 0.031339 | 0.030821 | 0.030253 | 0.029626 | 0.028936 | 0.028186 | 0.02738 | 0.026533 | 0.025681 | 0.024835 | 0.024013 | 0.023237 | 0.022528 | 0.011238 | 0 | 3.7731e-17 | 0 | 0 | 0 | 0 | 0 | 0 | 0
F5_Commercial_OR - Miscellaneous_Existing_Space Heating_Natural Gas_Destratification Fans (HVLS)_A_Technical Potential | F5 | Commercial | OR - Miscellaneous | Existing | Space Heating | Natural Gas | Destratification Fans (HVLS) | A | Incremental Summer Peak Savings (MW) | Technical Potential | 0 | 0 | 0 | 0 | 0 | 0 | 0 | 0 | 0 | 0 | 0 | 0 | 0 | 0 | 0 | 0 | 0 | 0 | 0 | 0 | 0 | 0 | 0 | 0 | 0 | 0 | 0
F6_Commercial_OR - Miscellaneous_Existing_Space Heating_Natural Gas_Destratification Fans (HVLS)_A_Technical Potential | F6 | Commercial | OR - Miscellaneous | Existing | Space Heating | Natural Gas | Destratification Fans (HVLS) | A | Incremental Winter Peak Savings (MW) | Technical Potential | 0 | 0 | 0 | 0 | 0 | 0 | 0 | 0 | 0 | 0 | 0 | 0 | 0 | 0 | 0 | 0 | 0 | 0 | 0 | 0 | 0 | 0 | 0 | 0 | 0 | 0 | 0
F7_Commercial_OR - Miscellaneous_Existing_Space Heating_Natural Gas_Destratification Fans (HVLS)_A_Technical Potential | F7 | Commercial | OR - Miscellaneous | Existing | Space Heating | Natural Gas | Destratification Fans (HVLS) | A | Cumulative Energy Savings (MWh or mTherms) | Technical Potential | 0 | 0 | 0.015699 | 0.047319 | 0.077947 | 0.10748 | 0.13575 | 0.16256 | 0.18772 | 0.21103 | 0.23238 | 0.25172 | 0.26932 | 0.28529 | 0.29985 | 0.3134 | 0.32637 | 0.32872 | 0.32098 | 0.31428 | 0.30884 | 0.30377 | 0.30031 | 0.29698 | 0.29374 | 0.29072 | 0.2878
F8_Commercial_OR - Miscellaneous_Existing_Space Heating_Natural Gas_Destratification Fans (HVLS)_A_Technical Potential | F8 | Commercial | OR - Miscellaneous | Existing | Space Heating | Natural Gas | Destratification Fans (HVLS) | A | Cumulative Summer Peak Savings (MW) | Technical Potential | 0 | 0 | 0 | 0 | 0 | 0 | 0 | 0 | 0 | 0 | 0 | 0 | 0 | 0 | 0 | 0 | 0 | 0 | 0 | 0 | 0 | 0 | 0 | 0 | 0 | 0 | 0
F9_Commercial_OR - Miscellaneous_Existing_Space Heating_Natural Gas_Destratification Fans (HVLS)_A_Technical Potential | F9 | Commercial | OR - Miscellaneous | Existing | Space Heating | Natural Gas | Destratification Fans (HVLS) | A | Cumulative Winter Peak Savings (MW) | Technical Potential | 0 | 0 | 0 | 0 | 0 | 0 | 0 | 0 | 0 | 0 | 0 | 0 | 0 | 0 | 0 | 0 | 0 | 0 | 0 | 0 | 0 | 0 | 0 | 0 | 0 | 0 | 0
F10_Commercial_OR - Miscellaneous_Existing_Space Heating_Natural Gas_Destratification Fans (HVLS)_A_Technical Potential | F10 | Commercial | OR - Miscellaneous | Existing | Space Heating | Natural Gas | Destratification Fans (HVLS) | A | Purchases (Incremental) | Technical Potential | 0 | 0 | 0.020649 | 0.042385 | 0.042385 | 0.042385 | 0.042385 | 0.042385 | 0.042385 | 0.042385 | 0.042385 | 0.042385 | 0.042385 | 0.042385 | 0.042385 | 0.042385 | 0.042385 | 0.021736 | 0 | 7.6328e-17 | 0 | 0 | 0 | 0 | 0 | 0 | 0
F11_Commercial_OR - Miscellaneous_Existing_Space Heating_Natural Gas_Destratification Fans (HVLS)_A_Technical Potential | F11 | Commercial | OR - Miscellaneous | Existing | Space Heating | Natural Gas | Destratification Fans (HVLS) | A | Purchases (Cumulative) | Technical Potential | 0 | 0 | 0.020649 | 0.063034 | 0.10542 | 0.1478 | 0.19019 | 0.23257 | 0.27496 | 0.31734 | 0.35973 | 0.40211 | 0.4445 | 0.48688 | 0.52927 | 0.57165 | 0.61404 | 0.63577 | 0.63577 | 0.63577 | 0.63577 | 0.63577 | 0.63577 | 0.63577 | 0.63577 | 0.63577 | 0.63577
F1_Commercial_OR - Miscellaneous_Existing_Space Heating_Natural Gas_Gas Boiler - Maintenance_A_Technical Potential | F1 | Commercial | OR - Miscellaneous | Existing | Space Heating | Natural Gas | Gas Boiler - Maintenance | A | Integrated Unit Energy Savings (kWh or therms) | Technical Potential | 0 | 0 | 0.27606 | 0.27167 | 0.26652 | 0.26091 | 0.25476 | 0.24812 | 0.24086 | 0.233 | 0.22467 | 0.21604 | 0.20742 | 0.19896 | 0.19087 | 0.18339 | 0.17676 | 0.17119 | 0.1667 | 0.16294 | 0.16005 | 0.15739 | 0.15588 | 0.1544 | 0.15295 | 0.15159 | 0.15027
F2_Commercial_OR - Miscellaneous_Existing_Space Heating_Natural Gas_Gas Boiler - Maintenance_A_Technical Potential | F2 | Commercial | OR - Miscellaneous | Existing | Space Heating | Natural Gas | Gas Boiler - Maintenance | A | Integrated Unit Summer Peak Savings (kW) | Technical Potential | 0 | 0 | 0 | 0 | 0 | 0 | 0 | 0 | 0 | 0 | 0 | 0 | 0 | 0 | 0 | 0 | 0 | 0 | 0 | 0 | 0 | 0 | 0 | 0 | 0 | 0 | 0
F3_Commercial_OR - Miscellaneous_Existing_Space Heating_Natural Gas_Gas Boiler - Maintenance_A_Technical Potential | F3 | Commercial | OR - Miscellaneous | Existing | Space Heating | Natural Gas | Gas Boiler - Maintenance | A | Integrated Unit Winter Peak Savings (kW) | Technical Potential | 0 | 0 | 0 | 0 | 0 | 0 | 0 | 0 | 0 | 0 | 0 | 0 | 0 | 0 | 0 | 0 | 0 | 0 | 0 | 0 | 0 | 0 | 0 | 0 | 0 | 0 | 0
F4_Commercial_OR - Miscellaneous_Existing_Space Heating_Natural Gas_Gas Boiler - Maintenance_A_Technical Potential | F4 | Commercial | OR - Miscellaneous | Existing | Space Heating | Natural Gas | Gas Boiler - Maintenance | A | Incremental Energy Savings (MWh or mTherms) | Technical Potential | 0 | 0 | 0.011953 | 0.011763 | 0.011539 | 0 | 1.8102e-18 | 0 | 0 | 0 | 0 | 0 | 0 | 0 | 0 | 0 | 0 | 0 | 0 | 0 | 0 | 0 | 0 | 0 | 0 | 0 | 0
F5_Commercial_OR - Miscellaneous_Existing_Space Heating_Natural Gas_Gas Boiler - Maintenance_A_Technical Potential | F5 | Commercial | OR - Miscellaneous | Existing | Space Heating | Natural Gas | Gas Boiler - Maintenance | A | Incremental Summer Peak Savings (MW) | Technical Potential | 0 | 0 | 0 | 0 | 0 | 0 | 0 | 0 | 0 | 0 | 0 | 0 | 0 | 0 | 0 | 0 | 0 | 0 | 0 | 0 | 0 | 0 | 0 | 0 | 0 | 0 | 0
F6_Commercial_OR - Miscellaneous_Existing_Space Heating_Natural Gas_Gas Boiler - Maintenance_A_Technical Potential | F6 | Commercial | OR - Miscellaneous | Existing | Space Heating | Natural Gas | Gas Boiler - Maintenance | A | Incremental Winter Peak Savings (MW) | Technical Potential | 0 | 0 | 0 | 0 | 0 | 0 | 0 | 0 | 0 | 0 | 0 | 0 | 0 | 0 | 0 | 0 | 0 | 0 | 0 | 0 | 0 | 0 | 0 | 0 | 0 | 0 | 0
F7_Commercial_OR - Miscellaneous_Existing_Space Heating_Natural Gas_Gas Boiler - Maintenance_A_Technical Potential | F7 | Commercial | OR - Miscellaneous | Existing | Space Heating | Natural Gas | Gas Boiler - Maintenance | A | Cumulative Energy Savings (MWh or mTherms) | Technical Potential | 0 | 0 | 0.011953 | 0.023525 | 0.034618 | 0.03389 | 0.033091 | 0.032228 | 0.031286 | 0.030265 | 0.029182 | 0.028062 | 0.026942 | 0.025843 | 0.024792 | 0.023821 | 0.022959 | 0.022236 | 0.021653 | 0.021164 | 0.02079 | 0.020444 | 0.020247 | 0.020055 | 0.019867 | 0.019691 | 0.019519
F8_Commercial_OR - Miscellaneous_Existing_Space Heating_Natural Gas_Gas Boiler - Maintenance_A_Technical Potential | F8 | Commercial | OR - Miscellaneous | Existing | Space Heating | Natural Gas | Gas Boiler - Maintenance | A | Cumulative Summer Peak Savings (MW) | Technical Potential | 0 | 0 | 0 | 0 | 0 | 0 | 0 | 0 | 0 | 0 | 0 | 0 | 0 | 0 | 0 | 0 | 0 | 0 | 0 | 0 | 0 | 0 | 0 | 0 | 0 | 0 | 0
F9_Commercial_OR - Miscellaneous_Existing_Space Heating_Natural Gas_Gas Boiler - Maintenance_A_Technical Potential | F9 | Commercial | OR - Miscellaneous | Existing | Space Heating | Natural Gas | Gas Boiler - Maintenance | A | Cumulative Winter Peak Savings (MW) | Technical Potential | 0 | 0 | 0 | 0 | 0 | 0 | 0 | 0 | 0 | 0 | 0 | 0 | 0 | 0 | 0 | 0 | 0 | 0 | 0 | 0 | 0 | 0 | 0 | 0 | 0 | 0 | 0
F10_Commercial_OR - Miscellaneous_Existing_Space Heating_Natural Gas_Gas Boiler - Maintenance_A_Technical Potential | F10 | Commercial | OR - Miscellaneous | Existing | Space Heating | Natural Gas | Gas Boiler - Maintenance | A | Purchases (Incremental) | Technical Potential | 0 | 0 | 43.2969 | 43.2969 | 43.2969 | 0 | 7.1054e-15 | 0 | 0 | 0 | 0 | 0 | 0 | 0 | 0 | 0 | 0 | 0 | 0 | 0 | 0 | 0 | 0 | 0 | 0 | 0 | 0
F11_Commercial_OR - Miscellaneous_Existing_Space Heating_Natural Gas_Gas Boiler - Maintenance_A_Technical Potential | F11 | Commercial | OR - Miscellaneous | Existing | Space Heating | Natural Gas | Gas Boiler - Maintenance | A | Purchases (Cumulative) | Technical Potential | 0 | 0 | 43.2969 | 86.5938 | 129.8908 | 129.8908 | 129.8908 | 129.8908 | 129.8908 | 129.8908 | 129.8908 | 129.8908 | 129.8908 | 129.8908 | 129.8908 | 129.8908 | 129.8908 | 129.8908 | 129.8908 | 129.8908 | 129.8908 | 129.8908 | 129.8908 | 129.8908 | 129.8908 | 129.8908 | 129.8908
F1_Commercial_OR - Miscellaneous_Existing_Space Heating_Natural Gas_Gas Furnace - Maintenance_A_Technical Potential | F1 | Commercial | OR - Miscellaneous | Existing | Space Heating | Natural Gas | Gas Furnace - Maintenance | A | Integrated Unit Energy Savings (kWh or therms) | Technical Potential | 0 | 0 | 0.17353 | 0.17029 | 0.16653 | 0.16247 | 0.15803 | 0.15328 | 0.14811 | 0.14257 | 0.13674 | 0.13074 | 0.12477 | 0.11892 | 0.11333 | 0.10814 | 0.10349 | 0.099489 | 0.096141 | 0.093273 | 0.090953 | 0.088807 | 0.087671 | 0.086579 | 0.085527 | 0.084548 | 0.083606
F2_Commercial_OR - Miscellaneous_Existing_Space Heating_Natural Gas_Gas Furnace - Maintenance_A_Technical Potential | F2 | Commercial | OR - Miscellaneous | Existing | Space Heating | Natural Gas | Gas Furnace - Maintenance | A | Integrated Unit Summer Peak Savings (kW) | Technical Potential | 0 | 0 | 0 | 0 | 0 | 0 | 0 | 0 | 0 | 0 | 0 | 0 | 0 | 0 | 0 | 0 | 0 | 0 | 0 | 0 | 0 | 0 | 0 | 0 | 0 | 0 | 0
F3_Commercial_OR - Miscellaneous_Existing_Space Heating_Natural Gas_Gas Furnace - Maintenance_A_Technical Potential | F3 | Commercial | OR - Miscellaneous | Existing | Space Heating | Natural Gas | Gas Furnace - Maintenance | A | Integrated Unit Winter Peak Savings (kW) | Technical Potential | 0 | 0 | 0 | 0 | 0 | 0 | 0 | 0 | 0 | 0 | 0 | 0 | 0 | 0 | 0 | 0 | 0 | 0 | 0 | 0 | 0 | 0 | 0 | 0 | 0 | 0 | 0
F4_Commercial_OR - Miscellaneous_Existing_Space Heating_Natural Gas_Gas Furnace - Maintenance_A_Technical Potential | F4 | Commercial | OR - Miscellaneous | Existing | Space Heating | Natural Gas | Gas Furnace - Maintenance | A | Incremental Energy Savings (MWh or mTherms) | Technical Potential | 0 | 0 | 0.015913 | 0.015616 | 0.015271 | 0 | 0 | 0 | 0 | 0 | 0 | 0 | 0 | 0 | 0 | 0 | 0 | 0 | 0 | 0 | 0 | 0 | 0 | 0 | 0 | 0 | 0
F5_Commercial_OR - Miscellaneous_Existing_Space Heating_Natural Gas_Gas Furnace - Maintenance_A_Technical Potential | F5 | Commercial | OR - Miscellaneous | Existing | Space Heating | Natural Gas | Gas Furnace - Maintenance | A | Incremental Summer Peak Savings (MW) | Technical Potential | 0 | 0 | 0 | 0 | 0 | 0 | 0 | 0 | 0 | 0 | 0 | 0 | 0 | 0 | 0 | 0 | 0 | 0 | 0 | 0 | 0 | 0 | 0 | 0 | 0 | 0 | 0
F6_Commercial_OR - Miscellaneous_Existing_Space Heating_Natural Gas_Gas Furnace - Maintenance_A_Technical Potential | F6 | Commercial | OR - Miscellaneous | Existing | Space Heating | Natural Gas | Gas Furnace - Maintenance | A | Incremental Winter Peak Savings (MW) | Technical Potential | 0 | 0 | 0 | 0 | 0 | 0 | 0 | 0 | 0 | 0 | 0 | 0 | 0 | 0 | 0 | 0 | 0 | 0 | 0 | 0 | 0 | 0 | 0 | 0 | 0 | 0 | 0
F7_Commercial_OR - Miscellaneous_Existing_Space Heating_Natural Gas_Gas Furnace - Maintenance_A_Technical Potential | F7 | Commercial | OR - Miscellaneous | Existing | Space Heating | Natural Gas | Gas Furnace - Maintenance | A | Cumulative Energy Savings (MWh or mTherms) | Technical Potential | 0 | 0 | 0.015913 | 0.031232 | 0.045813 | 0.044697 | 0.043477 | 0.042167 | 0.040747 | 0.039223 | 0.037617 | 0.035968 | 0.034325 | 0.032717 | 0.031178 | 0.029751 | 0.02847 | 0.02737 | 0.026449 | 0.02566 | 0.025022 | 0.024432 | 0.024119 | 0.023818 | 0.023529 | 0.02326 | 0.023001
F8_Commercial_OR - Miscellaneous_Existing_Space Heating_Natural Gas_Gas Furnace - Maintenance_A_Technical Potential | F8 | Commercial | OR - Miscellaneous | Existing | Space Heating | Natural Gas | Gas Furnace - Maintenance | A | Cumulative Summer Peak Savings (MW) | Technical Potential | 0 | 0 | 0 | 0 | 0 | 0 | 0 | 0 | 0 | 0 | 0 | 0 | 0 | 0 | 0 | 0 | 0 | 0 | 0 | 0 | 0 | 0 | 0 | 0 | 0 | 0 | 0
F9_Commercial_OR - Miscellaneous_Existing_Space Heating_Natural Gas_Gas Furnace - Maintenance_A_Technical Potential | F9 | Commercial | OR - Miscellaneous | Existing | Space Heating | Natural Gas | Gas Furnace - Maintenance | A | Cumulative Winter Peak Savings (MW) | Technical Potential | 0 | 0 | 0 | 0 | 0 | 0 | 0 | 0 | 0 | 0 | 0 | 0 | 0 | 0 | 0 | 0 | 0 | 0 | 0 | 0 | 0 | 0 | 0 | 0 | 0 | 0 | 0
F10_Commercial_OR - Miscellaneous_Existing_Space Heating_Natural Gas_Gas Furnace - Maintenance_A_Technical Potential | F10 | Commercial | OR - Miscellaneous | Existing | Space Heating | Natural Gas | Gas Furnace - Maintenance | A | Purchases (Incremental) | Technical Potential | 0 | 0 | 91.7028 | 91.7028 | 91.7028 | 0 | 0 | 0 | 0 | 0 | 0 | 0 | 0 | 0 | 0 | 0 | 0 | 0 | 0 | 0 | 0 | 0 | 0 | 0 | 0 | 0 | 0
F11_Commercial_OR - Miscellaneous_Existing_Space Heating_Natural Gas_Gas Furnace - Maintenance_A_Technical Potential | F11 | Commercial | OR - Miscellaneous | Existing | Space Heating | Natural Gas | Gas Furnace - Maintenance | A | Purchases (Cumulative) | Technical Potential | 0 | 0 | 91.7028 | 183.4056 | 275.1084 | 275.1084 | 275.1084 | 275.1084 | 275.1084 | 275.1084 | 275.1084 | 275.1084 | 275.1084 | 275.1084 | 275.1084 | 275.1084 | 275.1084 | 275.1084 | 275.1084 | 275.1084 | 275.1084 | 275.1084 | 275.1084 | 275.1084 | 275.1084 | 275.1084 | 275.1084
F1_Commercial_OR - Miscellaneous_Existing_Space Heating_Natural Gas_Gas Boiler - Hot Water Reset_A_Technical Potential | F1 | Commercial | OR - Miscellaneous | Existing | Space Heating | Natural Gas | Gas Boiler - Hot Water Reset | A | Integrated Unit Energy Savings (kWh or therms) | Technical Potential | 0 | 0 | 493.5613 | 489.6206 | 485.2699 | 480.9074 | 476.535 | 472.1543 | 467.7662 | 463.3717 | 458.9755 | 454.5821 | 450.1954 | 445.8191 | 441.4565 | 437.1107 | 432.7844 | 428.4816 | 424.2044 | 420.0148 | 415.9092 | 411.8882 | 407.9668 | 404.1328 | 400.375 | 396.8589 | 393.421
F2_Commercial_OR - Miscellaneous_Existing_Space Heating_Natural Gas_Gas Boiler - Hot Water Reset_A_Technical Potential | F2 | Commercial | OR - Miscellaneous | Existing | Space Heating | Natural Gas | Gas Boiler - Hot Water Reset | A | Integrated Unit Summer Peak Savings (kW) | Technical Potential | 0 | 0 | 0 | 0 | 0 | 0 | 0 | 0 | 0 | 0 | 0 | 0 | 0 | 0 | 0 | 0 | 0 | 0 | 0 | 0 | 0 | 0 | 0 | 0 | 0 | 0 | 0
F3_Commercial_OR - Miscellaneous_Existing_Space Heating_Natural Gas_Gas Boiler - Hot Water Reset_A_Technical Potential | F3 | Commercial | OR - Miscellaneous | Existing | Space Heating | Natural Gas | Gas Boiler - Hot Water Reset | A | Integrated Unit Winter Peak Savings (kW) | Technical Potential | 0 | 0 | 0 | 0 | 0 | 0 | 0 | 0 | 0 | 0 | 0 | 0 | 0 | 0 | 0 | 0 | 0 | 0 | 0 | 0 | 0 | 0 | 0 | 0 | 0 | 0 | 0
F4_Commercial_OR - Miscellaneous_Existing_Space Heating_Natural Gas_Gas Boiler - Hot Water Reset_A_Technical Potential | F4 | Commercial | OR - Miscellaneous | Existing | Space Heating | Natural Gas | Gas Boiler - Hot Water Reset | A | Incremental Energy Savings (MWh or mTherms) | Technical Potential | 0 | 0 | 0.024423 | 0.04973 | 0.049288 | 0.048845 | 0.048401 | 0.047956 | 0.047511 | 0.047064 | 0.046618 | 0.046171 | 0.045726 | 0.045281 | 0.044838 | 0.044397 | 0.043958 | 0.04352 | 0.043086 | 0.042661 | 0.042244 | 0.041835 | 0 | 0 | 0 | 0 | 0
F5_Commercial_OR - Miscellaneous_Existing_Space Heating_Natural Gas_Gas Boiler - Hot Water Reset_A_Technical Potential | F5 | Commercial | OR - Miscellaneous | Existing | Space Heating | Natural Gas | Gas Boiler - Hot Water Reset | A | Incremental Summer Peak Savings (MW) | Technical Potential | 0 | 0 | 0 | 0 | 0 | 0 | 0 | 0 | 0 | 0 | 0 | 0 | 0 | 0 | 0 | 0 | 0 | 0 | 0 | 0 | 0 | 0 | 0 | 0 | 0 | 0 | 0
F6_Commercial_OR - Miscellaneous_Existing_Space Heating_Natural Gas_Gas Boiler - Hot Water Reset_A_Technical Potential | F6 | Commercial | OR - Miscellaneous | Existing | Space Heating | Natural Gas | Gas Boiler - Hot Water Reset | A | Incremental Winter Peak Savings (MW) | Technical Potential | 0 | 0 | 0 | 0 | 0 | 0 | 0 | 0 | 0 | 0 | 0 | 0 | 0 | 0 | 0 | 0 | 0 | 0 | 0 | 0 | 0 | 0 | 0 | 0 | 0 | 0 | 0
F7_Commercial_OR - Miscellaneous_Existing_Space Heating_Natural Gas_Gas Boiler - Hot Water Reset_A_Technical Potential | F7 | Commercial | OR - Miscellaneous | Existing | Space Heating | Natural Gas | Gas Boiler - Hot Water Reset | A | Cumulative Energy Savings (MWh or mTherms) | Technical Potential | 0 | 0 | 0.024423 | 0.073958 | 0.12259 | 0.17033 | 0.21719 | 0.26314 | 0.30821 | 0.35238 | 0.39565 | 0.43804 | 0.47954 | 0.52016 | 0.5599 | 0.59879 | 0.63682 | 0.67401 | 0.71037 | 0.74601 | 0.78096 | 0.81525 | 0.80749 | 0.7999 | 0.79246 | 0.7855 | 0.7787
F8_Commercial_OR - Miscellaneous_Existing_Space Heating_Natural Gas_Gas Boiler - Hot Water Reset_A_Technical Potential | F8 | Commercial | OR - Miscellaneous | Existing | Space Heating | Natural Gas | Gas Boiler - Hot Water Reset | A | Cumulative Summer Peak Savings (MW) | Technical Potential | 0 | 0 | 0 | 0 | 0 | 0 | 0 | 0 | 0 | 0 | 0 | 0 | 0 | 0 | 0 | 0 | 0 | 0 | 0 | 0 | 0 | 0 | 0 | 0 | 0 | 0 | 0
F9_Commercial_OR - Miscellaneous_Existing_Space Heating_Natural Gas_Gas Boiler - Hot Water Reset_A_Technical Potential | F9 | Commercial | OR - Miscellaneous | Existing | Space Heating | Natural Gas | Gas Boiler - Hot Water Reset | A | Cumulative Winter Peak Savings (MW) | Technical Potential | 0 | 0 | 0 | 0 | 0 | 0 | 0 | 0 | 0 | 0 | 0 | 0 | 0 | 0 | 0 | 0 | 0 | 0 | 0 | 0 | 0 | 0 | 0 | 0 | 0 | 0 | 0
F10_Commercial_OR - Miscellaneous_Existing_Space Heating_Natural Gas_Gas Boiler - Hot Water Reset_A_Technical Potential | F10 | Commercial | OR - Miscellaneous | Existing | Space Heating | Natural Gas | Gas Boiler - Hot Water Reset | A | Purchases (Incremental) | Technical Potential | 0 | 0 | 0.049482 | 0.10157 | 0.10157 | 0.10157 | 0.10157 | 0.10157 | 0.10157 | 0.10157 | 0.10157 | 0.10157 | 0.10157 | 0.10157 | 0.10157 | 0.10157 | 0.10157 | 0.10157 | 0.10157 | 0.10157 | 0.10157 | 0.10157 | 0 | 0 | 0 | 0 | 0
F11_Commercial_OR - Miscellaneous_Existing_Space Heating_Natural Gas_Gas Boiler - Hot Water Reset_A_Technical Potential | F11 | Commercial | OR - Miscellaneous | Existing | Space Heating | Natural Gas | Gas Boiler - Hot Water Reset | A | Purchases (Cumulative) | Technical Potential | 0 | 0 | 0.049482 | 0.15105 | 0.25262 | 0.35419 | 0.45576 | 0.55733 | 0.6589 | 0.76047 | 0.86204 | 0.9636 | 1.0652 | 1.1667 | 1.2683 | 1.3699 | 1.4714 | 1.573 | 1.6746 | 1.7762 | 1.8777 | 1.9793 | 1.9793 | 1.9793 | 1.9793 | 1.9793 | 1.9793
F1_Commercial_OR - Miscellaneous_Existing_Space Heating_Natural Gas_Gas Boiler - Steam Trap Replacement_A_Technical Potential | F1 | Commercial | OR - Miscellaneous | Existing | Space Heating | Natural Gas | Gas Boiler - Steam Trap Replacement | A | Integrated Unit Energy Savings (kWh or therms) | Technical Potential | 0 | 0 | 79.0814 | 78.4047 | 77.6211 | 76.8002 | 75.9306 | 75.0011 | 74.0016 | 72.9258 | 71.774 | 70.5546 | 69.2856 | 67.9943 | 66.7151 | 65.4843 | 64.3338 | 63.2851 | 62.3449 | 61.4993 | 60.7637 | 60.0652 | 59.4926 | 58.9328 | 58.3842 | 57.8709 | 57.369
F2_Commercial_OR - Miscellaneous_Existing_Space Heating_Natural Gas_Gas Boiler - Steam Trap Replacement_A_Technical Potential | F2 | Commercial | OR - Miscellaneous | Existing | Space Heating | Natural Gas | Gas Boiler - Steam Trap Replacement | A | Integrated Unit Summer Peak Savings (kW) | Technical Potential | 0 | 0 | 0 | 0 | 0 | 0 | 0 | 0 | 0 | 0 | 0 | 0 | 0 | 0 | 0 | 0 | 0 | 0 | 0 | 0 | 0 | 0 | 0 | 0 | 0 | 0 | 0
F3_Commercial_OR - Miscellaneous_Existing_Space Heating_Natural Gas_Gas Boiler - Steam Trap Replacement_A_Technical Potential | F3 | Commercial | OR - Miscellaneous | Existing | Space Heating | Natural Gas | Gas Boiler - Steam Trap Replacement | A | Integrated Unit Winter Peak Savings (kW) | Technical Potential | 0 | 0 | 0 | 0 | 0 | 0 | 0 | 0 | 0 | 0 | 0 | 0 | 0 | 0 | 0 | 0 | 0 | 0 | 0 | 0 | 0 | 0 | 0 | 0 | 0 | 0 | 0
F4_Commercial_OR - Miscellaneous_Existing_Space Heating_Natural Gas_Gas Boiler - Steam Trap Replacement_A_Technical Potential | F4 | Commercial | OR - Miscellaneous | Existing | Space Heating | Natural Gas | Gas Boiler - Steam Trap Replacement | A | Incremental Energy Savings (MWh or mTherms) | Technical Potential | 0 | 0 | 0.0065219 | 0.013272 | 0.01314 | 0.013001 | 0.012854 | 0.012696 | 0.0064242 | 0 | 0 | 1.9583e-18 | 0 | 0 | 0 | 2.3628e-17 | 0 | 2.2835e-17 | 0 | 2.219e-17 | 0 | 0 | 0 | 0 | 0 | 0 | 0
F5_Commercial_OR - Miscellaneous_Existing_Space Heating_Natural Gas_Gas Boiler - Steam Trap Replacement_A_Technical Potential | F5 | Commercial | OR - Miscellaneous | Existing | Space Heating | Natural Gas | Gas Boiler - Steam Trap Replacement | A | Incremental Summer Peak Savings (MW) | Technical Potential | 0 | 0 | 0 | 0 | 0 | 0 | 0 | 0 | 0 | 0 | 0 | 0 | 0 | 0 | 0 | 0 | 0 | 0 | 0 | 0 | 0 | 0 | 0 | 0 | 0 | 0 | 0
F6_Commercial_OR - Miscellaneous_Existing_Space Heating_Natural Gas_Gas Boiler - Steam Trap Replacement_A_Technical Potential | F6 | Commercial | OR - Miscellaneous | Existing | Space Heating | Natural Gas | Gas Boiler - Steam Trap Replacement | A | Incremental Winter Peak Savings (MW) | Technical Potential | 0 | 0 | 0 | 0 | 0 | 0 | 0 | 0 | 0 | 0 | 0 | 0 | 0 | 0 | 0 | 0 | 0 | 0 | 0 | 0 | 0 | 0 | 0 | 0 | 0 | 0 | 0
F7_Commercial_OR - Miscellaneous_Existing_Space Heating_Natural Gas_Gas Boiler - Steam Trap Replacement_A_Technical Potential | F7 | Commercial | OR - Miscellaneous | Existing | Space Heating | Natural Gas | Gas Boiler - Steam Trap Replacement | A | Cumulative Energy Savings (MWh or mTherms) | Technical Potential | 0 | 0 | 0.0065219 | 0.019739 | 0.032681 | 0.045336 | 0.057677 | 0.069667 | 0.075163 | 0.07407 | 0.0729 | 0.071662 | 0.070373 | 0.069061 | 0.067762 | 0.066512 | 0.065343 | 0.064278 | 0.063323 | 0.062464 | 0.061717 | 0.061008 | 0.060426 | 0.059858 | 0.0593 | 0.058779 | 0.058269
F8_Commercial_OR - Miscellaneous_Existing_Space Heating_Natural Gas_Gas Boiler - Steam Trap Replacement_A_Technical Potential | F8 | Commercial | OR - Miscellaneous | Existing | Space Heating | Natural Gas | Gas Boiler - Steam Trap Replacement | A | Cumulative Summer Peak Savings (MW) | Technical Potential | 0 | 0 | 0 | 0 | 0 | 0 | 0 | 0 | 0 | 0 | 0 | 0 | 0 | 0 | 0 | 0 | 0 | 0 | 0 | 0 | 0 | 0 | 0 | 0 | 0 | 0 | 0
F9_Commercial_OR - Miscellaneous_Existing_Space Heating_Natural Gas_Gas Boiler - Steam Trap Replacement_A_Technical Potential | F9 | Commercial | OR - Miscellaneous | Existing | Space Heating | Natural Gas | Gas Boiler - Steam Trap Replacement | A | Cumulative Winter Peak Savings (MW) | Technical Potential | 0 | 0 | 0 | 0 | 0 | 0 | 0 | 0 | 0 | 0 | 0 | 0 | 0 | 0 | 0 | 0 | 0 | 0 | 0 | 0 | 0 | 0 | 0 | 0 | 0 | 0 | 0
F10_Commercial_OR - Miscellaneous_Existing_Space Heating_Natural Gas_Gas Boiler - Steam Trap Replacement_A_Technical Potential | F10 | Commercial | OR - Miscellaneous | Existing | Space Heating | Natural Gas | Gas Boiler - Steam Trap Replacement | A | Purchases (Incremental) | Technical Potential | 0 | 0 | 0.082471 | 0.16928 | 0.16928 | 0.16928 | 0.16928 | 0.16928 | 0.086811 | 0 | 0 | 2.7756e-17 | 0 | 0 | 0 | 3.6082e-16 | 0 | 3.6082e-16 | 0 | 3.6082e-16 | 0 | 0 | 0 | 0 | 0 | 0 | 0
F11_Commercial_OR - Miscellaneous_Existing_Space Heating_Natural Gas_Gas Boiler - Steam Trap Replacement_A_Technical Potential | F11 | Commercial | OR - Miscellaneous | Existing | Space Heating | Natural Gas | Gas Boiler - Steam Trap Replacement | A | Purchases (Cumulative) | Technical Potential | 0 | 0 | 0.082471 | 0.25175 | 0.42103 | 0.59032 | 0.7596 | 0.92888 | 1.0157 | 1.0157 | 1.0157 | 1.0157 | 1.0157 | 1.0157 | 1.0157 | 1.0157 | 1.0157 | 1.0157 | 1.0157 | 1.0157 | 1.0157 | 1.0157 | 1.0157 | 1.0157 | 1.0157 | 1.0157 | 1.0157
F1_Commercial_OR - Miscellaneous_Existing_Space Heating_Natural Gas_Gas Boiler - High Turndown Burner_A_Technical Potential | F1 | Commercial | OR - Miscellaneous | Existing | Space Heating | Natural Gas | Gas Boiler - High Turndown Burner | A | Integrated Unit Energy Savings (kWh or therms) | Technical Potential | 0 | 0 | 0.46166 | 0.45629 | 0.45019 | 0.44377 | 0.43694 | 0.4296 | 0.42168 | 0.41313 | 0.40395 | 0.39422 | 0.38413 | 0.37391 | 0.36388 | 0.35434 | 0.34556 | 0.33792 | 0.33147 | 0.32579 | 0.32111 | 0.31668 | 0.31364 | 0.31068 | 0.30778 | 0.30507 | 0.30241
F2_Commercial_OR - Miscellaneous_Existing_Space Heating_Natural Gas_Gas Boiler - High Turndown Burner_A_Technical Potential | F2 | Commercial | OR - Miscellaneous | Existing | Space Heating | Natural Gas | Gas Boiler - High Turndown Burner | A | Integrated Unit Summer Peak Savings (kW) | Technical Potential | 0 | 0 | 0 | 0 | 0 | 0 | 0 | 0 | 0 | 0 | 0 | 0 | 0 | 0 | 0 | 0 | 0 | 0 | 0 | 0 | 0 | 0 | 0 | 0 | 0 | 0 | 0
F3_Commercial_OR - Miscellaneous_Existing_Space Heating_Natural Gas_Gas Boiler - High Turndown Burner_A_Technical Potential | F3 | Commercial | OR - Miscellaneous | Existing | Space Heating | Natural Gas | Gas Boiler - High Turndown Burner | A | Integrated Unit Winter Peak Savings (kW) | Technical Potential | 0 | 0 | 0 | 0 | 0 | 0 | 0 | 0 | 0 | 0 | 0 | 0 | 0 | 0 | 0 | 0 | 0 | 0 | 0 | 0 | 0 | 0 | 0 | 0 | 0 | 0 | 0
F4_Commercial_OR - Miscellaneous_Existing_Space Heating_Natural Gas_Gas Boiler - High Turndown Burner_A_Technical Potential | F4 | Commercial | OR - Miscellaneous | Existing | Space Heating | Natural Gas | Gas Boiler - High Turndown Burner | A | Incremental Energy Savings (MWh or mTherms) | Technical Potential | 0 | 0 | 0.019646 | 0.023842 | 0.028785 | 0.032939 | 0.036992 | 0.042522 | 0.045787 | 0.045826 | 0.042226 | 0.035423 | 0.02671 | 0.017843 | 0.010391 | 0.004726 | 0 | 0 | 0 | 0 | 0 | 0 | 0 | 0 | 0 | 0 | 0
F5_Commercial_OR - Miscellaneous_Existing_Space Heating_Natural Gas_Gas Boiler - High Turndown Burner_A_Technical Potential | F5 | Commercial | OR - Miscellaneous | Existing | Space Heating | Natural Gas | Gas Boiler - High Turndown Burner | A | Incremental Summer Peak Savings (MW) | Technical Potential | 0 | 0 | 0 | 0 | 0 | 0 | 0 | 0 | 0 | 0 | 0 | 0 | 0 | 0 | 0 | 0 | 0 | 0 | 0 | 0 | 0 | 0 | 0 | 0 | 0 | 0 | 0
F6_Commercial_OR - Miscellaneous_Existing_Space Heating_Natural Gas_Gas Boiler - High Turndown Burner_A_Technical Potential | F6 | Commercial | OR - Miscellaneous | Existing | Space Heating | Natural Gas | Gas Boiler - High Turndown Burner | A | Incremental Winter Peak Savings (MW) | Technical Potential | 0 | 0 | 0 | 0 | 0 | 0 | 0 | 0 | 0 | 0 | 0 | 0 | 0 | 0 | 0 | 0 | 0 | 0 | 0 | 0 | 0 | 0 | 0 | 0 | 0 | 0 | 0
F7_Commercial_OR - Miscellaneous_Existing_Space Heating_Natural Gas_Gas Boiler - High Turndown Burner_A_Technical Potential | F7 | Commercial | OR - Miscellaneous | Existing | Space Heating | Natural Gas | Gas Boiler - High Turndown Burner | A | Cumulative Energy Savings (MWh or mTherms) | Technical Potential | 0 | 0 | 0.019646 | 0.043259 | 0.071465 | 0.10339 | 0.13879 | 0.17898 | 0.22146 | 0.2628 | 0.29918 | 0.3274 | 0.34573 | 0.35438 | 0.35526 | 0.35067 | 0.34198 | 0.33443 | 0.32803 | 0.32242 | 0.31779 | 0.3134 | 0.3104 | 0.30747 | 0.30459 | 0.30191 | 0.29928
F8_Commercial_OR - Miscellaneous_Existing_Space Heating_Natural Gas_Gas Boiler - High Turndown Burner_A_Technical Potential | F8 | Commercial | OR - Miscellaneous | Existing | Space Heating | Natural Gas | Gas Boiler - High Turndown Burner | A | Cumulative Summer Peak Savings (MW) | Technical Potential | 0 | 0 | 0 | 0 | 0 | 0 | 0 | 0 | 0 | 0 | 0 | 0 | 0 | 0 | 0 | 0 | 0 | 0 | 0 | 0 | 0 | 0 | 0 | 0 | 0 | 0 | 0
F9_Commercial_OR - Miscellaneous_Existing_Space Heating_Natural Gas_Gas Boiler - High Turndown Burner_A_Technical Potential | F9 | Commercial | OR - Miscellaneous | Existing | Space Heating | Natural Gas | Gas Boiler - High Turndown Burner | A | Cumulative Winter Peak Savings (MW) | Technical Potential | 0 | 0 | 0 | 0 | 0 | 0 | 0 | 0 | 0 | 0 | 0 | 0 | 0 | 0 | 0 | 0 | 0 | 0 | 0 | 0 | 0 | 0 | 0 | 0 | 0 | 0 | 0
F10_Commercial_OR - Miscellaneous_Existing_Space Heating_Natural Gas_Gas Boiler - High Turndown Burner_A_Technical Potential | F10 | Commercial | OR - Miscellaneous | Existing | Space Heating | Natural Gas | Gas Boiler - High Turndown Burner | A | Purchases (Incremental) | Technical Potential | 0 | 0 | 42.5548 | 52.2506 | 63.9394 | 74.2236 | 84.6614 | 98.9793 | 108.5819 | 110.924 | 104.5326 | 89.8546 | 69.5333 | 47.7192 | 28.5555 | 13.3374 | 0 | 0 | 0 | 0 | 0 | 0 | 0 | 0 | 0 | 0 | 0
F11_Commercial_OR - Miscellaneous_Existing_Space Heating_Natural Gas_Gas Boiler - High Turndown Burner_A_Technical Potential | F11 | Commercial | OR - Miscellaneous | Existing | Space Heating | Natural Gas | Gas Boiler - High Turndown Burner | A | Purchases (Cumulative) | Technical Potential | 0 | 0 | 42.5548 | 94.8054 | 158.7448 | 232.9684 | 317.6298 | 416.6091 | 525.191 | 636.115 | 740.6476 | 830.5022 | 900.0355 | 947.7547 | 976.3102 | 989.6476 | 989.6476 | 989.6476 | 989.6476 | 989.6476 | 989.6476 | 989.6476 | 989.6476 | 989.6476 | 989.6476 | 989.6476 | 989.6476
F1_Commercial_OR - Miscellaneous_Existing_Space Heating_Natural Gas_Gas Boiler - Burner Control Optimization_A_Technical Potential | F1 | Commercial | OR - Miscellaneous | Existing | Space Heating | Natural Gas | Gas Boiler - Burner Control Optimization | A | Integrated Unit Energy Savings (kWh or therms) | Technical Potential | 0 | 0 | 0.13378 | 0.1321 | 0.13018 | 0.12815 | 0.12599 | 0.12364 | 0.12112 | 0.11843 | 0.11558 | 0.11261 | 0.10965 | 0.10672 | 0.10385 | 0.10112 | 0.098613 | 0.096433 | 0.094589 | 0.09297 | 0.091633 | 0.090367 | 0.089501 | 0.088656 | 0.087827 | 0.087052 | 0.086294
F2_Commercial_OR - Miscellaneous_Existing_Space Heating_Natural Gas_Gas Boiler - Burner Control Optimization_A_Technical Potential | F2 | Commercial | OR - Miscellaneous | Existing | Space Heating | Natural Gas | Gas Boiler - Burner Control Optimization | A | Integrated Unit Summer Peak Savings (kW) | Technical Potential | 0 | 0 | 0 | 0 | 0 | 0 | 0 | 0 | 0 | 0 | 0 | 0 | 0 | 0 | 0 | 0 | 0 | 0 | 0 | 0 | 0 | 0 | 0 | 0 | 0 | 0 | 0
F3_Commercial_OR - Miscellaneous_Existing_Space Heating_Natural Gas_Gas Boiler - Burner Control Optimization_A_Technical Potential | F3 | Commercial | OR - Miscellaneous | Existing | Space Heating | Natural Gas | Gas Boiler - Burner Control Optimization | A | Integrated Unit Winter Peak Savings (kW) | Technical Potential | 0 | 0 | 0 | 0 | 0 | 0 | 0 | 0 | 0 | 0 | 0 | 0 | 0 | 0 | 0 | 0 | 0 | 0 | 0 | 0 | 0 | 0 | 0 | 0 | 0 | 0 | 0
F4_Commercial_OR - Miscellaneous_Existing_Space Heating_Natural Gas_Gas Boiler - Burner Control Optimization_A_Technical Potential | F4 | Commercial | OR - Miscellaneous | Existing | Space Heating | Natural Gas | Gas Boiler - Burner Control Optimization | A | Incremental Energy Savings (MWh or mTherms) | Technical Potential | 0 | 0 | 0.0021183 | 0.0011255 | 0.0037522 | 0.0060084 | 0.0089658 | 0.012602 | 0.016793 | 0.021286 | 0.025692 | 0.029519 | 0.03225 | 0.03339 | 0.032627 | 0.029948 | 0.025679 | 0.020441 | 0.014986 | 0.010792 | 0.0043529 | 0.0038089 | 0 | 0 | 0 | 0 | 0
F5_Commercial_OR - Miscellaneous_Existing_Space Heating_Natural Gas_Gas Boiler - Burner Control Optimization_A_Technical Potential | F5 | Commercial | OR - Miscellaneous | Existing | Space Heating | Natural Gas | Gas Boiler - Burner Control Optimization | A | Incremental Summer Peak Savings (MW) | Technical Potential | 0 | 0 | 0 | 0 | 0 | 0 | 0 | 0 | 0 | 0 | 0 | 0 | 0 | 0 | 0 | 0 | 0 | 0 | 0 | 0 | 0 | 0 | 0 | 0 | 0 | 0 | 0
F6_Commercial_OR - Miscellaneous_Existing_Space Heating_Natural Gas_Gas Boiler - Burner Control Optimization_A_Technical Potential | F6 | Commercial | OR - Miscellaneous | Existing | Space Heating | Natural Gas | Gas Boiler - Burner Control Optimization | A | Incremental Winter Peak Savings (MW) | Technical Potential | 0 | 0 | 0 | 0 | 0 | 0 | 0 | 0 | 0 | 0 | 0 | 0 | 0 | 0 | 0 | 0 | 0 | 0 | 0 | 0 | 0 | 0 | 0 | 0 | 0 | 0 | 0
F7_Commercial_OR - Miscellaneous_Existing_Space Heating_Natural Gas_Gas Boiler - Burner Control Optimization_A_Technical Potential | F7 | Commercial | OR - Miscellaneous | Existing | Space Heating | Natural Gas | Gas Boiler - Burner Control Optimization | A | Cumulative Energy Savings (MWh or mTherms) | Technical Potential | 0 | 0 | 0.0021183 | 0.0032172 | 0.0069227 | 0.012823 | 0.021572 | 0.033774 | 0.049879 | 0.070054 | 0.094059 | 0.12116 | 0.15023 | 0.1796 | 0.2074 | 0.2319 | 0.25183 | 0.2667 | 0.27659 | 0.28265 | 0.28294 | 0.28283 | 0.28013 | 0.27748 | 0.27489 | 0.27246 | 0.27009
F8_Commercial_OR - Miscellaneous_Existing_Space Heating_Natural Gas_Gas Boiler - Burner Control Optimization_A_Technical Potential | F8 | Commercial | OR - Miscellaneous | Existing | Space Heating | Natural Gas | Gas Boiler - Burner Control Optimization | A | Cumulative Summer Peak Savings (MW) | Technical Potential | 0 | 0 | 0 | 0 | 0 | 0 | 0 | 0 | 0 | 0 | 0 | 0 | 0 | 0 | 0 | 0 | 0 | 0 | 0 | 0 | 0 | 0 | 0 | 0 | 0 | 0 | 0
F9_Commercial_OR - Miscellaneous_Existing_Space Heating_Natural Gas_Gas Boiler - Burner Control Optimization_A_Technical Potential | F9 | Commercial | OR - Miscellaneous | Existing | Space Heating | Natural Gas | Gas Boiler - Burner Control Optimization | A | Cumulative Winter Peak Savings (MW) | Technical Potential | 0 | 0 | 0 | 0 | 0 | 0 | 0 | 0 | 0 | 0 | 0 | 0 | 0 | 0 | 0 | 0 | 0 | 0 | 0 | 0 | 0 | 0 | 0 | 0 | 0 | 0 | 0
F10_Commercial_OR - Miscellaneous_Existing_Space Heating_Natural Gas_Gas Boiler - Burner Control Optimization_A_Technical Potential | F10 | Commercial | OR - Miscellaneous | Existing | Space Heating | Natural Gas | Gas Boiler - Burner Control Optimization | A | Purchases (Incremental) | Technical Potential | 0 | 0 | 15.8344 | 8.5203 | 28.8235 | 46.8853 | 71.1654 | 101.924 | 138.6446 | 179.7335 | 222.2994 | 262.1438 | 294.1083 | 312.8758 | 314.182 | 296.1695 | 260.3993 | 211.9701 | 158.4372 | 116.0812 | 47.5031 | 42.1496 | 0 | 0 | 0 | 0 | 0
F11_Commercial_OR - Miscellaneous_Existing_Space Heating_Natural Gas_Gas Boiler - Burner Control Optimization_A_Technical Potential | F11 | Commercial | OR - Miscellaneous | Existing | Space Heating | Natural Gas | Gas Boiler - Burner Control Optimization | A | Purchases (Cumulative) | Technical Potential | 0 | 0 | 15.8344 | 24.3547 | 53.1782 | 100.0635 | 171.2288 | 273.1528 | 411.7974 | 591.5309 | 813.8303 | 1075.974 | 1370.0823 | 1682.9581 | 1997.1401 | 2293.3097 | 2553.709 | 2765.679 | 2924.1163 | 3040.1975 | 3087.7005 | 3129.8502 | 3129.8502 | 3129.8502 | 3129.8502 | 3129.8502 | 3129.8502
F1_Commercial_OR - Miscellaneous_Existing_Space Heating_Natural Gas_Gas Boiler - Stack Economizer_A_Technical Potential | F1 | Commercial | OR - Miscellaneous | Existing | Space Heating | Natural Gas | Gas Boiler - Stack Economizer | A | Integrated Unit Energy Savings (kWh or therms) | Technical Potential | 0 | 0 | 0.44218 | 0.43566 | 0.42818 | 0.4202 | 0.4116 | 0.40248 | 0.39263 | 0.38212 | 0.37105 | 0.35964 | 0.34824 | 0.33699 | 0.32608 | 0.31582 | 0.30652 | 0.29855 | 0.29195 | 0.28626 | 0.28167 | 0.27737 | 0.2747 | 0.27209 | 0.26954 | 0.26715 | 0.26482
F2_Commercial_OR - Miscellaneous_Existing_Space Heating_Natural Gas_Gas Boiler - Stack Economizer_A_Technical Potential | F2 | Commercial | OR - Miscellaneous | Existing | Space Heating | Natural Gas | Gas Boiler - Stack Economizer | A | Integrated Unit Summer Peak Savings (kW) | Technical Potential | 0 | 0 | 0 | 0 | 0 | 0 | 0 | 0 | 0 | 0 | 0 | 0 | 0 | 0 | 0 | 0 | 0 | 0 | 0 | 0 | 0 | 0 | 0 | 0 | 0 | 0 | 0
F3_Commercial_OR - Miscellaneous_Existing_Space Heating_Natural Gas_Gas Boiler - Stack Economizer_A_Technical Potential | F3 | Commercial | OR - Miscellaneous | Existing | Space Heating | Natural Gas | Gas Boiler - Stack Economizer | A | Integrated Unit Winter Peak Savings (kW) | Technical Potential | 0 | 0 | 0 | 0 | 0 | 0 | 0 | 0 | 0 | 0 | 0 | 0 | 0 | 0 | 0 | 0 | 0 | 0 | 0 | 0 | 0 | 0 | 0 | 0 | 0 | 0 | 0
F4_Commercial_OR - Miscellaneous_Existing_Space Heating_Natural Gas_Gas Boiler - Stack Economizer_A_Technical Potential | F4 | Commercial | OR - Miscellaneous | Existing | Space Heating | Natural Gas | Gas Boiler - Stack Economizer | A | Incremental Energy Savings (MWh or mTherms) | Technical Potential | 0 | 0 | 0.030107 | 0.036422 | 0.043804 | 0.049902 | 0.055754 | 0.06374 | 0.068212 | 0.067817 | 0.062058 | 0.051704 | 0.038743 | 0.025729 | 0.014898 | 0.0067396 | 0 | 0 | 0 | 0 | 0 | 0 | 0 | 0 | 0 | 0 | 0
F5_Commercial_OR - Miscellaneous_Existing_Space Heating_Natural Gas_Gas Boiler - Stack Economizer_A_Technical Potential | F5 | Commercial | OR - Miscellaneous | Existing | Space Heating | Natural Gas | Gas Boiler - Stack Economizer | A | Incremental Summer Peak Savings (MW) | Technical Potential | 0 | 0 | 0 | 0 | 0 | 0 | 0 | 0 | 0 | 0 | 0 | 0 | 0 | 0 | 0 | 0 | 0 | 0 | 0 | 0 | 0 | 0 | 0 | 0 | 0 | 0 | 0
F6_Commercial_OR - Miscellaneous_Existing_Space Heating_Natural Gas_Gas Boiler - Stack Economizer_A_Technical Potential | F6 | Commercial | OR - Miscellaneous | Existing | Space Heating | Natural Gas | Gas Boiler - Stack Economizer | A | Incremental Winter Peak Savings (MW) | Technical Potential | 0 | 0 | 0 | 0 | 0 | 0 | 0 | 0 | 0 | 0 | 0 | 0 | 0 | 0 | 0 | 0 | 0 | 0 | 0 | 0 | 0 | 0 | 0 | 0 | 0 | 0 | 0
F7_Commercial_OR - Miscellaneous_Existing_Space Heating_Natural Gas_Gas Boiler - Stack Economizer_A_Technical Potential | F7 | Commercial | OR - Miscellaneous | Existing | Space Heating | Natural Gas | Gas Boiler - Stack Economizer | A | Cumulative Energy Savings (MWh or mTherms) | Technical Potential | 0 | 0 | 0.030107 | 0.066085 | 0.10875 | 0.15663 | 0.20918 | 0.26828 | 0.32993 | 0.38891 | 0.4397 | 0.47789 | 0.50149 | 0.51101 | 0.50937 | 0.50009 | 0.48535 | 0.47274 | 0.46229 | 0.45327 | 0.44601 | 0.43919 | 0.43497 | 0.43084 | 0.4268 | 0.42302 | 0.41933
F8_Commercial_OR - Miscellaneous_Existing_Space Heating_Natural Gas_Gas Boiler - Stack Economizer_A_Technical Potential | F8 | Commercial | OR - Miscellaneous | Existing | Space Heating | Natural Gas | Gas Boiler - Stack Economizer | A | Cumulative Summer Peak Savings (MW) | Technical Potential | 0 | 0 | 0 | 0 | 0 | 0 | 0 | 0 | 0 | 0 | 0 | 0 | 0 | 0 | 0 | 0 | 0 | 0 | 0 | 0 | 0 | 0 | 0 | 0 | 0 | 0 | 0
F9_Commercial_OR - Miscellaneous_Existing_Space Heating_Natural Gas_Gas Boiler - Stack Economizer_A_Technical Potential | F9 | Commercial | OR - Miscellaneous | Existing | Space Heating | Natural Gas | Gas Boiler - Stack Economizer | A | Cumulative Winter Peak Savings (MW) | Technical Potential | 0 | 0 | 0 | 0 | 0 | 0 | 0 | 0 | 0 | 0 | 0 | 0 | 0 | 0 | 0 | 0 | 0 | 0 | 0 | 0 | 0 | 0 | 0 | 0 | 0 | 0 | 0
F10_Commercial_OR - Miscellaneous_Existing_Space Heating_Natural Gas_Gas Boiler - Stack Economizer_A_Technical Potential | F10 | Commercial | OR - Miscellaneous | Existing | Space Heating | Natural Gas | Gas Boiler - Stack Economizer | A | Purchases (Incremental) | Technical Potential | 0 | 0 | 68.0878 | 83.6009 | 102.303 | 118.7577 | 135.4582 | 158.3669 | 173.731 | 177.4785 | 167.2522 | 143.7674 | 111.2533 | 76.3507 | 45.6888 | 21.3398 | 0 | 0 | 0 | 0 | 0 | 0 | 0 | 0 | 0 | 0 | 0
F11_Commercial_OR - Miscellaneous_Existing_Space Heating_Natural Gas_Gas Boiler - Stack Economizer_A_Technical Potential | F11 | Commercial | OR - Miscellaneous | Existing | Space Heating | Natural Gas | Gas Boiler - Stack Economizer | A | Purchases (Cumulative) | Technical Potential | 0 | 0 | 68.0878 | 151.6887 | 253.9917 | 372.7494 | 508.2076 | 666.5746 | 840.3055 | 1017.784 | 1185.0362 | 1328.8036 | 1440.0568 | 1516.4075 | 1562.0964 | 1583.4362 | 1583.4362 | 1583.4362 | 1583.4362 | 1583.4362 | 1583.4362 | 1583.4362 | 1583.4362 | 1583.4362 | 1583.4362 | 1583.4362 | 1583.4362
F1_Commercial_OR - Miscellaneous_Existing_Space Heating_Natural Gas_Gas Boiler - Thermostatic Radiator Valves_A_Technical Potential | F1 | Commercial | OR - Miscellaneous | Existing | Space Heating | Natural Gas | Gas Boiler - Thermostatic Radiator Valves | A | Integrated Unit Energy Savings (kWh or therms) | Technical Potential | 0 | 0 | 16.652 | 16.4998 | 16.3254 | 16.1432 | 15.9511 | 15.7465 | 15.5282 | 15.2949 | 15.0458 | 14.7827 | 14.5095 | 14.2319 | 13.957 | 13.6925 | 13.4449 | 13.2221 | 13.0255 | 12.8486 | 12.6947 | 12.5486 | 12.4287 | 12.3116 | 12.1969 | 12.0895 | 11.9845
F2_Commercial_OR - Miscellaneous_Existing_Space Heating_Natural Gas_Gas Boiler - Thermostatic Radiator Valves_A_Technical Potential | F2 | Commercial | OR - Miscellaneous | Existing | Space Heating | Natural Gas | Gas Boiler - Thermostatic Radiator Valves | A | Integrated Unit Summer Peak Savings (kW) | Technical Potential | 0 | 0 | 0 | 0 | 0 | 0 | 0 | 0 | 0 | 0 | 0 | 0 | 0 | 0 | 0 | 0 | 0 | 0 | 0 | 0 | 0 | 0 | 0 | 0 | 0 | 0 | 0
F3_Commercial_OR - Miscellaneous_Existing_Space Heating_Natural Gas_Gas Boiler - Thermostatic Radiator Valves_A_Technical Potential | F3 | Commercial | OR - Miscellaneous | Existing | Space Heating | Natural Gas | Gas Boiler - Thermostatic Radiator Valves | A | Integrated Unit Winter Peak Savings (kW) | Technical Potential | 0 | 0 | 0 | 0 | 0 | 0 | 0 | 0 | 0 | 0 | 0 | 0 | 0 | 0 | 0 | 0 | 0 | 0 | 0 | 0 | 0 | 0 | 0 | 0 | 0 | 0 | 0
F4_Commercial_OR - Miscellaneous_Existing_Space Heating_Natural Gas_Gas Boiler - Thermostatic Radiator Valves_A_Technical Potential | F4 | Commercial | OR - Miscellaneous | Existing | Space Heating | Natural Gas | Gas Boiler - Thermostatic Radiator Valves | A | Incremental Energy Savings (MWh or mTherms) | Technical Potential | 0 | 0 | 0.05719 | 0.11632 | 0.11509 | 0.1138 | 0.11245 | 0.11101 | 0.10947 | 0.10782 | 0.10607 | 0.10421 | 0.10229 | 0.10033 | 0.098391 | 0.096527 | 0.094782 | 0.047801 | 0 | 1.7118e-16 | 0 | 0 | 0 | 0 | 0 | 0 | 0
F5_Commercial_OR - Miscellaneous_Existing_Space Heating_Natural Gas_Gas Boiler - Thermostatic Radiator Valves_A_Technical Potential | F5 | Commercial | OR - Miscellaneous | Existing | Space Heating | Natural Gas | Gas Boiler - Thermostatic Radiator Valves | A | Incremental Summer Peak Savings (MW) | Technical Potential | 0 | 0 | 0 | 0 | 0 | 0 | 0 | 0 | 0 | 0 | 0 | 0 | 0 | 0 | 0 | 0 | 0 | 0 | 0 | 0 | 0 | 0 | 0 | 0 | 0 | 0 | 0
F6_Commercial_OR - Miscellaneous_Existing_Space Heating_Natural Gas_Gas Boiler - Thermostatic Radiator Valves_A_Technical Potential | F6 | Commercial | OR - Miscellaneous | Existing | Space Heating | Natural Gas | Gas Boiler - Thermostatic Radiator Valves | A | Incremental Winter Peak Savings (MW) | Technical Potential | 0 | 0 | 0 | 0 | 0 | 0 | 0 | 0 | 0 | 0 | 0 | 0 | 0 | 0 | 0 | 0 | 0 | 0 | 0 | 0 | 0 | 0 | 0 | 0 | 0 | 0 | 0
F7_Commercial_OR - Miscellaneous_Existing_Space Heating_Natural Gas_Gas Boiler - Thermostatic Radiator Valves_A_Technical Potential | F7 | Commercial | OR - Miscellaneous | Existing | Space Heating | Natural Gas | Gas Boiler - Thermostatic Radiator Valves | A | Cumulative Energy Savings (MWh or mTherms) | Technical Potential | 0 | 0 | 0.05719 | 0.17299 | 0.28624 | 0.39685 | 0.50458 | 0.60912 | 0.71014 | 0.80729 | 0.90021 | 0.98868 | 1.0727 | 1.1525 | 1.2286 | 1.3019 | 1.3731 | 1.3982 | 1.3774 | 1.3587 | 1.3424 | 1.3269 | 1.3143 | 1.3019 | 1.2897 | 1.2784 | 1.2673
F8_Commercial_OR - Miscellaneous_Existing_Space Heating_Natural Gas_Gas Boiler - Thermostatic Radiator Valves_A_Technical Potential | F8 | Commercial | OR - Miscellaneous | Existing | Space Heating | Natural Gas | Gas Boiler - Thermostatic Radiator Valves | A | Cumulative Summer Peak Savings (MW) | Technical Potential | 0 | 0 | 0 | 0 | 0 | 0 | 0 | 0 | 0 | 0 | 0 | 0 | 0 | 0 | 0 | 0 | 0 | 0 | 0 | 0 | 0 | 0 | 0 | 0 | 0 | 0 | 0
F9_Commercial_OR - Miscellaneous_Existing_Space Heating_Natural Gas_Gas Boiler - Thermostatic Radiator Valves_A_Technical Potential | F9 | Commercial | OR - Miscellaneous | Existing | Space Heating | Natural Gas | Gas Boiler - Thermostatic Radiator Valves | A | Cumulative Winter Peak Savings (MW) | Technical Potential | 0 | 0 | 0 | 0 | 0 | 0 | 0 | 0 | 0 | 0 | 0 | 0 | 0 | 0 | 0 | 0 | 0 | 0 | 0 | 0 | 0 | 0 | 0 | 0 | 0 | 0 | 0
F10_Commercial_OR - Miscellaneous_Existing_Space Heating_Natural Gas_Gas Boiler - Thermostatic Radiator Valves_A_Technical Potential | F10 | Commercial | OR - Miscellaneous | Existing | Space Heating | Natural Gas | Gas Boiler - Thermostatic Radiator Valves | A | Purchases (Incremental) | Technical Potential | 0 | 0 | 3.4344 | 7.0496 | 7.0496 | 7.0496 | 7.0496 | 7.0496 | 7.0496 | 7.0496 | 7.0496 | 7.0496 | 7.0496 | 7.0496 | 7.0496 | 7.0496 | 7.0496 | 3.6152 | 0 | 1.3323e-14 | 0 | 0 | 0 | 0 | 0 | 0 | 0
F11_Commercial_OR - Miscellaneous_Existing_Space Heating_Natural Gas_Gas Boiler - Thermostatic Radiator Valves_A_Technical Potential | F11 | Commercial | OR - Miscellaneous | Existing | Space Heating | Natural Gas | Gas Boiler - Thermostatic Radiator Valves | A | Purchases (Cumulative) | Technical Potential | 0 | 0 | 3.4344 | 10.4841 | 17.5337 | 24.5833 | 31.6329 | 38.6826 | 45.7322 | 52.7818 | 59.8314 | 66.881 | 73.9307 | 80.9803 | 88.0299 | 95.0795 | 102.1292 | 105.7444 | 105.7444 | 105.7444 | 105.7444 | 105.7444 | 105.7444 | 105.7444 | 105.7444 | 105.7444 | 105.7444
F1_Commercial_OR - Miscellaneous_Existing_Space Heating_Natural Gas_HVAC - Shut Off Damper_A_Technical Potential | F1 | Commercial | OR - Miscellaneous | Existing | Space Heating | Natural Gas | HVAC - Shut Off Damper | A | Integrated Unit Energy Savings (kWh or therms) | Technical Potential | 0 | 0 | 45.9556 | 45.2847 | 44.5023 | 43.6572 | 42.7373 | 41.7535 | 40.6846 | 39.5398 | 38.3341 | 37.0925 | 35.8539 | 34.6313 | 33.4471 | 32.3316 | 31.315 | 30.4354 | 29.6951 | 29.0526 | 28.5278 | 28.037 | 27.7172 | 27.408 | 27.1083 | 26.8288 | 26.5583
F2_Commercial_OR - Miscellaneous_Existing_Space Heating_Natural Gas_HVAC - Shut Off Damper_A_Technical Potential | F2 | Commercial | OR - Miscellaneous | Existing | Space Heating | Natural Gas | HVAC - Shut Off Damper | A | Integrated Unit Summer Peak Savings (kW) | Technical Potential | 0 | 0 | 0 | 0 | 0 | 0 | 0 | 0 | 0 | 0 | 0 | 0 | 0 | 0 | 0 | 0 | 0 | 0 | 0 | 0 | 0 | 0 | 0 | 0 | 0 | 0 | 0
F3_Commercial_OR - Miscellaneous_Existing_Space Heating_Natural Gas_HVAC - Shut Off Damper_A_Technical Potential | F3 | Commercial | OR - Miscellaneous | Existing | Space Heating | Natural Gas | HVAC - Shut Off Damper | A | Integrated Unit Winter Peak Savings (kW) | Technical Potential | 0 | 0 | 0 | 0 | 0 | 0 | 0 | 0 | 0 | 0 | 0 | 0 | 0 | 0 | 0 | 0 | 0 | 0 | 0 | 0 | 0 | 0 | 0 | 0 | 0 | 0 | 0
F4_Commercial_OR - Miscellaneous_Existing_Space Heating_Natural Gas_HVAC - Shut Off Damper_A_Technical Potential | F4 | Commercial | OR - Miscellaneous | Existing | Space Heating | Natural Gas | HVAC - Shut Off Damper | A | Incremental Energy Savings (MWh or mTherms) | Technical Potential | 0 | 0 | 0.045732 | 0.055332 | 0.066541 | 0.075777 | 0.084612 | 0.096644 | 0.10331 | 0.10256 | 0.093707 | 0.077941 | 0.0583 | 0.038645 | 0.022335 | 0.010084 | 0 | 0 | 0 | 0 | 0 | 0 | 0 | 0 | 0 | 0 | 0
F5_Commercial_OR - Miscellaneous_Existing_Space Heating_Natural Gas_HVAC - Shut Off Damper_A_Technical Potential | F5 | Commercial | OR - Miscellaneous | Existing | Space Heating | Natural Gas | HVAC - Shut Off Damper | A | Incremental Summer Peak Savings (MW) | Technical Potential | 0 | 0 | 0 | 0 | 0 | 0 | 0 | 0 | 0 | 0 | 0 | 0 | 0 | 0 | 0 | 0 | 0 | 0 | 0 | 0 | 0 | 0 | 0 | 0 | 0 | 0 | 0
F6_Commercial_OR - Miscellaneous_Existing_Space Heating_Natural Gas_HVAC - Shut Off Damper_A_Technical Potential | F6 | Commercial | OR - Miscellaneous | Existing | Space Heating | Natural Gas | HVAC - Shut Off Damper | A | Incremental Winter Peak Savings (MW) | Technical Potential | 0 | 0 | 0 | 0 | 0 | 0 | 0 | 0 | 0 | 0 | 0 | 0 | 0 | 0 | 0 | 0 | 0 | 0 | 0 | 0 | 0 | 0 | 0 | 0 | 0 | 0 | 0
F7_Commercial_OR - Miscellaneous_Existing_Space Heating_Natural Gas_HVAC - Shut Off Damper_A_Technical Potential | F7 | Commercial | OR - Miscellaneous | Existing | Space Heating | Natural Gas | HVAC - Shut Off Damper | A | Cumulative Energy Savings (MWh or mTherms) | Technical Potential | 0 | 0 | 0.045732 | 0.1004 | 0.1652 | 0.23784 | 0.31744 | 0.40678 | 0.49967 | 0.58818 | 0.66395 | 0.72038 | 0.75463 | 0.76754 | 0.76363 | 0.74825 | 0.72472 | 0.70436 | 0.68723 | 0.67236 | 0.66022 | 0.64886 | 0.64146 | 0.6343 | 0.62736 | 0.6209 | 0.61464
F8_Commercial_OR - Miscellaneous_Existing_Space Heating_Natural Gas_HVAC - Shut Off Damper_A_Technical Potential | F8 | Commercial | OR - Miscellaneous | Existing | Space Heating | Natural Gas | HVAC - Shut Off Damper | A | Cumulative Summer Peak Savings (MW) | Technical Potential | 0 | 0 | 0 | 0 | 0 | 0 | 0 | 0 | 0 | 0 | 0 | 0 | 0 | 0 | 0 | 0 | 0 | 0 | 0 | 0 | 0 | 0 | 0 | 0 | 0 | 0 | 0
F9_Commercial_OR - Miscellaneous_Existing_Space Heating_Natural Gas_HVAC - Shut Off Damper_A_Technical Potential | F9 | Commercial | OR - Miscellaneous | Existing | Space Heating | Natural Gas | HVAC - Shut Off Damper | A | Cumulative Winter Peak Savings (MW) | Technical Potential | 0 | 0 | 0 | 0 | 0 | 0 | 0 | 0 | 0 | 0 | 0 | 0 | 0 | 0 | 0 | 0 | 0 | 0 | 0 | 0 | 0 | 0 | 0 | 0 | 0 | 0 | 0
F10_Commercial_OR - Miscellaneous_Existing_Space Heating_Natural Gas_HVAC - Shut Off Damper_A_Technical Potential | F10 | Commercial | OR - Miscellaneous | Existing | Space Heating | Natural Gas | HVAC - Shut Off Damper | A | Purchases (Incremental) | Technical Potential | 0 | 0 | 0.99514 | 1.2219 | 1.4952 | 1.7357 | 1.9798 | 2.3146 | 2.5392 | 2.594 | 2.4445 | 2.1012 | 1.626 | 1.1159 | 0.66777 | 0.31189 | 0 | 0 | 0 | 0 | 0 | 0 | 0 | 0 | 0 | 0 | 0
F11_Commercial_OR - Miscellaneous_Existing_Space Heating_Natural Gas_HVAC - Shut Off Damper_A_Technical Potential | F11 | Commercial | OR - Miscellaneous | Existing | Space Heating | Natural Gas | HVAC - Shut Off Damper | A | Purchases (Cumulative) | Technical Potential | 0 | 0 | 0.99514 | 2.217 | 3.7122 | 5.448 | 7.4278 | 9.7424 | 12.2816 | 14.8755 | 17.32 | 19.4213 | 21.0473 | 22.1632 | 22.831 | 23.1429 | 23.1429 | 23.1429 | 23.1429 | 23.1429 | 23.1429 | 23.1429 | 23.1429 | 23.1429 | 23.1429 | 23.1429 | 23.1429
F1_Commercial_OR - Miscellaneous_Existing_Space Heating_Natural Gas_Gas Furnace - Tube Inserts_A_Technical Potential | F1 | Commercial | OR - Miscellaneous | Existing | Space Heating | Natural Gas | Gas Furnace - Tube Inserts | A | Integrated Unit Energy Savings (kWh or therms) | Technical Potential | 0 | 0 | 0 | 0 | 0 | 0 | 0 | 0 | 0 | 0 | 0 | 0 | 0 | 0 | 0 | 0 | 0 | 0 | 0 | 0 | 0 | 0 | 0 | 0 | 0 | 0 | 0
F2_Commercial_OR - Miscellaneous_Existing_Space Heating_Natural Gas_Gas Furnace - Tube Inserts_A_Technical Potential | F2 | Commercial | OR - Miscellaneous | Existing | Space Heating | Natural Gas | Gas Furnace - Tube Inserts | A | Integrated Unit Summer Peak Savings (kW) | Technical Potential | 0 | 0 | 0 | 0 | 0 | 0 | 0 | 0 | 0 | 0 | 0 | 0 | 0 | 0 | 0 | 0 | 0 | 0 | 0 | 0 | 0 | 0 | 0 | 0 | 0 | 0 | 0
F3_Commercial_OR - Miscellaneous_Existing_Space Heating_Natural Gas_Gas Furnace - Tube Inserts_A_Technical Potential | F3 | Commercial | OR - Miscellaneous | Existing | Space Heating | Natural Gas | Gas Furnace - Tube Inserts | A | Integrated Unit Winter Peak Savings (kW) | Technical Potential | 0 | 0 | 0 | 0 | 0 | 0 | 0 | 0 | 0 | 0 | 0 | 0 | 0 | 0 | 0 | 0 | 0 | 0 | 0 | 0 | 0 | 0 | 0 | 0 | 0 | 0 | 0
F4_Commercial_OR - Miscellaneous_Existing_Space Heating_Natural Gas_Gas Furnace - Tube Inserts_A_Technical Potential | F4 | Commercial | OR - Miscellaneous | Existing | Space Heating | Natural Gas | Gas Furnace - Tube Inserts | A | Incremental Energy Savings (MWh or mTherms) | Technical Potential | 0 | 0 | 0 | 0 | 0 | 0 | 0 | 0 | 0 | 0 | 0 | 0 | 0 | 0 | 0 | 0 | 0 | 0 | 0 | 0 | 0 | 0 | 0 | 0 | 0 | 0 | 0
F5_Commercial_OR - Miscellaneous_Existing_Space Heating_Natural Gas_Gas Furnace - Tube Inserts_A_Technical Potential | F5 | Commercial | OR - Miscellaneous | Existing | Space Heating | Natural Gas | Gas Furnace - Tube Inserts | A | Incremental Summer Peak Savings (MW) | Technical Potential | 0 | 0 | 0 | 0 | 0 | 0 | 0 | 0 | 0 | 0 | 0 | 0 | 0 | 0 | 0 | 0 | 0 | 0 | 0 | 0 | 0 | 0 | 0 | 0 | 0 | 0 | 0
F6_Commercial_OR - Miscellaneous_Existing_Space Heating_Natural Gas_Gas Furnace - Tube Inserts_A_Technical Potential | F6 | Commercial | OR - Miscellaneous | Existing | Space Heating | Natural Gas | Gas Furnace - Tube Inserts | A | Incremental Winter Peak Savings (MW) | Technical Potential | 0 | 0 | 0 | 0 | 0 | 0 | 0 | 0 | 0 | 0 | 0 | 0 | 0 | 0 | 0 | 0 | 0 | 0 | 0 | 0 | 0 | 0 | 0 | 0 | 0 | 0 | 0
F7_Commercial_OR - Miscellaneous_Existing_Space Heating_Natural Gas_Gas Furnace - Tube Inserts_A_Technical Potential | F7 | Commercial | OR - Miscellaneous | Existing | Space Heating | Natural Gas | Gas Furnace - Tube Inserts | A | Cumulative Energy Savings (MWh or mTherms) | Technical Potential | 0 | 0 | 0 | 0 | 0 | 0 | 0 | 0 | 0 | 0 | 0 | 0 | 0 | 0 | 0 | 0 | 0 | 0 | 0 | 0 | 0 | 0 | 0 | 0 | 0 | 0 | 0
F8_Commercial_OR - Miscellaneous_Existing_Space Heating_Natural Gas_Gas Furnace - Tube Inserts_A_Technical Potential | F8 | Commercial | OR - Miscellaneous | Existing | Space Heating | Natural Gas | Gas Furnace - Tube Inserts | A | Cumulative Summer Peak Savings (MW) | Technical Potential | 0 | 0 | 0 | 0 | 0 | 0 | 0 | 0 | 0 | 0 | 0 | 0 | 0 | 0 | 0 | 0 | 0 | 0 | 0 | 0 | 0 | 0 | 0 | 0 | 0 | 0 | 0
F9_Commercial_OR - Miscellaneous_Existing_Space Heating_Natural Gas_Gas Furnace - Tube Inserts_A_Technical Potential | F9 | Commercial | OR - Miscellaneous | Existing | Space Heating | Natural Gas | Gas Furnace - Tube Inserts | A | Cumulative Winter Peak Savings (MW) | Technical Potential | 0 | 0 | 0 | 0 | 0 | 0 | 0 | 0 | 0 | 0 | 0 | 0 | 0 | 0 | 0 | 0 | 0 | 0 | 0 | 0 | 0 | 0 | 0 | 0 | 0 | 0 | 0
F10_Commercial_OR - Miscellaneous_Existing_Space Heating_Natural Gas_Gas Furnace - Tube Inserts_A_Technical Potential | F10 | Commercial | OR - Miscellaneous | Existing | Space Heating | Natural Gas | Gas Furnace - Tube Inserts | A | Purchases (Incremental) | Technical Potential | 0 | 0 | 174.6726 | 93.9899 | 317.9585 | 517.2031 | 785.042 | 949.6753 | 1435.4321 | 1664.7247 | 1935.0344 | 2106.7285 | 2120.0306 | 1921.986 | 1483.1339 | 814.8797 | 0 | 0 | 0 | 0 | 0 | 0 | 0 | 0 | 0 | 0 | 0
F11_Commercial_OR - Miscellaneous_Existing_Space Heating_Natural Gas_Gas Furnace - Tube Inserts_A_Technical Potential | F11 | Commercial | OR - Miscellaneous | Existing | Space Heating | Natural Gas | Gas Furnace - Tube Inserts | A | Purchases (Cumulative) | Technical Potential | 0 | 0 | 174.6726 | 268.6625 | 586.621 | 1103.8241 | 1888.8661 | 2838.5414 | 4273.9735 | 5938.6982 | 7873.7326 | 9980.4611 | 12100.4917 | 14022.4777 | 15505.6116 | 16320.4912 | 16320.4912 | 16320.4912 | 16320.4912 | 16320.4912 | 16320.4912 | 16320.4912 | 16320.4912 | 16320.4912 | 16320.4912 | 16320.4912 | 16320.4912
F1_Commercial_OR - Miscellaneous_Existing_Space Heating_Natural Gas_Gas Boiler - Insulate Steam Lines/Condensate Tank_A_Technical Potential | F1 | Commercial | OR - Miscellaneous | Existing | Space Heating | Natural Gas | Gas Boiler - Insulate Steam Lines/Condensate Tank | A | Integrated Unit Energy Savings (kWh or therms) | Technical Potential | 0 | 0 | 3.9656 | 3.9313 | 3.8916 | 3.8501 | 3.8061 | 3.7592 | 3.7089 | 3.655 | 3.5973 | 3.5361 | 3.4725 | 3.4078 | 3.3437 | 3.282 | 3.2243 | 3.1718 | 3.1246 | 3.0823 | 3.0454 | 3.0104 | 2.9817 | 2.9536 | 2.9261 | 2.9004 | 2.8752
F2_Commercial_OR - Miscellaneous_Existing_Space Heating_Natural Gas_Gas Boiler - Insulate Steam Lines/Condensate Tank_A_Technical Potential | F2 | Commercial | OR - Miscellaneous | Existing | Space Heating | Natural Gas | Gas Boiler - Insulate Steam Lines/Condensate Tank | A | Integrated Unit Summer Peak Savings (kW) | Technical Potential | 0 | 0 | 0 | 0 | 0 | 0 | 0 | 0 | 0 | 0 | 0 | 0 | 0 | 0 | 0 | 0 | 0 | 0 | 0 | 0 | 0 | 0 | 0 | 0 | 0 | 0 | 0
F3_Commercial_OR - Miscellaneous_Existing_Space Heating_Natural Gas_Gas Boiler - Insulate Steam Lines/Condensate Tank_A_Technical Potential | F3 | Commercial | OR - Miscellaneous | Existing | Space Heating | Natural Gas | Gas Boiler - Insulate Steam Lines/Condensate Tank | A | Integrated Unit Winter Peak Savings (kW) | Technical Potential | 0 | 0 | 0 | 0 | 0 | 0 | 0 | 0 | 0 | 0 | 0 | 0 | 0 | 0 | 0 | 0 | 0 | 0 | 0 | 0 | 0 | 0 | 0 | 0 | 0 | 0 | 0
F4_Commercial_OR - Miscellaneous_Existing_Space Heating_Natural Gas_Gas Boiler - Insulate Steam Lines/Condensate Tank_A_Technical Potential | F4 | Commercial | OR - Miscellaneous | Existing | Space Heating | Natural Gas | Gas Boiler - Insulate Steam Lines/Condensate Tank | A | Incremental Energy Savings (MWh or mTherms) | Technical Potential | 0 | 0 | 0.03426 | 0.069714 | 0.069011 | 0.068275 | 0.067496 | 0.066663 | 0.065771 | 0.064815 | 0.063792 | 0.062708 | 0.06158 | 0.060432 | 0.059295 | 0.058201 | 0.057178 | 0.028844 | 0 | 1.2045e-16 | 1.0819e-17 | 0 | 0 | 0 | 0 | 0 | 0
F5_Commercial_OR - Miscellaneous_Existing_Space Heating_Natural Gas_Gas Boiler - Insulate Steam Lines/Condensate Tank_A_Technical Potential | F5 | Commercial | OR - Miscellaneous | Existing | Space Heating | Natural Gas | Gas Boiler - Insulate Steam Lines/Condensate Tank | A | Incremental Summer Peak Savings (MW) | Technical Potential | 0 | 0 | 0 | 0 | 0 | 0 | 0 | 0 | 0 | 0 | 0 | 0 | 0 | 0 | 0 | 0 | 0 | 0 | 0 | 0 | 0 | 0 | 0 | 0 | 0 | 0 | 0
F6_Commercial_OR - Miscellaneous_Existing_Space Heating_Natural Gas_Gas Boiler - Insulate Steam Lines/Condensate Tank_A_Technical Potential | F6 | Commercial | OR - Miscellaneous | Existing | Space Heating | Natural Gas | Gas Boiler - Insulate Steam Lines/Condensate Tank | A | Incremental Winter Peak Savings (MW) | Technical Potential | 0 | 0 | 0 | 0 | 0 | 0 | 0 | 0 | 0 | 0 | 0 | 0 | 0 | 0 | 0 | 0 | 0 | 0 | 0 | 0 | 0 | 0 | 0 | 0 | 0 | 0 | 0
F7_Commercial_OR - Miscellaneous_Existing_Space Heating_Natural Gas_Gas Boiler - Insulate Steam Lines/Condensate Tank_A_Technical Potential | F7 | Commercial | OR - Miscellaneous | Existing | Space Heating | Natural Gas | Gas Boiler - Insulate Steam Lines/Condensate Tank | A | Cumulative Energy Savings (MWh or mTherms) | Technical Potential | 0 | 0 | 0.03426 | 0.10368 | 0.17164 | 0.23809 | 0.30286 | 0.36579 | 0.42667 | 0.48528 | 0.54141 | 0.59492 | 0.6458 | 0.69419 | 0.74043 | 0.78497 | 0.82835 | 0.84369 | 0.83116 | 0.81989 | 0.81008 | 0.80076 | 0.79313 | 0.78567 | 0.77835 | 0.77151 | 0.76482
F8_Commercial_OR - Miscellaneous_Existing_Space Heating_Natural Gas_Gas Boiler - Insulate Steam Lines/Condensate Tank_A_Technical Potential | F8 | Commercial | OR - Miscellaneous | Existing | Space Heating | Natural Gas | Gas Boiler - Insulate Steam Lines/Condensate Tank | A | Cumulative Summer Peak Savings (MW) | Technical Potential | 0 | 0 | 0 | 0 | 0 | 0 | 0 | 0 | 0 | 0 | 0 | 0 | 0 | 0 | 0 | 0 | 0 | 0 | 0 | 0 | 0 | 0 | 0 | 0 | 0 | 0 | 0
F9_Commercial_OR - Miscellaneous_Existing_Space Heating_Natural Gas_Gas Boiler - Insulate Steam Lines/Condensate Tank_A_Technical Potential | F9 | Commercial | OR - Miscellaneous | Existing | Space Heating | Natural Gas | Gas Boiler - Insulate Steam Lines/Condensate Tank | A | Cumulative Winter Peak Savings (MW) | Technical Potential | 0 | 0 | 0 | 0 | 0 | 0 | 0 | 0 | 0 | 0 | 0 | 0 | 0 | 0 | 0 | 0 | 0 | 0 | 0 | 0 | 0 | 0 | 0 | 0 | 0 | 0 | 0
F10_Commercial_OR - Miscellaneous_Existing_Space Heating_Natural Gas_Gas Boiler - Insulate Steam Lines/Condensate Tank_A_Technical Potential | F10 | Commercial | OR - Miscellaneous | Existing | Space Heating | Natural Gas | Gas Boiler - Insulate Steam Lines/Condensate Tank | A | Purchases (Incremental) | Technical Potential | 0 | 0 | 8.6393 | 17.7334 | 17.7334 | 17.7334 | 17.7334 | 17.7334 | 17.7334 | 17.7334 | 17.7334 | 17.7334 | 17.7334 | 17.7334 | 17.7334 | 17.7334 | 17.7334 | 9.094 | 0 | 3.908e-14 | 3.5527e-15 | 0 | 0 | 0 | 0 | 0 | 0
F11_Commercial_OR - Miscellaneous_Existing_Space Heating_Natural Gas_Gas Boiler - Insulate Steam Lines/Condensate Tank_A_Technical Potential | F11 | Commercial | OR - Miscellaneous | Existing | Space Heating | Natural Gas | Gas Boiler - Insulate Steam Lines/Condensate Tank | A | Purchases (Cumulative) | Technical Potential | 0 | 0 | 8.6393 | 26.3727 | 44.1061 | 61.8395 | 79.5729 | 97.3062 | 115.0396 | 132.773 | 150.5064 | 168.2398 | 185.9732 | 203.7065 | 221.4399 | 239.1733 | 256.9067 | 266.0007 | 266.0007 | 266.0007 | 266.0007 | 266.0007 | 266.0007 | 266.0007 | 266.0007 | 266.0007 | 266.0007
F1_Commercial_OR - Miscellaneous_Existing_Space Heating_Natural Gas_Gas Boiler - Insulate Hot Water Lines_A_Technical Potential | F1 | Commercial | OR - Miscellaneous | Existing | Space Heating | Natural Gas | Gas Boiler - Insulate Hot Water Lines | A | Integrated Unit Energy Savings (kWh or therms) | Technical Potential | 0 | 0 | 2.6477 | 2.6142 | 2.5751 | 2.5333 | 2.4879 | 2.4381 | 2.3835 | 2.3244 | 2.261 | 2.1945 | 2.1278 | 2.0613 | 1.9965 | 1.9356 | 1.8804 | 1.8332 | 1.794 | 1.7604 | 1.7335 | 1.7083 | 1.6919 | 1.676 | 1.6603 | 1.6456 | 1.6313
F2_Commercial_OR - Miscellaneous_Existing_Space Heating_Natural Gas_Gas Boiler - Insulate Hot Water Lines_A_Technical Potential | F2 | Commercial | OR - Miscellaneous | Existing | Space Heating | Natural Gas | Gas Boiler - Insulate Hot Water Lines | A | Integrated Unit Summer Peak Savings (kW) | Technical Potential | 0 | 0 | 0 | 0 | 0 | 0 | 0 | 0 | 0 | 0 | 0 | 0 | 0 | 0 | 0 | 0 | 0 | 0 | 0 | 0 | 0 | 0 | 0 | 0 | 0 | 0 | 0
F3_Commercial_OR - Miscellaneous_Existing_Space Heating_Natural Gas_Gas Boiler - Insulate Hot Water Lines_A_Technical Potential | F3 | Commercial | OR - Miscellaneous | Existing | Space Heating | Natural Gas | Gas Boiler - Insulate Hot Water Lines | A | Integrated Unit Winter Peak Savings (kW) | Technical Potential | 0 | 0 | 0 | 0 | 0 | 0 | 0 | 0 | 0 | 0 | 0 | 0 | 0 | 0 | 0 | 0 | 0 | 0 | 0 | 0 | 0 | 0 | 0 | 0 | 0 | 0 | 0
F4_Commercial_OR - Miscellaneous_Existing_Space Heating_Natural Gas_Gas Boiler - Insulate Hot Water Lines_A_Technical Potential | F4 | Commercial | OR - Miscellaneous | Existing | Space Heating | Natural Gas | Gas Boiler - Insulate Hot Water Lines | A | Incremental Energy Savings (MWh or mTherms) | Technical Potential | 0 | 0 | 0.022874 | 0.046358 | 0.045666 | 0.044924 | 0.044119 | 0.043235 | 0.042268 | 0.04122 | 0.040096 | 0.038916 | 0.037732 | 0.018746 | 0 | 7.5644e-17 | 1.3361e-17 | 6.5127e-17 | 0 | 6.8795e-17 | 0 | 0 | 0 | 0 | 0 | 0 | 0
F5_Commercial_OR - Miscellaneous_Existing_Space Heating_Natural Gas_Gas Boiler - Insulate Hot Water Lines_A_Technical Potential | F5 | Commercial | OR - Miscellaneous | Existing | Space Heating | Natural Gas | Gas Boiler - Insulate Hot Water Lines | A | Incremental Summer Peak Savings (MW) | Technical Potential | 0 | 0 | 0 | 0 | 0 | 0 | 0 | 0 | 0 | 0 | 0 | 0 | 0 | 0 | 0 | 0 | 0 | 0 | 0 | 0 | 0 | 0 | 0 | 0 | 0 | 0 | 0
F6_Commercial_OR - Miscellaneous_Existing_Space Heating_Natural Gas_Gas Boiler - Insulate Hot Water Lines_A_Technical Potential | F6 | Commercial | OR - Miscellaneous | Existing | Space Heating | Natural Gas | Gas Boiler - Insulate Hot Water Lines | A | Incremental Winter Peak Savings (MW) | Technical Potential | 0 | 0 | 0 | 0 | 0 | 0 | 0 | 0 | 0 | 0 | 0 | 0 | 0 | 0 | 0 | 0 | 0 | 0 | 0 | 0 | 0 | 0 | 0 | 0 | 0 | 0 | 0
F7_Commercial_OR - Miscellaneous_Existing_Space Heating_Natural Gas_Gas Boiler - Insulate Hot Water Lines_A_Technical Potential | F7 | Commercial | OR - Miscellaneous | Existing | Space Heating | Natural Gas | Gas Boiler - Insulate Hot Water Lines | A | Cumulative Energy Savings (MWh or mTherms) | Technical Potential | 0 | 0 | 0.022874 | 0.068942 | 0.11358 | 0.15666 | 0.19797 | 0.23724 | 0.2742 | 0.30862 | 0.3403 | 0.36921 | 0.39571 | 0.40209 | 0.38946 | 0.37758 | 0.36681 | 0.35759 | 0.34995 | 0.34339 | 0.33815 | 0.33324 | 0.33004 | 0.32692 | 0.32387 | 0.32101 | 0.31821
F8_Commercial_OR - Miscellaneous_Existing_Space Heating_Natural Gas_Gas Boiler - Insulate Hot Water Lines_A_Technical Potential | F8 | Commercial | OR - Miscellaneous | Existing | Space Heating | Natural Gas | Gas Boiler - Insulate Hot Water Lines | A | Cumulative Summer Peak Savings (MW) | Technical Potential | 0 | 0 | 0 | 0 | 0 | 0 | 0 | 0 | 0 | 0 | 0 | 0 | 0 | 0 | 0 | 0 | 0 | 0 | 0 | 0 | 0 | 0 | 0 | 0 | 0 | 0 | 0
F9_Commercial_OR - Miscellaneous_Existing_Space Heating_Natural Gas_Gas Boiler - Insulate Hot Water Lines_A_Technical Potential | F9 | Commercial | OR - Miscellaneous | Existing | Space Heating | Natural Gas | Gas Boiler - Insulate Hot Water Lines | A | Cumulative Winter Peak Savings (MW) | Technical Potential | 0 | 0 | 0 | 0 | 0 | 0 | 0 | 0 | 0 | 0 | 0 | 0 | 0 | 0 | 0 | 0 | 0 | 0 | 0 | 0 | 0 | 0 | 0 | 0 | 0 | 0 | 0
F10_Commercial_OR - Miscellaneous_Existing_Space Heating_Natural Gas_Gas Boiler - Insulate Hot Water Lines_A_Technical Potential | F10 | Commercial | OR - Miscellaneous | Existing | Space Heating | Natural Gas | Gas Boiler - Insulate Hot Water Lines | A | Purchases (Incremental) | Technical Potential | 0 | 0 | 8.6393 | 17.7334 | 17.7334 | 17.7334 | 17.7334 | 17.7334 | 17.7334 | 17.7334 | 17.7334 | 17.7334 | 17.7334 | 9.094 | 0 | 3.908e-14 | 7.1054e-15 | 3.5527e-14 | 0 | 3.908e-14 | 0 | 0 | 0 | 0 | 0 | 0 | 0
F11_Commercial_OR - Miscellaneous_Existing_Space Heating_Natural Gas_Gas Boiler - Insulate Hot Water Lines_A_Technical Potential | F11 | Commercial | OR - Miscellaneous | Existing | Space Heating | Natural Gas | Gas Boiler - Insulate Hot Water Lines | A | Purchases (Cumulative) | Technical Potential | 0 | 0 | 8.6393 | 26.3727 | 44.1061 | 61.8395 | 79.5729 | 97.3062 | 115.0396 | 132.773 | 150.5064 | 168.2398 | 185.9732 | 195.0672 | 195.0672 | 195.0672 | 195.0672 | 195.0672 | 195.0672 | 195.0672 | 195.0672 | 195.0672 | 195.0672 | 195.0672 | 195.0672 | 195.0672 | 195.0672
F1_Commercial_OR - Miscellaneous_Existing_Space Heating_Natural Gas_Condensing RTU_A_Technical Potential | F1 | Commercial | OR - Miscellaneous | Existing | Space Heating | Natural Gas | Condensing RTU | A | Integrated Unit Energy Savings (kWh or therms) | Technical Potential | 0 | 0 | 0.065963 | 0.064993 | 0.06385 | 0.062603 | 0.061236 | 0.059763 | 0.058159 | 0.056439 | 0.054632 | 0.052777 | 0.050933 | 0.049119 | 0.047367 | 0.045716 | 0.044211 | 0.042898 | 0.041781 | 0.040809 | 0.040007 | 0.03926 | 0.038757 | 0.038275 | 0.037809 | 0.037377 | 0.03696
F2_Commercial_OR - Miscellaneous_Existing_Space Heating_Natural Gas_Condensing RTU_A_Technical Potential | F2 | Commercial | OR - Miscellaneous | Existing | Space Heating | Natural Gas | Condensing RTU | A | Integrated Unit Summer Peak Savings (kW) | Technical Potential | 0 | 0 | 0 | 0 | 0 | 0 | 0 | 0 | 0 | 0 | 0 | 0 | 0 | 0 | 0 | 0 | 0 | 0 | 0 | 0 | 0 | 0 | 0 | 0 | 0 | 0 | 0
F3_Commercial_OR - Miscellaneous_Existing_Space Heating_Natural Gas_Condensing RTU_A_Technical Potential | F3 | Commercial | OR - Miscellaneous | Existing | Space Heating | Natural Gas | Condensing RTU | A | Integrated Unit Winter Peak Savings (kW) | Technical Potential | 0 | 0 | 0 | 0 | 0 | 0 | 0 | 0 | 0 | 0 | 0 | 0 | 0 | 0 | 0 | 0 | 0 | 0 | 0 | 0 | 0 | 0 | 0 | 0 | 0 | 0 | 0
F4_Commercial_OR - Miscellaneous_Existing_Space Heating_Natural Gas_Condensing RTU_A_Technical Potential | F4 | Commercial | OR - Miscellaneous | Existing | Space Heating | Natural Gas | Condensing RTU | A | Incremental Energy Savings (MWh or mTherms) | Technical Potential | 0 | 0 | 0.021337 | 0.043153 | 0.042394 | 0.041566 | 0.040658 | 0.020349 | 0 | 0 | 0 | 6e-18 | 0 | 0 | 0 | 6.2368e-17 | 0 | 0 | 0 | 0 | 0 | 0 | 0 | 0 | 0 | 0 | 0
F5_Commercial_OR - Miscellaneous_Existing_Space Heating_Natural Gas_Condensing RTU_A_Technical Potential | F5 | Commercial | OR - Miscellaneous | Existing | Space Heating | Natural Gas | Condensing RTU | A | Incremental Summer Peak Savings (MW) | Technical Potential | 0 | 0 | 0 | 0 | 0 | 0 | 0 | 0 | 0 | 0 | 0 | 0 | 0 | 0 | 0 | 0 | 0 | 0 | 0 | 0 | 0 | 0 | 0 | 0 | 0 | 0 | 0
F6_Commercial_OR - Miscellaneous_Existing_Space Heating_Natural Gas_Condensing RTU_A_Technical Potential | F6 | Commercial | OR - Miscellaneous | Existing | Space Heating | Natural Gas | Condensing RTU | A | Incremental Winter Peak Savings (MW) | Technical Potential | 0 | 0 | 0 | 0 | 0 | 0 | 0 | 0 | 0 | 0 | 0 | 0 | 0 | 0 | 0 | 0 | 0 | 0 | 0 | 0 | 0 | 0 | 0 | 0 | 0 | 0 | 0
F7_Commercial_OR - Miscellaneous_Existing_Space Heating_Natural Gas_Condensing RTU_A_Technical Potential | F7 | Commercial | OR - Miscellaneous | Existing | Space Heating | Natural Gas | Condensing RTU | A | Cumulative Energy Savings (MWh or mTherms) | Technical Potential | 0 | 0 | 0.021337 | 0.064176 | 0.10544 | 0.14495 | 0.18244 | 0.1984 | 0.19308 | 0.18737 | 0.18137 | 0.17521 | 0.16909 | 0.16307 | 0.15725 | 0.15177 | 0.14677 | 0.14241 | 0.13871 | 0.13548 | 0.13282 | 0.13034 | 0.12867 | 0.12706 | 0.12552 | 0.12408 | 0.1227
F8_Commercial_OR - Miscellaneous_Existing_Space Heating_Natural Gas_Condensing RTU_A_Technical Potential | F8 | Commercial | OR - Miscellaneous | Existing | Space Heating | Natural Gas | Condensing RTU | A | Cumulative Summer Peak Savings (MW) | Technical Potential | 0 | 0 | 0 | 0 | 0 | 0 | 0 | 0 | 0 | 0 | 0 | 0 | 0 | 0 | 0 | 0 | 0 | 0 | 0 | 0 | 0 | 0 | 0 | 0 | 0 | 0 | 0
F9_Commercial_OR - Miscellaneous_Existing_Space Heating_Natural Gas_Condensing RTU_A_Technical Potential | F9 | Commercial | OR - Miscellaneous | Existing | Space Heating | Natural Gas | Condensing RTU | A | Cumulative Winter Peak Savings (MW) | Technical Potential | 0 | 0 | 0 | 0 | 0 | 0 | 0 | 0 | 0 | 0 | 0 | 0 | 0 | 0 | 0 | 0 | 0 | 0 | 0 | 0 | 0 | 0 | 0 | 0 | 0 | 0 | 0
F10_Commercial_OR - Miscellaneous_Existing_Space Heating_Natural Gas_Condensing RTU_A_Technical Potential | F10 | Commercial | OR - Miscellaneous | Existing | Space Heating | Natural Gas | Condensing RTU | A | Purchases (Incremental) | Technical Potential | 0 | 0 | 323.4678 | 663.9603 | 663.9603 | 663.9603 | 663.9603 | 340.4925 | 0 | 0 | 0 | 1.1369e-13 | 0 | 0 | 0 | 1.3642e-12 | 0 | 0 | 0 | 0 | 0 | 0 | 0 | 0 | 0 | 0 | 0
F11_Commercial_OR - Miscellaneous_Existing_Space Heating_Natural Gas_Condensing RTU_A_Technical Potential | F11 | Commercial | OR - Miscellaneous | Existing | Space Heating | Natural Gas | Condensing RTU | A | Purchases (Cumulative) | Technical Potential | 0 | 0 | 323.4678 | 987.4281 | 1651.3884 | 2315.3487 | 2979.3091 | 3319.8015 | 3319.8015 | 3319.8015 | 3319.8015 | 3319.8015 | 3319.8015 | 3319.8015 | 3319.8015 | 3319.8015 | 3319.8015 | 3319.8015 | 3319.8015 | 3319.8015 | 3319.8015 | 3319.8015 | 3319.8015 | 3319.8015 | 3319.8015 | 3319.8015 | 3319.8015
F1_Commercial_OR - Miscellaneous_Existing_Space Heating_Natural Gas_Hydronic Heating Radiator Replacement_A_Technical Potential | F1 | Commercial | OR - Miscellaneous | Existing | Space Heating | Natural Gas | Hydronic Heating Radiator Replacement | A | Integrated Unit Energy Savings (kWh or therms) | Technical Potential | 0 | 0 | 35.827 | 35.3242 | 34.7423 | 34.1189 | 33.4441 | 32.7268 | 31.9488 | 31.1155 | 30.2358 | 29.3273 | 28.4191 | 27.5204 | 26.6494 | 25.8304 | 25.0879 | 24.4542 | 23.9319 | 23.4828 | 23.1243 | 22.7881 | 22.5696 | 22.3561 | 22.1469 | 21.9512 | 21.7599
F2_Commercial_OR - Miscellaneous_Existing_Space Heating_Natural Gas_Hydronic Heating Radiator Replacement_A_Technical Potential | F2 | Commercial | OR - Miscellaneous | Existing | Space Heating | Natural Gas | Hydronic Heating Radiator Replacement | A | Integrated Unit Summer Peak Savings (kW) | Technical Potential | 0 | 0 | 0 | 0 | 0 | 0 | 0 | 0 | 0 | 0 | 0 | 0 | 0 | 0 | 0 | 0 | 0 | 0 | 0 | 0 | 0 | 0 | 0 | 0 | 0 | 0 | 0
F3_Commercial_OR - Miscellaneous_Existing_Space Heating_Natural Gas_Hydronic Heating Radiator Replacement_A_Technical Potential | F3 | Commercial | OR - Miscellaneous | Existing | Space Heating | Natural Gas | Hydronic Heating Radiator Replacement | A | Integrated Unit Winter Peak Savings (kW) | Technical Potential | 0 | 0 | 0 | 0 | 0 | 0 | 0 | 0 | 0 | 0 | 0 | 0 | 0 | 0 | 0 | 0 | 0 | 0 | 0 | 0 | 0 | 0 | 0 | 0 | 0 | 0 | 0
F4_Commercial_OR - Miscellaneous_Existing_Space Heating_Natural Gas_Hydronic Heating Radiator Replacement_A_Technical Potential | F4 | Commercial | OR - Miscellaneous | Existing | Space Heating | Natural Gas | Hydronic Heating Radiator Replacement | A | Incremental Energy Savings (MWh or mTherms) | Technical Potential | 0 | 0 | 0.049218 | 0.099609 | 0.097968 | 0.09621 | 0.094307 | 0.092285 | 0.090091 | 0.087741 | 0.08526 | 0.082699 | 0.080137 | 0.077603 | 0.075147 | 0.072838 | 0.070744 | 0.068957 | 0.067484 | 0.066218 | 0.065207 | 0.064259 | 0 | 0 | 0 | 0 | 0
F5_Commercial_OR - Miscellaneous_Existing_Space Heating_Natural Gas_Hydronic Heating Radiator Replacement_A_Technical Potential | F5 | Commercial | OR - Miscellaneous | Existing | Space Heating | Natural Gas | Hydronic Heating Radiator Replacement | A | Incremental Summer Peak Savings (MW) | Technical Potential | 0 | 0 | 0 | 0 | 0 | 0 | 0 | 0 | 0 | 0 | 0 | 0 | 0 | 0 | 0 | 0 | 0 | 0 | 0 | 0 | 0 | 0 | 0 | 0 | 0 | 0 | 0
F6_Commercial_OR - Miscellaneous_Existing_Space Heating_Natural Gas_Hydronic Heating Radiator Replacement_A_Technical Potential | F6 | Commercial | OR - Miscellaneous | Existing | Space Heating | Natural Gas | Hydronic Heating Radiator Replacement | A | Incremental Winter Peak Savings (MW) | Technical Potential | 0 | 0 | 0 | 0 | 0 | 0 | 0 | 0 | 0 | 0 | 0 | 0 | 0 | 0 | 0 | 0 | 0 | 0 | 0 | 0 | 0 | 0 | 0 | 0 | 0 | 0 | 0
F7_Commercial_OR - Miscellaneous_Existing_Space Heating_Natural Gas_Hydronic Heating Radiator Replacement_A_Technical Potential | F7 | Commercial | OR - Miscellaneous | Existing | Space Heating | Natural Gas | Hydronic Heating Radiator Replacement | A | Cumulative Energy Savings (MWh or mTherms) | Technical Potential | 0 | 0 | 0.049218 | 0.14814 | 0.24366 | 0.3355 | 0.42317 | 0.50638 | 0.58444 | 0.65693 | 0.72362 | 0.78458 | 0.84042 | 0.89144 | 0.93838 | 0.98238 | 1.0249 | 1.068 | 1.1126 | 1.158 | 1.2055 | 1.2522 | 1.2402 | 1.2285 | 1.217 | 1.2062 | 1.1957
F8_Commercial_OR - Miscellaneous_Existing_Space Heating_Natural Gas_Hydronic Heating Radiator Replacement_A_Technical Potential | F8 | Commercial | OR - Miscellaneous | Existing | Space Heating | Natural Gas | Hydronic Heating Radiator Replacement | A | Cumulative Summer Peak Savings (MW) | Technical Potential | 0 | 0 | 0 | 0 | 0 | 0 | 0 | 0 | 0 | 0 | 0 | 0 | 0 | 0 | 0 | 0 | 0 | 0 | 0 | 0 | 0 | 0 | 0 | 0 | 0 | 0 | 0
F9_Commercial_OR - Miscellaneous_Existing_Space Heating_Natural Gas_Hydronic Heating Radiator Replacement_A_Technical Potential | F9 | Commercial | OR - Miscellaneous | Existing | Space Heating | Natural Gas | Hydronic Heating Radiator Replacement | A | Cumulative Winter Peak Savings (MW) | Technical Potential | 0 | 0 | 0 | 0 | 0 | 0 | 0 | 0 | 0 | 0 | 0 | 0 | 0 | 0 | 0 | 0 | 0 | 0 | 0 | 0 | 0 | 0 | 0 | 0 | 0 | 0 | 0
F10_Commercial_OR - Miscellaneous_Existing_Space Heating_Natural Gas_Hydronic Heating Radiator Replacement_A_Technical Potential | F10 | Commercial | OR - Miscellaneous | Existing | Space Heating | Natural Gas | Hydronic Heating Radiator Replacement | A | Purchases (Incremental) | Technical Potential | 0 | 0 | 1.3738 | 2.8198 | 2.8198 | 2.8198 | 2.8198 | 2.8198 | 2.8198 | 2.8198 | 2.8198 | 2.8198 | 2.8198 | 2.8198 | 2.8198 | 2.8198 | 2.8198 | 2.8198 | 2.8198 | 2.8198 | 2.8198 | 2.8198 | 0 | 0 | 0 | 0 | 0
F11_Commercial_OR - Miscellaneous_Existing_Space Heating_Natural Gas_Hydronic Heating Radiator Replacement_A_Technical Potential | F11 | Commercial | OR - Miscellaneous | Existing | Space Heating | Natural Gas | Hydronic Heating Radiator Replacement | A | Purchases (Cumulative) | Technical Potential | 0 | 0 | 1.3738 | 4.1936 | 7.0135 | 9.8333 | 12.6532 | 15.473 | 18.2929 | 21.1127 | 23.9326 | 26.7524 | 29.5723 | 32.3921 | 35.212 | 38.0318 | 40.8517 | 43.6715 | 46.4914 | 49.3112 | 52.1311 | 54.9509 | 54.9509 | 54.9509 | 54.9509 | 54.9509 | 54.9509
F1_Commercial_OR - Miscellaneous_Existing_Space Heating_Natural Gas_Thermostat - Connected_A_Technical Potential | F1 | Commercial | OR - Miscellaneous | Existing | Space Heating | Natural Gas | Thermostat - Connected | A | Integrated Unit Energy Savings (kWh or therms) | Technical Potential | 0 | 0 | 49.5234 | 48.8883 | 48.1419 | 47.3345 | 46.452 | 45.4785 | 44.41 | 43.248 | 42.002 | 40.6934 | 39.3776 | 38.0725 | 36.8037 | 35.6057 | 34.5126 | 33.5691 | 32.778 | 32.0939 | 31.5387 | 31.0204 | 30.6679 | 30.327 | 29.9964 | 29.6883 | 29.3899
F2_Commercial_OR - Miscellaneous_Existing_Space Heating_Natural Gas_Thermostat - Connected_A_Technical Potential | F2 | Commercial | OR - Miscellaneous | Existing | Space Heating | Natural Gas | Thermostat - Connected | A | Integrated Unit Summer Peak Savings (kW) | Technical Potential | 0 | 0 | 0 | 0 | 0 | 0 | 0 | 0 | 0 | 0 | 0 | 0 | 0 | 0 | 0 | 0 | 0 | 0 | 0 | 0 | 0 | 0 | 0 | 0 | 0 | 0 | 0
F3_Commercial_OR - Miscellaneous_Existing_Space Heating_Natural Gas_Thermostat - Connected_A_Technical Potential | F3 | Commercial | OR - Miscellaneous | Existing | Space Heating | Natural Gas | Thermostat - Connected | A | Integrated Unit Winter Peak Savings (kW) | Technical Potential | 0 | 0 | 0 | 0 | 0 | 0 | 0 | 0 | 0 | 0 | 0 | 0 | 0 | 0 | 0 | 0 | 0 | 0 | 0 | 0 | 0 | 0 | 0 | 0 | 0 | 0 | 0
F4_Commercial_OR - Miscellaneous_Existing_Space Heating_Natural Gas_Thermostat - Connected_A_Technical Potential | F4 | Commercial | OR - Miscellaneous | Existing | Space Heating | Natural Gas | Thermostat - Connected | A | Incremental Energy Savings (MWh or mTherms) | Technical Potential | 0 | 0 | 0.095214 | 0.11541 | 0.13907 | 0.15873 | 0.17768 | 0.11594 | 0.11302 | 0.091805 | 0.057516 | 0.0095479 | 0 | 0 | 0 | 0 | 0 | 0 | 0 | 0 | 0 | 0 | 0 | 0 | 0 | 0 | 0
F5_Commercial_OR - Miscellaneous_Existing_Space Heating_Natural Gas_Thermostat - Connected_A_Technical Potential | F5 | Commercial | OR - Miscellaneous | Existing | Space Heating | Natural Gas | Thermostat - Connected | A | Incremental Summer Peak Savings (MW) | Technical Potential | 0 | 0 | 0 | 0 | 0 | 0 | 0 | 0 | 0 | 0 | 0 | 0 | 0 | 0 | 0 | 0 | 0 | 0 | 0 | 0 | 0 | 0 | 0 | 0 | 0 | 0 | 0
F6_Commercial_OR - Miscellaneous_Existing_Space Heating_Natural Gas_Thermostat - Connected_A_Technical Potential | F6 | Commercial | OR - Miscellaneous | Existing | Space Heating | Natural Gas | Thermostat - Connected | A | Incremental Winter Peak Savings (MW) | Technical Potential | 0 | 0 | 0 | 0 | 0 | 0 | 0 | 0 | 0 | 0 | 0 | 0 | 0 | 0 | 0 | 0 | 0 | 0 | 0 | 0 | 0 | 0 | 0 | 0 | 0 | 0 | 0
F7_Commercial_OR - Miscellaneous_Existing_Space Heating_Natural Gas_Thermostat - Connected_A_Technical Potential | F7 | Commercial | OR - Miscellaneous | Existing | Space Heating | Natural Gas | Thermostat - Connected | A | Cumulative Energy Savings (MWh or mTherms) | Technical Potential | 0 | 0 | 0.095214 | 0.2094 | 0.34528 | 0.49822 | 0.66661 | 0.76857 | 0.86354 | 0.93275 | 0.96339 | 0.94292 | 0.91244 | 0.88219 | 0.85279 | 0.82504 | 0.79971 | 0.77784 | 0.75951 | 0.74366 | 0.7308 | 0.71879 | 0.71062 | 0.70272 | 0.69506 | 0.68792 | 0.68101
F8_Commercial_OR - Miscellaneous_Existing_Space Heating_Natural Gas_Thermostat - Connected_A_Technical Potential | F8 | Commercial | OR - Miscellaneous | Existing | Space Heating | Natural Gas | Thermostat - Connected | A | Cumulative Summer Peak Savings (MW) | Technical Potential | 0 | 0 | 0 | 0 | 0 | 0 | 0 | 0 | 0 | 0 | 0 | 0 | 0 | 0 | 0 | 0 | 0 | 0 | 0 | 0 | 0 | 0 | 0 | 0 | 0 | 0 | 0
F9_Commercial_OR - Miscellaneous_Existing_Space Heating_Natural Gas_Thermostat - Connected_A_Technical Potential | F9 | Commercial | OR - Miscellaneous | Existing | Space Heating | Natural Gas | Thermostat - Connected | A | Cumulative Winter Peak Savings (MW) | Technical Potential | 0 | 0 | 0 | 0 | 0 | 0 | 0 | 0 | 0 | 0 | 0 | 0 | 0 | 0 | 0 | 0 | 0 | 0 | 0 | 0 | 0 | 0 | 0 | 0 | 0 | 0 | 0
F10_Commercial_OR - Miscellaneous_Existing_Space Heating_Natural Gas_Thermostat - Connected_A_Technical Potential | F10 | Commercial | OR - Miscellaneous | Existing | Space Heating | Natural Gas | Thermostat - Connected | A | Purchases (Incremental) | Technical Potential | 0 | 0 | 1.9226 | 2.3607 | 2.8888 | 3.3534 | 3.825 | 2.5492 | 2.545 | 2.1228 | 1.3694 | 0.23463 | 0 | 0 | 0 | 0 | 0 | 0 | 0 | 0 | 0 | 0 | 0 | 0 | 0 | 0 | 0
F11_Commercial_OR - Miscellaneous_Existing_Space Heating_Natural Gas_Thermostat - Connected_A_Technical Potential | F11 | Commercial | OR - Miscellaneous | Existing | Space Heating | Natural Gas | Thermostat - Connected | A | Purchases (Cumulative) | Technical Potential | 0 | 0 | 1.9226 | 4.2833 | 7.172 | 10.5254 | 14.3504 | 16.8997 | 19.4447 | 21.5674 | 22.9368 | 23.1714 | 23.1714 | 23.1714 | 23.1714 | 23.1714 | 23.1714 | 23.1714 | 23.1714 | 23.1714 | 23.1714 | 23.1714 | 23.1714 | 23.1714 | 23.1714 | 23.1714 | 23.1714
F1_Commercial_OR - Miscellaneous_Existing_Water Heating_Natural Gas_Water Heater - Thermostatic Shower Restriction Valve_A_Technical Potential | F1 | Commercial | OR - Miscellaneous | Existing | Water Heating | Natural Gas | Water Heater - Thermostatic Shower Restriction Valve | A | Integrated Unit Energy Savings (kWh or therms) | Technical Potential | 0 | 0 | 1.7033 | 1.6493 | 1.5997 | 1.5528 | 1.5085 | 1.4659 | 1.4264 | 1.3899 | 1.3554 | 1.324 | 1.3114 | 1.3022 | 1.2975 | 1.2894 | 1.2836 | 1.279 | 1.2753 | 1.2722 | 1.2703 | 1.2693 | 1.2688 | 1.2684 | 1.2671 | 1.2669 | 1.2667
F2_Commercial_OR - Miscellaneous_Existing_Water Heating_Natural Gas_Water Heater - Thermostatic Shower Restriction Valve_A_Technical Potential | F2 | Commercial | OR - Miscellaneous | Existing | Water Heating | Natural Gas | Water Heater - Thermostatic Shower Restriction Valve | A | Integrated Unit Summer Peak Savings (kW) | Technical Potential | 0 | 0 | 0 | 0 | 0 | 0 | 0 | 0 | 0 | 0 | 0 | 0 | 0 | 0 | 0 | 0 | 0 | 0 | 0 | 0 | 0 | 0 | 0 | 0 | 0 | 0 | 0
F3_Commercial_OR - Miscellaneous_Existing_Water Heating_Natural Gas_Water Heater - Thermostatic Shower Restriction Valve_A_Technical Potential | F3 | Commercial | OR - Miscellaneous | Existing | Water Heating | Natural Gas | Water Heater - Thermostatic Shower Restriction Valve | A | Integrated Unit Winter Peak Savings (kW) | Technical Potential | 0 | 0 | 0 | 0 | 0 | 0 | 0 | 0 | 0 | 0 | 0 | 0 | 0 | 0 | 0 | 0 | 0 | 0 | 0 | 0 | 0 | 0 | 0 | 0 | 0 | 0 | 0
F4_Commercial_OR - Miscellaneous_Existing_Water Heating_Natural Gas_Water Heater - Thermostatic Shower Restriction Valve_A_Technical Potential | F4 | Commercial | OR - Miscellaneous | Existing | Water Heating | Natural Gas | Water Heater - Thermostatic Shower Restriction Valve | A | Incremental Energy Savings (MWh or mTherms) | Technical Potential | 0 | 0 | 0 | 0 | 0 | 0 | 0 | 0 | 0 | 0 | 0 | 0 | 0 | 0 | 0 | 0 | 0 | 0 | 0 | 0 | 0 | 0 | 0 | 0 | 0 | 0 | 0
F5_Commercial_OR - Miscellaneous_Existing_Water Heating_Natural Gas_Water Heater - Thermostatic Shower Restriction Valve_A_Technical Potential | F5 | Commercial | OR - Miscellaneous | Existing | Water Heating | Natural Gas | Water Heater - Thermostatic Shower Restriction Valve | A | Incremental Summer Peak Savings (MW) | Technical Potential | 0 | 0 | 0 | 0 | 0 | 0 | 0 | 0 | 0 | 0 | 0 | 0 | 0 | 0 | 0 | 0 | 0 | 0 | 0 | 0 | 0 | 0 | 0 | 0 | 0 | 0 | 0
F6_Commercial_OR - Miscellaneous_Existing_Water Heating_Natural Gas_Water Heater - Thermostatic Shower Restriction Valve_A_Technical Potential | F6 | Commercial | OR - Miscellaneous | Existing | Water Heating | Natural Gas | Water Heater - Thermostatic Shower Restriction Valve | A | Incremental Winter Peak Savings (MW) | Technical Potential | 0 | 0 | 0 | 0 | 0 | 0 | 0 | 0 | 0 | 0 | 0 | 0 | 0 | 0 | 0 | 0 | 0 | 0 | 0 | 0 | 0 | 0 | 0 | 0 | 0 | 0 | 0
F7_Commercial_OR - Miscellaneous_Existing_Water Heating_Natural Gas_Water Heater - Thermostatic Shower Restriction Valve_A_Technical Potential | F7 | Commercial | OR - Miscellaneous | Existing | Water Heating | Natural Gas | Water Heater - Thermostatic Shower Restriction Valve | A | Cumulative Energy Savings (MWh or mTherms) | Technical Potential | 0 | 0 | 0 | 0 | 0 | 0 | 0 | 0 | 0 | 0 | 0 | 0 | 0 | 0 | 0 | 0 | 0 | 0 | 0 | 0 | 0 | 0 | 0 | 0 | 0 | 0 | 0
F8_Commercial_OR - Miscellaneous_Existing_Water Heating_Natural Gas_Water Heater - Thermostatic Shower Restriction Valve_A_Technical Potential | F8 | Commercial | OR - Miscellaneous | Existing | Water Heating | Natural Gas | Water Heater - Thermostatic Shower Restriction Valve | A | Cumulative Summer Peak Savings (MW) | Technical Potential | 0 | 0 | 0 | 0 | 0 | 0 | 0 | 0 | 0 | 0 | 0 | 0 | 0 | 0 | 0 | 0 | 0 | 0 | 0 | 0 | 0 | 0 | 0 | 0 | 0 | 0 | 0
F9_Commercial_OR - Miscellaneous_Existing_Water Heating_Natural Gas_Water Heater - Thermostatic Shower Restriction Valve_A_Technical Potential | F9 | Commercial | OR - Miscellaneous | Existing | Water Heating | Natural Gas | Water Heater - Thermostatic Shower Restriction Valve | A | Cumulative Winter Peak Savings (MW) | Technical Potential | 0 | 0 | 0 | 0 | 0 | 0 | 0 | 0 | 0 | 0 | 0 | 0 | 0 | 0 | 0 | 0 | 0 | 0 | 0 | 0 | 0 | 0 | 0 | 0 | 0 | 0 | 0
F10_Commercial_OR - Miscellaneous_Existing_Water Heating_Natural Gas_Water Heater - Thermostatic Shower Restriction Valve_A_Technical Potential | F10 | Commercial | OR - Miscellaneous | Existing | Water Heating | Natural Gas | Water Heater - Thermostatic Shower Restriction Valve | A | Purchases (Incremental) | Technical Potential | 0 | 0 | 0 | 0 | 0 | 0 | 0 | 0 | 0 | 0 | 0 | 0 | 0 | 0 | 0 | 0 | 0 | 0 | 0 | 0 | 0 | 0 | 0 | 0 | 0 | 0 | 0
F11_Commercial_OR - Miscellaneous_Existing_Water Heating_Natural Gas_Water Heater - Thermostatic Shower Restriction Valve_A_Technical Potential | F11 | Commercial | OR - Miscellaneous | Existing | Water Heating | Natural Gas | Water Heater - Thermostatic Shower Restriction Valve | A | Purchases (Cumulative) | Technical Potential | 0 | 0 | 0 | 0 | 0 | 0 | 0 | 0 | 0 | 0 | 0 | 0 | 0 | 0 | 0 | 0 | 0 | 0 | 0 | 0 | 0 | 0 | 0 | 0 | 0 | 0 | 0
F1_Commercial_OR - Miscellaneous_Existing_Water Heating_Natural Gas_Water Heater - Pre-Rinse Spray Valve_A_Technical Potential | F1 | Commercial | OR - Miscellaneous | Existing | Water Heating | Natural Gas | Water Heater - Pre-Rinse Spray Valve | A | Integrated Unit Energy Savings (kWh or therms) | Technical Potential | 0 | 0 | 15.9502 | 15.4452 | 14.9803 | 14.5414 | 14.1264 | 13.727 | 13.3575 | 13.0152 | 12.6926 | 12.3986 | 12.2803 | 12.1945 | 12.1502 | 12.0743 | 12.0203 | 11.9771 | 11.9426 | 11.913 | 11.8959 | 11.8861 | 11.8814 | 11.8776 | 11.8659 | 11.8635 | 11.8616
F2_Commercial_OR - Miscellaneous_Existing_Water Heating_Natural Gas_Water Heater - Pre-Rinse Spray Valve_A_Technical Potential | F2 | Commercial | OR - Miscellaneous | Existing | Water Heating | Natural Gas | Water Heater - Pre-Rinse Spray Valve | A | Integrated Unit Summer Peak Savings (kW) | Technical Potential | 0 | 0 | 0 | 0 | 0 | 0 | 0 | 0 | 0 | 0 | 0 | 0 | 0 | 0 | 0 | 0 | 0 | 0 | 0 | 0 | 0 | 0 | 0 | 0 | 0 | 0 | 0
F3_Commercial_OR - Miscellaneous_Existing_Water Heating_Natural Gas_Water Heater - Pre-Rinse Spray Valve_A_Technical Potential | F3 | Commercial | OR - Miscellaneous | Existing | Water Heating | Natural Gas | Water Heater - Pre-Rinse Spray Valve | A | Integrated Unit Winter Peak Savings (kW) | Technical Potential | 0 | 0 | 0 | 0 | 0 | 0 | 0 | 0 | 0 | 0 | 0 | 0 | 0 | 0 | 0 | 0 | 0 | 0 | 0 | 0 | 0 | 0 | 0 | 0 | 0 | 0 | 0
F4_Commercial_OR - Miscellaneous_Existing_Water Heating_Natural Gas_Water Heater - Pre-Rinse Spray Valve_A_Technical Potential | F4 | Commercial | OR - Miscellaneous | Existing | Water Heating | Natural Gas | Water Heater - Pre-Rinse Spray Valve | A | Incremental Energy Savings (MWh or mTherms) | Technical Potential | 0 | 0 | 0 | 0 | 0 | 0 | 0 | 0 | 0 | 0 | 0 | 0 | 0 | 0 | 0 | 0 | 0 | 0 | 0 | 0 | 0 | 0 | 0 | 0 | 0 | 0 | 0
F5_Commercial_OR - Miscellaneous_Existing_Water Heating_Natural Gas_Water Heater - Pre-Rinse Spray Valve_A_Technical Potential | F5 | Commercial | OR - Miscellaneous | Existing | Water Heating | Natural Gas | Water Heater - Pre-Rinse Spray Valve | A | Incremental Summer Peak Savings (MW) | Technical Potential | 0 | 0 | 0 | 0 | 0 | 0 | 0 | 0 | 0 | 0 | 0 | 0 | 0 | 0 | 0 | 0 | 0 | 0 | 0 | 0 | 0 | 0 | 0 | 0 | 0 | 0 | 0
F6_Commercial_OR - Miscellaneous_Existing_Water Heating_Natural Gas_Water Heater - Pre-Rinse Spray Valve_A_Technical Potential | F6 | Commercial | OR - Miscellaneous | Existing | Water Heating | Natural Gas | Water Heater - Pre-Rinse Spray Valve | A | Incremental Winter Peak Savings (MW) | Technical Potential | 0 | 0 | 0 | 0 | 0 | 0 | 0 | 0 | 0 | 0 | 0 | 0 | 0 | 0 | 0 | 0 | 0 | 0 | 0 | 0 | 0 | 0 | 0 | 0 | 0 | 0 | 0
F7_Commercial_OR - Miscellaneous_Existing_Water Heating_Natural Gas_Water Heater - Pre-Rinse Spray Valve_A_Technical Potential | F7 | Commercial | OR - Miscellaneous | Existing | Water Heating | Natural Gas | Water Heater - Pre-Rinse Spray Valve | A | Cumulative Energy Savings (MWh or mTherms) | Technical Potential | 0 | 0 | 0 | 0 | 0 | 0 | 0 | 0 | 0 | 0 | 0 | 0 | 0 | 0 | 0 | 0 | 0 | 0 | 0 | 0 | 0 | 0 | 0 | 0 | 0 | 0 | 0
F8_Commercial_OR - Miscellaneous_Existing_Water Heating_Natural Gas_Water Heater - Pre-Rinse Spray Valve_A_Technical Potential | F8 | Commercial | OR - Miscellaneous | Existing | Water Heating | Natural Gas | Water Heater - Pre-Rinse Spray Valve | A | Cumulative Summer Peak Savings (MW) | Technical Potential | 0 | 0 | 0 | 0 | 0 | 0 | 0 | 0 | 0 | 0 | 0 | 0 | 0 | 0 | 0 | 0 | 0 | 0 | 0 | 0 | 0 | 0 | 0 | 0 | 0 | 0 | 0
F9_Commercial_OR - Miscellaneous_Existing_Water Heating_Natural Gas_Water Heater - Pre-Rinse Spray Valve_A_Technical Potential | F9 | Commercial | OR - Miscellaneous | Existing | Water Heating | Natural Gas | Water Heater - Pre-Rinse Spray Valve | A | Cumulative Winter Peak Savings (MW) | Technical Potential | 0 | 0 | 0 | 0 | 0 | 0 | 0 | 0 | 0 | 0 | 0 | 0 | 0 | 0 | 0 | 0 | 0 | 0 | 0 | 0 | 0 | 0 | 0 | 0 | 0 | 0 | 0
F10_Commercial_OR - Miscellaneous_Existing_Water Heating_Natural Gas_Water Heater - Pre-Rinse Spray Valve_A_Technical Potential | F10 | Commercial | OR - Miscellaneous | Existing | Water Heating | Natural Gas | Water Heater - Pre-Rinse Spray Valve | A | Purchases (Incremental) | Technical Potential | 0 | 0 | 0 | 0 | 0 | 0 | 0 | 0 | 0 | 0 | 0 | 0 | 0 | 0 | 0 | 0 | 0 | 0 | 0 | 0 | 0 | 0 | 0 | 0 | 0 | 0 | 0
F11_Commercial_OR - Miscellaneous_Existing_Water Heating_Natural Gas_Water Heater - Pre-Rinse Spray Valve_A_Technical Potential | F11 | Commercial | OR - Miscellaneous | Existing | Water Heating | Natural Gas | Water Heater - Pre-Rinse Spray Valve | A | Purchases (Cumulative) | Technical Potential | 0 | 0 | 0 | 0 | 0 | 0 | 0 | 0 | 0 | 0 | 0 | 0 | 0 | 0 | 0 | 0 | 0 | 0 | 0 | 0 | 0 | 0 | 0 | 0 | 0 | 0 | 0
F1_Commercial_OR - Miscellaneous_Existing_Water Heating_Natural Gas_Water Heater - Temperature Setback_A_Technical Potential | F1 | Commercial | OR - Miscellaneous | Existing | Water Heating | Natural Gas | Water Heater - Temperature Setback | A | Integrated Unit Energy Savings (kWh or therms) | Technical Potential | 0 | 0 | 99.0172 | 96.3684 | 93.9392 | 91.7101 | 89.6637 | 87.781 | 86.0574 | 84.4928 | 83.0028 | 81.5971 | 81.219 | 80.9266 | 80.7046 | 80.24 | 79.8812 | 79.5942 | 79.3646 | 79.1682 | 79.0541 | 78.9892 | 78.9578 | 78.9326 | 78.8553 | 78.8392 | 78.8264
F2_Commercial_OR - Miscellaneous_Existing_Water Heating_Natural Gas_Water Heater - Temperature Setback_A_Technical Potential | F2 | Commercial | OR - Miscellaneous | Existing | Water Heating | Natural Gas | Water Heater - Temperature Setback | A | Integrated Unit Summer Peak Savings (kW) | Technical Potential | 0 | 0 | 0 | 0 | 0 | 0 | 0 | 0 | 0 | 0 | 0 | 0 | 0 | 0 | 0 | 0 | 0 | 0 | 0 | 0 | 0 | 0 | 0 | 0 | 0 | 0 | 0
F3_Commercial_OR - Miscellaneous_Existing_Water Heating_Natural Gas_Water Heater - Temperature Setback_A_Technical Potential | F3 | Commercial | OR - Miscellaneous | Existing | Water Heating | Natural Gas | Water Heater - Temperature Setback | A | Integrated Unit Winter Peak Savings (kW) | Technical Potential | 0 | 0 | 0 | 0 | 0 | 0 | 0 | 0 | 0 | 0 | 0 | 0 | 0 | 0 | 0 | 0 | 0 | 0 | 0 | 0 | 0 | 0 | 0 | 0 | 0 | 0 | 0
F4_Commercial_OR - Miscellaneous_Existing_Water Heating_Natural Gas_Water Heater - Temperature Setback_A_Technical Potential | F4 | Commercial | OR - Miscellaneous | Existing | Water Heating | Natural Gas | Water Heater - Temperature Setback | A | Incremental Energy Savings (MWh or mTherms) | Technical Potential | 0 | 0 | 0.054913 | 0.065621 | 0.02618 | 0.026262 | 0.024214 | 0.02832 | 0 | 0 | 0 | 0 | 0 | 0 | 0 | 0 | 0 | 0 | 0 | 0 | 0 | 0 | 0 | 0 | 0 | 0 | 0
F5_Commercial_OR - Miscellaneous_Existing_Water Heating_Natural Gas_Water Heater - Temperature Setback_A_Technical Potential | F5 | Commercial | OR - Miscellaneous | Existing | Water Heating | Natural Gas | Water Heater - Temperature Setback | A | Incremental Summer Peak Savings (MW) | Technical Potential | 0 | 0 | 0 | 0 | 0 | 0 | 0 | 0 | 0 | 0 | 0 | 0 | 0 | 0 | 0 | 0 | 0 | 0 | 0 | 0 | 0 | 0 | 0 | 0 | 0 | 0 | 0
F6_Commercial_OR - Miscellaneous_Existing_Water Heating_Natural Gas_Water Heater - Temperature Setback_A_Technical Potential | F6 | Commercial | OR - Miscellaneous | Existing | Water Heating | Natural Gas | Water Heater - Temperature Setback | A | Incremental Winter Peak Savings (MW) | Technical Potential | 0 | 0 | 0 | 0 | 0 | 0 | 0 | 0 | 0 | 0 | 0 | 0 | 0 | 0 | 0 | 0 | 0 | 0 | 0 | 0 | 0 | 0 | 0 | 0 | 0 | 0 | 0
F7_Commercial_OR - Miscellaneous_Existing_Water Heating_Natural Gas_Water Heater - Temperature Setback_A_Technical Potential | F7 | Commercial | OR - Miscellaneous | Existing | Water Heating | Natural Gas | Water Heater - Temperature Setback | A | Cumulative Energy Savings (MWh or mTherms) | Technical Potential | 0 | 0 | 0.054913 | 0.11907 | 0.14224 | 0.16513 | 0.18566 | 0.21008 | 0.20596 | 0.20221 | 0.19865 | 0.19528 | 0.19438 | 0.19368 | 0.19315 | 0.19203 | 0.19117 | 0.19049 | 0.18994 | 0.18947 | 0.1892 | 0.18904 | 0.18896 | 0.1889 | 0.18872 | 0.18868 | 0.18865
F8_Commercial_OR - Miscellaneous_Existing_Water Heating_Natural Gas_Water Heater - Temperature Setback_A_Technical Potential | F8 | Commercial | OR - Miscellaneous | Existing | Water Heating | Natural Gas | Water Heater - Temperature Setback | A | Cumulative Summer Peak Savings (MW) | Technical Potential | 0 | 0 | 0 | 0 | 0 | 0 | 0 | 0 | 0 | 0 | 0 | 0 | 0 | 0 | 0 | 0 | 0 | 0 | 0 | 0 | 0 | 0 | 0 | 0 | 0 | 0 | 0
F9_Commercial_OR - Miscellaneous_Existing_Water Heating_Natural Gas_Water Heater - Temperature Setback_A_Technical Potential | F9 | Commercial | OR - Miscellaneous | Existing | Water Heating | Natural Gas | Water Heater - Temperature Setback | A | Cumulative Winter Peak Savings (MW) | Technical Potential | 0 | 0 | 0 | 0 | 0 | 0 | 0 | 0 | 0 | 0 | 0 | 0 | 0 | 0 | 0 | 0 | 0 | 0 | 0 | 0 | 0 | 0 | 0 | 0 | 0 | 0 | 0
F10_Commercial_OR - Miscellaneous_Existing_Water Heating_Natural Gas_Water Heater - Temperature Setback_A_Technical Potential | F10 | Commercial | OR - Miscellaneous | Existing | Water Heating | Natural Gas | Water Heater - Temperature Setback | A | Purchases (Incremental) | Technical Potential | 0 | 0 | 0.55458 | 0.68094 | 0.27869 | 0.28636 | 0.27005 | 0.32262 | 0 | 0 | 0 | 0 | 0 | 0 | 0 | 0 | 0 | 0 | 0 | 0 | 0 | 0 | 0 | 0 | 0 | 0 | 0
F11_Commercial_OR - Miscellaneous_Existing_Water Heating_Natural Gas_Water Heater - Temperature Setback_A_Technical Potential | F11 | Commercial | OR - Miscellaneous | Existing | Water Heating | Natural Gas | Water Heater - Temperature Setback | A | Purchases (Cumulative) | Technical Potential | 0 | 0 | 0.55458 | 1.2355 | 1.5142 | 1.8006 | 2.0706 | 2.3932 | 2.3932 | 2.3932 | 2.3932 | 2.3932 | 2.3932 | 2.3932 | 2.3932 | 2.3932 | 2.3932 | 2.3932 | 2.3932 | 2.3932 | 2.3932 | 2.3932 | 2.3932 | 2.3932 | 2.3932 | 2.3932 | 2.3932
F1_Commercial_OR - Miscellaneous_Existing_Water Heating_Natural Gas_Water Heater - Faucet Aerators_A_Technical Potential | F1 | Commercial | OR - Miscellaneous | Existing | Water Heating | Natural Gas | Water Heater - Faucet Aerators | A | Integrated Unit Energy Savings (kWh or therms) | Technical Potential | 0 | 0 | 7.0713 | 6.8728 | 6.6958 | 6.5331 | 6.3839 | 6.2458 | 6.1232 | 6.0118 | 5.9058 | 5.8058 | 5.7789 | 5.7581 | 5.7423 | 5.7092 | 5.6837 | 5.6633 | 5.6469 | 5.633 | 5.6249 | 5.6202 | 5.618 | 5.6162 | 5.6107 | 5.6096 | 5.6087
F2_Commercial_OR - Miscellaneous_Existing_Water Heating_Natural Gas_Water Heater - Faucet Aerators_A_Technical Potential | F2 | Commercial | OR - Miscellaneous | Existing | Water Heating | Natural Gas | Water Heater - Faucet Aerators | A | Integrated Unit Summer Peak Savings (kW) | Technical Potential | 0 | 0 | 0 | 0 | 0 | 0 | 0 | 0 | 0 | 0 | 0 | 0 | 0 | 0 | 0 | 0 | 0 | 0 | 0 | 0 | 0 | 0 | 0 | 0 | 0 | 0 | 0
F3_Commercial_OR - Miscellaneous_Existing_Water Heating_Natural Gas_Water Heater - Faucet Aerators_A_Technical Potential | F3 | Commercial | OR - Miscellaneous | Existing | Water Heating | Natural Gas | Water Heater - Faucet Aerators | A | Integrated Unit Winter Peak Savings (kW) | Technical Potential | 0 | 0 | 0 | 0 | 0 | 0 | 0 | 0 | 0 | 0 | 0 | 0 | 0 | 0 | 0 | 0 | 0 | 0 | 0 | 0 | 0 | 0 | 0 | 0 | 0 | 0 | 0
F4_Commercial_OR - Miscellaneous_Existing_Water Heating_Natural Gas_Water Heater - Faucet Aerators_A_Technical Potential | F4 | Commercial | OR - Miscellaneous | Existing | Water Heating | Natural Gas | Water Heater - Faucet Aerators | A | Incremental Energy Savings (MWh or mTherms) | Technical Potential | 0 | 0 | 0 | 0 | 0 | 0 | 0 | 0 | 0 | 0 | 0 | 0 | 0 | 0 | 0 | 0 | 0 | 0 | 0 | 0 | 0 | 0 | 0 | 0 | 0 | 0 | 0
F5_Commercial_OR - Miscellaneous_Existing_Water Heating_Natural Gas_Water Heater - Faucet Aerators_A_Technical Potential | F5 | Commercial | OR - Miscellaneous | Existing | Water Heating | Natural Gas | Water Heater - Faucet Aerators | A | Incremental Summer Peak Savings (MW) | Technical Potential | 0 | 0 | 0 | 0 | 0 | 0 | 0 | 0 | 0 | 0 | 0 | 0 | 0 | 0 | 0 | 0 | 0 | 0 | 0 | 0 | 0 | 0 | 0 | 0 | 0 | 0 | 0
F6_Commercial_OR - Miscellaneous_Existing_Water Heating_Natural Gas_Water Heater - Faucet Aerators_A_Technical Potential | F6 | Commercial | OR - Miscellaneous | Existing | Water Heating | Natural Gas | Water Heater - Faucet Aerators | A | Incremental Winter Peak Savings (MW) | Technical Potential | 0 | 0 | 0 | 0 | 0 | 0 | 0 | 0 | 0 | 0 | 0 | 0 | 0 | 0 | 0 | 0 | 0 | 0 | 0 | 0 | 0 | 0 | 0 | 0 | 0 | 0 | 0
F7_Commercial_OR - Miscellaneous_Existing_Water Heating_Natural Gas_Water Heater - Faucet Aerators_A_Technical Potential | F7 | Commercial | OR - Miscellaneous | Existing | Water Heating | Natural Gas | Water Heater - Faucet Aerators | A | Cumulative Energy Savings (MWh or mTherms) | Technical Potential | 0 | 0 | 0 | 0 | 0 | 0 | 0 | 0 | 0 | 0 | 0 | 0 | 0 | 0 | 0 | 0 | 0 | 0 | 0 | 0 | 0 | 0 | 0 | 0 | 0 | 0 | 0
F8_Commercial_OR - Miscellaneous_Existing_Water Heating_Natural Gas_Water Heater - Faucet Aerators_A_Technical Potential | F8 | Commercial | OR - Miscellaneous | Existing | Water Heating | Natural Gas | Water Heater - Faucet Aerators | A | Cumulative Summer Peak Savings (MW) | Technical Potential | 0 | 0 | 0 | 0 | 0 | 0 | 0 | 0 | 0 | 0 | 0 | 0 | 0 | 0 | 0 | 0 | 0 | 0 | 0 | 0 | 0 | 0 | 0 | 0 | 0 | 0 | 0
F9_Commercial_OR - Miscellaneous_Existing_Water Heating_Natural Gas_Water Heater - Faucet Aerators_A_Technical Potential | F9 | Commercial | OR - Miscellaneous | Existing | Water Heating | Natural Gas | Water Heater - Faucet Aerators | A | Cumulative Winter Peak Savings (MW) | Technical Potential | 0 | 0 | 0 | 0 | 0 | 0 | 0 | 0 | 0 | 0 | 0 | 0 | 0 | 0 | 0 | 0 | 0 | 0 | 0 | 0 | 0 | 0 | 0 | 0 | 0 | 0 | 0
F10_Commercial_OR - Miscellaneous_Existing_Water Heating_Natural Gas_Water Heater - Faucet Aerators_A_Technical Potential | F10 | Commercial | OR - Miscellaneous | Existing | Water Heating | Natural Gas | Water Heater - Faucet Aerators | A | Purchases (Incremental) | Technical Potential | 0 | 0 | 0 | 0 | 0 | 0 | 0 | 0 | 0 | 0 | 0 | 0 | 0 | 0 | 0 | 0 | 0 | 0 | 0 | 0 | 0 | 0 | 0 | 0 | 0 | 0 | 0
F11_Commercial_OR - Miscellaneous_Existing_Water Heating_Natural Gas_Water Heater - Faucet Aerators_A_Technical Potential | F11 | Commercial | OR - Miscellaneous | Existing | Water Heating | Natural Gas | Water Heater - Faucet Aerators | A | Purchases (Cumulative) | Technical Potential | 0 | 0 | 0 | 0 | 0 | 0 | 0 | 0 | 0 | 0 | 0 | 0 | 0 | 0 | 0 | 0 | 0 | 0 | 0 | 0 | 0 | 0 | 0 | 0 | 0 | 0 | 0
F1_Commercial_OR - Miscellaneous_Existing_Water Heating_Natural Gas_Water Heater - Low-Flow Showerheads_A_Technical Potential | F1 | Commercial | OR - Miscellaneous | Existing | Water Heating | Natural Gas | Water Heater - Low-Flow Showerheads | A | Integrated Unit Energy Savings (kWh or therms) | Technical Potential | 0 | 0 | 4.0563 | 3.9279 | 3.8097 | 3.698 | 3.5925 | 3.4909 | 3.397 | 3.3099 | 3.2279 | 3.1531 | 3.123 | 3.1012 | 3.0899 | 3.0706 | 3.0569 | 3.0459 | 3.0371 | 3.0296 | 3.0253 | 3.0228 | 3.0216 | 3.0206 | 3.0176 | 3.017 | 3.0165
F2_Commercial_OR - Miscellaneous_Existing_Water Heating_Natural Gas_Water Heater - Low-Flow Showerheads_A_Technical Potential | F2 | Commercial | OR - Miscellaneous | Existing | Water Heating | Natural Gas | Water Heater - Low-Flow Showerheads | A | Integrated Unit Summer Peak Savings (kW) | Technical Potential | 0 | 0 | 0 | 0 | 0 | 0 | 0 | 0 | 0 | 0 | 0 | 0 | 0 | 0 | 0 | 0 | 0 | 0 | 0 | 0 | 0 | 0 | 0 | 0 | 0 | 0 | 0
F3_Commercial_OR - Miscellaneous_Existing_Water Heating_Natural Gas_Water Heater - Low-Flow Showerheads_A_Technical Potential | F3 | Commercial | OR - Miscellaneous | Existing | Water Heating | Natural Gas | Water Heater - Low-Flow Showerheads | A | Integrated Unit Winter Peak Savings (kW) | Technical Potential | 0 | 0 | 0 | 0 | 0 | 0 | 0 | 0 | 0 | 0 | 0 | 0 | 0 | 0 | 0 | 0 | 0 | 0 | 0 | 0 | 0 | 0 | 0 | 0 | 0 | 0 | 0
F4_Commercial_OR - Miscellaneous_Existing_Water Heating_Natural Gas_Water Heater - Low-Flow Showerheads_A_Technical Potential | F4 | Commercial | OR - Miscellaneous | Existing | Water Heating | Natural Gas | Water Heater - Low-Flow Showerheads | A | Incremental Energy Savings (MWh or mTherms) | Technical Potential | 0 | 0 | 0 | 0 | 0 | 0 | 0 | 0 | 0 | 0 | 0 | 0 | 0 | 0 | 0 | 0 | 0 | 0 | 0 | 0 | 0 | 0 | 0 | 0 | 0 | 0 | 0
F5_Commercial_OR - Miscellaneous_Existing_Water Heating_Natural Gas_Water Heater - Low-Flow Showerheads_A_Technical Potential | F5 | Commercial | OR - Miscellaneous | Existing | Water Heating | Natural Gas | Water Heater - Low-Flow Showerheads | A | Incremental Summer Peak Savings (MW) | Technical Potential | 0 | 0 | 0 | 0 | 0 | 0 | 0 | 0 | 0 | 0 | 0 | 0 | 0 | 0 | 0 | 0 | 0 | 0 | 0 | 0 | 0 | 0 | 0 | 0 | 0 | 0 | 0
F6_Commercial_OR - Miscellaneous_Existing_Water Heating_Natural Gas_Water Heater - Low-Flow Showerheads_A_Technical Potential | F6 | Commercial | OR - Miscellaneous | Existing | Water Heating | Natural Gas | Water Heater - Low-Flow Showerheads | A | Incremental Winter Peak Savings (MW) | Technical Potential | 0 | 0 | 0 | 0 | 0 | 0 | 0 | 0 | 0 | 0 | 0 | 0 | 0 | 0 | 0 | 0 | 0 | 0 | 0 | 0 | 0 | 0 | 0 | 0 | 0 | 0 | 0
F7_Commercial_OR - Miscellaneous_Existing_Water Heating_Natural Gas_Water Heater - Low-Flow Showerheads_A_Technical Potential | F7 | Commercial | OR - Miscellaneous | Existing | Water Heating | Natural Gas | Water Heater - Low-Flow Showerheads | A | Cumulative Energy Savings (MWh or mTherms) | Technical Potential | 0 | 0 | 0 | 0 | 0 | 0 | 0 | 0 | 0 | 0 | 0 | 0 | 0 | 0 | 0 | 0 | 0 | 0 | 0 | 0 | 0 | 0 | 0 | 0 | 0 | 0 | 0
F8_Commercial_OR - Miscellaneous_Existing_Water Heating_Natural Gas_Water Heater - Low-Flow Showerheads_A_Technical Potential | F8 | Commercial | OR - Miscellaneous | Existing | Water Heating | Natural Gas | Water Heater - Low-Flow Showerheads | A | Cumulative Summer Peak Savings (MW) | Technical Potential | 0 | 0 | 0 | 0 | 0 | 0 | 0 | 0 | 0 | 0 | 0 | 0 | 0 | 0 | 0 | 0 | 0 | 0 | 0 | 0 | 0 | 0 | 0 | 0 | 0 | 0 | 0
F9_Commercial_OR - Miscellaneous_Existing_Water Heating_Natural Gas_Water Heater - Low-Flow Showerheads_A_Technical Potential | F9 | Commercial | OR - Miscellaneous | Existing | Water Heating | Natural Gas | Water Heater - Low-Flow Showerheads | A | Cumulative Winter Peak Savings (MW) | Technical Potential | 0 | 0 | 0 | 0 | 0 | 0 | 0 | 0 | 0 | 0 | 0 | 0 | 0 | 0 | 0 | 0 | 0 | 0 | 0 | 0 | 0 | 0 | 0 | 0 | 0 | 0 | 0
F10_Commercial_OR - Miscellaneous_Existing_Water Heating_Natural Gas_Water Heater - Low-Flow Showerheads_A_Technical Potential | F10 | Commercial | OR - Miscellaneous | Existing | Water Heating | Natural Gas | Water Heater - Low-Flow Showerheads | A | Purchases (Incremental) | Technical Potential | 0 | 0 | 0 | 0 | 0 | 0 | 0 | 0 | 0 | 0 | 0 | 0 | 0 | 0 | 0 | 0 | 0 | 0 | 0 | 0 | 0 | 0 | 0 | 0 | 0 | 0 | 0
F11_Commercial_OR - Miscellaneous_Existing_Water Heating_Natural Gas_Water Heater - Low-Flow Showerheads_A_Technical Potential | F11 | Commercial | OR - Miscellaneous | Existing | Water Heating | Natural Gas | Water Heater - Low-Flow Showerheads | A | Purchases (Cumulative) | Technical Potential | 0 | 0 | 0 | 0 | 0 | 0 | 0 | 0 | 0 | 0 | 0 | 0 | 0 | 0 | 0 | 0 | 0 | 0 | 0 | 0 | 0 | 0 | 0 | 0 | 0 | 0 | 0
F1_Commercial_OR - Miscellaneous_Existing_Water Heating_Natural Gas_Water Heater - Tank Blanket/Insulation_A_Technical Potential | F1 | Commercial | OR - Miscellaneous | Existing | Water Heating | Natural Gas | Water Heater - Tank Blanket/Insulation | A | Integrated Unit Energy Savings (kWh or therms) | Technical Potential | 0 | 0 | 191.4209 | 186.4448 | 181.9176 | 177.7969 | 174.0486 | 170.6455 | 167.566 | 164.7925 | 162.1399 | 159.6089 | 159.0353 | 158.5764 | 158.2093 | 157.3299 | 156.6265 | 156.0637 | 155.6135 | 155.2285 | 155.0048 | 154.8774 | 154.8158 | 154.7665 | 154.615 | 154.5834 | 154.5582
F2_Commercial_OR - Miscellaneous_Existing_Water Heating_Natural Gas_Water Heater - Tank Blanket/Insulation_A_Technical Potential | F2 | Commercial | OR - Miscellaneous | Existing | Water Heating | Natural Gas | Water Heater - Tank Blanket/Insulation | A | Integrated Unit Summer Peak Savings (kW) | Technical Potential | 0 | 0 | 0 | 0 | 0 | 0 | 0 | 0 | 0 | 0 | 0 | 0 | 0 | 0 | 0 | 0 | 0 | 0 | 0 | 0 | 0 | 0 | 0 | 0 | 0 | 0 | 0
F3_Commercial_OR - Miscellaneous_Existing_Water Heating_Natural Gas_Water Heater - Tank Blanket/Insulation_A_Technical Potential | F3 | Commercial | OR - Miscellaneous | Existing | Water Heating | Natural Gas | Water Heater - Tank Blanket/Insulation | A | Integrated Unit Winter Peak Savings (kW) | Technical Potential | 0 | 0 | 0 | 0 | 0 | 0 | 0 | 0 | 0 | 0 | 0 | 0 | 0 | 0 | 0 | 0 | 0 | 0 | 0 | 0 | 0 | 0 | 0 | 0 | 0 | 0 | 0
F4_Commercial_OR - Miscellaneous_Existing_Water Heating_Natural Gas_Water Heater - Tank Blanket/Insulation_A_Technical Potential | F4 | Commercial | OR - Miscellaneous | Existing | Water Heating | Natural Gas | Water Heater - Tank Blanket/Insulation | A | Incremental Energy Savings (MWh or mTherms) | Technical Potential | 0 | 0 | 0.031223 | 0.03734 | 0.044584 | 0.050583 | 0.05648 | 0.064741 | 0.06974 | 0.070065 | 0.064965 | 0.054971 | 0.042386 | 0.029005 | 0.017317 | 0.008043 | 0 | 0 | 0 | 0 | 0 | 0 | 0 | 0 | 0 | 0 | 0
F5_Commercial_OR - Miscellaneous_Existing_Water Heating_Natural Gas_Water Heater - Tank Blanket/Insulation_A_Technical Potential | F5 | Commercial | OR - Miscellaneous | Existing | Water Heating | Natural Gas | Water Heater - Tank Blanket/Insulation | A | Incremental Summer Peak Savings (MW) | Technical Potential | 0 | 0 | 0 | 0 | 0 | 0 | 0 | 0 | 0 | 0 | 0 | 0 | 0 | 0 | 0 | 0 | 0 | 0 | 0 | 0 | 0 | 0 | 0 | 0 | 0 | 0 | 0
F6_Commercial_OR - Miscellaneous_Existing_Water Heating_Natural Gas_Water Heater - Tank Blanket/Insulation_A_Technical Potential | F6 | Commercial | OR - Miscellaneous | Existing | Water Heating | Natural Gas | Water Heater - Tank Blanket/Insulation | A | Incremental Winter Peak Savings (MW) | Technical Potential | 0 | 0 | 0 | 0 | 0 | 0 | 0 | 0 | 0 | 0 | 0 | 0 | 0 | 0 | 0 | 0 | 0 | 0 | 0 | 0 | 0 | 0 | 0 | 0 | 0 | 0 | 0
F7_Commercial_OR - Miscellaneous_Existing_Water Heating_Natural Gas_Water Heater - Tank Blanket/Insulation_A_Technical Potential | F7 | Commercial | OR - Miscellaneous | Existing | Water Heating | Natural Gas | Water Heater - Tank Blanket/Insulation | A | Cumulative Energy Savings (MWh or mTherms) | Technical Potential | 0 | 0 | 0.031223 | 0.067752 | 0.11069 | 0.15877 | 0.2119 | 0.2725 | 0.33732 | 0.4018 | 0.4603 | 0.50809 | 0.54865 | 0.57607 | 0.59205 | 0.5968 | 0.59413 | 0.592 | 0.59029 | 0.58883 | 0.58798 | 0.5875 | 0.58727 | 0.58708 | 0.5865 | 0.58638 | 0.58629
F8_Commercial_OR - Miscellaneous_Existing_Water Heating_Natural Gas_Water Heater - Tank Blanket/Insulation_A_Technical Potential | F8 | Commercial | OR - Miscellaneous | Existing | Water Heating | Natural Gas | Water Heater - Tank Blanket/Insulation | A | Cumulative Summer Peak Savings (MW) | Technical Potential | 0 | 0 | 0 | 0 | 0 | 0 | 0 | 0 | 0 | 0 | 0 | 0 | 0 | 0 | 0 | 0 | 0 | 0 | 0 | 0 | 0 | 0 | 0 | 0 | 0 | 0 | 0
F9_Commercial_OR - Miscellaneous_Existing_Water Heating_Natural Gas_Water Heater - Tank Blanket/Insulation_A_Technical Potential | F9 | Commercial | OR - Miscellaneous | Existing | Water Heating | Natural Gas | Water Heater - Tank Blanket/Insulation | A | Cumulative Winter Peak Savings (MW) | Technical Potential | 0 | 0 | 0 | 0 | 0 | 0 | 0 | 0 | 0 | 0 | 0 | 0 | 0 | 0 | 0 | 0 | 0 | 0 | 0 | 0 | 0 | 0 | 0 | 0 | 0 | 0 | 0
F10_Commercial_OR - Miscellaneous_Existing_Water Heating_Natural Gas_Water Heater - Tank Blanket/Insulation_A_Technical Potential | F10 | Commercial | OR - Miscellaneous | Existing | Water Heating | Natural Gas | Water Heater - Tank Blanket/Insulation | A | Purchases (Incremental) | Technical Potential | 0 | 0 | 0.16311 | 0.20028 | 0.24508 | 0.2845 | 0.32451 | 0.37939 | 0.41619 | 0.42517 | 0.40067 | 0.34441 | 0.26652 | 0.18291 | 0.10945 | 0.051122 | 0 | 0 | 0 | 0 | 0 | 0 | 0 | 0 | 0 | 0 | 0
F11_Commercial_OR - Miscellaneous_Existing_Water Heating_Natural Gas_Water Heater - Tank Blanket/Insulation_A_Technical Potential | F11 | Commercial | OR - Miscellaneous | Existing | Water Heating | Natural Gas | Water Heater - Tank Blanket/Insulation | A | Purchases (Cumulative) | Technical Potential | 0 | 0 | 0.16311 | 0.36339 | 0.60847 | 0.89297 | 1.2175 | 1.5969 | 2.0131 | 2.4382 | 2.8389 | 3.1833 | 3.4498 | 3.6327 | 3.7422 | 3.7933 | 3.7933 | 3.7933 | 3.7933 | 3.7933 | 3.7933 | 3.7933 | 3.7933 | 3.7933 | 3.7933 | 3.7933 | 3.7933
F1_Commercial_OR - Miscellaneous_Existing_Water Heating_Natural Gas_Water Heater - Drainwater Heat Recovery_A_Technical Potential | F1 | Commercial | OR - Miscellaneous | Existing | Water Heating | Natural Gas | Water Heater - Drainwater Heat Recovery | A | Integrated Unit Energy Savings (kWh or therms) | Technical Potential | 0 | 0 | 10.8541 | 10.5105 | 10.1942 | 9.8955 | 9.6131 | 9.3413 | 9.0898 | 8.8569 | 8.6374 | 8.4373 | 8.3568 | 8.2984 | 8.2683 | 8.2166 | 8.1799 | 8.1505 | 8.127 | 8.1069 | 8.0952 | 8.0885 | 8.0853 | 8.0827 | 8.0748 | 8.0732 | 8.0719
F2_Commercial_OR - Miscellaneous_Existing_Water Heating_Natural Gas_Water Heater - Drainwater Heat Recovery_A_Technical Potential | F2 | Commercial | OR - Miscellaneous | Existing | Water Heating | Natural Gas | Water Heater - Drainwater Heat Recovery | A | Integrated Unit Summer Peak Savings (kW) | Technical Potential | 0 | 0 | 0 | 0 | 0 | 0 | 0 | 0 | 0 | 0 | 0 | 0 | 0 | 0 | 0 | 0 | 0 | 0 | 0 | 0 | 0 | 0 | 0 | 0 | 0 | 0 | 0
F3_Commercial_OR - Miscellaneous_Existing_Water Heating_Natural Gas_Water Heater - Drainwater Heat Recovery_A_Technical Potential | F3 | Commercial | OR - Miscellaneous | Existing | Water Heating | Natural Gas | Water Heater - Drainwater Heat Recovery | A | Integrated Unit Winter Peak Savings (kW) | Technical Potential | 0 | 0 | 0 | 0 | 0 | 0 | 0 | 0 | 0 | 0 | 0 | 0 | 0 | 0 | 0 | 0 | 0 | 0 | 0 | 0 | 0 | 0 | 0 | 0 | 0 | 0 | 0
F4_Commercial_OR - Miscellaneous_Existing_Water Heating_Natural Gas_Water Heater - Drainwater Heat Recovery_A_Technical Potential | F4 | Commercial | OR - Miscellaneous | Existing | Water Heating | Natural Gas | Water Heater - Drainwater Heat Recovery | A | Incremental Energy Savings (MWh or mTherms) | Technical Potential | 0 | 0 | 0 | 0 | 0 | 0 | 0 | 0 | 0 | 0 | 0 | 0 | 0 | 0 | 0 | 0 | 0 | 0 | 0 | 0 | 0 | 0 | 0 | 0 | 0 | 0 | 0
F5_Commercial_OR - Miscellaneous_Existing_Water Heating_Natural Gas_Water Heater - Drainwater Heat Recovery_A_Technical Potential | F5 | Commercial | OR - Miscellaneous | Existing | Water Heating | Natural Gas | Water Heater - Drainwater Heat Recovery | A | Incremental Summer Peak Savings (MW) | Technical Potential | 0 | 0 | 0 | 0 | 0 | 0 | 0 | 0 | 0 | 0 | 0 | 0 | 0 | 0 | 0 | 0 | 0 | 0 | 0 | 0 | 0 | 0 | 0 | 0 | 0 | 0 | 0
F6_Commercial_OR - Miscellaneous_Existing_Water Heating_Natural Gas_Water Heater - Drainwater Heat Recovery_A_Technical Potential | F6 | Commercial | OR - Miscellaneous | Existing | Water Heating | Natural Gas | Water Heater - Drainwater Heat Recovery | A | Incremental Winter Peak Savings (MW) | Technical Potential | 0 | 0 | 0 | 0 | 0 | 0 | 0 | 0 | 0 | 0 | 0 | 0 | 0 | 0 | 0 | 0 | 0 | 0 | 0 | 0 | 0 | 0 | 0 | 0 | 0 | 0 | 0
F7_Commercial_OR - Miscellaneous_Existing_Water Heating_Natural Gas_Water Heater - Drainwater Heat Recovery_A_Technical Potential | F7 | Commercial | OR - Miscellaneous | Existing | Water Heating | Natural Gas | Water Heater - Drainwater Heat Recovery | A | Cumulative Energy Savings (MWh or mTherms) | Technical Potential | 0 | 0 | 0 | 0 | 0 | 0 | 0 | 0 | 0 | 0 | 0 | 0 | 0 | 0 | 0 | 0 | 0 | 0 | 0 | 0 | 0 | 0 | 0 | 0 | 0 | 0 | 0
F8_Commercial_OR - Miscellaneous_Existing_Water Heating_Natural Gas_Water Heater - Drainwater Heat Recovery_A_Technical Potential | F8 | Commercial | OR - Miscellaneous | Existing | Water Heating | Natural Gas | Water Heater - Drainwater Heat Recovery | A | Cumulative Summer Peak Savings (MW) | Technical Potential | 0 | 0 | 0 | 0 | 0 | 0 | 0 | 0 | 0 | 0 | 0 | 0 | 0 | 0 | 0 | 0 | 0 | 0 | 0 | 0 | 0 | 0 | 0 | 0 | 0 | 0 | 0
F9_Commercial_OR - Miscellaneous_Existing_Water Heating_Natural Gas_Water Heater - Drainwater Heat Recovery_A_Technical Potential | F9 | Commercial | OR - Miscellaneous | Existing | Water Heating | Natural Gas | Water Heater - Drainwater Heat Recovery | A | Cumulative Winter Peak Savings (MW) | Technical Potential | 0 | 0 | 0 | 0 | 0 | 0 | 0 | 0 | 0 | 0 | 0 | 0 | 0 | 0 | 0 | 0 | 0 | 0 | 0 | 0 | 0 | 0 | 0 | 0 | 0 | 0 | 0
F10_Commercial_OR - Miscellaneous_Existing_Water Heating_Natural Gas_Water Heater - Drainwater Heat Recovery_A_Technical Potential | F10 | Commercial | OR - Miscellaneous | Existing | Water Heating | Natural Gas | Water Heater - Drainwater Heat Recovery | A | Purchases (Incremental) | Technical Potential | 0 | 0 | 0 | 0 | 0 | 0 | 0 | 0 | 0 | 0 | 0 | 0 | 0 | 0 | 0 | 0 | 0 | 0 | 0 | 0 | 0 | 0 | 0 | 0 | 0 | 0 | 0
F11_Commercial_OR - Miscellaneous_Existing_Water Heating_Natural Gas_Water Heater - Drainwater Heat Recovery_A_Technical Potential | F11 | Commercial | OR - Miscellaneous | Existing | Water Heating | Natural Gas | Water Heater - Drainwater Heat Recovery | A | Purchases (Cumulative) | Technical Potential | 0 | 0 | 0 | 0 | 0 | 0 | 0 | 0 | 0 | 0 | 0 | 0 | 0 | 0 | 0 | 0 | 0 | 0 | 0 | 0 | 0 | 0 | 0 | 0 | 0 | 0 | 0
F1_Commercial_OR - Miscellaneous_Existing_Water Heating_Natural Gas_Water Heater - Circulation Pump Controls_A_Technical Potential | F1 | Commercial | OR - Miscellaneous | Existing | Water Heating | Natural Gas | Water Heater - Circulation Pump Controls | A | Integrated Unit Energy Savings (kWh or therms) | Technical Potential | 0 | 0 | 571.6509 | 555.6003 | 541.2923 | 528.1442 | 516.0791 | 504.9155 | 495.0009 | 486.0015 | 477.4309 | 469.3455 | 467.1709 | 465.4891 | 464.2121 | 461.5394 | 459.4757 | 457.8248 | 456.504 | 455.3747 | 454.7185 | 454.3447 | 454.164 | 454.0195 | 453.5748 | 453.4823 | 453.4083
F2_Commercial_OR - Miscellaneous_Existing_Water Heating_Natural Gas_Water Heater - Circulation Pump Controls_A_Technical Potential | F2 | Commercial | OR - Miscellaneous | Existing | Water Heating | Natural Gas | Water Heater - Circulation Pump Controls | A | Integrated Unit Summer Peak Savings (kW) | Technical Potential | 0 | 0 | 0 | 0 | 0 | 0 | 0 | 0 | 0 | 0 | 0 | 0 | 0 | 0 | 0 | 0 | 0 | 0 | 0 | 0 | 0 | 0 | 0 | 0 | 0 | 0 | 0
F3_Commercial_OR - Miscellaneous_Existing_Water Heating_Natural Gas_Water Heater - Circulation Pump Controls_A_Technical Potential | F3 | Commercial | OR - Miscellaneous | Existing | Water Heating | Natural Gas | Water Heater - Circulation Pump Controls | A | Integrated Unit Winter Peak Savings (kW) | Technical Potential | 0 | 0 | 0 | 0 | 0 | 0 | 0 | 0 | 0 | 0 | 0 | 0 | 0 | 0 | 0 | 0 | 0 | 0 | 0 | 0 | 0 | 0 | 0 | 0 | 0 | 0 | 0
F4_Commercial_OR - Miscellaneous_Existing_Water Heating_Natural Gas_Water Heater - Circulation Pump Controls_A_Technical Potential | F4 | Commercial | OR - Miscellaneous | Existing | Water Heating | Natural Gas | Water Heater - Circulation Pump Controls | A | Incremental Energy Savings (MWh or mTherms) | Technical Potential | 0 | 0 | 0.081379 | 0.097115 | 0.11578 | 0.13114 | 0.14616 | 0.16718 | 0.1798 | 0.18034 | 0.16695 | 0.14108 | 0.10867 | 0.074308 | 0 | 0 | 0 | 0 | 0 | 0 | 0 | 0 | 0 | 0 | 0 | 0 | 0
F5_Commercial_OR - Miscellaneous_Existing_Water Heating_Natural Gas_Water Heater - Circulation Pump Controls_A_Technical Potential | F5 | Commercial | OR - Miscellaneous | Existing | Water Heating | Natural Gas | Water Heater - Circulation Pump Controls | A | Incremental Summer Peak Savings (MW) | Technical Potential | 0 | 0 | 0 | 0 | 0 | 0 | 0 | 0 | 0 | 0 | 0 | 0 | 0 | 0 | 0 | 0 | 0 | 0 | 0 | 0 | 0 | 0 | 0 | 0 | 0 | 0 | 0
F6_Commercial_OR - Miscellaneous_Existing_Water Heating_Natural Gas_Water Heater - Circulation Pump Controls_A_Technical Potential | F6 | Commercial | OR - Miscellaneous | Existing | Water Heating | Natural Gas | Water Heater - Circulation Pump Controls | A | Incremental Winter Peak Savings (MW) | Technical Potential | 0 | 0 | 0 | 0 | 0 | 0 | 0 | 0 | 0 | 0 | 0 | 0 | 0 | 0 | 0 | 0 | 0 | 0 | 0 | 0 | 0 | 0 | 0 | 0 | 0 | 0 | 0
F7_Commercial_OR - Miscellaneous_Existing_Water Heating_Natural Gas_Water Heater - Circulation Pump Controls_A_Technical Potential | F7 | Commercial | OR - Miscellaneous | Existing | Water Heating | Natural Gas | Water Heater - Circulation Pump Controls | A | Cumulative Energy Savings (MWh or mTherms) | Technical Potential | 0 | 0 | 0.081379 | 0.17621 | 0.28745 | 0.41161 | 0.54837 | 0.70369 | 0.86967 | 1.0342 | 1.1829 | 1.304 | 1.4066 | 1.4758 | 1.4718 | 1.4633 | 1.4568 | 1.4515 | 1.4474 | 1.4438 | 1.4417 | 1.4405 | 1.4399 | 1.4395 | 1.4381 | 1.4378 | 1.4375
F8_Commercial_OR - Miscellaneous_Existing_Water Heating_Natural Gas_Water Heater - Circulation Pump Controls_A_Technical Potential | F8 | Commercial | OR - Miscellaneous | Existing | Water Heating | Natural Gas | Water Heater - Circulation Pump Controls | A | Cumulative Summer Peak Savings (MW) | Technical Potential | 0 | 0 | 0 | 0 | 0 | 0 | 0 | 0 | 0 | 0 | 0 | 0 | 0 | 0 | 0 | 0 | 0 | 0 | 0 | 0 | 0 | 0 | 0 | 0 | 0 | 0 | 0
F9_Commercial_OR - Miscellaneous_Existing_Water Heating_Natural Gas_Water Heater - Circulation Pump Controls_A_Technical Potential | F9 | Commercial | OR - Miscellaneous | Existing | Water Heating | Natural Gas | Water Heater - Circulation Pump Controls | A | Cumulative Winter Peak Savings (MW) | Technical Potential | 0 | 0 | 0 | 0 | 0 | 0 | 0 | 0 | 0 | 0 | 0 | 0 | 0 | 0 | 0 | 0 | 0 | 0 | 0 | 0 | 0 | 0 | 0 | 0 | 0 | 0 | 0
F10_Commercial_OR - Miscellaneous_Existing_Water Heating_Natural Gas_Water Heater - Circulation Pump Controls_A_Technical Potential | F10 | Commercial | OR - Miscellaneous | Existing | Water Heating | Natural Gas | Water Heater - Circulation Pump Controls | A | Purchases (Incremental) | Technical Potential | 0 | 0 | 0.14236 | 0.17479 | 0.2139 | 0.2483 | 0.28322 | 0.33111 | 0.36324 | 0.37107 | 0.34969 | 0.30059 | 0.23261 | 0.15963 | 0 | 0 | 0 | 0 | 0 | 0 | 0 | 0 | 0 | 0 | 0 | 0 | 0
F11_Commercial_OR - Miscellaneous_Existing_Water Heating_Natural Gas_Water Heater - Circulation Pump Controls_A_Technical Potential | F11 | Commercial | OR - Miscellaneous | Existing | Water Heating | Natural Gas | Water Heater - Circulation Pump Controls | A | Purchases (Cumulative) | Technical Potential | 0 | 0 | 0.14236 | 0.31715 | 0.53105 | 0.77935 | 1.0626 | 1.3937 | 1.7569 | 2.128 | 2.4777 | 2.7783 | 3.0109 | 3.1705 | 3.1705 | 3.1705 | 3.1705 | 3.1705 | 3.1705 | 3.1705 | 3.1705 | 3.1705 | 3.1705 | 3.1705 | 3.1705 | 3.1705 | 3.1705
F1_Commercial_OR - Miscellaneous_Existing_Water Heating_Natural Gas_Water Heater - Pipe Insulation_A_Technical Potential | F1 | Commercial | OR - Miscellaneous | Existing | Water Heating | Natural Gas | Water Heater - Pipe Insulation | A | Integrated Unit Energy Savings (kWh or therms) | Technical Potential | 0 | 0 | 4.7699 | 4.6266 | 4.4962 | 4.3743 | 4.2603 | 4.152 | 4.0531 | 3.9619 | 3.8759 | 3.7967 | 3.7686 | 3.7478 | 3.7375 | 3.716 | 3.6994 | 3.6861 | 3.6755 | 3.6664 | 3.6611 | 3.6581 | 3.6566 | 3.6555 | 3.6519 | 3.6512 | 3.6506
F2_Commercial_OR - Miscellaneous_Existing_Water Heating_Natural Gas_Water Heater - Pipe Insulation_A_Technical Potential | F2 | Commercial | OR - Miscellaneous | Existing | Water Heating | Natural Gas | Water Heater - Pipe Insulation | A | Integrated Unit Summer Peak Savings (kW) | Technical Potential | 0 | 0 | 0 | 0 | 0 | 0 | 0 | 0 | 0 | 0 | 0 | 0 | 0 | 0 | 0 | 0 | 0 | 0 | 0 | 0 | 0 | 0 | 0 | 0 | 0 | 0 | 0
F3_Commercial_OR - Miscellaneous_Existing_Water Heating_Natural Gas_Water Heater - Pipe Insulation_A_Technical Potential | F3 | Commercial | OR - Miscellaneous | Existing | Water Heating | Natural Gas | Water Heater - Pipe Insulation | A | Integrated Unit Winter Peak Savings (kW) | Technical Potential | 0 | 0 | 0 | 0 | 0 | 0 | 0 | 0 | 0 | 0 | 0 | 0 | 0 | 0 | 0 | 0 | 0 | 0 | 0 | 0 | 0 | 0 | 0 | 0 | 0 | 0 | 0
F4_Commercial_OR - Miscellaneous_Existing_Water Heating_Natural Gas_Water Heater - Pipe Insulation_A_Technical Potential | F4 | Commercial | OR - Miscellaneous | Existing | Water Heating | Natural Gas | Water Heater - Pipe Insulation | A | Incremental Energy Savings (MWh or mTherms) | Technical Potential | 0 | 0 | 0.024503 | 0.029182 | 0.034705 | 0.039195 | 0.043541 | 0.04961 | 0.053127 | 0.053052 | 0.04891 | 0.041183 | 0.031633 | 0.02159 | 0.012884 | 0.005983 | 0 | 0 | 0 | 0 | 0 | 0 | 0 | 0 | 0 | 0 | 0
F5_Commercial_OR - Miscellaneous_Existing_Water Heating_Natural Gas_Water Heater - Pipe Insulation_A_Technical Potential | F5 | Commercial | OR - Miscellaneous | Existing | Water Heating | Natural Gas | Water Heater - Pipe Insulation | A | Incremental Summer Peak Savings (MW) | Technical Potential | 0 | 0 | 0 | 0 | 0 | 0 | 0 | 0 | 0 | 0 | 0 | 0 | 0 | 0 | 0 | 0 | 0 | 0 | 0 | 0 | 0 | 0 | 0 | 0 | 0 | 0 | 0
F6_Commercial_OR - Miscellaneous_Existing_Water Heating_Natural Gas_Water Heater - Pipe Insulation_A_Technical Potential | F6 | Commercial | OR - Miscellaneous | Existing | Water Heating | Natural Gas | Water Heater - Pipe Insulation | A | Incremental Winter Peak Savings (MW) | Technical Potential | 0 | 0 | 0 | 0 | 0 | 0 | 0 | 0 | 0 | 0 | 0 | 0 | 0 | 0 | 0 | 0 | 0 | 0 | 0 | 0 | 0 | 0 | 0 | 0 | 0 | 0 | 0
F7_Commercial_OR - Miscellaneous_Existing_Water Heating_Natural Gas_Water Heater - Pipe Insulation_A_Technical Potential | F7 | Commercial | OR - Miscellaneous | Existing | Water Heating | Natural Gas | Water Heater - Pipe Insulation | A | Cumulative Energy Savings (MWh or mTherms) | Technical Potential | 0 | 0 | 0.024503 | 0.05295 | 0.086163 | 0.12302 | 0.16335 | 0.20881 | 0.25696 | 0.30424 | 0.34655 | 0.38064 | 0.40946 | 0.42879 | 0.4405 | 0.44395 | 0.44196 | 0.44037 | 0.4391 | 0.43802 | 0.43738 | 0.43703 | 0.43685 | 0.43671 | 0.43628 | 0.4362 | 0.43612
F8_Commercial_OR - Miscellaneous_Existing_Water Heating_Natural Gas_Water Heater - Pipe Insulation_A_Technical Potential | F8 | Commercial | OR - Miscellaneous | Existing | Water Heating | Natural Gas | Water Heater - Pipe Insulation | A | Cumulative Summer Peak Savings (MW) | Technical Potential | 0 | 0 | 0 | 0 | 0 | 0 | 0 | 0 | 0 | 0 | 0 | 0 | 0 | 0 | 0 | 0 | 0 | 0 | 0 | 0 | 0 | 0 | 0 | 0 | 0 | 0 | 0
F9_Commercial_OR - Miscellaneous_Existing_Water Heating_Natural Gas_Water Heater - Pipe Insulation_A_Technical Potential | F9 | Commercial | OR - Miscellaneous | Existing | Water Heating | Natural Gas | Water Heater - Pipe Insulation | A | Cumulative Winter Peak Savings (MW) | Technical Potential | 0 | 0 | 0 | 0 | 0 | 0 | 0 | 0 | 0 | 0 | 0 | 0 | 0 | 0 | 0 | 0 | 0 | 0 | 0 | 0 | 0 | 0 | 0 | 0 | 0 | 0 | 0
F10_Commercial_OR - Miscellaneous_Existing_Water Heating_Natural Gas_Water Heater - Pipe Insulation_A_Technical Potential | F10 | Commercial | OR - Miscellaneous | Existing | Water Heating | Natural Gas | Water Heater - Pipe Insulation | A | Purchases (Incremental) | Technical Potential | 0 | 0 | 5.1371 | 6.3076 | 7.7186 | 8.9601 | 10.2201 | 11.9486 | 13.1078 | 13.3905 | 12.6189 | 10.847 | 8.3939 | 5.7605 | 3.4472 | 1.6101 | 0 | 0 | 0 | 0 | 0 | 0 | 0 | 0 | 0 | 0 | 0
F11_Commercial_OR - Miscellaneous_Existing_Water Heating_Natural Gas_Water Heater - Pipe Insulation_A_Technical Potential | F11 | Commercial | OR - Miscellaneous | Existing | Water Heating | Natural Gas | Water Heater - Pipe Insulation | A | Purchases (Cumulative) | Technical Potential | 0 | 0 | 5.1371 | 11.4447 | 19.1633 | 28.1234 | 38.3435 | 50.2921 | 63.3998 | 76.7903 | 89.4093 | 100.2563 | 108.6502 | 114.4107 | 117.8579 | 119.468 | 119.468 | 119.468 | 119.468 | 119.468 | 119.468 | 119.468 | 119.468 | 119.468 | 119.468 | 119.468 | 119.468
F1_Commercial_OR - Miscellaneous_Existing_Water Heating_Natural Gas_Water Heater - Motion Control Faucet_A_Technical Potential | F1 | Commercial | OR - Miscellaneous | Existing | Water Heating | Natural Gas | Water Heater - Motion Control Faucet | A | Integrated Unit Energy Savings (kWh or therms) | Technical Potential | 0 | 0 | 0 | 0 | 0 | 0 | 0 | 0 | 0 | 0 | 0 | 0 | 0 | 0 | 0 | 0 | 0 | 0 | 0 | 0 | 0 | 0 | 0 | 0 | 0 | 0 | 0
F2_Commercial_OR - Miscellaneous_Existing_Water Heating_Natural Gas_Water Heater - Motion Control Faucet_A_Technical Potential | F2 | Commercial | OR - Miscellaneous | Existing | Water Heating | Natural Gas | Water Heater - Motion Control Faucet | A | Integrated Unit Summer Peak Savings (kW) | Technical Potential | 0 | 0 | 0 | 0 | 0 | 0 | 0 | 0 | 0 | 0 | 0 | 0 | 0 | 0 | 0 | 0 | 0 | 0 | 0 | 0 | 0 | 0 | 0 | 0 | 0 | 0 | 0
F3_Commercial_OR - Miscellaneous_Existing_Water Heating_Natural Gas_Water Heater - Motion Control Faucet_A_Technical Potential | F3 | Commercial | OR - Miscellaneous | Existing | Water Heating | Natural Gas | Water Heater - Motion Control Faucet | A | Integrated Unit Winter Peak Savings (kW) | Technical Potential | 0 | 0 | 0 | 0 | 0 | 0 | 0 | 0 | 0 | 0 | 0 | 0 | 0 | 0 | 0 | 0 | 0 | 0 | 0 | 0 | 0 | 0 | 0 | 0 | 0 | 0 | 0
F4_Commercial_OR - Miscellaneous_Existing_Water Heating_Natural Gas_Water Heater - Motion Control Faucet_A_Technical Potential | F4 | Commercial | OR - Miscellaneous | Existing | Water Heating | Natural Gas | Water Heater - Motion Control Faucet | A | Incremental Energy Savings (MWh or mTherms) | Technical Potential | 0 | 0 | 0 | 0 | 0 | 0 | 0 | 0 | 0 | 0 | 0 | 0 | 0 | 0 | 0 | 0 | 0 | 0 | 0 | 0 | 0 | 0 | 0 | 0 | 0 | 0 | 0
F5_Commercial_OR - Miscellaneous_Existing_Water Heating_Natural Gas_Water Heater - Motion Control Faucet_A_Technical Potential | F5 | Commercial | OR - Miscellaneous | Existing | Water Heating | Natural Gas | Water Heater - Motion Control Faucet | A | Incremental Summer Peak Savings (MW) | Technical Potential | 0 | 0 | 0 | 0 | 0 | 0 | 0 | 0 | 0 | 0 | 0 | 0 | 0 | 0 | 0 | 0 | 0 | 0 | 0 | 0 | 0 | 0 | 0 | 0 | 0 | 0 | 0
F6_Commercial_OR - Miscellaneous_Existing_Water Heating_Natural Gas_Water Heater - Motion Control Faucet_A_Technical Potential | F6 | Commercial | OR - Miscellaneous | Existing | Water Heating | Natural Gas | Water Heater - Motion Control Faucet | A | Incremental Winter Peak Savings (MW) | Technical Potential | 0 | 0 | 0 | 0 | 0 | 0 | 0 | 0 | 0 | 0 | 0 | 0 | 0 | 0 | 0 | 0 | 0 | 0 | 0 | 0 | 0 | 0 | 0 | 0 | 0 | 0 | 0
F7_Commercial_OR - Miscellaneous_Existing_Water Heating_Natural Gas_Water Heater - Motion Control Faucet_A_Technical Potential | F7 | Commercial | OR - Miscellaneous | Existing | Water Heating | Natural Gas | Water Heater - Motion Control Faucet | A | Cumulative Energy Savings (MWh or mTherms) | Technical Potential | 0 | 0 | 0 | 0 | 0 | 0 | 0 | 0 | 0 | 0 | 0 | 0 | 0 | 0 | 0 | 0 | 0 | 0 | 0 | 0 | 0 | 0 | 0 | 0 | 0 | 0 | 0
F8_Commercial_OR - Miscellaneous_Existing_Water Heating_Natural Gas_Water Heater - Motion Control Faucet_A_Technical Potential | F8 | Commercial | OR - Miscellaneous | Existing | Water Heating | Natural Gas | Water Heater - Motion Control Faucet | A | Cumulative Summer Peak Savings (MW) | Technical Potential | 0 | 0 | 0 | 0 | 0 | 0 | 0 | 0 | 0 | 0 | 0 | 0 | 0 | 0 | 0 | 0 | 0 | 0 | 0 | 0 | 0 | 0 | 0 | 0 | 0 | 0 | 0
F9_Commercial_OR - Miscellaneous_Existing_Water Heating_Natural Gas_Water Heater - Motion Control Faucet_A_Technical Potential | F9 | Commercial | OR - Miscellaneous | Existing | Water Heating | Natural Gas | Water Heater - Motion Control Faucet | A | Cumulative Winter Peak Savings (MW) | Technical Potential | 0 | 0 | 0 | 0 | 0 | 0 | 0 | 0 | 0 | 0 | 0 | 0 | 0 | 0 | 0 | 0 | 0 | 0 | 0 | 0 | 0 | 0 | 0 | 0 | 0 | 0 | 0
F10_Commercial_OR - Miscellaneous_Existing_Water Heating_Natural Gas_Water Heater - Motion Control Faucet_A_Technical Potential | F10 | Commercial | OR - Miscellaneous | Existing | Water Heating | Natural Gas | Water Heater - Motion Control Faucet | A | Purchases (Incremental) | Technical Potential | 0 | 0 | 2745.4804 | 3371.012 | 4125.1322 | 4788.6285 | 5462.0373 | 3640.2977 | 3634.2857 | 3031.2743 | 1955.4257 | 335.0486 | 0 | 0 | 0 | 0 | 0 | 0 | 0 | 0 | 0 | 0 | 0 | 0 | 0 | 0 | 0
F11_Commercial_OR - Miscellaneous_Existing_Water Heating_Natural Gas_Water Heater - Motion Control Faucet_A_Technical Potential | F11 | Commercial | OR - Miscellaneous | Existing | Water Heating | Natural Gas | Water Heater - Motion Control Faucet | A | Purchases (Cumulative) | Technical Potential | 0 | 0 | 2745.4804 | 6116.4924 | 10241.6246 | 15030.2532 | 20492.2904 | 24132.5882 | 27766.8739 | 30798.1481 | 32753.5739 | 33088.6225 | 33088.6225 | 33088.6225 | 33088.6225 | 33088.6225 | 33088.6225 | 33088.6225 | 33088.6225 | 33088.6225 | 33088.6225 | 33088.6225 | 33088.6225 | 33088.6225 | 33088.6225 | 33088.6225 | 33088.6225
F1_Commercial_OR - Miscellaneous_Existing_Water Heating_Natural Gas_Water Heater - Solar System_A_Technical Potential | F1 | Commercial | OR - Miscellaneous | Existing | Water Heating | Natural Gas | Water Heater - Solar System | A | Integrated Unit Energy Savings (kWh or therms) | Technical Potential | 0 | 0 | 38.1348 | 36.9665 | 35.8983 | 34.8948 | 33.9513 | 33.0497 | 32.2214 | 31.456 | 30.7353 | 30.0748 | 29.8278 | 29.6469 | 29.5556 | 29.3808 | 29.2495 | 29.1444 | 29.0603 | 28.9884 | 28.9466 | 28.9228 | 28.9113 | 28.9021 | 28.8738 | 28.8679 | 28.8632
F2_Commercial_OR - Miscellaneous_Existing_Water Heating_Natural Gas_Water Heater - Solar System_A_Technical Potential | F2 | Commercial | OR - Miscellaneous | Existing | Water Heating | Natural Gas | Water Heater - Solar System | A | Integrated Unit Summer Peak Savings (kW) | Technical Potential | 0 | 0 | 0 | 0 | 0 | 0 | 0 | 0 | 0 | 0 | 0 | 0 | 0 | 0 | 0 | 0 | 0 | 0 | 0 | 0 | 0 | 0 | 0 | 0 | 0 | 0 | 0
F3_Commercial_OR - Miscellaneous_Existing_Water Heating_Natural Gas_Water Heater - Solar System_A_Technical Potential | F3 | Commercial | OR - Miscellaneous | Existing | Water Heating | Natural Gas | Water Heater - Solar System | A | Integrated Unit Winter Peak Savings (kW) | Technical Potential | 0 | 0 | 0 | 0 | 0 | 0 | 0 | 0 | 0 | 0 | 0 | 0 | 0 | 0 | 0 | 0 | 0 | 0 | 0 | 0 | 0 | 0 | 0 | 0 | 0 | 0 | 0
F4_Commercial_OR - Miscellaneous_Existing_Water Heating_Natural Gas_Water Heater - Solar System_A_Technical Potential | F4 | Commercial | OR - Miscellaneous | Existing | Water Heating | Natural Gas | Water Heater - Solar System | A | Incremental Energy Savings (MWh or mTherms) | Technical Potential | 0 | 0 | 0.044404 | 0.050288 | 0.057323 | 0.062484 | 0.067392 | 0.074919 | 0.078607 | 0.077181 | 0.075502 | 0.065593 | 0.051073 | 0.034936 | 0.020746 | 0.012524 | 0 | 0 | 0 | 0 | 0 | 0 | 0 | 0 | 0 | 0 | 0
F5_Commercial_OR - Miscellaneous_Existing_Water Heating_Natural Gas_Water Heater - Solar System_A_Technical Potential | F5 | Commercial | OR - Miscellaneous | Existing | Water Heating | Natural Gas | Water Heater - Solar System | A | Incremental Summer Peak Savings (MW) | Technical Potential | 0 | 0 | 0 | 0 | 0 | 0 | 0 | 0 | 0 | 0 | 0 | 0 | 0 | 0 | 0 | 0 | 0 | 0 | 0 | 0 | 0 | 0 | 0 | 0 | 0 | 0 | 0
F6_Commercial_OR - Miscellaneous_Existing_Water Heating_Natural Gas_Water Heater - Solar System_A_Technical Potential | F6 | Commercial | OR - Miscellaneous | Existing | Water Heating | Natural Gas | Water Heater - Solar System | A | Incremental Winter Peak Savings (MW) | Technical Potential | 0 | 0 | 0 | 0 | 0 | 0 | 0 | 0 | 0 | 0 | 0 | 0 | 0 | 0 | 0 | 0 | 0 | 0 | 0 | 0 | 0 | 0 | 0 | 0 | 0 | 0 | 0
F7_Commercial_OR - Miscellaneous_Existing_Water Heating_Natural Gas_Water Heater - Solar System_A_Technical Potential | F7 | Commercial | OR - Miscellaneous | Existing | Water Heating | Natural Gas | Water Heater - Solar System | A | Cumulative Energy Savings (MWh or mTherms) | Technical Potential | 0 | 0 | 0.044404 | 0.093331 | 0.14796 | 0.20631 | 0.26812 | 0.33592 | 0.40611 | 0.47364 | 0.53829 | 0.59232 | 0.63853 | 0.66959 | 0.68827 | 0.69673 | 0.69361 | 0.69112 | 0.68913 | 0.68742 | 0.68643 | 0.68587 | 0.68559 | 0.68538 | 0.6847 | 0.68456 | 0.68445
F8_Commercial_OR - Miscellaneous_Existing_Water Heating_Natural Gas_Water Heater - Solar System_A_Technical Potential | F8 | Commercial | OR - Miscellaneous | Existing | Water Heating | Natural Gas | Water Heater - Solar System | A | Cumulative Summer Peak Savings (MW) | Technical Potential | 0 | 0 | 0 | 0 | 0 | 0 | 0 | 0 | 0 | 0 | 0 | 0 | 0 | 0 | 0 | 0 | 0 | 0 | 0 | 0 | 0 | 0 | 0 | 0 | 0 | 0 | 0
F9_Commercial_OR - Miscellaneous_Existing_Water Heating_Natural Gas_Water Heater - Solar System_A_Technical Potential | F9 | Commercial | OR - Miscellaneous | Existing | Water Heating | Natural Gas | Water Heater - Solar System | A | Cumulative Winter Peak Savings (MW) | Technical Potential | 0 | 0 | 0 | 0 | 0 | 0 | 0 | 0 | 0 | 0 | 0 | 0 | 0 | 0 | 0 | 0 | 0 | 0 | 0 | 0 | 0 | 0 | 0 | 0 | 0 | 0 | 0
F10_Commercial_OR - Miscellaneous_Existing_Water Heating_Natural Gas_Water Heater - Solar System_A_Technical Potential | F10 | Commercial | OR - Miscellaneous | Existing | Water Heating | Natural Gas | Water Heater - Solar System | A | Purchases (Incremental) | Technical Potential | 0 | 0 | 1.1644 | 1.3604 | 1.5968 | 1.7906 | 1.985 | 2.2669 | 2.4396 | 2.4536 | 2.4565 | 2.181 | 1.7123 | 1.1784 | 0.70192 | 0.42628 | 0 | 0 | 0 | 0 | 0 | 0 | 0 | 0 | 0 | 0 | 0
F11_Commercial_OR - Miscellaneous_Existing_Water Heating_Natural Gas_Water Heater - Solar System_A_Technical Potential | F11 | Commercial | OR - Miscellaneous | Existing | Water Heating | Natural Gas | Water Heater - Solar System | A | Purchases (Cumulative) | Technical Potential | 0 | 0 | 1.1644 | 2.5248 | 4.1216 | 5.9122 | 7.8972 | 10.1641 | 12.6036 | 15.0573 | 17.5138 | 19.6948 | 21.407 | 22.5855 | 23.2874 | 23.7137 | 23.7137 | 23.7137 | 23.7137 | 23.7137 | 23.7137 | 23.7137 | 23.7137 | 23.7137 | 23.7137 | 23.7137 | 23.7137
F1_Commercial_OR - Miscellaneous_Existing_Water Heating_Natural Gas_Commercial Laundry - Ozone Treatment_A_Technical Potential | F1 | Commercial | OR - Miscellaneous | Existing | Water Heating | Natural Gas | Commercial Laundry - Ozone Treatment | A | Integrated Unit Energy Savings (kWh or therms) | Technical Potential | 0 | 0 | 143.1626 | 138.0347 | 133.3035 | 129.1101 | 125.4244 | 121.8772 | 118.5952 | 115.5554 | 112.6905 | 110.0801 | 109.0292 | 108.2675 | 107.8746 | 107.2006 | 106.7213 | 106.3378 | 106.031 | 105.7687 | 105.6163 | 105.5295 | 105.4875 | 105.454 | 105.3507 | 105.3292 | 105.312
F2_Commercial_OR - Miscellaneous_Existing_Water Heating_Natural Gas_Commercial Laundry - Ozone Treatment_A_Technical Potential | F2 | Commercial | OR - Miscellaneous | Existing | Water Heating | Natural Gas | Commercial Laundry - Ozone Treatment | A | Integrated Unit Summer Peak Savings (kW) | Technical Potential | 0 | 0 | 0 | 0 | 0 | 0 | 0 | 0 | 0 | 0 | 0 | 0 | 0 | 0 | 0 | 0 | 0 | 0 | 0 | 0 | 0 | 0 | 0 | 0 | 0 | 0 | 0
F3_Commercial_OR - Miscellaneous_Existing_Water Heating_Natural Gas_Commercial Laundry - Ozone Treatment_A_Technical Potential | F3 | Commercial | OR - Miscellaneous | Existing | Water Heating | Natural Gas | Commercial Laundry - Ozone Treatment | A | Integrated Unit Winter Peak Savings (kW) | Technical Potential | 0 | 0 | 0 | 0 | 0 | 0 | 0 | 0 | 0 | 0 | 0 | 0 | 0 | 0 | 0 | 0 | 0 | 0 | 0 | 0 | 0 | 0 | 0 | 0 | 0 | 0 | 0
F4_Commercial_OR - Miscellaneous_Existing_Water Heating_Natural Gas_Commercial Laundry - Ozone Treatment_A_Technical Potential | F4 | Commercial | OR - Miscellaneous | Existing | Water Heating | Natural Gas | Commercial Laundry - Ozone Treatment | A | Incremental Energy Savings (MWh or mTherms) | Technical Potential | 0 | 0 | 0.011646 | 0.013787 | 0.016293 | 0.018319 | 0.020298 | 0.02306 | 0.024616 | 0.024503 | 0.022518 | 0.018908 | 0.0056228 | 0 | 0 | 0 | 0 | 0 | 0 | 0 | 0 | 0 | 0 | 0 | 0 | 0 | 0
F5_Commercial_OR - Miscellaneous_Existing_Water Heating_Natural Gas_Commercial Laundry - Ozone Treatment_A_Technical Potential | F5 | Commercial | OR - Miscellaneous | Existing | Water Heating | Natural Gas | Commercial Laundry - Ozone Treatment | A | Incremental Summer Peak Savings (MW) | Technical Potential | 0 | 0 | 0 | 0 | 0 | 0 | 0 | 0 | 0 | 0 | 0 | 0 | 0 | 0 | 0 | 0 | 0 | 0 | 0 | 0 | 0 | 0 | 0 | 0 | 0 | 0 | 0
F6_Commercial_OR - Miscellaneous_Existing_Water Heating_Natural Gas_Commercial Laundry - Ozone Treatment_A_Technical Potential | F6 | Commercial | OR - Miscellaneous | Existing | Water Heating | Natural Gas | Commercial Laundry - Ozone Treatment | A | Incremental Winter Peak Savings (MW) | Technical Potential | 0 | 0 | 0 | 0 | 0 | 0 | 0 | 0 | 0 | 0 | 0 | 0 | 0 | 0 | 0 | 0 | 0 | 0 | 0 | 0 | 0 | 0 | 0 | 0 | 0 | 0 | 0
F7_Commercial_OR - Miscellaneous_Existing_Water Heating_Natural Gas_Commercial Laundry - Ozone Treatment_A_Technical Potential | F7 | Commercial | OR - Miscellaneous | Existing | Water Heating | Natural Gas | Commercial Laundry - Ozone Treatment | A | Cumulative Energy Savings (MWh or mTherms) | Technical Potential | 0 | 0 | 0.011646 | 0.025016 | 0.040452 | 0.057498 | 0.076155 | 0.097061 | 0.11906 | 0.14051 | 0.15955 | 0.17476 | 0.17872 | 0.17747 | 0.17682 | 0.17572 | 0.17493 | 0.1743 | 0.1738 | 0.17337 | 0.17312 | 0.17298 | 0.17291 | 0.17286 | 0.17269 | 0.17265 | 0.17262
F8_Commercial_OR - Miscellaneous_Existing_Water Heating_Natural Gas_Commercial Laundry - Ozone Treatment_A_Technical Potential | F8 | Commercial | OR - Miscellaneous | Existing | Water Heating | Natural Gas | Commercial Laundry - Ozone Treatment | A | Cumulative Summer Peak Savings (MW) | Technical Potential | 0 | 0 | 0 | 0 | 0 | 0 | 0 | 0 | 0 | 0 | 0 | 0 | 0 | 0 | 0 | 0 | 0 | 0 | 0 | 0 | 0 | 0 | 0 | 0 | 0 | 0 | 0
F9_Commercial_OR - Miscellaneous_Existing_Water Heating_Natural Gas_Commercial Laundry - Ozone Treatment_A_Technical Potential | F9 | Commercial | OR - Miscellaneous | Existing | Water Heating | Natural Gas | Commercial Laundry - Ozone Treatment | A | Cumulative Winter Peak Savings (MW) | Technical Potential | 0 | 0 | 0 | 0 | 0 | 0 | 0 | 0 | 0 | 0 | 0 | 0 | 0 | 0 | 0 | 0 | 0 | 0 | 0 | 0 | 0 | 0 | 0 | 0 | 0 | 0 | 0
F10_Commercial_OR - Miscellaneous_Existing_Water Heating_Natural Gas_Commercial Laundry - Ozone Treatment_A_Technical Potential | F10 | Commercial | OR - Miscellaneous | Existing | Water Heating | Natural Gas | Commercial Laundry - Ozone Treatment | A | Purchases (Incremental) | Technical Potential | 0 | 0 | 0.081348 | 0.099882 | 0.12223 | 0.14189 | 0.16184 | 0.18921 | 0.20756 | 0.21204 | 0.19982 | 0.17177 | 0.051572 | 0 | 0 | 0 | 0 | 0 | 0 | 0 | 0 | 0 | 0 | 0 | 0 | 0 | 0
F11_Commercial_OR - Miscellaneous_Existing_Water Heating_Natural Gas_Commercial Laundry - Ozone Treatment_A_Technical Potential | F11 | Commercial | OR - Miscellaneous | Existing | Water Heating | Natural Gas | Commercial Laundry - Ozone Treatment | A | Purchases (Cumulative) | Technical Potential | 0 | 0 | 0.081348 | 0.18123 | 0.30346 | 0.44534 | 0.60718 | 0.79639 | 1.004 | 1.216 | 1.4158 | 1.5876 | 1.6392 | 1.6392 | 1.6392 | 1.6392 | 1.6392 | 1.6392 | 1.6392 | 1.6392 | 1.6392 | 1.6392 | 1.6392 | 1.6392 | 1.6392 | 1.6392 | 1.6392
F1_Commercial_OR - Miscellaneous_Existing_Water Heating_Natural Gas_Commercial Laundry - ENERGY STAR Washer_A_Technical Potential | F1 | Commercial | OR - Miscellaneous | Existing | Water Heating | Natural Gas | Commercial Laundry - ENERGY STAR Washer | A | Integrated Unit Energy Savings (kWh or therms) | Technical Potential | 0 | 0 | 33.6222 | 32.4181 | 31.3071 | 30.3225 | 29.4572 | 28.6244 | 27.8539 | 27.1401 | 26.4674 | 25.8544 | 25.6076 | 25.4287 | 25.3364 | 25.1781 | 25.0655 | 24.9754 | 24.9034 | 24.8418 | 24.806 | 24.7856 | 24.7757 | 24.7678 | 24.7436 | 24.7385 | 24.7345
F2_Commercial_OR - Miscellaneous_Existing_Water Heating_Natural Gas_Commercial Laundry - ENERGY STAR Washer_A_Technical Potential | F2 | Commercial | OR - Miscellaneous | Existing | Water Heating | Natural Gas | Commercial Laundry - ENERGY STAR Washer | A | Integrated Unit Summer Peak Savings (kW) | Technical Potential | 0 | 0 | 0 | 0 | 0 | 0 | 0 | 0 | 0 | 0 | 0 | 0 | 0 | 0 | 0 | 0 | 0 | 0 | 0 | 0 | 0 | 0 | 0 | 0 | 0 | 0 | 0
F3_Commercial_OR - Miscellaneous_Existing_Water Heating_Natural Gas_Commercial Laundry - ENERGY STAR Washer_A_Technical Potential | F3 | Commercial | OR - Miscellaneous | Existing | Water Heating | Natural Gas | Commercial Laundry - ENERGY STAR Washer | A | Integrated Unit Winter Peak Savings (kW) | Technical Potential | 0 | 0 | 0 | 0 | 0 | 0 | 0 | 0 | 0 | 0 | 0 | 0 | 0 | 0 | 0 | 0 | 0 | 0 | 0 | 0 | 0 | 0 | 0 | 0 | 0 | 0 | 0
F4_Commercial_OR - Miscellaneous_Existing_Water Heating_Natural Gas_Commercial Laundry - ENERGY STAR Washer_A_Technical Potential | F4 | Commercial | OR - Miscellaneous | Existing | Water Heating | Natural Gas | Commercial Laundry - ENERGY STAR Washer | A | Incremental Energy Savings (MWh or mTherms) | Technical Potential | 0 | 0 | 0.00022169 | 0.00026245 | 0.00031015 | 0.00034872 | 0.0003864 | 0.00043898 | 0.00046861 | 0.0002875 | 0.0002144 | 0.00010381 | 0 | 0 | 0 | 0 | 0 | 0 | 0 | 0 | 0 | 0 | 0 | 0 | 0 | 0 | 0
F5_Commercial_OR - Miscellaneous_Existing_Water Heating_Natural Gas_Commercial Laundry - ENERGY STAR Washer_A_Technical Potential | F5 | Commercial | OR - Miscellaneous | Existing | Water Heating | Natural Gas | Commercial Laundry - ENERGY STAR Washer | A | Incremental Summer Peak Savings (MW) | Technical Potential | 0 | 0 | 0 | 0 | 0 | 0 | 0 | 0 | 0 | 0 | 0 | 0 | 0 | 0 | 0 | 0 | 0 | 0 | 0 | 0 | 0 | 0 | 0 | 0 | 0 | 0 | 0
F6_Commercial_OR - Miscellaneous_Existing_Water Heating_Natural Gas_Commercial Laundry - ENERGY STAR Washer_A_Technical Potential | F6 | Commercial | OR - Miscellaneous | Existing | Water Heating | Natural Gas | Commercial Laundry - ENERGY STAR Washer | A | Incremental Winter Peak Savings (MW) | Technical Potential | 0 | 0 | 0 | 0 | 0 | 0 | 0 | 0 | 0 | 0 | 0 | 0 | 0 | 0 | 0 | 0 | 0 | 0 | 0 | 0 | 0 | 0 | 0 | 0 | 0 | 0 | 0
F7_Commercial_OR - Miscellaneous_Existing_Water Heating_Natural Gas_Commercial Laundry - ENERGY STAR Washer_A_Technical Potential | F7 | Commercial | OR - Miscellaneous | Existing | Water Heating | Natural Gas | Commercial Laundry - ENERGY STAR Washer | A | Cumulative Energy Savings (MWh or mTherms) | Technical Potential | 0 | 0 | 0.00022169 | 0.0004762 | 0.00077003 | 0.0010945 | 0.0014497 | 0.0018477 | 0.0022666 | 0.002496 | 0.0026485 | 0.002691 | 0.0026653 | 0.0026467 | 0.0026371 | 0.0026206 | 0.0026089 | 0.0025995 | 0.002592 | 0.0025856 | 0.0025819 | 0.0025798 | 0.0025787 | 0.0025779 | 0.0025754 | 0.0025749 | 0.0025744
F8_Commercial_OR - Miscellaneous_Existing_Water Heating_Natural Gas_Commercial Laundry - ENERGY STAR Washer_A_Technical Potential | F8 | Commercial | OR - Miscellaneous | Existing | Water Heating | Natural Gas | Commercial Laundry - ENERGY STAR Washer | A | Cumulative Summer Peak Savings (MW) | Technical Potential | 0 | 0 | 0 | 0 | 0 | 0 | 0 | 0 | 0 | 0 | 0 | 0 | 0 | 0 | 0 | 0 | 0 | 0 | 0 | 0 | 0 | 0 | 0 | 0 | 0 | 0 | 0
F9_Commercial_OR - Miscellaneous_Existing_Water Heating_Natural Gas_Commercial Laundry - ENERGY STAR Washer_A_Technical Potential | F9 | Commercial | OR - Miscellaneous | Existing | Water Heating | Natural Gas | Commercial Laundry - ENERGY STAR Washer | A | Cumulative Winter Peak Savings (MW) | Technical Potential | 0 | 0 | 0 | 0 | 0 | 0 | 0 | 0 | 0 | 0 | 0 | 0 | 0 | 0 | 0 | 0 | 0 | 0 | 0 | 0 | 0 | 0 | 0 | 0 | 0 | 0 | 0
F10_Commercial_OR - Miscellaneous_Existing_Water Heating_Natural Gas_Commercial Laundry - ENERGY STAR Washer_A_Technical Potential | F10 | Commercial | OR - Miscellaneous | Existing | Water Heating | Natural Gas | Commercial Laundry - ENERGY STAR Washer | A | Purchases (Incremental) | Technical Potential | 0 | 0 | 0.0065935 | 0.0080957 | 0.0099068 | 0.0115 | 0.013118 | 0.015336 | 0.016824 | 0.010593 | 0.0081006 | 0.0040153 | 0 | 0 | 0 | 0 | 0 | 0 | 0 | 0 | 0 | 0 | 0 | 0 | 0 | 0 | 0
F11_Commercial_OR - Miscellaneous_Existing_Water Heating_Natural Gas_Commercial Laundry - ENERGY STAR Washer_A_Technical Potential | F11 | Commercial | OR - Miscellaneous | Existing | Water Heating | Natural Gas | Commercial Laundry - ENERGY STAR Washer | A | Purchases (Cumulative) | Technical Potential | 0 | 0 | 0.0065935 | 0.014689 | 0.024596 | 0.036096 | 0.049214 | 0.06455 | 0.081374 | 0.091967 | 0.10007 | 0.10408 | 0.10408 | 0.10408 | 0.10408 | 0.10408 | 0.10408 | 0.10408 | 0.10408 | 0.10408 | 0.10408 | 0.10408 | 0.10408 | 0.10408 | 0.10408 | 0.10408 | 0.10408
F1_Commercial_OR - Miscellaneous_Existing_Water Heating_Natural Gas_Water Heater - Efficient Dishwasher_A_Technical Potential | F1 | Commercial | OR - Miscellaneous | Existing | Water Heating | Natural Gas | Water Heater - Efficient Dishwasher | A | Integrated Unit Energy Savings (kWh or therms) | Technical Potential | 0 | 0 | 97.3301 | 93.8166 | 90.5687 | 87.6834 | 85.1401 | 82.6866 | 80.4112 | 78.3016 | 76.3158 | 74.5105 | 73.7881 | 73.2726 | 73.0066 | 72.5505 | 72.2261 | 71.9666 | 71.759 | 71.5815 | 71.4783 | 71.4196 | 71.3912 | 71.3684 | 71.2985 | 71.284 | 71.2724
F2_Commercial_OR - Miscellaneous_Existing_Water Heating_Natural Gas_Water Heater - Efficient Dishwasher_A_Technical Potential | F2 | Commercial | OR - Miscellaneous | Existing | Water Heating | Natural Gas | Water Heater - Efficient Dishwasher | A | Integrated Unit Summer Peak Savings (kW) | Technical Potential | 0 | 0 | 0 | 0 | 0 | 0 | 0 | 0 | 0 | 0 | 0 | 0 | 0 | 0 | 0 | 0 | 0 | 0 | 0 | 0 | 0 | 0 | 0 | 0 | 0 | 0 | 0
F3_Commercial_OR - Miscellaneous_Existing_Water Heating_Natural Gas_Water Heater - Efficient Dishwasher_A_Technical Potential | F3 | Commercial | OR - Miscellaneous | Existing | Water Heating | Natural Gas | Water Heater - Efficient Dishwasher | A | Integrated Unit Winter Peak Savings (kW) | Technical Potential | 0 | 0 | 0 | 0 | 0 | 0 | 0 | 0 | 0 | 0 | 0 | 0 | 0 | 0 | 0 | 0 | 0 | 0 | 0 | 0 | 0 | 0 | 0 | 0 | 0 | 0 | 0
F4_Commercial_OR - Miscellaneous_Existing_Water Heating_Natural Gas_Water Heater - Efficient Dishwasher_A_Technical Potential | F4 | Commercial | OR - Miscellaneous | Existing | Water Heating | Natural Gas | Water Heater - Efficient Dishwasher | A | Incremental Energy Savings (MWh or mTherms) | Technical Potential | 0 | 0 | 0.089073 | 0.10542 | 0.12454 | 0.13996 | 0.15501 | 0.17601 | 0.18777 | 0.18679 | 0.17156 | 0.14398 | 0.11034 | 0.075194 | 0 | 0 | 0 | 0 | 0 | 0 | 0 | 0 | 0 | 0 | 0 | 0 | 0
F5_Commercial_OR - Miscellaneous_Existing_Water Heating_Natural Gas_Water Heater - Efficient Dishwasher_A_Technical Potential | F5 | Commercial | OR - Miscellaneous | Existing | Water Heating | Natural Gas | Water Heater - Efficient Dishwasher | A | Incremental Summer Peak Savings (MW) | Technical Potential | 0 | 0 | 0 | 0 | 0 | 0 | 0 | 0 | 0 | 0 | 0 | 0 | 0 | 0 | 0 | 0 | 0 | 0 | 0 | 0 | 0 | 0 | 0 | 0 | 0 | 0 | 0
F6_Commercial_OR - Miscellaneous_Existing_Water Heating_Natural Gas_Water Heater - Efficient Dishwasher_A_Technical Potential | F6 | Commercial | OR - Miscellaneous | Existing | Water Heating | Natural Gas | Water Heater - Efficient Dishwasher | A | Incremental Winter Peak Savings (MW) | Technical Potential | 0 | 0 | 0 | 0 | 0 | 0 | 0 | 0 | 0 | 0 | 0 | 0 | 0 | 0 | 0 | 0 | 0 | 0 | 0 | 0 | 0 | 0 | 0 | 0 | 0 | 0 | 0
F7_Commercial_OR - Miscellaneous_Existing_Water Heating_Natural Gas_Water Heater - Efficient Dishwasher_A_Technical Potential | F7 | Commercial | OR - Miscellaneous | Existing | Water Heating | Natural Gas | Water Heater - Efficient Dishwasher | A | Cumulative Energy Savings (MWh or mTherms) | Technical Potential | 0 | 0 | 0.089073 | 0.19128 | 0.30919 | 0.4393 | 0.58157 | 0.74082 | 0.9082 | 1.0712 | 1.2156 | 1.3308 | 1.4282 | 1.4934 | 1.488 | 1.4787 | 1.4721 | 1.4668 | 1.4626 | 1.459 | 1.4569 | 1.4557 | 1.4551 | 1.4546 | 1.4532 | 1.4529 | 1.4527
F8_Commercial_OR - Miscellaneous_Existing_Water Heating_Natural Gas_Water Heater - Efficient Dishwasher_A_Technical Potential | F8 | Commercial | OR - Miscellaneous | Existing | Water Heating | Natural Gas | Water Heater - Efficient Dishwasher | A | Cumulative Summer Peak Savings (MW) | Technical Potential | 0 | 0 | 0 | 0 | 0 | 0 | 0 | 0 | 0 | 0 | 0 | 0 | 0 | 0 | 0 | 0 | 0 | 0 | 0 | 0 | 0 | 0 | 0 | 0 | 0 | 0 | 0
F9_Commercial_OR - Miscellaneous_Existing_Water Heating_Natural Gas_Water Heater - Efficient Dishwasher_A_Technical Potential | F9 | Commercial | OR - Miscellaneous | Existing | Water Heating | Natural Gas | Water Heater - Efficient Dishwasher | A | Cumulative Winter Peak Savings (MW) | Technical Potential | 0 | 0 | 0 | 0 | 0 | 0 | 0 | 0 | 0 | 0 | 0 | 0 | 0 | 0 | 0 | 0 | 0 | 0 | 0 | 0 | 0 | 0 | 0 | 0 | 0 | 0 | 0
F10_Commercial_OR - Miscellaneous_Existing_Water Heating_Natural Gas_Water Heater - Efficient Dishwasher_A_Technical Potential | F10 | Commercial | OR - Miscellaneous | Existing | Water Heating | Natural Gas | Water Heater - Efficient Dishwasher | A | Purchases (Incremental) | Technical Potential | 0 | 0 | 0.91516 | 1.1237 | 1.375 | 1.5962 | 1.8207 | 2.1286 | 2.3351 | 2.3855 | 2.248 | 1.9324 | 1.4953 | 1.0262 | 0 | 0 | 0 | 0 | 0 | 0 | 0 | 0 | 0 | 0 | 0 | 0 | 0
F11_Commercial_OR - Miscellaneous_Existing_Water Heating_Natural Gas_Water Heater - Efficient Dishwasher_A_Technical Potential | F11 | Commercial | OR - Miscellaneous | Existing | Water Heating | Natural Gas | Water Heater - Efficient Dishwasher | A | Purchases (Cumulative) | Technical Potential | 0 | 0 | 0.91516 | 2.0388 | 3.4139 | 5.0101 | 6.8308 | 8.9594 | 11.2945 | 13.6799 | 15.9279 | 17.8603 | 19.3556 | 20.3819 | 20.3819 | 20.3819 | 20.3819 | 20.3819 | 20.3819 | 20.3819 | 20.3819 | 20.3819 | 20.3819 | 20.3819 | 20.3819 | 20.3819 | 20.3819
F1_Commercial_OR - Miscellaneous_Existing_Water Heating_Natural Gas_Commercial Laundry - Alternative Dry-Cleaning Methods_A_Technical Potential | F1 | Commercial | OR - Miscellaneous | Existing | Water Heating | Natural Gas | Commercial Laundry - Alternative Dry-Cleaning Methods | A | Integrated Unit Energy Savings (kWh or therms) | Technical Potential | 0 | 0 | 0 | 0 | 0 | 0 | 0 | 0 | 0 | 0 | 0 | 0 | 0 | 0 | 0 | 0 | 0 | 0 | 0 | 0 | 0 | 0 | 0 | 0 | 0 | 0 | 0
F2_Commercial_OR - Miscellaneous_Existing_Water Heating_Natural Gas_Commercial Laundry - Alternative Dry-Cleaning Methods_A_Technical Potential | F2 | Commercial | OR - Miscellaneous | Existing | Water Heating | Natural Gas | Commercial Laundry - Alternative Dry-Cleaning Methods | A | Integrated Unit Summer Peak Savings (kW) | Technical Potential | 0 | 0 | 0 | 0 | 0 | 0 | 0 | 0 | 0 | 0 | 0 | 0 | 0 | 0 | 0 | 0 | 0 | 0 | 0 | 0 | 0 | 0 | 0 | 0 | 0 | 0 | 0
F3_Commercial_OR - Miscellaneous_Existing_Water Heating_Natural Gas_Commercial Laundry - Alternative Dry-Cleaning Methods_A_Technical Potential | F3 | Commercial | OR - Miscellaneous | Existing | Water Heating | Natural Gas | Commercial Laundry - Alternative Dry-Cleaning Methods | A | Integrated Unit Winter Peak Savings (kW) | Technical Potential | 0 | 0 | 0 | 0 | 0 | 0 | 0 | 0 | 0 | 0 | 0 | 0 | 0 | 0 | 0 | 0 | 0 | 0 | 0 | 0 | 0 | 0 | 0 | 0 | 0 | 0 | 0
F4_Commercial_OR - Miscellaneous_Existing_Water Heating_Natural Gas_Commercial Laundry - Alternative Dry-Cleaning Methods_A_Technical Potential | F4 | Commercial | OR - Miscellaneous | Existing | Water Heating | Natural Gas | Commercial Laundry - Alternative Dry-Cleaning Methods | A | Incremental Energy Savings (MWh or mTherms) | Technical Potential | 0 | 0 | 0 | 0 | 0 | 0 | 0 | 0 | 0 | 0 | 0 | 0 | 0 | 0 | 0 | 0 | 0 | 0 | 0 | 0 | 0 | 0 | 0 | 0 | 0 | 0 | 0
F5_Commercial_OR - Miscellaneous_Existing_Water Heating_Natural Gas_Commercial Laundry - Alternative Dry-Cleaning Methods_A_Technical Potential | F5 | Commercial | OR - Miscellaneous | Existing | Water Heating | Natural Gas | Commercial Laundry - Alternative Dry-Cleaning Methods | A | Incremental Summer Peak Savings (MW) | Technical Potential | 0 | 0 | 0 | 0 | 0 | 0 | 0 | 0 | 0 | 0 | 0 | 0 | 0 | 0 | 0 | 0 | 0 | 0 | 0 | 0 | 0 | 0 | 0 | 0 | 0 | 0 | 0
F6_Commercial_OR - Miscellaneous_Existing_Water Heating_Natural Gas_Commercial Laundry - Alternative Dry-Cleaning Methods_A_Technical Potential | F6 | Commercial | OR - Miscellaneous | Existing | Water Heating | Natural Gas | Commercial Laundry - Alternative Dry-Cleaning Methods | A | Incremental Winter Peak Savings (MW) | Technical Potential | 0 | 0 | 0 | 0 | 0 | 0 | 0 | 0 | 0 | 0 | 0 | 0 | 0 | 0 | 0 | 0 | 0 | 0 | 0 | 0 | 0 | 0 | 0 | 0 | 0 | 0 | 0
F7_Commercial_OR - Miscellaneous_Existing_Water Heating_Natural Gas_Commercial Laundry - Alternative Dry-Cleaning Methods_A_Technical Potential | F7 | Commercial | OR - Miscellaneous | Existing | Water Heating | Natural Gas | Commercial Laundry - Alternative Dry-Cleaning Methods | A | Cumulative Energy Savings (MWh or mTherms) | Technical Potential | 0 | 0 | 0 | 0 | 0 | 0 | 0 | 0 | 0 | 0 | 0 | 0 | 0 | 0 | 0 | 0 | 0 | 0 | 0 | 0 | 0 | 0 | 0 | 0 | 0 | 0 | 0
F8_Commercial_OR - Miscellaneous_Existing_Water Heating_Natural Gas_Commercial Laundry - Alternative Dry-Cleaning Methods_A_Technical Potential | F8 | Commercial | OR - Miscellaneous | Existing | Water Heating | Natural Gas | Commercial Laundry - Alternative Dry-Cleaning Methods | A | Cumulative Summer Peak Savings (MW) | Technical Potential | 0 | 0 | 0 | 0 | 0 | 0 | 0 | 0 | 0 | 0 | 0 | 0 | 0 | 0 | 0 | 0 | 0 | 0 | 0 | 0 | 0 | 0 | 0 | 0 | 0 | 0 | 0
F9_Commercial_OR - Miscellaneous_Existing_Water Heating_Natural Gas_Commercial Laundry - Alternative Dry-Cleaning Methods_A_Technical Potential | F9 | Commercial | OR - Miscellaneous | Existing | Water Heating | Natural Gas | Commercial Laundry - Alternative Dry-Cleaning Methods | A | Cumulative Winter Peak Savings (MW) | Technical Potential | 0 | 0 | 0 | 0 | 0 | 0 | 0 | 0 | 0 | 0 | 0 | 0 | 0 | 0 | 0 | 0 | 0 | 0 | 0 | 0 | 0 | 0 | 0 | 0 | 0 | 0 | 0
F10_Commercial_OR - Miscellaneous_Existing_Water Heating_Natural Gas_Commercial Laundry - Alternative Dry-Cleaning Methods_A_Technical Potential | F10 | Commercial | OR - Miscellaneous | Existing | Water Heating | Natural Gas | Commercial Laundry - Alternative Dry-Cleaning Methods | A | Purchases (Incremental) | Technical Potential | 0 | 0 | 0.081348 | 0.099882 | 0.12223 | 0.14189 | 0.16184 | 0.18921 | 0.20756 | 0.21204 | 0.19982 | 0.17177 | 0.13292 | 0.09122 | 0.054587 | 0.025496 | 0 | 0 | 0 | 0 | 0 | 0 | 0 | 0 | 0 | 0 | 0
F11_Commercial_OR - Miscellaneous_Existing_Water Heating_Natural Gas_Commercial Laundry - Alternative Dry-Cleaning Methods_A_Technical Potential | F11 | Commercial | OR - Miscellaneous | Existing | Water Heating | Natural Gas | Commercial Laundry - Alternative Dry-Cleaning Methods | A | Purchases (Cumulative) | Technical Potential | 0 | 0 | 0.081348 | 0.18123 | 0.30346 | 0.44534 | 0.60718 | 0.79639 | 1.004 | 1.216 | 1.4158 | 1.5876 | 1.7205 | 1.8117 | 1.8663 | 1.8918 | 1.8918 | 1.8918 | 1.8918 | 1.8918 | 1.8918 | 1.8918 | 1.8918 | 1.8918 | 1.8918 | 1.8918 | 1.8918
F1_Commercial_OR - Miscellaneous_Existing_Space Heating_Natural Gas_Advanced Kitchen Ventilation Controls_A_Technical Potential | F1 | Commercial | OR - Miscellaneous | Existing | Space Heating | Natural Gas | Advanced Kitchen Ventilation Controls | A | Integrated Unit Energy Savings (kWh or therms) | Technical Potential | 0 | 0 | 0.059599 | 0.059107 | 0.058524 | 0.057901 | 0.057229 | 0.056501 | 0.055712 | 0.054857 | 0.053934 | 0.052953 | 0.051927 | 0.050879 | 0.049836 | 0.048824 | 0.04787 | 0.046989 | 0.046187 | 0.045462 | 0.044826 | 0.044225 | 0.043725 | 0.043241 | 0.042772 | 0.042334 | 0.041911
F2_Commercial_OR - Miscellaneous_Existing_Space Heating_Natural Gas_Advanced Kitchen Ventilation Controls_A_Technical Potential | F2 | Commercial | OR - Miscellaneous | Existing | Space Heating | Natural Gas | Advanced Kitchen Ventilation Controls | A | Integrated Unit Summer Peak Savings (kW) | Technical Potential | 0 | 0 | 0 | 0 | 0 | 0 | 0 | 0 | 0 | 0 | 0 | 0 | 0 | 0 | 0 | 0 | 0 | 0 | 0 | 0 | 0 | 0 | 0 | 0 | 0 | 0 | 0
F3_Commercial_OR - Miscellaneous_Existing_Space Heating_Natural Gas_Advanced Kitchen Ventilation Controls_A_Technical Potential | F3 | Commercial | OR - Miscellaneous | Existing | Space Heating | Natural Gas | Advanced Kitchen Ventilation Controls | A | Integrated Unit Winter Peak Savings (kW) | Technical Potential | 0 | 0 | 0 | 0 | 0 | 0 | 0 | 0 | 0 | 0 | 0 | 0 | 0 | 0 | 0 | 0 | 0 | 0 | 0 | 0 | 0 | 0 | 0 | 0 | 0 | 0 | 0
F4_Commercial_OR - Miscellaneous_Existing_Space Heating_Natural Gas_Advanced Kitchen Ventilation Controls_A_Technical Potential | F4 | Commercial | OR - Miscellaneous | Existing | Space Heating | Natural Gas | Advanced Kitchen Ventilation Controls | A | Incremental Energy Savings (MWh or mTherms) | Technical Potential | 0 | 0 | 0 | 0 | 0 | 0 | 0 | 0 | 0 | 0 | 0 | 0 | 0 | 0 | 0 | 0 | 0 | 0 | 0 | 0 | 0 | 0 | 0 | 0 | 0 | 0 | 0
F5_Commercial_OR - Miscellaneous_Existing_Space Heating_Natural Gas_Advanced Kitchen Ventilation Controls_A_Technical Potential | F5 | Commercial | OR - Miscellaneous | Existing | Space Heating | Natural Gas | Advanced Kitchen Ventilation Controls | A | Incremental Summer Peak Savings (MW) | Technical Potential | 0 | 0 | 0 | 0 | 0 | 0 | 0 | 0 | 0 | 0 | 0 | 0 | 0 | 0 | 0 | 0 | 0 | 0 | 0 | 0 | 0 | 0 | 0 | 0 | 0 | 0 | 0
F6_Commercial_OR - Miscellaneous_Existing_Space Heating_Natural Gas_Advanced Kitchen Ventilation Controls_A_Technical Potential | F6 | Commercial | OR - Miscellaneous | Existing | Space Heating | Natural Gas | Advanced Kitchen Ventilation Controls | A | Incremental Winter Peak Savings (MW) | Technical Potential | 0 | 0 | 0 | 0 | 0 | 0 | 0 | 0 | 0 | 0 | 0 | 0 | 0 | 0 | 0 | 0 | 0 | 0 | 0 | 0 | 0 | 0 | 0 | 0 | 0 | 0 | 0
F7_Commercial_OR - Miscellaneous_Existing_Space Heating_Natural Gas_Advanced Kitchen Ventilation Controls_A_Technical Potential | F7 | Commercial | OR - Miscellaneous | Existing | Space Heating | Natural Gas | Advanced Kitchen Ventilation Controls | A | Cumulative Energy Savings (MWh or mTherms) | Technical Potential | 0 | 0 | 0 | 0 | 0 | 0 | 0 | 0 | 0 | 0 | 0 | 0 | 0 | 0 | 0 | 0 | 0 | 0 | 0 | 0 | 0 | 0 | 0 | 0 | 0 | 0 | 0
F8_Commercial_OR - Miscellaneous_Existing_Space Heating_Natural Gas_Advanced Kitchen Ventilation Controls_A_Technical Potential | F8 | Commercial | OR - Miscellaneous | Existing | Space Heating | Natural Gas | Advanced Kitchen Ventilation Controls | A | Cumulative Summer Peak Savings (MW) | Technical Potential | 0 | 0 | 0 | 0 | 0 | 0 | 0 | 0 | 0 | 0 | 0 | 0 | 0 | 0 | 0 | 0 | 0 | 0 | 0 | 0 | 0 | 0 | 0 | 0 | 0 | 0 | 0
F9_Commercial_OR - Miscellaneous_Existing_Space Heating_Natural Gas_Advanced Kitchen Ventilation Controls_A_Technical Potential | F9 | Commercial | OR - Miscellaneous | Existing | Space Heating | Natural Gas | Advanced Kitchen Ventilation Controls | A | Cumulative Winter Peak Savings (MW) | Technical Potential | 0 | 0 | 0 | 0 | 0 | 0 | 0 | 0 | 0 | 0 | 0 | 0 | 0 | 0 | 0 | 0 | 0 | 0 | 0 | 0 | 0 | 0 | 0 | 0 | 0 | 0 | 0
F10_Commercial_OR - Miscellaneous_Existing_Space Heating_Natural Gas_Advanced Kitchen Ventilation Controls_A_Technical Potential | F10 | Commercial | OR - Miscellaneous | Existing | Space Heating | Natural Gas | Advanced Kitchen Ventilation Controls | A | Purchases (Incremental) | Technical Potential | 0 | 0 | 0 | 0 | 0 | 0 | 0 | 0 | 0 | 0 | 0 | 0 | 0 | 0 | 0 | 0 | 0 | 0 | 0 | 0 | 0 | 0 | 0 | 0 | 0 | 0 | 0
F11_Commercial_OR - Miscellaneous_Existing_Space Heating_Natural Gas_Advanced Kitchen Ventilation Controls_A_Technical Potential | F11 | Commercial | OR - Miscellaneous | Existing | Space Heating | Natural Gas | Advanced Kitchen Ventilation Controls | A | Purchases (Cumulative) | Technical Potential | 0 | 0 | 0 | 0 | 0 | 0 | 0 | 0 | 0 | 0 | 0 | 0 | 0 | 0 | 0 | 0 | 0 | 0 | 0 | 0 | 0 | 0 | 0 | 0 | 0 | 0 | 0
F1_Commercial_OR - Miscellaneous_Existing_Space Heating_Natural Gas_Infiltration Control - Loading Dock Sealing_A_Technical Potential | F1 | Commercial | OR - Miscellaneous | Existing | Space Heating | Natural Gas | Infiltration Control - Loading Dock Sealing | A | Integrated Unit Energy Savings (kWh or therms) | Technical Potential | 0 | 0 | 212.3223 | 209.2782 | 205.7296 | 201.8988 | 197.7294 | 193.2749 | 188.4309 | 183.2323 | 177.7398 | 172.0631 | 166.3784 | 160.7459 | 155.2745 | 150.1091 | 145.3923 | 141.3112 | 137.8769 | 134.8966 | 132.4625 | 130.1862 | 128.7034 | 127.2696 | 125.8797 | 124.5838 | 123.3292
F2_Commercial_OR - Miscellaneous_Existing_Space Heating_Natural Gas_Infiltration Control - Loading Dock Sealing_A_Technical Potential | F2 | Commercial | OR - Miscellaneous | Existing | Space Heating | Natural Gas | Infiltration Control - Loading Dock Sealing | A | Integrated Unit Summer Peak Savings (kW) | Technical Potential | 0 | 0 | 0 | 0 | 0 | 0 | 0 | 0 | 0 | 0 | 0 | 0 | 0 | 0 | 0 | 0 | 0 | 0 | 0 | 0 | 0 | 0 | 0 | 0 | 0 | 0 | 0
F3_Commercial_OR - Miscellaneous_Existing_Space Heating_Natural Gas_Infiltration Control - Loading Dock Sealing_A_Technical Potential | F3 | Commercial | OR - Miscellaneous | Existing | Space Heating | Natural Gas | Infiltration Control - Loading Dock Sealing | A | Integrated Unit Winter Peak Savings (kW) | Technical Potential | 0 | 0 | 0 | 0 | 0 | 0 | 0 | 0 | 0 | 0 | 0 | 0 | 0 | 0 | 0 | 0 | 0 | 0 | 0 | 0 | 0 | 0 | 0 | 0 | 0 | 0 | 0
F4_Commercial_OR - Miscellaneous_Existing_Space Heating_Natural Gas_Infiltration Control - Loading Dock Sealing_A_Technical Potential | F4 | Commercial | OR - Miscellaneous | Existing | Space Heating | Natural Gas | Infiltration Control - Loading Dock Sealing | A | Incremental Energy Savings (MWh or mTherms) | Technical Potential | 0 | 0 | 0 | 0 | 0 | 0 | 0 | 0 | 0 | 0 | 0 | 0 | 0 | 0 | 0 | 0 | 0 | 0 | 0 | 0 | 0 | 0 | 0 | 0 | 0 | 0 | 0
F5_Commercial_OR - Miscellaneous_Existing_Space Heating_Natural Gas_Infiltration Control - Loading Dock Sealing_A_Technical Potential | F5 | Commercial | OR - Miscellaneous | Existing | Space Heating | Natural Gas | Infiltration Control - Loading Dock Sealing | A | Incremental Summer Peak Savings (MW) | Technical Potential | 0 | 0 | 0 | 0 | 0 | 0 | 0 | 0 | 0 | 0 | 0 | 0 | 0 | 0 | 0 | 0 | 0 | 0 | 0 | 0 | 0 | 0 | 0 | 0 | 0 | 0 | 0
F6_Commercial_OR - Miscellaneous_Existing_Space Heating_Natural Gas_Infiltration Control - Loading Dock Sealing_A_Technical Potential | F6 | Commercial | OR - Miscellaneous | Existing | Space Heating | Natural Gas | Infiltration Control - Loading Dock Sealing | A | Incremental Winter Peak Savings (MW) | Technical Potential | 0 | 0 | 0 | 0 | 0 | 0 | 0 | 0 | 0 | 0 | 0 | 0 | 0 | 0 | 0 | 0 | 0 | 0 | 0 | 0 | 0 | 0 | 0 | 0 | 0 | 0 | 0
F7_Commercial_OR - Miscellaneous_Existing_Space Heating_Natural Gas_Infiltration Control - Loading Dock Sealing_A_Technical Potential | F7 | Commercial | OR - Miscellaneous | Existing | Space Heating | Natural Gas | Infiltration Control - Loading Dock Sealing | A | Cumulative Energy Savings (MWh or mTherms) | Technical Potential | 0 | 0 | 0 | 0 | 0 | 0 | 0 | 0 | 0 | 0 | 0 | 0 | 0 | 0 | 0 | 0 | 0 | 0 | 0 | 0 | 0 | 0 | 0 | 0 | 0 | 0 | 0
F8_Commercial_OR - Miscellaneous_Existing_Space Heating_Natural Gas_Infiltration Control - Loading Dock Sealing_A_Technical Potential | F8 | Commercial | OR - Miscellaneous | Existing | Space Heating | Natural Gas | Infiltration Control - Loading Dock Sealing | A | Cumulative Summer Peak Savings (MW) | Technical Potential | 0 | 0 | 0 | 0 | 0 | 0 | 0 | 0 | 0 | 0 | 0 | 0 | 0 | 0 | 0 | 0 | 0 | 0 | 0 | 0 | 0 | 0 | 0 | 0 | 0 | 0 | 0
F9_Commercial_OR - Miscellaneous_Existing_Space Heating_Natural Gas_Infiltration Control - Loading Dock Sealing_A_Technical Potential | F9 | Commercial | OR - Miscellaneous | Existing | Space Heating | Natural Gas | Infiltration Control - Loading Dock Sealing | A | Cumulative Winter Peak Savings (MW) | Technical Potential | 0 | 0 | 0 | 0 | 0 | 0 | 0 | 0 | 0 | 0 | 0 | 0 | 0 | 0 | 0 | 0 | 0 | 0 | 0 | 0 | 0 | 0 | 0 | 0 | 0 | 0 | 0
F10_Commercial_OR - Miscellaneous_Existing_Space Heating_Natural Gas_Infiltration Control - Loading Dock Sealing_A_Technical Potential | F10 | Commercial | OR - Miscellaneous | Existing | Space Heating | Natural Gas | Infiltration Control - Loading Dock Sealing | A | Purchases (Incremental) | Technical Potential | 0 | 0 | 0 | 0 | 0 | 0 | 0 | 0 | 0 | 0 | 0 | 0 | 0 | 0 | 0 | 0 | 0 | 0 | 0 | 0 | 0 | 0 | 0 | 0 | 0 | 0 | 0
F11_Commercial_OR - Miscellaneous_Existing_Space Heating_Natural Gas_Infiltration Control - Loading Dock Sealing_A_Technical Potential | F11 | Commercial | OR - Miscellaneous | Existing | Space Heating | Natural Gas | Infiltration Control - Loading Dock Sealing | A | Purchases (Cumulative) | Technical Potential | 0 | 0 | 0 | 0 | 0 | 0 | 0 | 0 | 0 | 0 | 0 | 0 | 0 | 0 | 0 | 0 | 0 | 0 | 0 | 0 | 0 | 0 | 0 | 0 | 0 | 0 | 0
F1_Commercial_OR - Miscellaneous_Existing_Space Heating_Natural Gas_Greenhouse Heat Curtain_A_Technical Potential | F1 | Commercial | OR - Miscellaneous | Existing | Space Heating | Natural Gas | Greenhouse Heat Curtain | A | Integrated Unit Energy Savings (kWh or therms) | Technical Potential | 0 | 0 | 185.6643 | 183.4062 | 180.7774 | 177.9573 | 174.906 | 171.5733 | 167.9524 | 164.0508 | 159.899 | 155.5623 | 151.226 | 146.9049 | 142.6591 | 138.6132 | 134.8717 | 131.5808 | 128.754 | 126.2626 | 124.1844 | 122.2271 | 120.8389 | 119.4963 | 118.1946 | 116.9809 | 115.8057
F2_Commercial_OR - Miscellaneous_Existing_Space Heating_Natural Gas_Greenhouse Heat Curtain_A_Technical Potential | F2 | Commercial | OR - Miscellaneous | Existing | Space Heating | Natural Gas | Greenhouse Heat Curtain | A | Integrated Unit Summer Peak Savings (kW) | Technical Potential | 0 | 0 | 0 | 0 | 0 | 0 | 0 | 0 | 0 | 0 | 0 | 0 | 0 | 0 | 0 | 0 | 0 | 0 | 0 | 0 | 0 | 0 | 0 | 0 | 0 | 0 | 0
F3_Commercial_OR - Miscellaneous_Existing_Space Heating_Natural Gas_Greenhouse Heat Curtain_A_Technical Potential | F3 | Commercial | OR - Miscellaneous | Existing | Space Heating | Natural Gas | Greenhouse Heat Curtain | A | Integrated Unit Winter Peak Savings (kW) | Technical Potential | 0 | 0 | 0 | 0 | 0 | 0 | 0 | 0 | 0 | 0 | 0 | 0 | 0 | 0 | 0 | 0 | 0 | 0 | 0 | 0 | 0 | 0 | 0 | 0 | 0 | 0 | 0
F4_Commercial_OR - Miscellaneous_Existing_Space Heating_Natural Gas_Greenhouse Heat Curtain_A_Technical Potential | F4 | Commercial | OR - Miscellaneous | Existing | Space Heating | Natural Gas | Greenhouse Heat Curtain | A | Incremental Energy Savings (MWh or mTherms) | Technical Potential | 0 | 0 | 0 | 0 | 0 | 0 | 0 | 0 | 0 | 0 | 0 | 0 | 0 | 0 | 0 | 0 | 0 | 0 | 0 | 0 | 0 | 0 | 0 | 0 | 0 | 0 | 0
F5_Commercial_OR - Miscellaneous_Existing_Space Heating_Natural Gas_Greenhouse Heat Curtain_A_Technical Potential | F5 | Commercial | OR - Miscellaneous | Existing | Space Heating | Natural Gas | Greenhouse Heat Curtain | A | Incremental Summer Peak Savings (MW) | Technical Potential | 0 | 0 | 0 | 0 | 0 | 0 | 0 | 0 | 0 | 0 | 0 | 0 | 0 | 0 | 0 | 0 | 0 | 0 | 0 | 0 | 0 | 0 | 0 | 0 | 0 | 0 | 0
F6_Commercial_OR - Miscellaneous_Existing_Space Heating_Natural Gas_Greenhouse Heat Curtain_A_Technical Potential | F6 | Commercial | OR - Miscellaneous | Existing | Space Heating | Natural Gas | Greenhouse Heat Curtain | A | Incremental Winter Peak Savings (MW) | Technical Potential | 0 | 0 | 0 | 0 | 0 | 0 | 0 | 0 | 0 | 0 | 0 | 0 | 0 | 0 | 0 | 0 | 0 | 0 | 0 | 0 | 0 | 0 | 0 | 0 | 0 | 0 | 0
F7_Commercial_OR - Miscellaneous_Existing_Space Heating_Natural Gas_Greenhouse Heat Curtain_A_Technical Potential | F7 | Commercial | OR - Miscellaneous | Existing | Space Heating | Natural Gas | Greenhouse Heat Curtain | A | Cumulative Energy Savings (MWh or mTherms) | Technical Potential | 0 | 0 | 0 | 0 | 0 | 0 | 0 | 0 | 0 | 0 | 0 | 0 | 0 | 0 | 0 | 0 | 0 | 0 | 0 | 0 | 0 | 0 | 0 | 0 | 0 | 0 | 0
F8_Commercial_OR - Miscellaneous_Existing_Space Heating_Natural Gas_Greenhouse Heat Curtain_A_Technical Potential | F8 | Commercial | OR - Miscellaneous | Existing | Space Heating | Natural Gas | Greenhouse Heat Curtain | A | Cumulative Summer Peak Savings (MW) | Technical Potential | 0 | 0 | 0 | 0 | 0 | 0 | 0 | 0 | 0 | 0 | 0 | 0 | 0 | 0 | 0 | 0 | 0 | 0 | 0 | 0 | 0 | 0 | 0 | 0 | 0 | 0 | 0
F9_Commercial_OR - Miscellaneous_Existing_Space Heating_Natural Gas_Greenhouse Heat Curtain_A_Technical Potential | F9 | Commercial | OR - Miscellaneous | Existing | Space Heating | Natural Gas | Greenhouse Heat Curtain | A | Cumulative Winter Peak Savings (MW) | Technical Potential | 0 | 0 | 0 | 0 | 0 | 0 | 0 | 0 | 0 | 0 | 0 | 0 | 0 | 0 | 0 | 0 | 0 | 0 | 0 | 0 | 0 | 0 | 0 | 0 | 0 | 0 | 0
F10_Commercial_OR - Miscellaneous_Existing_Space Heating_Natural Gas_Greenhouse Heat Curtain_A_Technical Potential | F10 | Commercial | OR - Miscellaneous | Existing | Space Heating | Natural Gas | Greenhouse Heat Curtain | A | Purchases (Incremental) | Technical Potential | 0 | 0 | 0 | 0 | 0 | 0 | 0 | 0 | 0 | 0 | 0 | 0 | 0 | 0 | 0 | 0 | 0 | 0 | 0 | 0 | 0 | 0 | 0 | 0 | 0 | 0 | 0
F11_Commercial_OR - Miscellaneous_Existing_Space Heating_Natural Gas_Greenhouse Heat Curtain_A_Technical Potential | F11 | Commercial | OR - Miscellaneous | Existing | Space Heating | Natural Gas | Greenhouse Heat Curtain | A | Purchases (Cumulative) | Technical Potential | 0 | 0 | 0 | 0 | 0 | 0 | 0 | 0 | 0 | 0 | 0 | 0 | 0 | 0 | 0 | 0 | 0 | 0 | 0 | 0 | 0 | 0 | 0 | 0 | 0 | 0 | 0
F1_Commercial_OR - Miscellaneous_Existing_Space Heating_Natural Gas_Ventilation - Parking Garages, Demand Controlled_A_Technical Potential | F1 | Commercial | OR - Miscellaneous | Existing | Space Heating | Natural Gas | Ventilation - Parking Garages, Demand Controlled | A | Integrated Unit Energy Savings (kWh or therms) | Technical Potential | 0 | 0 | 0 | 0 | 0 | 0 | 0 | 0 | 0 | 0 | 0 | 0 | 0 | 0 | 0 | 0 | 0 | 0 | 0 | 0 | 0 | 0 | 0 | 0 | 0 | 0 | 0
F2_Commercial_OR - Miscellaneous_Existing_Space Heating_Natural Gas_Ventilation - Parking Garages, Demand Controlled_A_Technical Potential | F2 | Commercial | OR - Miscellaneous | Existing | Space Heating | Natural Gas | Ventilation - Parking Garages, Demand Controlled | A | Integrated Unit Summer Peak Savings (kW) | Technical Potential | 0 | 0 | 0 | 0 | 0 | 0 | 0 | 0 | 0 | 0 | 0 | 0 | 0 | 0 | 0 | 0 | 0 | 0 | 0 | 0 | 0 | 0 | 0 | 0 | 0 | 0 | 0
F3_Commercial_OR - Miscellaneous_Existing_Space Heating_Natural Gas_Ventilation - Parking Garages, Demand Controlled_A_Technical Potential | F3 | Commercial | OR - Miscellaneous | Existing | Space Heating | Natural Gas | Ventilation - Parking Garages, Demand Controlled | A | Integrated Unit Winter Peak Savings (kW) | Technical Potential | 0 | 0 | 0 | 0 | 0 | 0 | 0 | 0 | 0 | 0 | 0 | 0 | 0 | 0 | 0 | 0 | 0 | 0 | 0 | 0 | 0 | 0 | 0 | 0 | 0 | 0 | 0
F4_Commercial_OR - Miscellaneous_Existing_Space Heating_Natural Gas_Ventilation - Parking Garages, Demand Controlled_A_Technical Potential | F4 | Commercial | OR - Miscellaneous | Existing | Space Heating | Natural Gas | Ventilation - Parking Garages, Demand Controlled | A | Incremental Energy Savings (MWh or mTherms) | Technical Potential | 0 | 0 | 0 | 0 | 0 | 0 | 0 | 0 | 0 | 0 | 0 | 0 | 0 | 0 | 0 | 0 | 0 | 0 | 0 | 0 | 0 | 0 | 0 | 0 | 0 | 0 | 0
F5_Commercial_OR - Miscellaneous_Existing_Space Heating_Natural Gas_Ventilation - Parking Garages, Demand Controlled_A_Technical Potential | F5 | Commercial | OR - Miscellaneous | Existing | Space Heating | Natural Gas | Ventilation - Parking Garages, Demand Controlled | A | Incremental Summer Peak Savings (MW) | Technical Potential | 0 | 0 | 0 | 0 | 0 | 0 | 0 | 0 | 0 | 0 | 0 | 0 | 0 | 0 | 0 | 0 | 0 | 0 | 0 | 0 | 0 | 0 | 0 | 0 | 0 | 0 | 0
F6_Commercial_OR - Miscellaneous_Existing_Space Heating_Natural Gas_Ventilation - Parking Garages, Demand Controlled_A_Technical Potential | F6 | Commercial | OR - Miscellaneous | Existing | Space Heating | Natural Gas | Ventilation - Parking Garages, Demand Controlled | A | Incremental Winter Peak Savings (MW) | Technical Potential | 0 | 0 | 0 | 0 | 0 | 0 | 0 | 0 | 0 | 0 | 0 | 0 | 0 | 0 | 0 | 0 | 0 | 0 | 0 | 0 | 0 | 0 | 0 | 0 | 0 | 0 | 0
F7_Commercial_OR - Miscellaneous_Existing_Space Heating_Natural Gas_Ventilation - Parking Garages, Demand Controlled_A_Technical Potential | F7 | Commercial | OR - Miscellaneous | Existing | Space Heating | Natural Gas | Ventilation - Parking Garages, Demand Controlled | A | Cumulative Energy Savings (MWh or mTherms) | Technical Potential | 0 | 0 | 0 | 0 | 0 | 0 | 0 | 0 | 0 | 0 | 0 | 0 | 0 | 0 | 0 | 0 | 0 | 0 | 0 | 0 | 0 | 0 | 0 | 0 | 0 | 0 | 0
F8_Commercial_OR - Miscellaneous_Existing_Space Heating_Natural Gas_Ventilation - Parking Garages, Demand Controlled_A_Technical Potential | F8 | Commercial | OR - Miscellaneous | Existing | Space Heating | Natural Gas | Ventilation - Parking Garages, Demand Controlled | A | Cumulative Summer Peak Savings (MW) | Technical Potential | 0 | 0 | 0 | 0 | 0 | 0 | 0 | 0 | 0 | 0 | 0 | 0 | 0 | 0 | 0 | 0 | 0 | 0 | 0 | 0 | 0 | 0 | 0 | 0 | 0 | 0 | 0
F9_Commercial_OR - Miscellaneous_Existing_Space Heating_Natural Gas_Ventilation - Parking Garages, Demand Controlled_A_Technical Potential | F9 | Commercial | OR - Miscellaneous | Existing | Space Heating | Natural Gas | Ventilation - Parking Garages, Demand Controlled | A | Cumulative Winter Peak Savings (MW) | Technical Potential | 0 | 0 | 0 | 0 | 0 | 0 | 0 | 0 | 0 | 0 | 0 | 0 | 0 | 0 | 0 | 0 | 0 | 0 | 0 | 0 | 0 | 0 | 0 | 0 | 0 | 0 | 0
F10_Commercial_OR - Miscellaneous_Existing_Space Heating_Natural Gas_Ventilation - Parking Garages, Demand Controlled_A_Technical Potential | F10 | Commercial | OR - Miscellaneous | Existing | Space Heating | Natural Gas | Ventilation - Parking Garages, Demand Controlled | A | Purchases (Incremental) | Technical Potential | 0 | 0 | 0 | 0 | 0 | 0 | 0 | 0 | 0 | 0 | 0 | 0 | 0 | 0 | 0 | 0 | 0 | 0 | 0 | 0 | 0 | 0 | 0 | 0 | 0 | 0 | 0
F11_Commercial_OR - Miscellaneous_Existing_Space Heating_Natural Gas_Ventilation - Parking Garages, Demand Controlled_A_Technical Potential | F11 | Commercial | OR - Miscellaneous | Existing | Space Heating | Natural Gas | Ventilation - Parking Garages, Demand Controlled | A | Purchases (Cumulative) | Technical Potential | 0 | 0 | 0 | 0 | 0 | 0 | 0 | 0 | 0 | 0 | 0 | 0 | 0 | 0 | 0 | 0 | 0 | 0 | 0 | 0 | 0 | 0 | 0 | 0 | 0 | 0 | 0
F1_Commercial_OR - Miscellaneous_Existing_Miscellaneous_Natural Gas_Pool Heater - Night Covers_A_Technical Potential | F1 | Commercial | OR - Miscellaneous | Existing | Miscellaneous | Natural Gas | Pool Heater - Night Covers | A | Integrated Unit Energy Savings (kWh or therms) | Technical Potential | 0 | 0 | 0.024908 | 0.024901 | 0.024894 | 0.024887 | 0.024881 | 0.024874 | 0.024874 | 0.024874 | 0.024874 | 0.024872 | 0.02487 | 0.024869 | 0.024868 | 0.024868 | 0.024867 | 0.024867 | 0.024867 | 0.024867 | 0.024867 | 0.024867 | 0.024867 | 0.024867 | 0.024867 | 0.024867 | 0.024867
F2_Commercial_OR - Miscellaneous_Existing_Miscellaneous_Natural Gas_Pool Heater - Night Covers_A_Technical Potential | F2 | Commercial | OR - Miscellaneous | Existing | Miscellaneous | Natural Gas | Pool Heater - Night Covers | A | Integrated Unit Summer Peak Savings (kW) | Technical Potential | 0 | 0 | 0 | 0 | 0 | 0 | 0 | 0 | 0 | 0 | 0 | 0 | 0 | 0 | 0 | 0 | 0 | 0 | 0 | 0 | 0 | 0 | 0 | 0 | 0 | 0 | 0
F3_Commercial_OR - Miscellaneous_Existing_Miscellaneous_Natural Gas_Pool Heater - Night Covers_A_Technical Potential | F3 | Commercial | OR - Miscellaneous | Existing | Miscellaneous | Natural Gas | Pool Heater - Night Covers | A | Integrated Unit Winter Peak Savings (kW) | Technical Potential | 0 | 0 | 0 | 0 | 0 | 0 | 0 | 0 | 0 | 0 | 0 | 0 | 0 | 0 | 0 | 0 | 0 | 0 | 0 | 0 | 0 | 0 | 0 | 0 | 0 | 0 | 0
F4_Commercial_OR - Miscellaneous_Existing_Miscellaneous_Natural Gas_Pool Heater - Night Covers_A_Technical Potential | F4 | Commercial | OR - Miscellaneous | Existing | Miscellaneous | Natural Gas | Pool Heater - Night Covers | A | Incremental Energy Savings (MWh or mTherms) | Technical Potential | 0 | 0 | 0.0025319 | 0.0025312 | 0.0025305 | 0.0025298 | 0.0025291 | 0 | 0 | 0 | 0 | 0 | 0 | 0 | 0 | 0 | 0 | 0 | 0 | 0 | 0 | 0 | 0 | 0 | 0 | 0 | 0
F5_Commercial_OR - Miscellaneous_Existing_Miscellaneous_Natural Gas_Pool Heater - Night Covers_A_Technical Potential | F5 | Commercial | OR - Miscellaneous | Existing | Miscellaneous | Natural Gas | Pool Heater - Night Covers | A | Incremental Summer Peak Savings (MW) | Technical Potential | 0 | 0 | 0 | 0 | 0 | 0 | 0 | 0 | 0 | 0 | 0 | 0 | 0 | 0 | 0 | 0 | 0 | 0 | 0 | 0 | 0 | 0 | 0 | 0 | 0 | 0 | 0
F6_Commercial_OR - Miscellaneous_Existing_Miscellaneous_Natural Gas_Pool Heater - Night Covers_A_Technical Potential | F6 | Commercial | OR - Miscellaneous | Existing | Miscellaneous | Natural Gas | Pool Heater - Night Covers | A | Incremental Winter Peak Savings (MW) | Technical Potential | 0 | 0 | 0 | 0 | 0 | 0 | 0 | 0 | 0 | 0 | 0 | 0 | 0 | 0 | 0 | 0 | 0 | 0 | 0 | 0 | 0 | 0 | 0 | 0 | 0 | 0 | 0
F7_Commercial_OR - Miscellaneous_Existing_Miscellaneous_Natural Gas_Pool Heater - Night Covers_A_Technical Potential | F7 | Commercial | OR - Miscellaneous | Existing | Miscellaneous | Natural Gas | Pool Heater - Night Covers | A | Cumulative Energy Savings (MWh or mTherms) | Technical Potential | 0 | 0 | 0.0025319 | 0.0050624 | 0.0075915 | 0.010119 | 0.012646 | 0.012642 | 0.012642 | 0.012642 | 0.012642 | 0.012641 | 0.01264 | 0.01264 | 0.012639 | 0.012639 | 0.012639 | 0.012639 | 0.012639 | 0.012639 | 0.012639 | 0.012639 | 0.012639 | 0.012639 | 0.012639 | 0.012639 | 0.012639
F8_Commercial_OR - Miscellaneous_Existing_Miscellaneous_Natural Gas_Pool Heater - Night Covers_A_Technical Potential | F8 | Commercial | OR - Miscellaneous | Existing | Miscellaneous | Natural Gas | Pool Heater - Night Covers | A | Cumulative Summer Peak Savings (MW) | Technical Potential | 0 | 0 | 0 | 0 | 0 | 0 | 0 | 0 | 0 | 0 | 0 | 0 | 0 | 0 | 0 | 0 | 0 | 0 | 0 | 0 | 0 | 0 | 0 | 0 | 0 | 0 | 0
F9_Commercial_OR - Miscellaneous_Existing_Miscellaneous_Natural Gas_Pool Heater - Night Covers_A_Technical Potential | F9 | Commercial | OR - Miscellaneous | Existing | Miscellaneous | Natural Gas | Pool Heater - Night Covers | A | Cumulative Winter Peak Savings (MW) | Technical Potential | 0 | 0 | 0 | 0 | 0 | 0 | 0 | 0 | 0 | 0 | 0 | 0 | 0 | 0 | 0 | 0 | 0 | 0 | 0 | 0 | 0 | 0 | 0 | 0 | 0 | 0 | 0
F10_Commercial_OR - Miscellaneous_Existing_Miscellaneous_Natural Gas_Pool Heater - Night Covers_A_Technical Potential | F10 | Commercial | OR - Miscellaneous | Existing | Miscellaneous | Natural Gas | Pool Heater - Night Covers | A | Purchases (Incremental) | Technical Potential | 0 | 0 | 101.6504 | 101.6504 | 101.6504 | 101.6504 | 101.6504 | 0 | 0 | 0 | 0 | 0 | 0 | 0 | 0 | 0 | 0 | 0 | 0 | 0 | 0 | 0 | 0 | 0 | 0 | 0 | 0
F11_Commercial_OR - Miscellaneous_Existing_Miscellaneous_Natural Gas_Pool Heater - Night Covers_A_Technical Potential | F11 | Commercial | OR - Miscellaneous | Existing | Miscellaneous | Natural Gas | Pool Heater - Night Covers | A | Purchases (Cumulative) | Technical Potential | 0 | 0 | 101.6504 | 203.3008 | 304.9512 | 406.6016 | 508.2521 | 508.2521 | 508.2521 | 508.2521 | 508.2521 | 508.2521 | 508.2521 | 508.2521 | 508.2521 | 508.2521 | 508.2521 | 508.2521 | 508.2521 | 508.2521 | 508.2521 | 508.2521 | 508.2521 | 508.2521 | 508.2521 | 508.2521 | 508.2521
F1_Commercial_OR - Miscellaneous_Existing_Space Heating_Natural Gas_Advanced New Construction Designs_A_Technical Potential | F1 | Commercial | OR - Miscellaneous | Existing | Space Heating | Natural Gas | Advanced New Construction Designs | A | Integrated Unit Energy Savings (kWh or therms) | Technical Potential | 0 | 0 | 0 | 0 | 0 | 0 | 0 | 0 | 0 | 0 | 0 | 0 | 0 | 0 | 0 | 0 | 0 | 0 | 0 | 0 | 0 | 0 | 0 | 0 | 0 | 0 | 0
F2_Commercial_OR - Miscellaneous_Existing_Space Heating_Natural Gas_Advanced New Construction Designs_A_Technical Potential | F2 | Commercial | OR - Miscellaneous | Existing | Space Heating | Natural Gas | Advanced New Construction Designs | A | Integrated Unit Summer Peak Savings (kW) | Technical Potential | 0 | 0 | 0 | 0 | 0 | 0 | 0 | 0 | 0 | 0 | 0 | 0 | 0 | 0 | 0 | 0 | 0 | 0 | 0 | 0 | 0 | 0 | 0 | 0 | 0 | 0 | 0
F3_Commercial_OR - Miscellaneous_Existing_Space Heating_Natural Gas_Advanced New Construction Designs_A_Technical Potential | F3 | Commercial | OR - Miscellaneous | Existing | Space Heating | Natural Gas | Advanced New Construction Designs | A | Integrated Unit Winter Peak Savings (kW) | Technical Potential | 0 | 0 | 0 | 0 | 0 | 0 | 0 | 0 | 0 | 0 | 0 | 0 | 0 | 0 | 0 | 0 | 0 | 0 | 0 | 0 | 0 | 0 | 0 | 0 | 0 | 0 | 0
F4_Commercial_OR - Miscellaneous_Existing_Space Heating_Natural Gas_Advanced New Construction Designs_A_Technical Potential | F4 | Commercial | OR - Miscellaneous | Existing | Space Heating | Natural Gas | Advanced New Construction Designs | A | Incremental Energy Savings (MWh or mTherms) | Technical Potential | 0 | 0 | 0 | 0 | 0 | 0 | 0 | 0 | 0 | 0 | 0 | 0 | 0 | 0 | 0 | 0 | 0 | 0 | 0 | 0 | 0 | 0 | 0 | 0 | 0 | 0 | 0
F5_Commercial_OR - Miscellaneous_Existing_Space Heating_Natural Gas_Advanced New Construction Designs_A_Technical Potential | F5 | Commercial | OR - Miscellaneous | Existing | Space Heating | Natural Gas | Advanced New Construction Designs | A | Incremental Summer Peak Savings (MW) | Technical Potential | 0 | 0 | 0 | 0 | 0 | 0 | 0 | 0 | 0 | 0 | 0 | 0 | 0 | 0 | 0 | 0 | 0 | 0 | 0 | 0 | 0 | 0 | 0 | 0 | 0 | 0 | 0
F6_Commercial_OR - Miscellaneous_Existing_Space Heating_Natural Gas_Advanced New Construction Designs_A_Technical Potential | F6 | Commercial | OR - Miscellaneous | Existing | Space Heating | Natural Gas | Advanced New Construction Designs | A | Incremental Winter Peak Savings (MW) | Technical Potential | 0 | 0 | 0 | 0 | 0 | 0 | 0 | 0 | 0 | 0 | 0 | 0 | 0 | 0 | 0 | 0 | 0 | 0 | 0 | 0 | 0 | 0 | 0 | 0 | 0 | 0 | 0
F7_Commercial_OR - Miscellaneous_Existing_Space Heating_Natural Gas_Advanced New Construction Designs_A_Technical Potential | F7 | Commercial | OR - Miscellaneous | Existing | Space Heating | Natural Gas | Advanced New Construction Designs | A | Cumulative Energy Savings (MWh or mTherms) | Technical Potential | 0 | 0 | 0 | 0 | 0 | 0 | 0 | 0 | 0 | 0 | 0 | 0 | 0 | 0 | 0 | 0 | 0 | 0 | 0 | 0 | 0 | 0 | 0 | 0 | 0 | 0 | 0
F8_Commercial_OR - Miscellaneous_Existing_Space Heating_Natural Gas_Advanced New Construction Designs_A_Technical Potential | F8 | Commercial | OR - Miscellaneous | Existing | Space Heating | Natural Gas | Advanced New Construction Designs | A | Cumulative Summer Peak Savings (MW) | Technical Potential | 0 | 0 | 0 | 0 | 0 | 0 | 0 | 0 | 0 | 0 | 0 | 0 | 0 | 0 | 0 | 0 | 0 | 0 | 0 | 0 | 0 | 0 | 0 | 0 | 0 | 0 | 0
F9_Commercial_OR - Miscellaneous_Existing_Space Heating_Natural Gas_Advanced New Construction Designs_A_Technical Potential | F9 | Commercial | OR - Miscellaneous | Existing | Space Heating | Natural Gas | Advanced New Construction Designs | A | Cumulative Winter Peak Savings (MW) | Technical Potential | 0 | 0 | 0 | 0 | 0 | 0 | 0 | 0 | 0 | 0 | 0 | 0 | 0 | 0 | 0 | 0 | 0 | 0 | 0 | 0 | 0 | 0 | 0 | 0 | 0 | 0 | 0
F10_Commercial_OR - Miscellaneous_Existing_Space Heating_Natural Gas_Advanced New Construction Designs_A_Technical Potential | F10 | Commercial | OR - Miscellaneous | Existing | Space Heating | Natural Gas | Advanced New Construction Designs | A | Purchases (Incremental) | Technical Potential | 0 | 0 | 0 | 0 | 0 | 0 | 0 | 0 | 0 | 0 | 0 | 0 | 0 | 0 | 0 | 0 | 0 | 0 | 0 | 0 | 0 | 0 | 0 | 0 | 0 | 0 | 0
F11_Commercial_OR - Miscellaneous_Existing_Space Heating_Natural Gas_Advanced New Construction Designs_A_Technical Potential | F11 | Commercial | OR - Miscellaneous | Existing | Space Heating | Natural Gas | Advanced New Construction Designs | A | Purchases (Cumulative) | Technical Potential | 0 | 0 | 0 | 0 | 0 | 0 | 0 | 0 | 0 | 0 | 0 | 0 | 0 | 0 | 0 | 0 | 0 | 0 | 0 | 0 | 0 | 0 | 0 | 0 | 0 | 0 | 0
F1_Commercial_OR - Miscellaneous_Existing_Water Heating_Natural Gas_Advanced New Construction Designs_A_Technical Potential | F1 | Commercial | OR - Miscellaneous | Existing | Water Heating | Natural Gas | Advanced New Construction Designs | A | Integrated Unit Energy Savings (kWh or therms) | Technical Potential | 0 | 0 | 0 | 0 | 0 | 0 | 0 | 0 | 0 | 0 | 0 | 0 | 0 | 0 | 0 | 0 | 0 | 0 | 0 | 0 | 0 | 0 | 0 | 0 | 0 | 0 | 0
F2_Commercial_OR - Miscellaneous_Existing_Water Heating_Natural Gas_Advanced New Construction Designs_A_Technical Potential | F2 | Commercial | OR - Miscellaneous | Existing | Water Heating | Natural Gas | Advanced New Construction Designs | A | Integrated Unit Summer Peak Savings (kW) | Technical Potential | 0 | 0 | 0 | 0 | 0 | 0 | 0 | 0 | 0 | 0 | 0 | 0 | 0 | 0 | 0 | 0 | 0 | 0 | 0 | 0 | 0 | 0 | 0 | 0 | 0 | 0 | 0
F3_Commercial_OR - Miscellaneous_Existing_Water Heating_Natural Gas_Advanced New Construction Designs_A_Technical Potential | F3 | Commercial | OR - Miscellaneous | Existing | Water Heating | Natural Gas | Advanced New Construction Designs | A | Integrated Unit Winter Peak Savings (kW) | Technical Potential | 0 | 0 | 0 | 0 | 0 | 0 | 0 | 0 | 0 | 0 | 0 | 0 | 0 | 0 | 0 | 0 | 0 | 0 | 0 | 0 | 0 | 0 | 0 | 0 | 0 | 0 | 0
F4_Commercial_OR - Miscellaneous_Existing_Water Heating_Natural Gas_Advanced New Construction Designs_A_Technical Potential | F4 | Commercial | OR - Miscellaneous | Existing | Water Heating | Natural Gas | Advanced New Construction Designs | A | Incremental Energy Savings (MWh or mTherms) | Technical Potential | 0 | 0 | 0 | 0 | 0 | 0 | 0 | 0 | 0 | 0 | 0 | 0 | 0 | 0 | 0 | 0 | 0 | 0 | 0 | 0 | 0 | 0 | 0 | 0 | 0 | 0 | 0
F5_Commercial_OR - Miscellaneous_Existing_Water Heating_Natural Gas_Advanced New Construction Designs_A_Technical Potential | F5 | Commercial | OR - Miscellaneous | Existing | Water Heating | Natural Gas | Advanced New Construction Designs | A | Incremental Summer Peak Savings (MW) | Technical Potential | 0 | 0 | 0 | 0 | 0 | 0 | 0 | 0 | 0 | 0 | 0 | 0 | 0 | 0 | 0 | 0 | 0 | 0 | 0 | 0 | 0 | 0 | 0 | 0 | 0 | 0 | 0
F6_Commercial_OR - Miscellaneous_Existing_Water Heating_Natural Gas_Advanced New Construction Designs_A_Technical Potential | F6 | Commercial | OR - Miscellaneous | Existing | Water Heating | Natural Gas | Advanced New Construction Designs | A | Incremental Winter Peak Savings (MW) | Technical Potential | 0 | 0 | 0 | 0 | 0 | 0 | 0 | 0 | 0 | 0 | 0 | 0 | 0 | 0 | 0 | 0 | 0 | 0 | 0 | 0 | 0 | 0 | 0 | 0 | 0 | 0 | 0
F7_Commercial_OR - Miscellaneous_Existing_Water Heating_Natural Gas_Advanced New Construction Designs_A_Technical Potential | F7 | Commercial | OR - Miscellaneous | Existing | Water Heating | Natural Gas | Advanced New Construction Designs | A | Cumulative Energy Savings (MWh or mTherms) | Technical Potential | 0 | 0 | 0 | 0 | 0 | 0 | 0 | 0 | 0 | 0 | 0 | 0 | 0 | 0 | 0 | 0 | 0 | 0 | 0 | 0 | 0 | 0 | 0 | 0 | 0 | 0 | 0
F8_Commercial_OR - Miscellaneous_Existing_Water Heating_Natural Gas_Advanced New Construction Designs_A_Technical Potential | F8 | Commercial | OR - Miscellaneous | Existing | Water Heating | Natural Gas | Advanced New Construction Designs | A | Cumulative Summer Peak Savings (MW) | Technical Potential | 0 | 0 | 0 | 0 | 0 | 0 | 0 | 0 | 0 | 0 | 0 | 0 | 0 | 0 | 0 | 0 | 0 | 0 | 0 | 0 | 0 | 0 | 0 | 0 | 0 | 0 | 0
F9_Commercial_OR - Miscellaneous_Existing_Water Heating_Natural Gas_Advanced New Construction Designs_A_Technical Potential | F9 | Commercial | OR - Miscellaneous | Existing | Water Heating | Natural Gas | Advanced New Construction Designs | A | Cumulative Winter Peak Savings (MW) | Technical Potential | 0 | 0 | 0 | 0 | 0 | 0 | 0 | 0 | 0 | 0 | 0 | 0 | 0 | 0 | 0 | 0 | 0 | 0 | 0 | 0 | 0 | 0 | 0 | 0 | 0 | 0 | 0
F10_Commercial_OR - Miscellaneous_Existing_Water Heating_Natural Gas_Advanced New Construction Designs_A_Technical Potential | F10 | Commercial | OR - Miscellaneous | Existing | Water Heating | Natural Gas | Advanced New Construction Designs | A | Purchases (Incremental) | Technical Potential | 0 | 0 | 0 | 0 | 0 | 0 | 0 | 0 | 0 | 0 | 0 | 0 | 0 | 0 | 0 | 0 | 0 | 0 | 0 | 0 | 0 | 0 | 0 | 0 | 0 | 0 | 0
F11_Commercial_OR - Miscellaneous_Existing_Water Heating_Natural Gas_Advanced New Construction Designs_A_Technical Potential | F11 | Commercial | OR - Miscellaneous | Existing | Water Heating | Natural Gas | Advanced New Construction Designs | A | Purchases (Cumulative) | Technical Potential | 0 | 0 | 0 | 0 | 0 | 0 | 0 | 0 | 0 | 0 | 0 | 0 | 0 | 0 | 0 | 0 | 0 | 0 | 0 | 0 | 0 | 0 | 0 | 0 | 0 | 0 | 0
F1_Commercial_OR - Miscellaneous_Existing_Space Heating_Natural Gas_Strategic Energy Management_A_Technical Potential | F1 | Commercial | OR - Miscellaneous | Existing | Space Heating | Natural Gas | Strategic Energy Management | A | Integrated Unit Energy Savings (kWh or therms) | Technical Potential | 0 | 0 | 0.036111 | 0.035339 | 0.034468 | 0.033586 | 0.032675 | 0.0317 | 0.030647 | 0.029519 | 0.028334 | 0.027117 | 0.025906 | 0.024722 | 0.023591 | 0.022544 | 0.021607 | 0.020807 | 0.020142 | 0.019574 | 0.019118 | 0.018695 | 0.018482 | 0.018276 | 0.018077 | 0.01789 | 0.01771
F2_Commercial_OR - Miscellaneous_Existing_Space Heating_Natural Gas_Strategic Energy Management_A_Technical Potential | F2 | Commercial | OR - Miscellaneous | Existing | Space Heating | Natural Gas | Strategic Energy Management | A | Integrated Unit Summer Peak Savings (kW) | Technical Potential | 0 | 0 | 0 | 0 | 0 | 0 | 0 | 0 | 0 | 0 | 0 | 0 | 0 | 0 | 0 | 0 | 0 | 0 | 0 | 0 | 0 | 0 | 0 | 0 | 0 | 0 | 0
F3_Commercial_OR - Miscellaneous_Existing_Space Heating_Natural Gas_Strategic Energy Management_A_Technical Potential | F3 | Commercial | OR - Miscellaneous | Existing | Space Heating | Natural Gas | Strategic Energy Management | A | Integrated Unit Winter Peak Savings (kW) | Technical Potential | 0 | 0 | 0 | 0 | 0 | 0 | 0 | 0 | 0 | 0 | 0 | 0 | 0 | 0 | 0 | 0 | 0 | 0 | 0 | 0 | 0 | 0 | 0 | 0 | 0 | 0 | 0
F4_Commercial_OR - Miscellaneous_Existing_Space Heating_Natural Gas_Strategic Energy Management_A_Technical Potential | F4 | Commercial | OR - Miscellaneous | Existing | Space Heating | Natural Gas | Strategic Energy Management | A | Incremental Energy Savings (MWh or mTherms) | Technical Potential | 0 | 0 | 0.13321 | 0.26757 | 0.26098 | 0.13041 | 0 | 0 | 0 | 0 | 0 | 0 | 0 | 0 | 0 | 0 | 0 | 0 | 0 | 0 | 0 | 0 | 0 | 0 | 0 | 0 | 0
F5_Commercial_OR - Miscellaneous_Existing_Space Heating_Natural Gas_Strategic Energy Management_A_Technical Potential | F5 | Commercial | OR - Miscellaneous | Existing | Space Heating | Natural Gas | Strategic Energy Management | A | Incremental Summer Peak Savings (MW) | Technical Potential | 0 | 0 | 0 | 0 | 0 | 0 | 0 | 0 | 0 | 0 | 0 | 0 | 0 | 0 | 0 | 0 | 0 | 0 | 0 | 0 | 0 | 0 | 0 | 0 | 0 | 0 | 0
F6_Commercial_OR - Miscellaneous_Existing_Space Heating_Natural Gas_Strategic Energy Management_A_Technical Potential | F6 | Commercial | OR - Miscellaneous | Existing | Space Heating | Natural Gas | Strategic Energy Management | A | Incremental Winter Peak Savings (MW) | Technical Potential | 0 | 0 | 0 | 0 | 0 | 0 | 0 | 0 | 0 | 0 | 0 | 0 | 0 | 0 | 0 | 0 | 0 | 0 | 0 | 0 | 0 | 0 | 0 | 0 | 0 | 0 | 0
F7_Commercial_OR - Miscellaneous_Existing_Space Heating_Natural Gas_Strategic Energy Management_A_Technical Potential | F7 | Commercial | OR - Miscellaneous | Existing | Space Heating | Natural Gas | Strategic Energy Management | A | Cumulative Energy Savings (MWh or mTherms) | Technical Potential | 0 | 0 | 0.13321 | 0.39793 | 0.6491 | 0.76291 | 0.7422 | 0.72007 | 0.69615 | 0.67053 | 0.6436 | 0.61595 | 0.58845 | 0.56156 | 0.53587 | 0.51208 | 0.4908 | 0.47263 | 0.45753 | 0.44462 | 0.43427 | 0.42466 | 0.41982 | 0.41514 | 0.41061 | 0.40638 | 0.40229
F8_Commercial_OR - Miscellaneous_Existing_Space Heating_Natural Gas_Strategic Energy Management_A_Technical Potential | F8 | Commercial | OR - Miscellaneous | Existing | Space Heating | Natural Gas | Strategic Energy Management | A | Cumulative Summer Peak Savings (MW) | Technical Potential | 0 | 0 | 0 | 0 | 0 | 0 | 0 | 0 | 0 | 0 | 0 | 0 | 0 | 0 | 0 | 0 | 0 | 0 | 0 | 0 | 0 | 0 | 0 | 0 | 0 | 0 | 0
F9_Commercial_OR - Miscellaneous_Existing_Space Heating_Natural Gas_Strategic Energy Management_A_Technical Potential | F9 | Commercial | OR - Miscellaneous | Existing | Space Heating | Natural Gas | Strategic Energy Management | A | Cumulative Winter Peak Savings (MW) | Technical Potential | 0 | 0 | 0 | 0 | 0 | 0 | 0 | 0 | 0 | 0 | 0 | 0 | 0 | 0 | 0 | 0 | 0 | 0 | 0 | 0 | 0 | 0 | 0 | 0 | 0 | 0 | 0
F10_Commercial_OR - Miscellaneous_Existing_Space Heating_Natural Gas_Strategic Energy Management_A_Technical Potential | F10 | Commercial | OR - Miscellaneous | Existing | Space Heating | Natural Gas | Strategic Energy Management | A | Purchases (Incremental) | Technical Potential | 0 | 0 | 3688.7383 | 7571.6208 | 7571.6208 | 3882.8824 | 0 | 0 | 0 | 0 | 0 | 0 | 0 | 0 | 0 | 0 | 0 | 0 | 0 | 0 | 0 | 0 | 0 | 0 | 0 | 0 | 0
F11_Commercial_OR - Miscellaneous_Existing_Space Heating_Natural Gas_Strategic Energy Management_A_Technical Potential | F11 | Commercial | OR - Miscellaneous | Existing | Space Heating | Natural Gas | Strategic Energy Management | A | Purchases (Cumulative) | Technical Potential | 0 | 0 | 3688.7383 | 11260.3591 | 18831.9798 | 22714.8623 | 22714.8623 | 22714.8623 | 22714.8623 | 22714.8623 | 22714.8623 | 22714.8623 | 22714.8623 | 22714.8623 | 22714.8623 | 22714.8623 | 22714.8623 | 22714.8623 | 22714.8623 | 22714.8623 | 22714.8623 | 22714.8623 | 22714.8623 | 22714.8623 | 22714.8623 | 22714.8623 | 22714.8623
F1_Commercial_OR - Miscellaneous_Existing_Water Heating_Natural Gas_Strategic Energy Management_A_Technical Potential | F1 | Commercial | OR - Miscellaneous | Existing | Water Heating | Natural Gas | Strategic Energy Management | A | Integrated Unit Energy Savings (kWh or therms) | Technical Potential | 0 | 0 | 0.016972 | 0.016435 | 0.01594 | 0.015473 | 0.015031 | 0.014606 | 0.014213 | 0.013849 | 0.013506 | 0.013193 | 0.013067 | 0.012976 | 0.012929 | 0.012848 | 0.01279 | 0.012744 | 0.012708 | 0.012676 | 0.012658 | 0.012648 | 0.012643 | 0.012638 | 0.012626 | 0.012624 | 0.012621
F2_Commercial_OR - Miscellaneous_Existing_Water Heating_Natural Gas_Strategic Energy Management_A_Technical Potential | F2 | Commercial | OR - Miscellaneous | Existing | Water Heating | Natural Gas | Strategic Energy Management | A | Integrated Unit Summer Peak Savings (kW) | Technical Potential | 0 | 0 | 0 | 0 | 0 | 0 | 0 | 0 | 0 | 0 | 0 | 0 | 0 | 0 | 0 | 0 | 0 | 0 | 0 | 0 | 0 | 0 | 0 | 0 | 0 | 0 | 0
F3_Commercial_OR - Miscellaneous_Existing_Water Heating_Natural Gas_Strategic Energy Management_A_Technical Potential | F3 | Commercial | OR - Miscellaneous | Existing | Water Heating | Natural Gas | Strategic Energy Management | A | Integrated Unit Winter Peak Savings (kW) | Technical Potential | 0 | 0 | 0 | 0 | 0 | 0 | 0 | 0 | 0 | 0 | 0 | 0 | 0 | 0 | 0 | 0 | 0 | 0 | 0 | 0 | 0 | 0 | 0 | 0 | 0 | 0 | 0
F4_Commercial_OR - Miscellaneous_Existing_Water Heating_Natural Gas_Strategic Energy Management_A_Technical Potential | F4 | Commercial | OR - Miscellaneous | Existing | Water Heating | Natural Gas | Strategic Energy Management | A | Incremental Energy Savings (MWh or mTherms) | Technical Potential | 0 | 0 | 0.046355 | 0.092138 | 0.089365 | 0.044485 | 1.3671e-17 | 0 | 1.2927e-17 | 0 | 0 | 0 | 0 | 0 | 0 | 0 | 0 | 0 | 0 | 0 | 0 | 0 | 0 | 0 | 0 | 0 | 0
F5_Commercial_OR - Miscellaneous_Existing_Water Heating_Natural Gas_Strategic Energy Management_A_Technical Potential | F5 | Commercial | OR - Miscellaneous | Existing | Water Heating | Natural Gas | Strategic Energy Management | A | Incremental Summer Peak Savings (MW) | Technical Potential | 0 | 0 | 0 | 0 | 0 | 0 | 0 | 0 | 0 | 0 | 0 | 0 | 0 | 0 | 0 | 0 | 0 | 0 | 0 | 0 | 0 | 0 | 0 | 0 | 0 | 0 | 0
F6_Commercial_OR - Miscellaneous_Existing_Water Heating_Natural Gas_Strategic Energy Management_A_Technical Potential | F6 | Commercial | OR - Miscellaneous | Existing | Water Heating | Natural Gas | Strategic Energy Management | A | Incremental Winter Peak Savings (MW) | Technical Potential | 0 | 0 | 0 | 0 | 0 | 0 | 0 | 0 | 0 | 0 | 0 | 0 | 0 | 0 | 0 | 0 | 0 | 0 | 0 | 0 | 0 | 0 | 0 | 0 | 0 | 0 | 0
F7_Commercial_OR - Miscellaneous_Existing_Water Heating_Natural Gas_Strategic Energy Management_A_Technical Potential | F7 | Commercial | OR - Miscellaneous | Existing | Water Heating | Natural Gas | Strategic Energy Management | A | Cumulative Energy Savings (MWh or mTherms) | Technical Potential | 0 | 0 | 0.046355 | 0.13703 | 0.22227 | 0.26024 | 0.25281 | 0.24566 | 0.23905 | 0.23293 | 0.22715 | 0.22189 | 0.21977 | 0.21824 | 0.21745 | 0.21609 | 0.21512 | 0.21435 | 0.21373 | 0.2132 | 0.21289 | 0.21272 | 0.21263 | 0.21257 | 0.21236 | 0.21232 | 0.21228
F8_Commercial_OR - Miscellaneous_Existing_Water Heating_Natural Gas_Strategic Energy Management_A_Technical Potential | F8 | Commercial | OR - Miscellaneous | Existing | Water Heating | Natural Gas | Strategic Energy Management | A | Cumulative Summer Peak Savings (MW) | Technical Potential | 0 | 0 | 0 | 0 | 0 | 0 | 0 | 0 | 0 | 0 | 0 | 0 | 0 | 0 | 0 | 0 | 0 | 0 | 0 | 0 | 0 | 0 | 0 | 0 | 0 | 0 | 0
F9_Commercial_OR - Miscellaneous_Existing_Water Heating_Natural Gas_Strategic Energy Management_A_Technical Potential | F9 | Commercial | OR - Miscellaneous | Existing | Water Heating | Natural Gas | Strategic Energy Management | A | Cumulative Winter Peak Savings (MW) | Technical Potential | 0 | 0 | 0 | 0 | 0 | 0 | 0 | 0 | 0 | 0 | 0 | 0 | 0 | 0 | 0 | 0 | 0 | 0 | 0 | 0 | 0 | 0 | 0 | 0 | 0 | 0 | 0
F10_Commercial_OR - Miscellaneous_Existing_Water Heating_Natural Gas_Strategic Energy Management_A_Technical Potential | F10 | Commercial | OR - Miscellaneous | Existing | Water Heating | Natural Gas | Strategic Energy Management | A | Purchases (Incremental) | Technical Potential | 0 | 0 | 2731.2918 | 5606.3359 | 5606.3359 | 2875.044 | 9.0949e-13 | 0 | 9.0949e-13 | 0 | 0 | 0 | 0 | 0 | 0 | 0 | 0 | 0 | 0 | 0 | 0 | 0 | 0 | 0 | 0 | 0 | 0
F11_Commercial_OR - Miscellaneous_Existing_Water Heating_Natural Gas_Strategic Energy Management_A_Technical Potential | F11 | Commercial | OR - Miscellaneous | Existing | Water Heating | Natural Gas | Strategic Energy Management | A | Purchases (Cumulative) | Technical Potential | 0 | 0 | 2731.2918 | 8337.6277 | 13943.9636 | 16819.0076 | 16819.0076 | 16819.0076 | 16819.0076 | 16819.0076 | 16819.0076 | 16819.0076 | 16819.0076 | 16819.0076 | 16819.0076 | 16819.0076 | 16819.0076 | 16819.0076 | 16819.0076 | 16819.0076 | 16819.0076 | 16819.0076 | 16819.0076 | 16819.0076 | 16819.0076 | 16819.0076 | 16819.0076
F1_Commercial_OR - Miscellaneous_Existing_Space Heating_Natural Gas_Retrocommissioning_A_Technical Potential | F1 | Commercial | OR - Miscellaneous | Existing | Space Heating | Natural Gas | Retrocommissioning | A | Integrated Unit Energy Savings (kWh or therms) | Technical Potential | 0 | 0 | 0.044392 | 0.043546 | 0.042573 | 0.041535 | 0.040408 | 0.039203 | 0.0379 | 0.036506 | 0.035039 | 0.033534 | 0.032037 | 0.030573 | 0.029175 | 0.027879 | 0.026721 | 0.025731 | 0.024909 | 0.024207 | 0.023643 | 0.02312 | 0.022856 | 0.022602 | 0.022355 | 0.022124 | 0.021902
F2_Commercial_OR - Miscellaneous_Existing_Space Heating_Natural Gas_Retrocommissioning_A_Technical Potential | F2 | Commercial | OR - Miscellaneous | Existing | Space Heating | Natural Gas | Retrocommissioning | A | Integrated Unit Summer Peak Savings (kW) | Technical Potential | 0 | 0 | 0 | 0 | 0 | 0 | 0 | 0 | 0 | 0 | 0 | 0 | 0 | 0 | 0 | 0 | 0 | 0 | 0 | 0 | 0 | 0 | 0 | 0 | 0 | 0 | 0
F3_Commercial_OR - Miscellaneous_Existing_Space Heating_Natural Gas_Retrocommissioning_A_Technical Potential | F3 | Commercial | OR - Miscellaneous | Existing | Space Heating | Natural Gas | Retrocommissioning | A | Integrated Unit Winter Peak Savings (kW) | Technical Potential | 0 | 0 | 0 | 0 | 0 | 0 | 0 | 0 | 0 | 0 | 0 | 0 | 0 | 0 | 0 | 0 | 0 | 0 | 0 | 0 | 0 | 0 | 0 | 0 | 0 | 0 | 0
F4_Commercial_OR - Miscellaneous_Existing_Space Heating_Natural Gas_Retrocommissioning_A_Technical Potential | F4 | Commercial | OR - Miscellaneous | Existing | Space Heating | Natural Gas | Retrocommissioning | A | Incremental Energy Savings (MWh or mTherms) | Technical Potential | 0 | 0 | 0.16304 | 0.32829 | 0.32095 | 0.16058 | 0 | 0 | 0 | 0 | 0 | 0 | 0 | 0 | 0 | 0 | 0 | 0 | 0 | 0 | 0 | 0 | 0 | 0 | 0 | 0 | 0
F5_Commercial_OR - Miscellaneous_Existing_Space Heating_Natural Gas_Retrocommissioning_A_Technical Potential | F5 | Commercial | OR - Miscellaneous | Existing | Space Heating | Natural Gas | Retrocommissioning | A | Incremental Summer Peak Savings (MW) | Technical Potential | 0 | 0 | 0 | 0 | 0 | 0 | 0 | 0 | 0 | 0 | 0 | 0 | 0 | 0 | 0 | 0 | 0 | 0 | 0 | 0 | 0 | 0 | 0 | 0 | 0 | 0 | 0
F6_Commercial_OR - Miscellaneous_Existing_Space Heating_Natural Gas_Retrocommissioning_A_Technical Potential | F6 | Commercial | OR - Miscellaneous | Existing | Space Heating | Natural Gas | Retrocommissioning | A | Incremental Winter Peak Savings (MW) | Technical Potential | 0 | 0 | 0 | 0 | 0 | 0 | 0 | 0 | 0 | 0 | 0 | 0 | 0 | 0 | 0 | 0 | 0 | 0 | 0 | 0 | 0 | 0 | 0 | 0 | 0 | 0 | 0
F7_Commercial_OR - Miscellaneous_Existing_Space Heating_Natural Gas_Retrocommissioning_A_Technical Potential | F7 | Commercial | OR - Miscellaneous | Existing | Space Heating | Natural Gas | Retrocommissioning | A | Cumulative Energy Savings (MWh or mTherms) | Technical Potential | 0 | 0 | 0.16304 | 0.48822 | 0.79827 | 0.93938 | 0.91388 | 0.88663 | 0.85717 | 0.82563 | 0.79247 | 0.75843 | 0.72457 | 0.69146 | 0.65983 | 0.63053 | 0.60433 | 0.58195 | 0.56336 | 0.54747 | 0.53472 | 0.52289 | 0.51693 | 0.51117 | 0.50559 | 0.50038 | 0.49534
F8_Commercial_OR - Miscellaneous_Existing_Space Heating_Natural Gas_Retrocommissioning_A_Technical Potential | F8 | Commercial | OR - Miscellaneous | Existing | Space Heating | Natural Gas | Retrocommissioning | A | Cumulative Summer Peak Savings (MW) | Technical Potential | 0 | 0 | 0 | 0 | 0 | 0 | 0 | 0 | 0 | 0 | 0 | 0 | 0 | 0 | 0 | 0 | 0 | 0 | 0 | 0 | 0 | 0 | 0 | 0 | 0 | 0 | 0
F9_Commercial_OR - Miscellaneous_Existing_Space Heating_Natural Gas_Retrocommissioning_A_Technical Potential | F9 | Commercial | OR - Miscellaneous | Existing | Space Heating | Natural Gas | Retrocommissioning | A | Cumulative Winter Peak Savings (MW) | Technical Potential | 0 | 0 | 0 | 0 | 0 | 0 | 0 | 0 | 0 | 0 | 0 | 0 | 0 | 0 | 0 | 0 | 0 | 0 | 0 | 0 | 0 | 0 | 0 | 0 | 0 | 0 | 0
F10_Commercial_OR - Miscellaneous_Existing_Space Heating_Natural Gas_Retrocommissioning_A_Technical Potential | F10 | Commercial | OR - Miscellaneous | Existing | Space Heating | Natural Gas | Retrocommissioning | A | Purchases (Incremental) | Technical Potential | 0 | 0 | 3672.7698 | 7538.8432 | 7538.8432 | 3866.0734 | 0 | 0 | 0 | 0 | 0 | 0 | 0 | 0 | 0 | 0 | 0 | 0 | 0 | 0 | 0 | 0 | 0 | 0 | 0 | 0 | 0
F11_Commercial_OR - Miscellaneous_Existing_Space Heating_Natural Gas_Retrocommissioning_A_Technical Potential | F11 | Commercial | OR - Miscellaneous | Existing | Space Heating | Natural Gas | Retrocommissioning | A | Purchases (Cumulative) | Technical Potential | 0 | 0 | 3672.7698 | 11211.6129 | 18750.4561 | 22616.5295 | 22616.5295 | 22616.5295 | 22616.5295 | 22616.5295 | 22616.5295 | 22616.5295 | 22616.5295 | 22616.5295 | 22616.5295 | 22616.5295 | 22616.5295 | 22616.5295 | 22616.5295 | 22616.5295 | 22616.5295 | 22616.5295 | 22616.5295 | 22616.5295 | 22616.5295 | 22616.5295 | 22616.5295
F1_Commercial_OR - Miscellaneous_Existing_Water Heating_Natural Gas_Retrocommissioning_A_Technical Potential | F1 | Commercial | OR - Miscellaneous | Existing | Water Heating | Natural Gas | Retrocommissioning | A | Integrated Unit Energy Savings (kWh or therms) | Technical Potential | 0 | 0 | 0.02082 | 0.020122 | 0.019479 | 0.018889 | 0.01835 | 0.017831 | 0.017351 | 0.016907 | 0.016488 | 0.016106 | 0.015952 | 0.015841 | 0.015783 | 0.015685 | 0.015614 | 0.015558 | 0.015513 | 0.015475 | 0.015453 | 0.01544 | 0.015434 | 0.015429 | 0.015414 | 0.015411 | 0.015408
F2_Commercial_OR - Miscellaneous_Existing_Water Heating_Natural Gas_Retrocommissioning_A_Technical Potential | F2 | Commercial | OR - Miscellaneous | Existing | Water Heating | Natural Gas | Retrocommissioning | A | Integrated Unit Summer Peak Savings (kW) | Technical Potential | 0 | 0 | 0 | 0 | 0 | 0 | 0 | 0 | 0 | 0 | 0 | 0 | 0 | 0 | 0 | 0 | 0 | 0 | 0 | 0 | 0 | 0 | 0 | 0 | 0 | 0 | 0
F3_Commercial_OR - Miscellaneous_Existing_Water Heating_Natural Gas_Retrocommissioning_A_Technical Potential | F3 | Commercial | OR - Miscellaneous | Existing | Water Heating | Natural Gas | Retrocommissioning | A | Integrated Unit Winter Peak Savings (kW) | Technical Potential | 0 | 0 | 0 | 0 | 0 | 0 | 0 | 0 | 0 | 0 | 0 | 0 | 0 | 0 | 0 | 0 | 0 | 0 | 0 | 0 | 0 | 0 | 0 | 0 | 0 | 0 | 0
F4_Commercial_OR - Miscellaneous_Existing_Water Heating_Natural Gas_Retrocommissioning_A_Technical Potential | F4 | Commercial | OR - Miscellaneous | Existing | Water Heating | Natural Gas | Retrocommissioning | A | Incremental Energy Savings (MWh or mTherms) | Technical Potential | 0 | 0 | 0.05662 | 0.11232 | 0.10873 | 0.054072 | 0 | 0 | 1.5781e-17 | 0 | 0 | 0 | 0 | 0 | 0 | 0 | 0 | 0 | 0 | 0 | 0 | 0 | 0 | 0 | 0 | 0 | 0
F5_Commercial_OR - Miscellaneous_Existing_Water Heating_Natural Gas_Retrocommissioning_A_Technical Potential | F5 | Commercial | OR - Miscellaneous | Existing | Water Heating | Natural Gas | Retrocommissioning | A | Incremental Summer Peak Savings (MW) | Technical Potential | 0 | 0 | 0 | 0 | 0 | 0 | 0 | 0 | 0 | 0 | 0 | 0 | 0 | 0 | 0 | 0 | 0 | 0 | 0 | 0 | 0 | 0 | 0 | 0 | 0 | 0 | 0
F6_Commercial_OR - Miscellaneous_Existing_Water Heating_Natural Gas_Retrocommissioning_A_Technical Potential | F6 | Commercial | OR - Miscellaneous | Existing | Water Heating | Natural Gas | Retrocommissioning | A | Incremental Winter Peak Savings (MW) | Technical Potential | 0 | 0 | 0 | 0 | 0 | 0 | 0 | 0 | 0 | 0 | 0 | 0 | 0 | 0 | 0 | 0 | 0 | 0 | 0 | 0 | 0 | 0 | 0 | 0 | 0 | 0 | 0
F7_Commercial_OR - Miscellaneous_Existing_Water Heating_Natural Gas_Retrocommissioning_A_Technical Potential | F7 | Commercial | OR - Miscellaneous | Existing | Water Heating | Natural Gas | Retrocommissioning | A | Cumulative Energy Savings (MWh or mTherms) | Technical Potential | 0 | 0 | 0.05662 | 0.16705 | 0.27044 | 0.31632 | 0.3073 | 0.29861 | 0.29057 | 0.28312 | 0.27611 | 0.26971 | 0.26714 | 0.26527 | 0.26431 | 0.26266 | 0.26148 | 0.26054 | 0.25979 | 0.25915 | 0.25877 | 0.25856 | 0.25846 | 0.25838 | 0.25812 | 0.25807 | 0.25803
F8_Commercial_OR - Miscellaneous_Existing_Water Heating_Natural Gas_Retrocommissioning_A_Technical Potential | F8 | Commercial | OR - Miscellaneous | Existing | Water Heating | Natural Gas | Retrocommissioning | A | Cumulative Summer Peak Savings (MW) | Technical Potential | 0 | 0 | 0 | 0 | 0 | 0 | 0 | 0 | 0 | 0 | 0 | 0 | 0 | 0 | 0 | 0 | 0 | 0 | 0 | 0 | 0 | 0 | 0 | 0 | 0 | 0 | 0
F9_Commercial_OR - Miscellaneous_Existing_Water Heating_Natural Gas_Retrocommissioning_A_Technical Potential | F9 | Commercial | OR - Miscellaneous | Existing | Water Heating | Natural Gas | Retrocommissioning | A | Cumulative Winter Peak Savings (MW) | Technical Potential | 0 | 0 | 0 | 0 | 0 | 0 | 0 | 0 | 0 | 0 | 0 | 0 | 0 | 0 | 0 | 0 | 0 | 0 | 0 | 0 | 0 | 0 | 0 | 0 | 0 | 0 | 0
F10_Commercial_OR - Miscellaneous_Existing_Water Heating_Natural Gas_Retrocommissioning_A_Technical Potential | F10 | Commercial | OR - Miscellaneous | Existing | Water Heating | Natural Gas | Retrocommissioning | A | Purchases (Incremental) | Technical Potential | 0 | 0 | 2719.4681 | 5582.066 | 5582.066 | 2862.598 | 0 | 0 | 9.0949e-13 | 0 | 0 | 0 | 0 | 0 | 0 | 0 | 0 | 0 | 0 | 0 | 0 | 0 | 0 | 0 | 0 | 0 | 0
F11_Commercial_OR - Miscellaneous_Existing_Water Heating_Natural Gas_Retrocommissioning_A_Technical Potential | F11 | Commercial | OR - Miscellaneous | Existing | Water Heating | Natural Gas | Retrocommissioning | A | Purchases (Cumulative) | Technical Potential | 0 | 0 | 2719.4681 | 8301.5341 | 13883.6001 | 16746.1981 | 16746.1981 | 16746.1981 | 16746.1981 | 16746.1981 | 16746.1981 | 16746.1981 | 16746.1981 | 16746.1981 | 16746.1981 | 16746.1981 | 16746.1981 | 16746.1981 | 16746.1981 | 16746.1981 | 16746.1981 | 16746.1981 | 16746.1981 | 16746.1981 | 16746.1981 | 16746.1981 | 16746.1981
F1_Commercial_OR - Miscellaneous_New_Space Heating_Natural Gas_Insulation - Ceiling_A_Technical Potential | F1 | Commercial | OR - Miscellaneous | New | Space Heating | Natural Gas | Insulation - Ceiling | A | Integrated Unit Energy Savings (kWh or therms) | Technical Potential | 0 | 0 | 0 | 0 | 0 | 0 | 0 | 0 | 0 | 0 | 0 | 0 | 0 | 0 | 0 | 0 | 0 | 0 | 0 | 0 | 0 | 0 | 0 | 0 | 0 | 0 | 0
F2_Commercial_OR - Miscellaneous_New_Space Heating_Natural Gas_Insulation - Ceiling_A_Technical Potential | F2 | Commercial | OR - Miscellaneous | New | Space Heating | Natural Gas | Insulation - Ceiling | A | Integrated Unit Summer Peak Savings (kW) | Technical Potential | 0 | 0 | 0 | 0 | 0 | 0 | 0 | 0 | 0 | 0 | 0 | 0 | 0 | 0 | 0 | 0 | 0 | 0 | 0 | 0 | 0 | 0 | 0 | 0 | 0 | 0 | 0
F3_Commercial_OR - Miscellaneous_New_Space Heating_Natural Gas_Insulation - Ceiling_A_Technical Potential | F3 | Commercial | OR - Miscellaneous | New | Space Heating | Natural Gas | Insulation - Ceiling | A | Integrated Unit Winter Peak Savings (kW) | Technical Potential | 0 | 0 | 0 | 0 | 0 | 0 | 0 | 0 | 0 | 0 | 0 | 0 | 0 | 0 | 0 | 0 | 0 | 0 | 0 | 0 | 0 | 0 | 0 | 0 | 0 | 0 | 0
F4_Commercial_OR - Miscellaneous_New_Space Heating_Natural Gas_Insulation - Ceiling_A_Technical Potential | F4 | Commercial | OR - Miscellaneous | New | Space Heating | Natural Gas | Insulation - Ceiling | A | Incremental Energy Savings (MWh or mTherms) | Technical Potential | 0 | 0 | 0 | 0 | 0 | 0 | 0 | 0 | 0 | 0 | 0 | 0 | 0 | 0 | 0 | 0 | 0 | 0 | 0 | 0 | 0 | 0 | 0 | 0 | 0 | 0 | 0
F5_Commercial_OR - Miscellaneous_New_Space Heating_Natural Gas_Insulation - Ceiling_A_Technical Potential | F5 | Commercial | OR - Miscellaneous | New | Space Heating | Natural Gas | Insulation - Ceiling | A | Incremental Summer Peak Savings (MW) | Technical Potential | 0 | 0 | 0 | 0 | 0 | 0 | 0 | 0 | 0 | 0 | 0 | 0 | 0 | 0 | 0 | 0 | 0 | 0 | 0 | 0 | 0 | 0 | 0 | 0 | 0 | 0 | 0
F6_Commercial_OR - Miscellaneous_New_Space Heating_Natural Gas_Insulation - Ceiling_A_Technical Potential | F6 | Commercial | OR - Miscellaneous | New | Space Heating | Natural Gas | Insulation - Ceiling | A | Incremental Winter Peak Savings (MW) | Technical Potential | 0 | 0 | 0 | 0 | 0 | 0 | 0 | 0 | 0 | 0 | 0 | 0 | 0 | 0 | 0 | 0 | 0 | 0 | 0 | 0 | 0 | 0 | 0 | 0 | 0 | 0 | 0
F7_Commercial_OR - Miscellaneous_New_Space Heating_Natural Gas_Insulation - Ceiling_A_Technical Potential | F7 | Commercial | OR - Miscellaneous | New | Space Heating | Natural Gas | Insulation - Ceiling | A | Cumulative Energy Savings (MWh or mTherms) | Technical Potential | 0 | 0 | 0 | 0 | 0 | 0 | 0 | 0 | 0 | 0 | 0 | 0 | 0 | 0 | 0 | 0 | 0 | 0 | 0 | 0 | 0 | 0 | 0 | 0 | 0 | 0 | 0
F8_Commercial_OR - Miscellaneous_New_Space Heating_Natural Gas_Insulation - Ceiling_A_Technical Potential | F8 | Commercial | OR - Miscellaneous | New | Space Heating | Natural Gas | Insulation - Ceiling | A | Cumulative Summer Peak Savings (MW) | Technical Potential | 0 | 0 | 0 | 0 | 0 | 0 | 0 | 0 | 0 | 0 | 0 | 0 | 0 | 0 | 0 | 0 | 0 | 0 | 0 | 0 | 0 | 0 | 0 | 0 | 0 | 0 | 0
F9_Commercial_OR - Miscellaneous_New_Space Heating_Natural Gas_Insulation - Ceiling_A_Technical Potential | F9 | Commercial | OR - Miscellaneous | New | Space Heating | Natural Gas | Insulation - Ceiling | A | Cumulative Winter Peak Savings (MW) | Technical Potential | 0 | 0 | 0 | 0 | 0 | 0 | 0 | 0 | 0 | 0 | 0 | 0 | 0 | 0 | 0 | 0 | 0 | 0 | 0 | 0 | 0 | 0 | 0 | 0 | 0 | 0 | 0
F10_Commercial_OR - Miscellaneous_New_Space Heating_Natural Gas_Insulation - Ceiling_A_Technical Potential | F10 | Commercial | OR - Miscellaneous | New | Space Heating | Natural Gas | Insulation - Ceiling | A | Purchases (Incremental) | Technical Potential | 0 | 0 | 0 | 0 | 0 | 0 | 0 | 0 | 0 | 0 | 0 | 0 | 0 | 0 | 0 | 0 | 0 | 0 | 0 | 0 | 0 | 0 | 0 | 0 | 0 | 0 | 0
F11_Commercial_OR - Miscellaneous_New_Space Heating_Natural Gas_Insulation - Ceiling_A_Technical Potential | F11 | Commercial | OR - Miscellaneous | New | Space Heating | Natural Gas | Insulation - Ceiling | A | Purchases (Cumulative) | Technical Potential | 0 | 0 | 0 | 0 | 0 | 0 | 0 | 0 | 0 | 0 | 0 | 0 | 0 | 0 | 0 | 0 | 0 | 0 | 0 | 0 | 0 | 0 | 0 | 0 | 0 | 0 | 0
F1_Commercial_OR - Miscellaneous_New_Space Heating_Natural Gas_Insulation - Ducting_A_Technical Potential | F1 | Commercial | OR - Miscellaneous | New | Space Heating | Natural Gas | Insulation - Ducting | A | Integrated Unit Energy Savings (kWh or therms) | Technical Potential | 0 | 0 | 0 | 0 | 0 | 0 | 0 | 0 | 0 | 0 | 0 | 0 | 0 | 0 | 0 | 0 | 0 | 0 | 0 | 0 | 0 | 0 | 0 | 0 | 0 | 0 | 0
F2_Commercial_OR - Miscellaneous_New_Space Heating_Natural Gas_Insulation - Ducting_A_Technical Potential | F2 | Commercial | OR - Miscellaneous | New | Space Heating | Natural Gas | Insulation - Ducting | A | Integrated Unit Summer Peak Savings (kW) | Technical Potential | 0 | 0 | 0 | 0 | 0 | 0 | 0 | 0 | 0 | 0 | 0 | 0 | 0 | 0 | 0 | 0 | 0 | 0 | 0 | 0 | 0 | 0 | 0 | 0 | 0 | 0 | 0
F3_Commercial_OR - Miscellaneous_New_Space Heating_Natural Gas_Insulation - Ducting_A_Technical Potential | F3 | Commercial | OR - Miscellaneous | New | Space Heating | Natural Gas | Insulation - Ducting | A | Integrated Unit Winter Peak Savings (kW) | Technical Potential | 0 | 0 | 0 | 0 | 0 | 0 | 0 | 0 | 0 | 0 | 0 | 0 | 0 | 0 | 0 | 0 | 0 | 0 | 0 | 0 | 0 | 0 | 0 | 0 | 0 | 0 | 0
F4_Commercial_OR - Miscellaneous_New_Space Heating_Natural Gas_Insulation - Ducting_A_Technical Potential | F4 | Commercial | OR - Miscellaneous | New | Space Heating | Natural Gas | Insulation - Ducting | A | Incremental Energy Savings (MWh or mTherms) | Technical Potential | 0 | 0 | 0 | 0 | 0 | 0 | 0 | 0 | 0 | 0 | 0 | 0 | 0 | 0 | 0 | 0 | 0 | 0 | 0 | 0 | 0 | 0 | 0 | 0 | 0 | 0 | 0
F5_Commercial_OR - Miscellaneous_New_Space Heating_Natural Gas_Insulation - Ducting_A_Technical Potential | F5 | Commercial | OR - Miscellaneous | New | Space Heating | Natural Gas | Insulation - Ducting | A | Incremental Summer Peak Savings (MW) | Technical Potential | 0 | 0 | 0 | 0 | 0 | 0 | 0 | 0 | 0 | 0 | 0 | 0 | 0 | 0 | 0 | 0 | 0 | 0 | 0 | 0 | 0 | 0 | 0 | 0 | 0 | 0 | 0
F6_Commercial_OR - Miscellaneous_New_Space Heating_Natural Gas_Insulation - Ducting_A_Technical Potential | F6 | Commercial | OR - Miscellaneous | New | Space Heating | Natural Gas | Insulation - Ducting | A | Incremental Winter Peak Savings (MW) | Technical Potential | 0 | 0 | 0 | 0 | 0 | 0 | 0 | 0 | 0 | 0 | 0 | 0 | 0 | 0 | 0 | 0 | 0 | 0 | 0 | 0 | 0 | 0 | 0 | 0 | 0 | 0 | 0
F7_Commercial_OR - Miscellaneous_New_Space Heating_Natural Gas_Insulation - Ducting_A_Technical Potential | F7 | Commercial | OR - Miscellaneous | New | Space Heating | Natural Gas | Insulation - Ducting | A | Cumulative Energy Savings (MWh or mTherms) | Technical Potential | 0 | 0 | 0 | 0 | 0 | 0 | 0 | 0 | 0 | 0 | 0 | 0 | 0 | 0 | 0 | 0 | 0 | 0 | 0 | 0 | 0 | 0 | 0 | 0 | 0 | 0 | 0
F8_Commercial_OR - Miscellaneous_New_Space Heating_Natural Gas_Insulation - Ducting_A_Technical Potential | F8 | Commercial | OR - Miscellaneous | New | Space Heating | Natural Gas | Insulation - Ducting | A | Cumulative Summer Peak Savings (MW) | Technical Potential | 0 | 0 | 0 | 0 | 0 | 0 | 0 | 0 | 0 | 0 | 0 | 0 | 0 | 0 | 0 | 0 | 0 | 0 | 0 | 0 | 0 | 0 | 0 | 0 | 0 | 0 | 0
F9_Commercial_OR - Miscellaneous_New_Space Heating_Natural Gas_Insulation - Ducting_A_Technical Potential | F9 | Commercial | OR - Miscellaneous | New | Space Heating | Natural Gas | Insulation - Ducting | A | Cumulative Winter Peak Savings (MW) | Technical Potential | 0 | 0 | 0 | 0 | 0 | 0 | 0 | 0 | 0 | 0 | 0 | 0 | 0 | 0 | 0 | 0 | 0 | 0 | 0 | 0 | 0 | 0 | 0 | 0 | 0 | 0 | 0
F10_Commercial_OR - Miscellaneous_New_Space Heating_Natural Gas_Insulation - Ducting_A_Technical Potential | F10 | Commercial | OR - Miscellaneous | New | Space Heating | Natural Gas | Insulation - Ducting | A | Purchases (Incremental) | Technical Potential | 0 | 0 | 0 | 0 | 0 | 0 | 0 | 0 | 0 | 0 | 0 | 0 | 0 | 0 | 0 | 0 | 0 | 0 | 0 | 0 | 0 | 0 | 0 | 0 | 0 | 0 | 0
F11_Commercial_OR - Miscellaneous_New_Space Heating_Natural Gas_Insulation - Ducting_A_Technical Potential | F11 | Commercial | OR - Miscellaneous | New | Space Heating | Natural Gas | Insulation - Ducting | A | Purchases (Cumulative) | Technical Potential | 0 | 0 | 0 | 0 | 0 | 0 | 0 | 0 | 0 | 0 | 0 | 0 | 0 | 0 | 0 | 0 | 0 | 0 | 0 | 0 | 0 | 0 | 0 | 0 | 0 | 0 | 0
F1_Commercial_OR - Miscellaneous_New_Space Heating_Natural Gas_Insulation - Wall Cavity_A_Technical Potential | F1 | Commercial | OR - Miscellaneous | New | Space Heating | Natural Gas | Insulation - Wall Cavity | A | Integrated Unit Energy Savings (kWh or therms) | Technical Potential | 0 | 0 | 0 | 0 | 0 | 0 | 0 | 0 | 0 | 0 | 0 | 0 | 0 | 0 | 0 | 0 | 0 | 0 | 0 | 0 | 0 | 0 | 0 | 0 | 0 | 0 | 0
F2_Commercial_OR - Miscellaneous_New_Space Heating_Natural Gas_Insulation - Wall Cavity_A_Technical Potential | F2 | Commercial | OR - Miscellaneous | New | Space Heating | Natural Gas | Insulation - Wall Cavity | A | Integrated Unit Summer Peak Savings (kW) | Technical Potential | 0 | 0 | 0 | 0 | 0 | 0 | 0 | 0 | 0 | 0 | 0 | 0 | 0 | 0 | 0 | 0 | 0 | 0 | 0 | 0 | 0 | 0 | 0 | 0 | 0 | 0 | 0
F3_Commercial_OR - Miscellaneous_New_Space Heating_Natural Gas_Insulation - Wall Cavity_A_Technical Potential | F3 | Commercial | OR - Miscellaneous | New | Space Heating | Natural Gas | Insulation - Wall Cavity | A | Integrated Unit Winter Peak Savings (kW) | Technical Potential | 0 | 0 | 0 | 0 | 0 | 0 | 0 | 0 | 0 | 0 | 0 | 0 | 0 | 0 | 0 | 0 | 0 | 0 | 0 | 0 | 0 | 0 | 0 | 0 | 0 | 0 | 0
F4_Commercial_OR - Miscellaneous_New_Space Heating_Natural Gas_Insulation - Wall Cavity_A_Technical Potential | F4 | Commercial | OR - Miscellaneous | New | Space Heating | Natural Gas | Insulation - Wall Cavity | A | Incremental Energy Savings (MWh or mTherms) | Technical Potential | 0 | 0 | 0 | 0 | 0 | 0 | 0 | 0 | 0 | 0 | 0 | 0 | 0 | 0 | 0 | 0 | 0 | 0 | 0 | 0 | 0 | 0 | 0 | 0 | 0 | 0 | 0
F5_Commercial_OR - Miscellaneous_New_Space Heating_Natural Gas_Insulation - Wall Cavity_A_Technical Potential | F5 | Commercial | OR - Miscellaneous | New | Space Heating | Natural Gas | Insulation - Wall Cavity | A | Incremental Summer Peak Savings (MW) | Technical Potential | 0 | 0 | 0 | 0 | 0 | 0 | 0 | 0 | 0 | 0 | 0 | 0 | 0 | 0 | 0 | 0 | 0 | 0 | 0 | 0 | 0 | 0 | 0 | 0 | 0 | 0 | 0
F6_Commercial_OR - Miscellaneous_New_Space Heating_Natural Gas_Insulation - Wall Cavity_A_Technical Potential | F6 | Commercial | OR - Miscellaneous | New | Space Heating | Natural Gas | Insulation - Wall Cavity | A | Incremental Winter Peak Savings (MW) | Technical Potential | 0 | 0 | 0 | 0 | 0 | 0 | 0 | 0 | 0 | 0 | 0 | 0 | 0 | 0 | 0 | 0 | 0 | 0 | 0 | 0 | 0 | 0 | 0 | 0 | 0 | 0 | 0
F7_Commercial_OR - Miscellaneous_New_Space Heating_Natural Gas_Insulation - Wall Cavity_A_Technical Potential | F7 | Commercial | OR - Miscellaneous | New | Space Heating | Natural Gas | Insulation - Wall Cavity | A | Cumulative Energy Savings (MWh or mTherms) | Technical Potential | 0 | 0 | 0 | 0 | 0 | 0 | 0 | 0 | 0 | 0 | 0 | 0 | 0 | 0 | 0 | 0 | 0 | 0 | 0 | 0 | 0 | 0 | 0 | 0 | 0 | 0 | 0
F8_Commercial_OR - Miscellaneous_New_Space Heating_Natural Gas_Insulation - Wall Cavity_A_Technical Potential | F8 | Commercial | OR - Miscellaneous | New | Space Heating | Natural Gas | Insulation - Wall Cavity | A | Cumulative Summer Peak Savings (MW) | Technical Potential | 0 | 0 | 0 | 0 | 0 | 0 | 0 | 0 | 0 | 0 | 0 | 0 | 0 | 0 | 0 | 0 | 0 | 0 | 0 | 0 | 0 | 0 | 0 | 0 | 0 | 0 | 0
F9_Commercial_OR - Miscellaneous_New_Space Heating_Natural Gas_Insulation - Wall Cavity_A_Technical Potential | F9 | Commercial | OR - Miscellaneous | New | Space Heating | Natural Gas | Insulation - Wall Cavity | A | Cumulative Winter Peak Savings (MW) | Technical Potential | 0 | 0 | 0 | 0 | 0 | 0 | 0 | 0 | 0 | 0 | 0 | 0 | 0 | 0 | 0 | 0 | 0 | 0 | 0 | 0 | 0 | 0 | 0 | 0 | 0 | 0 | 0
F10_Commercial_OR - Miscellaneous_New_Space Heating_Natural Gas_Insulation - Wall Cavity_A_Technical Potential | F10 | Commercial | OR - Miscellaneous | New | Space Heating | Natural Gas | Insulation - Wall Cavity | A | Purchases (Incremental) | Technical Potential | 0 | 0 | 0 | 0 | 0 | 0 | 0 | 0 | 0 | 0 | 0 | 0 | 0 | 0 | 0 | 0 | 0 | 0 | 0 | 0 | 0 | 0 | 0 | 0 | 0 | 0 | 0
F11_Commercial_OR - Miscellaneous_New_Space Heating_Natural Gas_Insulation - Wall Cavity_A_Technical Potential | F11 | Commercial | OR - Miscellaneous | New | Space Heating | Natural Gas | Insulation - Wall Cavity | A | Purchases (Cumulative) | Technical Potential | 0 | 0 | 0 | 0 | 0 | 0 | 0 | 0 | 0 | 0 | 0 | 0 | 0 | 0 | 0 | 0 | 0 | 0 | 0 | 0 | 0 | 0 | 0 | 0 | 0 | 0 | 0
F1_Commercial_OR - Miscellaneous_New_Space Heating_Natural Gas_Green Roof - Vegetated Rooftop_A_Technical Potential | F1 | Commercial | OR - Miscellaneous | New | Space Heating | Natural Gas | Green Roof - Vegetated Rooftop | A | Integrated Unit Energy Savings (kWh or therms) | Technical Potential | 0 | 0 | 0 | 0 | 0 | 0 | 0 | 0 | 0 | 0 | 0 | 0 | 0 | 0 | 0 | 0 | 0 | 0 | 0 | 0 | 0 | 0 | 0 | 0 | 0 | 0 | 0
F2_Commercial_OR - Miscellaneous_New_Space Heating_Natural Gas_Green Roof - Vegetated Rooftop_A_Technical Potential | F2 | Commercial | OR - Miscellaneous | New | Space Heating | Natural Gas | Green Roof - Vegetated Rooftop | A | Integrated Unit Summer Peak Savings (kW) | Technical Potential | 0 | 0 | 0 | 0 | 0 | 0 | 0 | 0 | 0 | 0 | 0 | 0 | 0 | 0 | 0 | 0 | 0 | 0 | 0 | 0 | 0 | 0 | 0 | 0 | 0 | 0 | 0
F3_Commercial_OR - Miscellaneous_New_Space Heating_Natural Gas_Green Roof - Vegetated Rooftop_A_Technical Potential | F3 | Commercial | OR - Miscellaneous | New | Space Heating | Natural Gas | Green Roof - Vegetated Rooftop | A | Integrated Unit Winter Peak Savings (kW) | Technical Potential | 0 | 0 | 0 | 0 | 0 | 0 | 0 | 0 | 0 | 0 | 0 | 0 | 0 | 0 | 0 | 0 | 0 | 0 | 0 | 0 | 0 | 0 | 0 | 0 | 0 | 0 | 0
F4_Commercial_OR - Miscellaneous_New_Space Heating_Natural Gas_Green Roof - Vegetated Rooftop_A_Technical Potential | F4 | Commercial | OR - Miscellaneous | New | Space Heating | Natural Gas | Green Roof - Vegetated Rooftop | A | Incremental Energy Savings (MWh or mTherms) | Technical Potential | 0 | 0 | 0 | 0 | 0 | 0 | 0 | 0 | 0 | 0 | 0 | 0 | 0 | 0 | 0 | 0 | 0 | 0 | 0 | 0 | 0 | 0 | 0 | 0 | 0 | 0 | 0
F5_Commercial_OR - Miscellaneous_New_Space Heating_Natural Gas_Green Roof - Vegetated Rooftop_A_Technical Potential | F5 | Commercial | OR - Miscellaneous | New | Space Heating | Natural Gas | Green Roof - Vegetated Rooftop | A | Incremental Summer Peak Savings (MW) | Technical Potential | 0 | 0 | 0 | 0 | 0 | 0 | 0 | 0 | 0 | 0 | 0 | 0 | 0 | 0 | 0 | 0 | 0 | 0 | 0 | 0 | 0 | 0 | 0 | 0 | 0 | 0 | 0
F6_Commercial_OR - Miscellaneous_New_Space Heating_Natural Gas_Green Roof - Vegetated Rooftop_A_Technical Potential | F6 | Commercial | OR - Miscellaneous | New | Space Heating | Natural Gas | Green Roof - Vegetated Rooftop | A | Incremental Winter Peak Savings (MW) | Technical Potential | 0 | 0 | 0 | 0 | 0 | 0 | 0 | 0 | 0 | 0 | 0 | 0 | 0 | 0 | 0 | 0 | 0 | 0 | 0 | 0 | 0 | 0 | 0 | 0 | 0 | 0 | 0
F7_Commercial_OR - Miscellaneous_New_Space Heating_Natural Gas_Green Roof - Vegetated Rooftop_A_Technical Potential | F7 | Commercial | OR - Miscellaneous | New | Space Heating | Natural Gas | Green Roof - Vegetated Rooftop | A | Cumulative Energy Savings (MWh or mTherms) | Technical Potential | 0 | 0 | 0 | 0 | 0 | 0 | 0 | 0 | 0 | 0 | 0 | 0 | 0 | 0 | 0 | 0 | 0 | 0 | 0 | 0 | 0 | 0 | 0 | 0 | 0 | 0 | 0
F8_Commercial_OR - Miscellaneous_New_Space Heating_Natural Gas_Green Roof - Vegetated Rooftop_A_Technical Potential | F8 | Commercial | OR - Miscellaneous | New | Space Heating | Natural Gas | Green Roof - Vegetated Rooftop | A | Cumulative Summer Peak Savings (MW) | Technical Potential | 0 | 0 | 0 | 0 | 0 | 0 | 0 | 0 | 0 | 0 | 0 | 0 | 0 | 0 | 0 | 0 | 0 | 0 | 0 | 0 | 0 | 0 | 0 | 0 | 0 | 0 | 0
F9_Commercial_OR - Miscellaneous_New_Space Heating_Natural Gas_Green Roof - Vegetated Rooftop_A_Technical Potential | F9 | Commercial | OR - Miscellaneous | New | Space Heating | Natural Gas | Green Roof - Vegetated Rooftop | A | Cumulative Winter Peak Savings (MW) | Technical Potential | 0 | 0 | 0 | 0 | 0 | 0 | 0 | 0 | 0 | 0 | 0 | 0 | 0 | 0 | 0 | 0 | 0 | 0 | 0 | 0 | 0 | 0 | 0 | 0 | 0 | 0 | 0
F10_Commercial_OR - Miscellaneous_New_Space Heating_Natural Gas_Green Roof - Vegetated Rooftop_A_Technical Potential | F10 | Commercial | OR - Miscellaneous | New | Space Heating | Natural Gas | Green Roof - Vegetated Rooftop | A | Purchases (Incremental) | Technical Potential | 0 | 0 | 0 | 0 | 0 | 0 | 0 | 0 | 0 | 0 | 0 | 0 | 0 | 0 | 0 | 0 | 0 | 0 | 0 | 0 | 0 | 0 | 0 | 0 | 0 | 0 | 0
F11_Commercial_OR - Miscellaneous_New_Space Heating_Natural Gas_Green Roof - Vegetated Rooftop_A_Technical Potential | F11 | Commercial | OR - Miscellaneous | New | Space Heating | Natural Gas | Green Roof - Vegetated Rooftop | A | Purchases (Cumulative) | Technical Potential | 0 | 0 | 0 | 0 | 0 | 0 | 0 | 0 | 0 | 0 | 0 | 0 | 0 | 0 | 0 | 0 | 0 | 0 | 0 | 0 | 0 | 0 | 0 | 0 | 0 | 0 | 0
F1_Commercial_OR - Miscellaneous_New_Space Heating_Natural Gas_Ducting - Repair and Sealing_A_Technical Potential | F1 | Commercial | OR - Miscellaneous | New | Space Heating | Natural Gas | Ducting - Repair and Sealing | A | Integrated Unit Energy Savings (kWh or therms) | Technical Potential | 0 | 0 | 0 | 0 | 0 | 0 | 0 | 0 | 0 | 0 | 0 | 0 | 0 | 0 | 0 | 0 | 0 | 0 | 0 | 0 | 0 | 0 | 0 | 0 | 0 | 0 | 0
F2_Commercial_OR - Miscellaneous_New_Space Heating_Natural Gas_Ducting - Repair and Sealing_A_Technical Potential | F2 | Commercial | OR - Miscellaneous | New | Space Heating | Natural Gas | Ducting - Repair and Sealing | A | Integrated Unit Summer Peak Savings (kW) | Technical Potential | 0 | 0 | 0 | 0 | 0 | 0 | 0 | 0 | 0 | 0 | 0 | 0 | 0 | 0 | 0 | 0 | 0 | 0 | 0 | 0 | 0 | 0 | 0 | 0 | 0 | 0 | 0
F3_Commercial_OR - Miscellaneous_New_Space Heating_Natural Gas_Ducting - Repair and Sealing_A_Technical Potential | F3 | Commercial | OR - Miscellaneous | New | Space Heating | Natural Gas | Ducting - Repair and Sealing | A | Integrated Unit Winter Peak Savings (kW) | Technical Potential | 0 | 0 | 0 | 0 | 0 | 0 | 0 | 0 | 0 | 0 | 0 | 0 | 0 | 0 | 0 | 0 | 0 | 0 | 0 | 0 | 0 | 0 | 0 | 0 | 0 | 0 | 0
F4_Commercial_OR - Miscellaneous_New_Space Heating_Natural Gas_Ducting - Repair and Sealing_A_Technical Potential | F4 | Commercial | OR - Miscellaneous | New | Space Heating | Natural Gas | Ducting - Repair and Sealing | A | Incremental Energy Savings (MWh or mTherms) | Technical Potential | 0 | 0 | 0 | 0 | 0 | 0 | 0 | 0 | 0 | 0 | 0 | 0 | 0 | 0 | 0 | 0 | 0 | 0 | 0 | 0 | 0 | 0 | 0 | 0 | 0 | 0 | 0
F5_Commercial_OR - Miscellaneous_New_Space Heating_Natural Gas_Ducting - Repair and Sealing_A_Technical Potential | F5 | Commercial | OR - Miscellaneous | New | Space Heating | Natural Gas | Ducting - Repair and Sealing | A | Incremental Summer Peak Savings (MW) | Technical Potential | 0 | 0 | 0 | 0 | 0 | 0 | 0 | 0 | 0 | 0 | 0 | 0 | 0 | 0 | 0 | 0 | 0 | 0 | 0 | 0 | 0 | 0 | 0 | 0 | 0 | 0 | 0
F6_Commercial_OR - Miscellaneous_New_Space Heating_Natural Gas_Ducting - Repair and Sealing_A_Technical Potential | F6 | Commercial | OR - Miscellaneous | New | Space Heating | Natural Gas | Ducting - Repair and Sealing | A | Incremental Winter Peak Savings (MW) | Technical Potential | 0 | 0 | 0 | 0 | 0 | 0 | 0 | 0 | 0 | 0 | 0 | 0 | 0 | 0 | 0 | 0 | 0 | 0 | 0 | 0 | 0 | 0 | 0 | 0 | 0 | 0 | 0
F7_Commercial_OR - Miscellaneous_New_Space Heating_Natural Gas_Ducting - Repair and Sealing_A_Technical Potential | F7 | Commercial | OR - Miscellaneous | New | Space Heating | Natural Gas | Ducting - Repair and Sealing | A | Cumulative Energy Savings (MWh or mTherms) | Technical Potential | 0 | 0 | 0 | 0 | 0 | 0 | 0 | 0 | 0 | 0 | 0 | 0 | 0 | 0 | 0 | 0 | 0 | 0 | 0 | 0 | 0 | 0 | 0 | 0 | 0 | 0 | 0
F8_Commercial_OR - Miscellaneous_New_Space Heating_Natural Gas_Ducting - Repair and Sealing_A_Technical Potential | F8 | Commercial | OR - Miscellaneous | New | Space Heating | Natural Gas | Ducting - Repair and Sealing | A | Cumulative Summer Peak Savings (MW) | Technical Potential | 0 | 0 | 0 | 0 | 0 | 0 | 0 | 0 | 0 | 0 | 0 | 0 | 0 | 0 | 0 | 0 | 0 | 0 | 0 | 0 | 0 | 0 | 0 | 0 | 0 | 0 | 0
F9_Commercial_OR - Miscellaneous_New_Space Heating_Natural Gas_Ducting - Repair and Sealing_A_Technical Potential | F9 | Commercial | OR - Miscellaneous | New | Space Heating | Natural Gas | Ducting - Repair and Sealing | A | Cumulative Winter Peak Savings (MW) | Technical Potential | 0 | 0 | 0 | 0 | 0 | 0 | 0 | 0 | 0 | 0 | 0 | 0 | 0 | 0 | 0 | 0 | 0 | 0 | 0 | 0 | 0 | 0 | 0 | 0 | 0 | 0 | 0
F10_Commercial_OR - Miscellaneous_New_Space Heating_Natural Gas_Ducting - Repair and Sealing_A_Technical Potential | F10 | Commercial | OR - Miscellaneous | New | Space Heating | Natural Gas | Ducting - Repair and Sealing | A | Purchases (Incremental) | Technical Potential | 0 | 0 | 0 | 0 | 0 | 0 | 0 | 0 | 0 | 0 | 0 | 0 | 0 | 0 | 0 | 0 | 0 | 0 | 0 | 0 | 0 | 0 | 0 | 0 | 0 | 0 | 0
F11_Commercial_OR - Miscellaneous_New_Space Heating_Natural Gas_Ducting - Repair and Sealing_A_Technical Potential | F11 | Commercial | OR - Miscellaneous | New | Space Heating | Natural Gas | Ducting - Repair and Sealing | A | Purchases (Cumulative) | Technical Potential | 0 | 0 | 0 | 0 | 0 | 0 | 0 | 0 | 0 | 0 | 0 | 0 | 0 | 0 | 0 | 0 | 0 | 0 | 0 | 0 | 0 | 0 | 0 | 0 | 0 | 0 | 0
F1_Commercial_OR - Miscellaneous_New_Space Heating_Natural Gas_Windows - High Efficiency Glazing_A_Technical Potential | F1 | Commercial | OR - Miscellaneous | New | Space Heating | Natural Gas | Windows - High Efficiency Glazing | A | Integrated Unit Energy Savings (kWh or therms) | Technical Potential | 0 | 0 | 0 | 0 | 0 | 0 | 0 | 0 | 0 | 0 | 0 | 0 | 0 | 0 | 0 | 0 | 0 | 0 | 0 | 0 | 0 | 0 | 0 | 0 | 0 | 0 | 0
F2_Commercial_OR - Miscellaneous_New_Space Heating_Natural Gas_Windows - High Efficiency Glazing_A_Technical Potential | F2 | Commercial | OR - Miscellaneous | New | Space Heating | Natural Gas | Windows - High Efficiency Glazing | A | Integrated Unit Summer Peak Savings (kW) | Technical Potential | 0 | 0 | 0 | 0 | 0 | 0 | 0 | 0 | 0 | 0 | 0 | 0 | 0 | 0 | 0 | 0 | 0 | 0 | 0 | 0 | 0 | 0 | 0 | 0 | 0 | 0 | 0
F3_Commercial_OR - Miscellaneous_New_Space Heating_Natural Gas_Windows - High Efficiency Glazing_A_Technical Potential | F3 | Commercial | OR - Miscellaneous | New | Space Heating | Natural Gas | Windows - High Efficiency Glazing | A | Integrated Unit Winter Peak Savings (kW) | Technical Potential | 0 | 0 | 0 | 0 | 0 | 0 | 0 | 0 | 0 | 0 | 0 | 0 | 0 | 0 | 0 | 0 | 0 | 0 | 0 | 0 | 0 | 0 | 0 | 0 | 0 | 0 | 0
F4_Commercial_OR - Miscellaneous_New_Space Heating_Natural Gas_Windows - High Efficiency Glazing_A_Technical Potential | F4 | Commercial | OR - Miscellaneous | New | Space Heating | Natural Gas | Windows - High Efficiency Glazing | A | Incremental Energy Savings (MWh or mTherms) | Technical Potential | 0 | 0 | 0 | 0 | 0 | 0 | 0 | 0 | 0 | 0 | 0 | 0 | 0 | 0 | 0 | 0 | 0 | 0 | 0 | 0 | 0 | 0 | 0 | 0 | 0 | 0 | 0
F5_Commercial_OR - Miscellaneous_New_Space Heating_Natural Gas_Windows - High Efficiency Glazing_A_Technical Potential | F5 | Commercial | OR - Miscellaneous | New | Space Heating | Natural Gas | Windows - High Efficiency Glazing | A | Incremental Summer Peak Savings (MW) | Technical Potential | 0 | 0 | 0 | 0 | 0 | 0 | 0 | 0 | 0 | 0 | 0 | 0 | 0 | 0 | 0 | 0 | 0 | 0 | 0 | 0 | 0 | 0 | 0 | 0 | 0 | 0 | 0
F6_Commercial_OR - Miscellaneous_New_Space Heating_Natural Gas_Windows - High Efficiency Glazing_A_Technical Potential | F6 | Commercial | OR - Miscellaneous | New | Space Heating | Natural Gas | Windows - High Efficiency Glazing | A | Incremental Winter Peak Savings (MW) | Technical Potential | 0 | 0 | 0 | 0 | 0 | 0 | 0 | 0 | 0 | 0 | 0 | 0 | 0 | 0 | 0 | 0 | 0 | 0 | 0 | 0 | 0 | 0 | 0 | 0 | 0 | 0 | 0
F7_Commercial_OR - Miscellaneous_New_Space Heating_Natural Gas_Windows - High Efficiency Glazing_A_Technical Potential | F7 | Commercial | OR - Miscellaneous | New | Space Heating | Natural Gas | Windows - High Efficiency Glazing | A | Cumulative Energy Savings (MWh or mTherms) | Technical Potential | 0 | 0 | 0 | 0 | 0 | 0 | 0 | 0 | 0 | 0 | 0 | 0 | 0 | 0 | 0 | 0 | 0 | 0 | 0 | 0 | 0 | 0 | 0 | 0 | 0 | 0 | 0
F8_Commercial_OR - Miscellaneous_New_Space Heating_Natural Gas_Windows - High Efficiency Glazing_A_Technical Potential | F8 | Commercial | OR - Miscellaneous | New | Space Heating | Natural Gas | Windows - High Efficiency Glazing | A | Cumulative Summer Peak Savings (MW) | Technical Potential | 0 | 0 | 0 | 0 | 0 | 0 | 0 | 0 | 0 | 0 | 0 | 0 | 0 | 0 | 0 | 0 | 0 | 0 | 0 | 0 | 0 | 0 | 0 | 0 | 0 | 0 | 0
F9_Commercial_OR - Miscellaneous_New_Space Heating_Natural Gas_Windows - High Efficiency Glazing_A_Technical Potential | F9 | Commercial | OR - Miscellaneous | New | Space Heating | Natural Gas | Windows - High Efficiency Glazing | A | Cumulative Winter Peak Savings (MW) | Technical Potential | 0 | 0 | 0 | 0 | 0 | 0 | 0 | 0 | 0 | 0 | 0 | 0 | 0 | 0 | 0 | 0 | 0 | 0 | 0 | 0 | 0 | 0 | 0 | 0 | 0 | 0 | 0
F10_Commercial_OR - Miscellaneous_New_Space Heating_Natural Gas_Windows - High Efficiency Glazing_A_Technical Potential | F10 | Commercial | OR - Miscellaneous | New | Space Heating | Natural Gas | Windows - High Efficiency Glazing | A | Purchases (Incremental) | Technical Potential | 0 | 0 | 0 | 0 | 0 | 0 | 0 | 0 | 0 | 0 | 0 | 0 | 0 | 0 | 0 | 0 | 0 | 0 | 0 | 0 | 0 | 0 | 0 | 0 | 0 | 0 | 0
F11_Commercial_OR - Miscellaneous_New_Space Heating_Natural Gas_Windows - High Efficiency Glazing_A_Technical Potential | F11 | Commercial | OR - Miscellaneous | New | Space Heating | Natural Gas | Windows - High Efficiency Glazing | A | Purchases (Cumulative) | Technical Potential | 0 | 0 | 0 | 0 | 0 | 0 | 0 | 0 | 0 | 0 | 0 | 0 | 0 | 0 | 0 | 0 | 0 | 0 | 0 | 0 | 0 | 0 | 0 | 0 | 0 | 0 | 0
F1_Commercial_OR - Miscellaneous_New_Space Heating_Natural Gas_Windows - Secondary Glazing Systems_A_Technical Potential | F1 | Commercial | OR - Miscellaneous | New | Space Heating | Natural Gas | Windows - Secondary Glazing Systems | A | Integrated Unit Energy Savings (kWh or therms) | Technical Potential | 0 | 0 | 0 | 0 | 0 | 0 | 0 | 0 | 0 | 0 | 0 | 0 | 0 | 0 | 0 | 0 | 0 | 0 | 0 | 0 | 0 | 0 | 0 | 0 | 0 | 0 | 0
F2_Commercial_OR - Miscellaneous_New_Space Heating_Natural Gas_Windows - Secondary Glazing Systems_A_Technical Potential | F2 | Commercial | OR - Miscellaneous | New | Space Heating | Natural Gas | Windows - Secondary Glazing Systems | A | Integrated Unit Summer Peak Savings (kW) | Technical Potential | 0 | 0 | 0 | 0 | 0 | 0 | 0 | 0 | 0 | 0 | 0 | 0 | 0 | 0 | 0 | 0 | 0 | 0 | 0 | 0 | 0 | 0 | 0 | 0 | 0 | 0 | 0
F3_Commercial_OR - Miscellaneous_New_Space Heating_Natural Gas_Windows - Secondary Glazing Systems_A_Technical Potential | F3 | Commercial | OR - Miscellaneous | New | Space Heating | Natural Gas | Windows - Secondary Glazing Systems | A | Integrated Unit Winter Peak Savings (kW) | Technical Potential | 0 | 0 | 0 | 0 | 0 | 0 | 0 | 0 | 0 | 0 | 0 | 0 | 0 | 0 | 0 | 0 | 0 | 0 | 0 | 0 | 0 | 0 | 0 | 0 | 0 | 0 | 0
F4_Commercial_OR - Miscellaneous_New_Space Heating_Natural Gas_Windows - Secondary Glazing Systems_A_Technical Potential | F4 | Commercial | OR - Miscellaneous | New | Space Heating | Natural Gas | Windows - Secondary Glazing Systems | A | Incremental Energy Savings (MWh or mTherms) | Technical Potential | 0 | 0 | 0 | 0 | 0 | 0 | 0 | 0 | 0 | 0 | 0 | 0 | 0 | 0 | 0 | 0 | 0 | 0 | 0 | 0 | 0 | 0 | 0 | 0 | 0 | 0 | 0
F5_Commercial_OR - Miscellaneous_New_Space Heating_Natural Gas_Windows - Secondary Glazing Systems_A_Technical Potential | F5 | Commercial | OR - Miscellaneous | New | Space Heating | Natural Gas | Windows - Secondary Glazing Systems | A | Incremental Summer Peak Savings (MW) | Technical Potential | 0 | 0 | 0 | 0 | 0 | 0 | 0 | 0 | 0 | 0 | 0 | 0 | 0 | 0 | 0 | 0 | 0 | 0 | 0 | 0 | 0 | 0 | 0 | 0 | 0 | 0 | 0
F6_Commercial_OR - Miscellaneous_New_Space Heating_Natural Gas_Windows - Secondary Glazing Systems_A_Technical Potential | F6 | Commercial | OR - Miscellaneous | New | Space Heating | Natural Gas | Windows - Secondary Glazing Systems | A | Incremental Winter Peak Savings (MW) | Technical Potential | 0 | 0 | 0 | 0 | 0 | 0 | 0 | 0 | 0 | 0 | 0 | 0 | 0 | 0 | 0 | 0 | 0 | 0 | 0 | 0 | 0 | 0 | 0 | 0 | 0 | 0 | 0
F7_Commercial_OR - Miscellaneous_New_Space Heating_Natural Gas_Windows - Secondary Glazing Systems_A_Technical Potential | F7 | Commercial | OR - Miscellaneous | New | Space Heating | Natural Gas | Windows - Secondary Glazing Systems | A | Cumulative Energy Savings (MWh or mTherms) | Technical Potential | 0 | 0 | 0 | 0 | 0 | 0 | 0 | 0 | 0 | 0 | 0 | 0 | 0 | 0 | 0 | 0 | 0 | 0 | 0 | 0 | 0 | 0 | 0 | 0 | 0 | 0 | 0
F8_Commercial_OR - Miscellaneous_New_Space Heating_Natural Gas_Windows - Secondary Glazing Systems_A_Technical Potential | F8 | Commercial | OR - Miscellaneous | New | Space Heating | Natural Gas | Windows - Secondary Glazing Systems | A | Cumulative Summer Peak Savings (MW) | Technical Potential | 0 | 0 | 0 | 0 | 0 | 0 | 0 | 0 | 0 | 0 | 0 | 0 | 0 | 0 | 0 | 0 | 0 | 0 | 0 | 0 | 0 | 0 | 0 | 0 | 0 | 0 | 0
F9_Commercial_OR - Miscellaneous_New_Space Heating_Natural Gas_Windows - Secondary Glazing Systems_A_Technical Potential | F9 | Commercial | OR - Miscellaneous | New | Space Heating | Natural Gas | Windows - Secondary Glazing Systems | A | Cumulative Winter Peak Savings (MW) | Technical Potential | 0 | 0 | 0 | 0 | 0 | 0 | 0 | 0 | 0 | 0 | 0 | 0 | 0 | 0 | 0 | 0 | 0 | 0 | 0 | 0 | 0 | 0 | 0 | 0 | 0 | 0 | 0
F10_Commercial_OR - Miscellaneous_New_Space Heating_Natural Gas_Windows - Secondary Glazing Systems_A_Technical Potential | F10 | Commercial | OR - Miscellaneous | New | Space Heating | Natural Gas | Windows - Secondary Glazing Systems | A | Purchases (Incremental) | Technical Potential | 0 | 0 | 0 | 0 | 0 | 0 | 0 | 0 | 0 | 0 | 0 | 0 | 0 | 0 | 0 | 0 | 0 | 0 | 0 | 0 | 0 | 0 | 0 | 0 | 0 | 0 | 0
F11_Commercial_OR - Miscellaneous_New_Space Heating_Natural Gas_Windows - Secondary Glazing Systems_A_Technical Potential | F11 | Commercial | OR - Miscellaneous | New | Space Heating | Natural Gas | Windows - Secondary Glazing Systems | A | Purchases (Cumulative) | Technical Potential | 0 | 0 | 0 | 0 | 0 | 0 | 0 | 0 | 0 | 0 | 0 | 0 | 0 | 0 | 0 | 0 | 0 | 0 | 0 | 0 | 0 | 0 | 0 | 0 | 0 | 0 | 0
F1_Commercial_OR - Miscellaneous_New_Space Heating_Natural Gas_HVAC - Energy Recovery Ventilator_A_Technical Potential | F1 | Commercial | OR - Miscellaneous | New | Space Heating | Natural Gas | HVAC - Energy Recovery Ventilator | A | Integrated Unit Energy Savings (kWh or therms) | Technical Potential | 0 | 0 | 0 | 0 | 0 | 0 | 0 | 0 | 0 | 0 | 0 | 0 | 0 | 0 | 0 | 0 | 0 | 0 | 0 | 0 | 0 | 0 | 0 | 0 | 0 | 0 | 0
F2_Commercial_OR - Miscellaneous_New_Space Heating_Natural Gas_HVAC - Energy Recovery Ventilator_A_Technical Potential | F2 | Commercial | OR - Miscellaneous | New | Space Heating | Natural Gas | HVAC - Energy Recovery Ventilator | A | Integrated Unit Summer Peak Savings (kW) | Technical Potential | 0 | 0 | 0 | 0 | 0 | 0 | 0 | 0 | 0 | 0 | 0 | 0 | 0 | 0 | 0 | 0 | 0 | 0 | 0 | 0 | 0 | 0 | 0 | 0 | 0 | 0 | 0
F3_Commercial_OR - Miscellaneous_New_Space Heating_Natural Gas_HVAC - Energy Recovery Ventilator_A_Technical Potential | F3 | Commercial | OR - Miscellaneous | New | Space Heating | Natural Gas | HVAC - Energy Recovery Ventilator | A | Integrated Unit Winter Peak Savings (kW) | Technical Potential | 0 | 0 | 0 | 0 | 0 | 0 | 0 | 0 | 0 | 0 | 0 | 0 | 0 | 0 | 0 | 0 | 0 | 0 | 0 | 0 | 0 | 0 | 0 | 0 | 0 | 0 | 0
F4_Commercial_OR - Miscellaneous_New_Space Heating_Natural Gas_HVAC - Energy Recovery Ventilator_A_Technical Potential | F4 | Commercial | OR - Miscellaneous | New | Space Heating | Natural Gas | HVAC - Energy Recovery Ventilator | A | Incremental Energy Savings (MWh or mTherms) | Technical Potential | 0 | 0 | 0 | 0 | 0 | 0 | 0 | 0 | 0 | 0 | 0 | 0 | 0 | 0 | 0 | 0 | 0 | 0 | 0 | 0 | 0 | 0 | 0 | 0 | 0 | 0 | 0
F5_Commercial_OR - Miscellaneous_New_Space Heating_Natural Gas_HVAC - Energy Recovery Ventilator_A_Technical Potential | F5 | Commercial | OR - Miscellaneous | New | Space Heating | Natural Gas | HVAC - Energy Recovery Ventilator | A | Incremental Summer Peak Savings (MW) | Technical Potential | 0 | 0 | 0 | 0 | 0 | 0 | 0 | 0 | 0 | 0 | 0 | 0 | 0 | 0 | 0 | 0 | 0 | 0 | 0 | 0 | 0 | 0 | 0 | 0 | 0 | 0 | 0
F6_Commercial_OR - Miscellaneous_New_Space Heating_Natural Gas_HVAC - Energy Recovery Ventilator_A_Technical Potential | F6 | Commercial | OR - Miscellaneous | New | Space Heating | Natural Gas | HVAC - Energy Recovery Ventilator | A | Incremental Winter Peak Savings (MW) | Technical Potential | 0 | 0 | 0 | 0 | 0 | 0 | 0 | 0 | 0 | 0 | 0 | 0 | 0 | 0 | 0 | 0 | 0 | 0 | 0 | 0 | 0 | 0 | 0 | 0 | 0 | 0 | 0
F7_Commercial_OR - Miscellaneous_New_Space Heating_Natural Gas_HVAC - Energy Recovery Ventilator_A_Technical Potential | F7 | Commercial | OR - Miscellaneous | New | Space Heating | Natural Gas | HVAC - Energy Recovery Ventilator | A | Cumulative Energy Savings (MWh or mTherms) | Technical Potential | 0 | 0 | 0 | 0 | 0 | 0 | 0 | 0 | 0 | 0 | 0 | 0 | 0 | 0 | 0 | 0 | 0 | 0 | 0 | 0 | 0 | 0 | 0 | 0 | 0 | 0 | 0
F8_Commercial_OR - Miscellaneous_New_Space Heating_Natural Gas_HVAC - Energy Recovery Ventilator_A_Technical Potential | F8 | Commercial | OR - Miscellaneous | New | Space Heating | Natural Gas | HVAC - Energy Recovery Ventilator | A | Cumulative Summer Peak Savings (MW) | Technical Potential | 0 | 0 | 0 | 0 | 0 | 0 | 0 | 0 | 0 | 0 | 0 | 0 | 0 | 0 | 0 | 0 | 0 | 0 | 0 | 0 | 0 | 0 | 0 | 0 | 0 | 0 | 0
F9_Commercial_OR - Miscellaneous_New_Space Heating_Natural Gas_HVAC - Energy Recovery Ventilator_A_Technical Potential | F9 | Commercial | OR - Miscellaneous | New | Space Heating | Natural Gas | HVAC - Energy Recovery Ventilator | A | Cumulative Winter Peak Savings (MW) | Technical Potential | 0 | 0 | 0 | 0 | 0 | 0 | 0 | 0 | 0 | 0 | 0 | 0 | 0 | 0 | 0 | 0 | 0 | 0 | 0 | 0 | 0 | 0 | 0 | 0 | 0 | 0 | 0
F10_Commercial_OR - Miscellaneous_New_Space Heating_Natural Gas_HVAC - Energy Recovery Ventilator_A_Technical Potential | F10 | Commercial | OR - Miscellaneous | New | Space Heating | Natural Gas | HVAC - Energy Recovery Ventilator | A | Purchases (Incremental) | Technical Potential | 0 | 0 | 0 | 0 | 0 | 0 | 0 | 0 | 0 | 0 | 0 | 0 | 0 | 0 | 0 | 0 | 0 | 0 | 0 | 0 | 0 | 0 | 0 | 0 | 0 | 0 | 0
F11_Commercial_OR - Miscellaneous_New_Space Heating_Natural Gas_HVAC - Energy Recovery Ventilator_A_Technical Potential | F11 | Commercial | OR - Miscellaneous | New | Space Heating | Natural Gas | HVAC - Energy Recovery Ventilator | A | Purchases (Cumulative) | Technical Potential | 0 | 0 | 0 | 0 | 0 | 0 | 0 | 0 | 0 | 0 | 0 | 0 | 0 | 0 | 0 | 0 | 0 | 0 | 0 | 0 | 0 | 0 | 0 | 0 | 0 | 0 | 0
F1_Commercial_OR - Miscellaneous_New_Space Heating_Natural Gas_Building Shell - Air Sealing (Infiltration Control)_A_Technical Potential | F1 | Commercial | OR - Miscellaneous | New | Space Heating | Natural Gas | Building Shell - Air Sealing (Infiltration Control) | A | Integrated Unit Energy Savings (kWh or therms) | Technical Potential | 0 | 0 | 0 | 0 | 0 | 0 | 0 | 0 | 0 | 0 | 0 | 0 | 0 | 0 | 0 | 0 | 0 | 0 | 0 | 0 | 0 | 0 | 0 | 0 | 0 | 0 | 0
F2_Commercial_OR - Miscellaneous_New_Space Heating_Natural Gas_Building Shell - Air Sealing (Infiltration Control)_A_Technical Potential | F2 | Commercial | OR - Miscellaneous | New | Space Heating | Natural Gas | Building Shell - Air Sealing (Infiltration Control) | A | Integrated Unit Summer Peak Savings (kW) | Technical Potential | 0 | 0 | 0 | 0 | 0 | 0 | 0 | 0 | 0 | 0 | 0 | 0 | 0 | 0 | 0 | 0 | 0 | 0 | 0 | 0 | 0 | 0 | 0 | 0 | 0 | 0 | 0
F3_Commercial_OR - Miscellaneous_New_Space Heating_Natural Gas_Building Shell - Air Sealing (Infiltration Control)_A_Technical Potential | F3 | Commercial | OR - Miscellaneous | New | Space Heating | Natural Gas | Building Shell - Air Sealing (Infiltration Control) | A | Integrated Unit Winter Peak Savings (kW) | Technical Potential | 0 | 0 | 0 | 0 | 0 | 0 | 0 | 0 | 0 | 0 | 0 | 0 | 0 | 0 | 0 | 0 | 0 | 0 | 0 | 0 | 0 | 0 | 0 | 0 | 0 | 0 | 0
F4_Commercial_OR - Miscellaneous_New_Space Heating_Natural Gas_Building Shell - Air Sealing (Infiltration Control)_A_Technical Potential | F4 | Commercial | OR - Miscellaneous | New | Space Heating | Natural Gas | Building Shell - Air Sealing (Infiltration Control) | A | Incremental Energy Savings (MWh or mTherms) | Technical Potential | 0 | 0 | 0 | 0 | 0 | 0 | 0 | 0 | 0 | 0 | 0 | 0 | 0 | 0 | 0 | 0 | 0 | 0 | 0 | 0 | 0 | 0 | 0 | 0 | 0 | 0 | 0
F5_Commercial_OR - Miscellaneous_New_Space Heating_Natural Gas_Building Shell - Air Sealing (Infiltration Control)_A_Technical Potential | F5 | Commercial | OR - Miscellaneous | New | Space Heating | Natural Gas | Building Shell - Air Sealing (Infiltration Control) | A | Incremental Summer Peak Savings (MW) | Technical Potential | 0 | 0 | 0 | 0 | 0 | 0 | 0 | 0 | 0 | 0 | 0 | 0 | 0 | 0 | 0 | 0 | 0 | 0 | 0 | 0 | 0 | 0 | 0 | 0 | 0 | 0 | 0
F6_Commercial_OR - Miscellaneous_New_Space Heating_Natural Gas_Building Shell - Air Sealing (Infiltration Control)_A_Technical Potential | F6 | Commercial | OR - Miscellaneous | New | Space Heating | Natural Gas | Building Shell - Air Sealing (Infiltration Control) | A | Incremental Winter Peak Savings (MW) | Technical Potential | 0 | 0 | 0 | 0 | 0 | 0 | 0 | 0 | 0 | 0 | 0 | 0 | 0 | 0 | 0 | 0 | 0 | 0 | 0 | 0 | 0 | 0 | 0 | 0 | 0 | 0 | 0
F7_Commercial_OR - Miscellaneous_New_Space Heating_Natural Gas_Building Shell - Air Sealing (Infiltration Control)_A_Technical Potential | F7 | Commercial | OR - Miscellaneous | New | Space Heating | Natural Gas | Building Shell - Air Sealing (Infiltration Control) | A | Cumulative Energy Savings (MWh or mTherms) | Technical Potential | 0 | 0 | 0 | 0 | 0 | 0 | 0 | 0 | 0 | 0 | 0 | 0 | 0 | 0 | 0 | 0 | 0 | 0 | 0 | 0 | 0 | 0 | 0 | 0 | 0 | 0 | 0
F8_Commercial_OR - Miscellaneous_New_Space Heating_Natural Gas_Building Shell - Air Sealing (Infiltration Control)_A_Technical Potential | F8 | Commercial | OR - Miscellaneous | New | Space Heating | Natural Gas | Building Shell - Air Sealing (Infiltration Control) | A | Cumulative Summer Peak Savings (MW) | Technical Potential | 0 | 0 | 0 | 0 | 0 | 0 | 0 | 0 | 0 | 0 | 0 | 0 | 0 | 0 | 0 | 0 | 0 | 0 | 0 | 0 | 0 | 0 | 0 | 0 | 0 | 0 | 0
F9_Commercial_OR - Miscellaneous_New_Space Heating_Natural Gas_Building Shell - Air Sealing (Infiltration Control)_A_Technical Potential | F9 | Commercial | OR - Miscellaneous | New | Space Heating | Natural Gas | Building Shell - Air Sealing (Infiltration Control) | A | Cumulative Winter Peak Savings (MW) | Technical Potential | 0 | 0 | 0 | 0 | 0 | 0 | 0 | 0 | 0 | 0 | 0 | 0 | 0 | 0 | 0 | 0 | 0 | 0 | 0 | 0 | 0 | 0 | 0 | 0 | 0 | 0 | 0
F10_Commercial_OR - Miscellaneous_New_Space Heating_Natural Gas_Building Shell - Air Sealing (Infiltration Control)_A_Technical Potential | F10 | Commercial | OR - Miscellaneous | New | Space Heating | Natural Gas | Building Shell - Air Sealing (Infiltration Control) | A | Purchases (Incremental) | Technical Potential | 0 | 0 | 0 | 0 | 0 | 0 | 0 | 0 | 0 | 0 | 0 | 0 | 0 | 0 | 0 | 0 | 0 | 0 | 0 | 0 | 0 | 0 | 0 | 0 | 0 | 0 | 0
F11_Commercial_OR - Miscellaneous_New_Space Heating_Natural Gas_Building Shell - Air Sealing (Infiltration Control)_A_Technical Potential | F11 | Commercial | OR - Miscellaneous | New | Space Heating | Natural Gas | Building Shell - Air Sealing (Infiltration Control) | A | Purchases (Cumulative) | Technical Potential | 0 | 0 | 0 | 0 | 0 | 0 | 0 | 0 | 0 | 0 | 0 | 0 | 0 | 0 | 0 | 0 | 0 | 0 | 0 | 0 | 0 | 0 | 0 | 0 | 0 | 0 | 0
F1_Commercial_OR - Miscellaneous_New_Space Heating_Natural Gas_Ventilation - Demand Controlled_A_Technical Potential | F1 | Commercial | OR - Miscellaneous | New | Space Heating | Natural Gas | Ventilation - Demand Controlled | A | Integrated Unit Energy Savings (kWh or therms) | Technical Potential | 0 | 0 | 0 | 0 | 0 | 0 | 0 | 0 | 0 | 0 | 0 | 0 | 0 | 0 | 0 | 0 | 0 | 0 | 0 | 0 | 0 | 0 | 0 | 0 | 0 | 0 | 0
F2_Commercial_OR - Miscellaneous_New_Space Heating_Natural Gas_Ventilation - Demand Controlled_A_Technical Potential | F2 | Commercial | OR - Miscellaneous | New | Space Heating | Natural Gas | Ventilation - Demand Controlled | A | Integrated Unit Summer Peak Savings (kW) | Technical Potential | 0 | 0 | 0 | 0 | 0 | 0 | 0 | 0 | 0 | 0 | 0 | 0 | 0 | 0 | 0 | 0 | 0 | 0 | 0 | 0 | 0 | 0 | 0 | 0 | 0 | 0 | 0
F3_Commercial_OR - Miscellaneous_New_Space Heating_Natural Gas_Ventilation - Demand Controlled_A_Technical Potential | F3 | Commercial | OR - Miscellaneous | New | Space Heating | Natural Gas | Ventilation - Demand Controlled | A | Integrated Unit Winter Peak Savings (kW) | Technical Potential | 0 | 0 | 0 | 0 | 0 | 0 | 0 | 0 | 0 | 0 | 0 | 0 | 0 | 0 | 0 | 0 | 0 | 0 | 0 | 0 | 0 | 0 | 0 | 0 | 0 | 0 | 0
F4_Commercial_OR - Miscellaneous_New_Space Heating_Natural Gas_Ventilation - Demand Controlled_A_Technical Potential | F4 | Commercial | OR - Miscellaneous | New | Space Heating | Natural Gas | Ventilation - Demand Controlled | A | Incremental Energy Savings (MWh or mTherms) | Technical Potential | 0 | 0 | 0 | 0 | 0 | 0 | 0 | 0 | 0 | 0 | 0 | 0 | 0 | 0 | 0 | 0 | 0 | 0 | 0 | 0 | 0 | 0 | 0 | 0 | 0 | 0 | 0
F5_Commercial_OR - Miscellaneous_New_Space Heating_Natural Gas_Ventilation - Demand Controlled_A_Technical Potential | F5 | Commercial | OR - Miscellaneous | New | Space Heating | Natural Gas | Ventilation - Demand Controlled | A | Incremental Summer Peak Savings (MW) | Technical Potential | 0 | 0 | 0 | 0 | 0 | 0 | 0 | 0 | 0 | 0 | 0 | 0 | 0 | 0 | 0 | 0 | 0 | 0 | 0 | 0 | 0 | 0 | 0 | 0 | 0 | 0 | 0
F6_Commercial_OR - Miscellaneous_New_Space Heating_Natural Gas_Ventilation - Demand Controlled_A_Technical Potential | F6 | Commercial | OR - Miscellaneous | New | Space Heating | Natural Gas | Ventilation - Demand Controlled | A | Incremental Winter Peak Savings (MW) | Technical Potential | 0 | 0 | 0 | 0 | 0 | 0 | 0 | 0 | 0 | 0 | 0 | 0 | 0 | 0 | 0 | 0 | 0 | 0 | 0 | 0 | 0 | 0 | 0 | 0 | 0 | 0 | 0
F7_Commercial_OR - Miscellaneous_New_Space Heating_Natural Gas_Ventilation - Demand Controlled_A_Technical Potential | F7 | Commercial | OR - Miscellaneous | New | Space Heating | Natural Gas | Ventilation - Demand Controlled | A | Cumulative Energy Savings (MWh or mTherms) | Technical Potential | 0 | 0 | 0 | 0 | 0 | 0 | 0 | 0 | 0 | 0 | 0 | 0 | 0 | 0 | 0 | 0 | 0 | 0 | 0 | 0 | 0 | 0 | 0 | 0 | 0 | 0 | 0
F8_Commercial_OR - Miscellaneous_New_Space Heating_Natural Gas_Ventilation - Demand Controlled_A_Technical Potential | F8 | Commercial | OR - Miscellaneous | New | Space Heating | Natural Gas | Ventilation - Demand Controlled | A | Cumulative Summer Peak Savings (MW) | Technical Potential | 0 | 0 | 0 | 0 | 0 | 0 | 0 | 0 | 0 | 0 | 0 | 0 | 0 | 0 | 0 | 0 | 0 | 0 | 0 | 0 | 0 | 0 | 0 | 0 | 0 | 0 | 0
F9_Commercial_OR - Miscellaneous_New_Space Heating_Natural Gas_Ventilation - Demand Controlled_A_Technical Potential | F9 | Commercial | OR - Miscellaneous | New | Space Heating | Natural Gas | Ventilation - Demand Controlled | A | Cumulative Winter Peak Savings (MW) | Technical Potential | 0 | 0 | 0 | 0 | 0 | 0 | 0 | 0 | 0 | 0 | 0 | 0 | 0 | 0 | 0 | 0 | 0 | 0 | 0 | 0 | 0 | 0 | 0 | 0 | 0 | 0 | 0
F10_Commercial_OR - Miscellaneous_New_Space Heating_Natural Gas_Ventilation - Demand Controlled_A_Technical Potential | F10 | Commercial | OR - Miscellaneous | New | Space Heating | Natural Gas | Ventilation - Demand Controlled | A | Purchases (Incremental) | Technical Potential | 0 | 0 | 0 | 0 | 0 | 0 | 0 | 0 | 0 | 0 | 0 | 0 | 0 | 0 | 0 | 0 | 0 | 0 | 0 | 0 | 0 | 0 | 0 | 0 | 0 | 0 | 0
F11_Commercial_OR - Miscellaneous_New_Space Heating_Natural Gas_Ventilation - Demand Controlled_A_Technical Potential | F11 | Commercial | OR - Miscellaneous | New | Space Heating | Natural Gas | Ventilation - Demand Controlled | A | Purchases (Cumulative) | Technical Potential | 0 | 0 | 0 | 0 | 0 | 0 | 0 | 0 | 0 | 0 | 0 | 0 | 0 | 0 | 0 | 0 | 0 | 0 | 0 | 0 | 0 | 0 | 0 | 0 | 0 | 0 | 0
F1_Commercial_OR - Miscellaneous_New_Space Heating_Natural Gas_HVAC - Dedicated Outdoor Air System (DOAS)_A_Technical Potential | F1 | Commercial | OR - Miscellaneous | New | Space Heating | Natural Gas | HVAC - Dedicated Outdoor Air System (DOAS) | A | Integrated Unit Energy Savings (kWh or therms) | Technical Potential | 0 | 0 | 0 | 0 | 0 | 0 | 0 | 0 | 0 | 0 | 0 | 0 | 0 | 0 | 0 | 0 | 0 | 0 | 0 | 0 | 0 | 0 | 0 | 0 | 0 | 0 | 0
F2_Commercial_OR - Miscellaneous_New_Space Heating_Natural Gas_HVAC - Dedicated Outdoor Air System (DOAS)_A_Technical Potential | F2 | Commercial | OR - Miscellaneous | New | Space Heating | Natural Gas | HVAC - Dedicated Outdoor Air System (DOAS) | A | Integrated Unit Summer Peak Savings (kW) | Technical Potential | 0 | 0 | 0 | 0 | 0 | 0 | 0 | 0 | 0 | 0 | 0 | 0 | 0 | 0 | 0 | 0 | 0 | 0 | 0 | 0 | 0 | 0 | 0 | 0 | 0 | 0 | 0
F3_Commercial_OR - Miscellaneous_New_Space Heating_Natural Gas_HVAC - Dedicated Outdoor Air System (DOAS)_A_Technical Potential | F3 | Commercial | OR - Miscellaneous | New | Space Heating | Natural Gas | HVAC - Dedicated Outdoor Air System (DOAS) | A | Integrated Unit Winter Peak Savings (kW) | Technical Potential | 0 | 0 | 0 | 0 | 0 | 0 | 0 | 0 | 0 | 0 | 0 | 0 | 0 | 0 | 0 | 0 | 0 | 0 | 0 | 0 | 0 | 0 | 0 | 0 | 0 | 0 | 0
F4_Commercial_OR - Miscellaneous_New_Space Heating_Natural Gas_HVAC - Dedicated Outdoor Air System (DOAS)_A_Technical Potential | F4 | Commercial | OR - Miscellaneous | New | Space Heating | Natural Gas | HVAC - Dedicated Outdoor Air System (DOAS) | A | Incremental Energy Savings (MWh or mTherms) | Technical Potential | 0 | 0 | 0 | 0 | 0 | 0 | 0 | 0 | 0 | 0 | 0 | 0 | 0 | 0 | 0 | 0 | 0 | 0 | 0 | 0 | 0 | 0 | 0 | 0 | 0 | 0 | 0
F5_Commercial_OR - Miscellaneous_New_Space Heating_Natural Gas_HVAC - Dedicated Outdoor Air System (DOAS)_A_Technical Potential | F5 | Commercial | OR - Miscellaneous | New | Space Heating | Natural Gas | HVAC - Dedicated Outdoor Air System (DOAS) | A | Incremental Summer Peak Savings (MW) | Technical Potential | 0 | 0 | 0 | 0 | 0 | 0 | 0 | 0 | 0 | 0 | 0 | 0 | 0 | 0 | 0 | 0 | 0 | 0 | 0 | 0 | 0 | 0 | 0 | 0 | 0 | 0 | 0
F6_Commercial_OR - Miscellaneous_New_Space Heating_Natural Gas_HVAC - Dedicated Outdoor Air System (DOAS)_A_Technical Potential | F6 | Commercial | OR - Miscellaneous | New | Space Heating | Natural Gas | HVAC - Dedicated Outdoor Air System (DOAS) | A | Incremental Winter Peak Savings (MW) | Technical Potential | 0 | 0 | 0 | 0 | 0 | 0 | 0 | 0 | 0 | 0 | 0 | 0 | 0 | 0 | 0 | 0 | 0 | 0 | 0 | 0 | 0 | 0 | 0 | 0 | 0 | 0 | 0
F7_Commercial_OR - Miscellaneous_New_Space Heating_Natural Gas_HVAC - Dedicated Outdoor Air System (DOAS)_A_Technical Potential | F7 | Commercial | OR - Miscellaneous | New | Space Heating | Natural Gas | HVAC - Dedicated Outdoor Air System (DOAS) | A | Cumulative Energy Savings (MWh or mTherms) | Technical Potential | 0 | 0 | 0 | 0 | 0 | 0 | 0 | 0 | 0 | 0 | 0 | 0 | 0 | 0 | 0 | 0 | 0 | 0 | 0 | 0 | 0 | 0 | 0 | 0 | 0 | 0 | 0
F8_Commercial_OR - Miscellaneous_New_Space Heating_Natural Gas_HVAC - Dedicated Outdoor Air System (DOAS)_A_Technical Potential | F8 | Commercial | OR - Miscellaneous | New | Space Heating | Natural Gas | HVAC - Dedicated Outdoor Air System (DOAS) | A | Cumulative Summer Peak Savings (MW) | Technical Potential | 0 | 0 | 0 | 0 | 0 | 0 | 0 | 0 | 0 | 0 | 0 | 0 | 0 | 0 | 0 | 0 | 0 | 0 | 0 | 0 | 0 | 0 | 0 | 0 | 0 | 0 | 0
F9_Commercial_OR - Miscellaneous_New_Space Heating_Natural Gas_HVAC - Dedicated Outdoor Air System (DOAS)_A_Technical Potential | F9 | Commercial | OR - Miscellaneous | New | Space Heating | Natural Gas | HVAC - Dedicated Outdoor Air System (DOAS) | A | Cumulative Winter Peak Savings (MW) | Technical Potential | 0 | 0 | 0 | 0 | 0 | 0 | 0 | 0 | 0 | 0 | 0 | 0 | 0 | 0 | 0 | 0 | 0 | 0 | 0 | 0 | 0 | 0 | 0 | 0 | 0 | 0 | 0
F10_Commercial_OR - Miscellaneous_New_Space Heating_Natural Gas_HVAC - Dedicated Outdoor Air System (DOAS)_A_Technical Potential | F10 | Commercial | OR - Miscellaneous | New | Space Heating | Natural Gas | HVAC - Dedicated Outdoor Air System (DOAS) | A | Purchases (Incremental) | Technical Potential | 0 | 0 | 0 | 0 | 0 | 0 | 0 | 0 | 0 | 0 | 0 | 0 | 0 | 0 | 0 | 0 | 0 | 0 | 0 | 0 | 0 | 0 | 0 | 0 | 0 | 0 | 0
F11_Commercial_OR - Miscellaneous_New_Space Heating_Natural Gas_HVAC - Dedicated Outdoor Air System (DOAS)_A_Technical Potential | F11 | Commercial | OR - Miscellaneous | New | Space Heating | Natural Gas | HVAC - Dedicated Outdoor Air System (DOAS) | A | Purchases (Cumulative) | Technical Potential | 0 | 0 | 0 | 0 | 0 | 0 | 0 | 0 | 0 | 0 | 0 | 0 | 0 | 0 | 0 | 0 | 0 | 0 | 0 | 0 | 0 | 0 | 0 | 0 | 0 | 0 | 0
F1_Commercial_OR - Miscellaneous_New_Space Heating_Natural Gas_Destratification Fans (HVLS)_A_Technical Potential | F1 | Commercial | OR - Miscellaneous | New | Space Heating | Natural Gas | Destratification Fans (HVLS) | A | Integrated Unit Energy Savings (kWh or therms) | Technical Potential | 0 | 0 | 0 | 0 | 0 | 0 | 0 | 0 | 0 | 0 | 0 | 0 | 0 | 0 | 0 | 0 | 0 | 0 | 0 | 0 | 0 | 0 | 0 | 0 | 0 | 0 | 0
F2_Commercial_OR - Miscellaneous_New_Space Heating_Natural Gas_Destratification Fans (HVLS)_A_Technical Potential | F2 | Commercial | OR - Miscellaneous | New | Space Heating | Natural Gas | Destratification Fans (HVLS) | A | Integrated Unit Summer Peak Savings (kW) | Technical Potential | 0 | 0 | 0 | 0 | 0 | 0 | 0 | 0 | 0 | 0 | 0 | 0 | 0 | 0 | 0 | 0 | 0 | 0 | 0 | 0 | 0 | 0 | 0 | 0 | 0 | 0 | 0
F3_Commercial_OR - Miscellaneous_New_Space Heating_Natural Gas_Destratification Fans (HVLS)_A_Technical Potential | F3 | Commercial | OR - Miscellaneous | New | Space Heating | Natural Gas | Destratification Fans (HVLS) | A | Integrated Unit Winter Peak Savings (kW) | Technical Potential | 0 | 0 | 0 | 0 | 0 | 0 | 0 | 0 | 0 | 0 | 0 | 0 | 0 | 0 | 0 | 0 | 0 | 0 | 0 | 0 | 0 | 0 | 0 | 0 | 0 | 0 | 0
F4_Commercial_OR - Miscellaneous_New_Space Heating_Natural Gas_Destratification Fans (HVLS)_A_Technical Potential | F4 | Commercial | OR - Miscellaneous | New | Space Heating | Natural Gas | Destratification Fans (HVLS) | A | Incremental Energy Savings (MWh or mTherms) | Technical Potential | 0 | 0 | 0 | 0 | 0 | 0 | 0 | 0 | 0 | 0 | 0 | 0 | 0 | 0 | 0 | 0 | 0 | 0 | 0 | 0 | 0 | 0 | 0 | 0 | 0 | 0 | 0
F5_Commercial_OR - Miscellaneous_New_Space Heating_Natural Gas_Destratification Fans (HVLS)_A_Technical Potential | F5 | Commercial | OR - Miscellaneous | New | Space Heating | Natural Gas | Destratification Fans (HVLS) | A | Incremental Summer Peak Savings (MW) | Technical Potential | 0 | 0 | 0 | 0 | 0 | 0 | 0 | 0 | 0 | 0 | 0 | 0 | 0 | 0 | 0 | 0 | 0 | 0 | 0 | 0 | 0 | 0 | 0 | 0 | 0 | 0 | 0
F6_Commercial_OR - Miscellaneous_New_Space Heating_Natural Gas_Destratification Fans (HVLS)_A_Technical Potential | F6 | Commercial | OR - Miscellaneous | New | Space Heating | Natural Gas | Destratification Fans (HVLS) | A | Incremental Winter Peak Savings (MW) | Technical Potential | 0 | 0 | 0 | 0 | 0 | 0 | 0 | 0 | 0 | 0 | 0 | 0 | 0 | 0 | 0 | 0 | 0 | 0 | 0 | 0 | 0 | 0 | 0 | 0 | 0 | 0 | 0
F7_Commercial_OR - Miscellaneous_New_Space Heating_Natural Gas_Destratification Fans (HVLS)_A_Technical Potential | F7 | Commercial | OR - Miscellaneous | New | Space Heating | Natural Gas | Destratification Fans (HVLS) | A | Cumulative Energy Savings (MWh or mTherms) | Technical Potential | 0 | 0 | 0 | 0 | 0 | 0 | 0 | 0 | 0 | 0 | 0 | 0 | 0 | 0 | 0 | 0 | 0 | 0 | 0 | 0 | 0 | 0 | 0 | 0 | 0 | 0 | 0
F8_Commercial_OR - Miscellaneous_New_Space Heating_Natural Gas_Destratification Fans (HVLS)_A_Technical Potential | F8 | Commercial | OR - Miscellaneous | New | Space Heating | Natural Gas | Destratification Fans (HVLS) | A | Cumulative Summer Peak Savings (MW) | Technical Potential | 0 | 0 | 0 | 0 | 0 | 0 | 0 | 0 | 0 | 0 | 0 | 0 | 0 | 0 | 0 | 0 | 0 | 0 | 0 | 0 | 0 | 0 | 0 | 0 | 0 | 0 | 0
F9_Commercial_OR - Miscellaneous_New_Space Heating_Natural Gas_Destratification Fans (HVLS)_A_Technical Potential | F9 | Commercial | OR - Miscellaneous | New | Space Heating | Natural Gas | Destratification Fans (HVLS) | A | Cumulative Winter Peak Savings (MW) | Technical Potential | 0 | 0 | 0 | 0 | 0 | 0 | 0 | 0 | 0 | 0 | 0 | 0 | 0 | 0 | 0 | 0 | 0 | 0 | 0 | 0 | 0 | 0 | 0 | 0 | 0 | 0 | 0
F10_Commercial_OR - Miscellaneous_New_Space Heating_Natural Gas_Destratification Fans (HVLS)_A_Technical Potential | F10 | Commercial | OR - Miscellaneous | New | Space Heating | Natural Gas | Destratification Fans (HVLS) | A | Purchases (Incremental) | Technical Potential | 0 | 0 | 0 | 0 | 0 | 0 | 0 | 0 | 0 | 0 | 0 | 0 | 0 | 0 | 0 | 0 | 0 | 0 | 0 | 0 | 0 | 0 | 0 | 0 | 0 | 0 | 0
F11_Commercial_OR - Miscellaneous_New_Space Heating_Natural Gas_Destratification Fans (HVLS)_A_Technical Potential | F11 | Commercial | OR - Miscellaneous | New | Space Heating | Natural Gas | Destratification Fans (HVLS) | A | Purchases (Cumulative) | Technical Potential | 0 | 0 | 0 | 0 | 0 | 0 | 0 | 0 | 0 | 0 | 0 | 0 | 0 | 0 | 0 | 0 | 0 | 0 | 0 | 0 | 0 | 0 | 0 | 0 | 0 | 0 | 0
F1_Commercial_OR - Miscellaneous_New_Space Heating_Natural Gas_Gas Boiler - Maintenance_A_Technical Potential | F1 | Commercial | OR - Miscellaneous | New | Space Heating | Natural Gas | Gas Boiler - Maintenance | A | Integrated Unit Energy Savings (kWh or therms) | Technical Potential | 0 | 0 | 0 | 0 | 0 | 0 | 0 | 0 | 0 | 0 | 0 | 0 | 0 | 0 | 0 | 0 | 0 | 0 | 0 | 0 | 0 | 0 | 0 | 0 | 0 | 0 | 0
F2_Commercial_OR - Miscellaneous_New_Space Heating_Natural Gas_Gas Boiler - Maintenance_A_Technical Potential | F2 | Commercial | OR - Miscellaneous | New | Space Heating | Natural Gas | Gas Boiler - Maintenance | A | Integrated Unit Summer Peak Savings (kW) | Technical Potential | 0 | 0 | 0 | 0 | 0 | 0 | 0 | 0 | 0 | 0 | 0 | 0 | 0 | 0 | 0 | 0 | 0 | 0 | 0 | 0 | 0 | 0 | 0 | 0 | 0 | 0 | 0
F3_Commercial_OR - Miscellaneous_New_Space Heating_Natural Gas_Gas Boiler - Maintenance_A_Technical Potential | F3 | Commercial | OR - Miscellaneous | New | Space Heating | Natural Gas | Gas Boiler - Maintenance | A | Integrated Unit Winter Peak Savings (kW) | Technical Potential | 0 | 0 | 0 | 0 | 0 | 0 | 0 | 0 | 0 | 0 | 0 | 0 | 0 | 0 | 0 | 0 | 0 | 0 | 0 | 0 | 0 | 0 | 0 | 0 | 0 | 0 | 0
F4_Commercial_OR - Miscellaneous_New_Space Heating_Natural Gas_Gas Boiler - Maintenance_A_Technical Potential | F4 | Commercial | OR - Miscellaneous | New | Space Heating | Natural Gas | Gas Boiler - Maintenance | A | Incremental Energy Savings (MWh or mTherms) | Technical Potential | 0 | 0 | 0 | 0 | 0 | 0 | 0 | 0 | 0 | 0 | 0 | 0 | 0 | 0 | 0 | 0 | 0 | 0 | 0 | 0 | 0 | 0 | 0 | 0 | 0 | 0 | 0
F5_Commercial_OR - Miscellaneous_New_Space Heating_Natural Gas_Gas Boiler - Maintenance_A_Technical Potential | F5 | Commercial | OR - Miscellaneous | New | Space Heating | Natural Gas | Gas Boiler - Maintenance | A | Incremental Summer Peak Savings (MW) | Technical Potential | 0 | 0 | 0 | 0 | 0 | 0 | 0 | 0 | 0 | 0 | 0 | 0 | 0 | 0 | 0 | 0 | 0 | 0 | 0 | 0 | 0 | 0 | 0 | 0 | 0 | 0 | 0
F6_Commercial_OR - Miscellaneous_New_Space Heating_Natural Gas_Gas Boiler - Maintenance_A_Technical Potential | F6 | Commercial | OR - Miscellaneous | New | Space Heating | Natural Gas | Gas Boiler - Maintenance | A | Incremental Winter Peak Savings (MW) | Technical Potential | 0 | 0 | 0 | 0 | 0 | 0 | 0 | 0 | 0 | 0 | 0 | 0 | 0 | 0 | 0 | 0 | 0 | 0 | 0 | 0 | 0 | 0 | 0 | 0 | 0 | 0 | 0
F7_Commercial_OR - Miscellaneous_New_Space Heating_Natural Gas_Gas Boiler - Maintenance_A_Technical Potential | F7 | Commercial | OR - Miscellaneous | New | Space Heating | Natural Gas | Gas Boiler - Maintenance | A | Cumulative Energy Savings (MWh or mTherms) | Technical Potential | 0 | 0 | 0 | 0 | 0 | 0 | 0 | 0 | 0 | 0 | 0 | 0 | 0 | 0 | 0 | 0 | 0 | 0 | 0 | 0 | 0 | 0 | 0 | 0 | 0 | 0 | 0
F8_Commercial_OR - Miscellaneous_New_Space Heating_Natural Gas_Gas Boiler - Maintenance_A_Technical Potential | F8 | Commercial | OR - Miscellaneous | New | Space Heating | Natural Gas | Gas Boiler - Maintenance | A | Cumulative Summer Peak Savings (MW) | Technical Potential | 0 | 0 | 0 | 0 | 0 | 0 | 0 | 0 | 0 | 0 | 0 | 0 | 0 | 0 | 0 | 0 | 0 | 0 | 0 | 0 | 0 | 0 | 0 | 0 | 0 | 0 | 0
F9_Commercial_OR - Miscellaneous_New_Space Heating_Natural Gas_Gas Boiler - Maintenance_A_Technical Potential | F9 | Commercial | OR - Miscellaneous | New | Space Heating | Natural Gas | Gas Boiler - Maintenance | A | Cumulative Winter Peak Savings (MW) | Technical Potential | 0 | 0 | 0 | 0 | 0 | 0 | 0 | 0 | 0 | 0 | 0 | 0 | 0 | 0 | 0 | 0 | 0 | 0 | 0 | 0 | 0 | 0 | 0 | 0 | 0 | 0 | 0
F10_Commercial_OR - Miscellaneous_New_Space Heating_Natural Gas_Gas Boiler - Maintenance_A_Technical Potential | F10 | Commercial | OR - Miscellaneous | New | Space Heating | Natural Gas | Gas Boiler - Maintenance | A | Purchases (Incremental) | Technical Potential | 0 | 0 | 0 | 0 | 0 | 0 | 0 | 0 | 0 | 0 | 0 | 0 | 0 | 0 | 0 | 0 | 0 | 0 | 0 | 0 | 0 | 0 | 0 | 0 | 0 | 0 | 0
F11_Commercial_OR - Miscellaneous_New_Space Heating_Natural Gas_Gas Boiler - Maintenance_A_Technical Potential | F11 | Commercial | OR - Miscellaneous | New | Space Heating | Natural Gas | Gas Boiler - Maintenance | A | Purchases (Cumulative) | Technical Potential | 0 | 0 | 0 | 0 | 0 | 0 | 0 | 0 | 0 | 0 | 0 | 0 | 0 | 0 | 0 | 0 | 0 | 0 | 0 | 0 | 0 | 0 | 0 | 0 | 0 | 0 | 0
F1_Commercial_OR - Miscellaneous_New_Space Heating_Natural Gas_Gas Furnace - Maintenance_A_Technical Potential | F1 | Commercial | OR - Miscellaneous | New | Space Heating | Natural Gas | Gas Furnace - Maintenance | A | Integrated Unit Energy Savings (kWh or therms) | Technical Potential | 0 | 0 | 0 | 0 | 0 | 0 | 0 | 0 | 0 | 0 | 0 | 0 | 0 | 0 | 0 | 0 | 0 | 0 | 0 | 0 | 0 | 0 | 0 | 0 | 0 | 0 | 0
F2_Commercial_OR - Miscellaneous_New_Space Heating_Natural Gas_Gas Furnace - Maintenance_A_Technical Potential | F2 | Commercial | OR - Miscellaneous | New | Space Heating | Natural Gas | Gas Furnace - Maintenance | A | Integrated Unit Summer Peak Savings (kW) | Technical Potential | 0 | 0 | 0 | 0 | 0 | 0 | 0 | 0 | 0 | 0 | 0 | 0 | 0 | 0 | 0 | 0 | 0 | 0 | 0 | 0 | 0 | 0 | 0 | 0 | 0 | 0 | 0
F3_Commercial_OR - Miscellaneous_New_Space Heating_Natural Gas_Gas Furnace - Maintenance_A_Technical Potential | F3 | Commercial | OR - Miscellaneous | New | Space Heating | Natural Gas | Gas Furnace - Maintenance | A | Integrated Unit Winter Peak Savings (kW) | Technical Potential | 0 | 0 | 0 | 0 | 0 | 0 | 0 | 0 | 0 | 0 | 0 | 0 | 0 | 0 | 0 | 0 | 0 | 0 | 0 | 0 | 0 | 0 | 0 | 0 | 0 | 0 | 0
F4_Commercial_OR - Miscellaneous_New_Space Heating_Natural Gas_Gas Furnace - Maintenance_A_Technical Potential | F4 | Commercial | OR - Miscellaneous | New | Space Heating | Natural Gas | Gas Furnace - Maintenance | A | Incremental Energy Savings (MWh or mTherms) | Technical Potential | 0 | 0 | 0 | 0 | 0 | 0 | 0 | 0 | 0 | 0 | 0 | 0 | 0 | 0 | 0 | 0 | 0 | 0 | 0 | 0 | 0 | 0 | 0 | 0 | 0 | 0 | 0
F5_Commercial_OR - Miscellaneous_New_Space Heating_Natural Gas_Gas Furnace - Maintenance_A_Technical Potential | F5 | Commercial | OR - Miscellaneous | New | Space Heating | Natural Gas | Gas Furnace - Maintenance | A | Incremental Summer Peak Savings (MW) | Technical Potential | 0 | 0 | 0 | 0 | 0 | 0 | 0 | 0 | 0 | 0 | 0 | 0 | 0 | 0 | 0 | 0 | 0 | 0 | 0 | 0 | 0 | 0 | 0 | 0 | 0 | 0 | 0
F6_Commercial_OR - Miscellaneous_New_Space Heating_Natural Gas_Gas Furnace - Maintenance_A_Technical Potential | F6 | Commercial | OR - Miscellaneous | New | Space Heating | Natural Gas | Gas Furnace - Maintenance | A | Incremental Winter Peak Savings (MW) | Technical Potential | 0 | 0 | 0 | 0 | 0 | 0 | 0 | 0 | 0 | 0 | 0 | 0 | 0 | 0 | 0 | 0 | 0 | 0 | 0 | 0 | 0 | 0 | 0 | 0 | 0 | 0 | 0
F7_Commercial_OR - Miscellaneous_New_Space Heating_Natural Gas_Gas Furnace - Maintenance_A_Technical Potential | F7 | Commercial | OR - Miscellaneous | New | Space Heating | Natural Gas | Gas Furnace - Maintenance | A | Cumulative Energy Savings (MWh or mTherms) | Technical Potential | 0 | 0 | 0 | 0 | 0 | 0 | 0 | 0 | 0 | 0 | 0 | 0 | 0 | 0 | 0 | 0 | 0 | 0 | 0 | 0 | 0 | 0 | 0 | 0 | 0 | 0 | 0
F8_Commercial_OR - Miscellaneous_New_Space Heating_Natural Gas_Gas Furnace - Maintenance_A_Technical Potential | F8 | Commercial | OR - Miscellaneous | New | Space Heating | Natural Gas | Gas Furnace - Maintenance | A | Cumulative Summer Peak Savings (MW) | Technical Potential | 0 | 0 | 0 | 0 | 0 | 0 | 0 | 0 | 0 | 0 | 0 | 0 | 0 | 0 | 0 | 0 | 0 | 0 | 0 | 0 | 0 | 0 | 0 | 0 | 0 | 0 | 0
F9_Commercial_OR - Miscellaneous_New_Space Heating_Natural Gas_Gas Furnace - Maintenance_A_Technical Potential | F9 | Commercial | OR - Miscellaneous | New | Space Heating | Natural Gas | Gas Furnace - Maintenance | A | Cumulative Winter Peak Savings (MW) | Technical Potential | 0 | 0 | 0 | 0 | 0 | 0 | 0 | 0 | 0 | 0 | 0 | 0 | 0 | 0 | 0 | 0 | 0 | 0 | 0 | 0 | 0 | 0 | 0 | 0 | 0 | 0 | 0
F10_Commercial_OR - Miscellaneous_New_Space Heating_Natural Gas_Gas Furnace - Maintenance_A_Technical Potential | F10 | Commercial | OR - Miscellaneous | New | Space Heating | Natural Gas | Gas Furnace - Maintenance | A | Purchases (Incremental) | Technical Potential | 0 | 0 | 0 | 0 | 0 | 0 | 0 | 0 | 0 | 0 | 0 | 0 | 0 | 0 | 0 | 0 | 0 | 0 | 0 | 0 | 0 | 0 | 0 | 0 | 0 | 0 | 0
F11_Commercial_OR - Miscellaneous_New_Space Heating_Natural Gas_Gas Furnace - Maintenance_A_Technical Potential | F11 | Commercial | OR - Miscellaneous | New | Space Heating | Natural Gas | Gas Furnace - Maintenance | A | Purchases (Cumulative) | Technical Potential | 0 | 0 | 0 | 0 | 0 | 0 | 0 | 0 | 0 | 0 | 0 | 0 | 0 | 0 | 0 | 0 | 0 | 0 | 0 | 0 | 0 | 0 | 0 | 0 | 0 | 0 | 0
F1_Commercial_OR - Miscellaneous_New_Space Heating_Natural Gas_Gas Boiler - Hot Water Reset_A_Technical Potential | F1 | Commercial | OR - Miscellaneous | New | Space Heating | Natural Gas | Gas Boiler - Hot Water Reset | A | Integrated Unit Energy Savings (kWh or therms) | Technical Potential | 0 | 0 | 0 | 0 | 0 | 0 | 0 | 0 | 0 | 0 | 0 | 0 | 0 | 0 | 0 | 0 | 0 | 0 | 0 | 0 | 0 | 0 | 0 | 0 | 0 | 0 | 0
F2_Commercial_OR - Miscellaneous_New_Space Heating_Natural Gas_Gas Boiler - Hot Water Reset_A_Technical Potential | F2 | Commercial | OR - Miscellaneous | New | Space Heating | Natural Gas | Gas Boiler - Hot Water Reset | A | Integrated Unit Summer Peak Savings (kW) | Technical Potential | 0 | 0 | 0 | 0 | 0 | 0 | 0 | 0 | 0 | 0 | 0 | 0 | 0 | 0 | 0 | 0 | 0 | 0 | 0 | 0 | 0 | 0 | 0 | 0 | 0 | 0 | 0
F3_Commercial_OR - Miscellaneous_New_Space Heating_Natural Gas_Gas Boiler - Hot Water Reset_A_Technical Potential | F3 | Commercial | OR - Miscellaneous | New | Space Heating | Natural Gas | Gas Boiler - Hot Water Reset | A | Integrated Unit Winter Peak Savings (kW) | Technical Potential | 0 | 0 | 0 | 0 | 0 | 0 | 0 | 0 | 0 | 0 | 0 | 0 | 0 | 0 | 0 | 0 | 0 | 0 | 0 | 0 | 0 | 0 | 0 | 0 | 0 | 0 | 0
F4_Commercial_OR - Miscellaneous_New_Space Heating_Natural Gas_Gas Boiler - Hot Water Reset_A_Technical Potential | F4 | Commercial | OR - Miscellaneous | New | Space Heating | Natural Gas | Gas Boiler - Hot Water Reset | A | Incremental Energy Savings (MWh or mTherms) | Technical Potential | 0 | 0 | 0 | 0 | 0 | 0 | 0 | 0 | 0 | 0 | 0 | 0 | 0 | 0 | 0 | 0 | 0 | 0 | 0 | 0 | 0 | 0 | 0 | 0 | 0 | 0 | 0
F5_Commercial_OR - Miscellaneous_New_Space Heating_Natural Gas_Gas Boiler - Hot Water Reset_A_Technical Potential | F5 | Commercial | OR - Miscellaneous | New | Space Heating | Natural Gas | Gas Boiler - Hot Water Reset | A | Incremental Summer Peak Savings (MW) | Technical Potential | 0 | 0 | 0 | 0 | 0 | 0 | 0 | 0 | 0 | 0 | 0 | 0 | 0 | 0 | 0 | 0 | 0 | 0 | 0 | 0 | 0 | 0 | 0 | 0 | 0 | 0 | 0
F6_Commercial_OR - Miscellaneous_New_Space Heating_Natural Gas_Gas Boiler - Hot Water Reset_A_Technical Potential | F6 | Commercial | OR - Miscellaneous | New | Space Heating | Natural Gas | Gas Boiler - Hot Water Reset | A | Incremental Winter Peak Savings (MW) | Technical Potential | 0 | 0 | 0 | 0 | 0 | 0 | 0 | 0 | 0 | 0 | 0 | 0 | 0 | 0 | 0 | 0 | 0 | 0 | 0 | 0 | 0 | 0 | 0 | 0 | 0 | 0 | 0
F7_Commercial_OR - Miscellaneous_New_Space Heating_Natural Gas_Gas Boiler - Hot Water Reset_A_Technical Potential | F7 | Commercial | OR - Miscellaneous | New | Space Heating | Natural Gas | Gas Boiler - Hot Water Reset | A | Cumulative Energy Savings (MWh or mTherms) | Technical Potential | 0 | 0 | 0 | 0 | 0 | 0 | 0 | 0 | 0 | 0 | 0 | 0 | 0 | 0 | 0 | 0 | 0 | 0 | 0 | 0 | 0 | 0 | 0 | 0 | 0 | 0 | 0
F8_Commercial_OR - Miscellaneous_New_Space Heating_Natural Gas_Gas Boiler - Hot Water Reset_A_Technical Potential | F8 | Commercial | OR - Miscellaneous | New | Space Heating | Natural Gas | Gas Boiler - Hot Water Reset | A | Cumulative Summer Peak Savings (MW) | Technical Potential | 0 | 0 | 0 | 0 | 0 | 0 | 0 | 0 | 0 | 0 | 0 | 0 | 0 | 0 | 0 | 0 | 0 | 0 | 0 | 0 | 0 | 0 | 0 | 0 | 0 | 0 | 0
F9_Commercial_OR - Miscellaneous_New_Space Heating_Natural Gas_Gas Boiler - Hot Water Reset_A_Technical Potential | F9 | Commercial | OR - Miscellaneous | New | Space Heating | Natural Gas | Gas Boiler - Hot Water Reset | A | Cumulative Winter Peak Savings (MW) | Technical Potential | 0 | 0 | 0 | 0 | 0 | 0 | 0 | 0 | 0 | 0 | 0 | 0 | 0 | 0 | 0 | 0 | 0 | 0 | 0 | 0 | 0 | 0 | 0 | 0 | 0 | 0 | 0
F10_Commercial_OR - Miscellaneous_New_Space Heating_Natural Gas_Gas Boiler - Hot Water Reset_A_Technical Potential | F10 | Commercial | OR - Miscellaneous | New | Space Heating | Natural Gas | Gas Boiler - Hot Water Reset | A | Purchases (Incremental) | Technical Potential | 0 | 0 | 0 | 0 | 0 | 0 | 0 | 0 | 0 | 0 | 0 | 0 | 0 | 0 | 0 | 0 | 0 | 0 | 0 | 0 | 0 | 0 | 0 | 0 | 0 | 0 | 0
F11_Commercial_OR - Miscellaneous_New_Space Heating_Natural Gas_Gas Boiler - Hot Water Reset_A_Technical Potential | F11 | Commercial | OR - Miscellaneous | New | Space Heating | Natural Gas | Gas Boiler - Hot Water Reset | A | Purchases (Cumulative) | Technical Potential | 0 | 0 | 0 | 0 | 0 | 0 | 0 | 0 | 0 | 0 | 0 | 0 | 0 | 0 | 0 | 0 | 0 | 0 | 0 | 0 | 0 | 0 | 0 | 0 | 0 | 0 | 0
F1_Commercial_OR - Miscellaneous_New_Space Heating_Natural Gas_Gas Boiler - Steam Trap Replacement_A_Technical Potential | F1 | Commercial | OR - Miscellaneous | New | Space Heating | Natural Gas | Gas Boiler - Steam Trap Replacement | A | Integrated Unit Energy Savings (kWh or therms) | Technical Potential | 0 | 0 | 0 | 0 | 0 | 0 | 0 | 0 | 0 | 0 | 0 | 0 | 0 | 0 | 0 | 0 | 0 | 0 | 0 | 0 | 0 | 0 | 0 | 0 | 0 | 0 | 0
F2_Commercial_OR - Miscellaneous_New_Space Heating_Natural Gas_Gas Boiler - Steam Trap Replacement_A_Technical Potential | F2 | Commercial | OR - Miscellaneous | New | Space Heating | Natural Gas | Gas Boiler - Steam Trap Replacement | A | Integrated Unit Summer Peak Savings (kW) | Technical Potential | 0 | 0 | 0 | 0 | 0 | 0 | 0 | 0 | 0 | 0 | 0 | 0 | 0 | 0 | 0 | 0 | 0 | 0 | 0 | 0 | 0 | 0 | 0 | 0 | 0 | 0 | 0
F3_Commercial_OR - Miscellaneous_New_Space Heating_Natural Gas_Gas Boiler - Steam Trap Replacement_A_Technical Potential | F3 | Commercial | OR - Miscellaneous | New | Space Heating | Natural Gas | Gas Boiler - Steam Trap Replacement | A | Integrated Unit Winter Peak Savings (kW) | Technical Potential | 0 | 0 | 0 | 0 | 0 | 0 | 0 | 0 | 0 | 0 | 0 | 0 | 0 | 0 | 0 | 0 | 0 | 0 | 0 | 0 | 0 | 0 | 0 | 0 | 0 | 0 | 0
F4_Commercial_OR - Miscellaneous_New_Space Heating_Natural Gas_Gas Boiler - Steam Trap Replacement_A_Technical Potential | F4 | Commercial | OR - Miscellaneous | New | Space Heating | Natural Gas | Gas Boiler - Steam Trap Replacement | A | Incremental Energy Savings (MWh or mTherms) | Technical Potential | 0 | 0 | 0 | 0 | 0 | 0 | 0 | 0 | 0 | 0 | 0 | 0 | 0 | 0 | 0 | 0 | 0 | 0 | 0 | 0 | 0 | 0 | 0 | 0 | 0 | 0 | 0
F5_Commercial_OR - Miscellaneous_New_Space Heating_Natural Gas_Gas Boiler - Steam Trap Replacement_A_Technical Potential | F5 | Commercial | OR - Miscellaneous | New | Space Heating | Natural Gas | Gas Boiler - Steam Trap Replacement | A | Incremental Summer Peak Savings (MW) | Technical Potential | 0 | 0 | 0 | 0 | 0 | 0 | 0 | 0 | 0 | 0 | 0 | 0 | 0 | 0 | 0 | 0 | 0 | 0 | 0 | 0 | 0 | 0 | 0 | 0 | 0 | 0 | 0
F6_Commercial_OR - Miscellaneous_New_Space Heating_Natural Gas_Gas Boiler - Steam Trap Replacement_A_Technical Potential | F6 | Commercial | OR - Miscellaneous | New | Space Heating | Natural Gas | Gas Boiler - Steam Trap Replacement | A | Incremental Winter Peak Savings (MW) | Technical Potential | 0 | 0 | 0 | 0 | 0 | 0 | 0 | 0 | 0 | 0 | 0 | 0 | 0 | 0 | 0 | 0 | 0 | 0 | 0 | 0 | 0 | 0 | 0 | 0 | 0 | 0 | 0
F7_Commercial_OR - Miscellaneous_New_Space Heating_Natural Gas_Gas Boiler - Steam Trap Replacement_A_Technical Potential | F7 | Commercial | OR - Miscellaneous | New | Space Heating | Natural Gas | Gas Boiler - Steam Trap Replacement | A | Cumulative Energy Savings (MWh or mTherms) | Technical Potential | 0 | 0 | 0 | 0 | 0 | 0 | 0 | 0 | 0 | 0 | 0 | 0 | 0 | 0 | 0 | 0 | 0 | 0 | 0 | 0 | 0 | 0 | 0 | 0 | 0 | 0 | 0
F8_Commercial_OR - Miscellaneous_New_Space Heating_Natural Gas_Gas Boiler - Steam Trap Replacement_A_Technical Potential | F8 | Commercial | OR - Miscellaneous | New | Space Heating | Natural Gas | Gas Boiler - Steam Trap Replacement | A | Cumulative Summer Peak Savings (MW) | Technical Potential | 0 | 0 | 0 | 0 | 0 | 0 | 0 | 0 | 0 | 0 | 0 | 0 | 0 | 0 | 0 | 0 | 0 | 0 | 0 | 0 | 0 | 0 | 0 | 0 | 0 | 0 | 0
F9_Commercial_OR - Miscellaneous_New_Space Heating_Natural Gas_Gas Boiler - Steam Trap Replacement_A_Technical Potential | F9 | Commercial | OR - Miscellaneous | New | Space Heating | Natural Gas | Gas Boiler - Steam Trap Replacement | A | Cumulative Winter Peak Savings (MW) | Technical Potential | 0 | 0 | 0 | 0 | 0 | 0 | 0 | 0 | 0 | 0 | 0 | 0 | 0 | 0 | 0 | 0 | 0 | 0 | 0 | 0 | 0 | 0 | 0 | 0 | 0 | 0 | 0
F10_Commercial_OR - Miscellaneous_New_Space Heating_Natural Gas_Gas Boiler - Steam Trap Replacement_A_Technical Potential | F10 | Commercial | OR - Miscellaneous | New | Space Heating | Natural Gas | Gas Boiler - Steam Trap Replacement | A | Purchases (Incremental) | Technical Potential | 0 | 0 | 0 | 0 | 0 | 0 | 0 | 0 | 0 | 0 | 0 | 0 | 0 | 0 | 0 | 0 | 0 | 0 | 0 | 0 | 0 | 0 | 0 | 0 | 0 | 0 | 0
F11_Commercial_OR - Miscellaneous_New_Space Heating_Natural Gas_Gas Boiler - Steam Trap Replacement_A_Technical Potential | F11 | Commercial | OR - Miscellaneous | New | Space Heating | Natural Gas | Gas Boiler - Steam Trap Replacement | A | Purchases (Cumulative) | Technical Potential | 0 | 0 | 0 | 0 | 0 | 0 | 0 | 0 | 0 | 0 | 0 | 0 | 0 | 0 | 0 | 0 | 0 | 0 | 0 | 0 | 0 | 0 | 0 | 0 | 0 | 0 | 0
F1_Commercial_OR - Miscellaneous_New_Space Heating_Natural Gas_Gas Boiler - High Turndown Burner_A_Technical Potential | F1 | Commercial | OR - Miscellaneous | New | Space Heating | Natural Gas | Gas Boiler - High Turndown Burner | A | Integrated Unit Energy Savings (kWh or therms) | Technical Potential | 0 | 0 | 0 | 0 | 0 | 0 | 0 | 0 | 0 | 0 | 0 | 0 | 0 | 0 | 0 | 0 | 0 | 0 | 0 | 0 | 0 | 0 | 0 | 0 | 0 | 0 | 0
F2_Commercial_OR - Miscellaneous_New_Space Heating_Natural Gas_Gas Boiler - High Turndown Burner_A_Technical Potential | F2 | Commercial | OR - Miscellaneous | New | Space Heating | Natural Gas | Gas Boiler - High Turndown Burner | A | Integrated Unit Summer Peak Savings (kW) | Technical Potential | 0 | 0 | 0 | 0 | 0 | 0 | 0 | 0 | 0 | 0 | 0 | 0 | 0 | 0 | 0 | 0 | 0 | 0 | 0 | 0 | 0 | 0 | 0 | 0 | 0 | 0 | 0
F3_Commercial_OR - Miscellaneous_New_Space Heating_Natural Gas_Gas Boiler - High Turndown Burner_A_Technical Potential | F3 | Commercial | OR - Miscellaneous | New | Space Heating | Natural Gas | Gas Boiler - High Turndown Burner | A | Integrated Unit Winter Peak Savings (kW) | Technical Potential | 0 | 0 | 0 | 0 | 0 | 0 | 0 | 0 | 0 | 0 | 0 | 0 | 0 | 0 | 0 | 0 | 0 | 0 | 0 | 0 | 0 | 0 | 0 | 0 | 0 | 0 | 0
F4_Commercial_OR - Miscellaneous_New_Space Heating_Natural Gas_Gas Boiler - High Turndown Burner_A_Technical Potential | F4 | Commercial | OR - Miscellaneous | New | Space Heating | Natural Gas | Gas Boiler - High Turndown Burner | A | Incremental Energy Savings (MWh or mTherms) | Technical Potential | 0 | 0 | 0 | 0 | 0 | 0 | 0 | 0 | 0 | 0 | 0 | 0 | 0 | 0 | 0 | 0 | 0 | 0 | 0 | 0 | 0 | 0 | 0 | 0 | 0 | 0 | 0
F5_Commercial_OR - Miscellaneous_New_Space Heating_Natural Gas_Gas Boiler - High Turndown Burner_A_Technical Potential | F5 | Commercial | OR - Miscellaneous | New | Space Heating | Natural Gas | Gas Boiler - High Turndown Burner | A | Incremental Summer Peak Savings (MW) | Technical Potential | 0 | 0 | 0 | 0 | 0 | 0 | 0 | 0 | 0 | 0 | 0 | 0 | 0 | 0 | 0 | 0 | 0 | 0 | 0 | 0 | 0 | 0 | 0 | 0 | 0 | 0 | 0
F6_Commercial_OR - Miscellaneous_New_Space Heating_Natural Gas_Gas Boiler - High Turndown Burner_A_Technical Potential | F6 | Commercial | OR - Miscellaneous | New | Space Heating | Natural Gas | Gas Boiler - High Turndown Burner | A | Incremental Winter Peak Savings (MW) | Technical Potential | 0 | 0 | 0 | 0 | 0 | 0 | 0 | 0 | 0 | 0 | 0 | 0 | 0 | 0 | 0 | 0 | 0 | 0 | 0 | 0 | 0 | 0 | 0 | 0 | 0 | 0 | 0
F7_Commercial_OR - Miscellaneous_New_Space Heating_Natural Gas_Gas Boiler - High Turndown Burner_A_Technical Potential | F7 | Commercial | OR - Miscellaneous | New | Space Heating | Natural Gas | Gas Boiler - High Turndown Burner | A | Cumulative Energy Savings (MWh or mTherms) | Technical Potential | 0 | 0 | 0 | 0 | 0 | 0 | 0 | 0 | 0 | 0 | 0 | 0 | 0 | 0 | 0 | 0 | 0 | 0 | 0 | 0 | 0 | 0 | 0 | 0 | 0 | 0 | 0
F8_Commercial_OR - Miscellaneous_New_Space Heating_Natural Gas_Gas Boiler - High Turndown Burner_A_Technical Potential | F8 | Commercial | OR - Miscellaneous | New | Space Heating | Natural Gas | Gas Boiler - High Turndown Burner | A | Cumulative Summer Peak Savings (MW) | Technical Potential | 0 | 0 | 0 | 0 | 0 | 0 | 0 | 0 | 0 | 0 | 0 | 0 | 0 | 0 | 0 | 0 | 0 | 0 | 0 | 0 | 0 | 0 | 0 | 0 | 0 | 0 | 0
F9_Commercial_OR - Miscellaneous_New_Space Heating_Natural Gas_Gas Boiler - High Turndown Burner_A_Technical Potential | F9 | Commercial | OR - Miscellaneous | New | Space Heating | Natural Gas | Gas Boiler - High Turndown Burner | A | Cumulative Winter Peak Savings (MW) | Technical Potential | 0 | 0 | 0 | 0 | 0 | 0 | 0 | 0 | 0 | 0 | 0 | 0 | 0 | 0 | 0 | 0 | 0 | 0 | 0 | 0 | 0 | 0 | 0 | 0 | 0 | 0 | 0
F10_Commercial_OR - Miscellaneous_New_Space Heating_Natural Gas_Gas Boiler - High Turndown Burner_A_Technical Potential | F10 | Commercial | OR - Miscellaneous | New | Space Heating | Natural Gas | Gas Boiler - High Turndown Burner | A | Purchases (Incremental) | Technical Potential | 0 | 0 | 0 | 0 | 0 | 0 | 0 | 0 | 0 | 0 | 0 | 0 | 0 | 0 | 0 | 0 | 0 | 0 | 0 | 0 | 0 | 0 | 0 | 0 | 0 | 0 | 0
F11_Commercial_OR - Miscellaneous_New_Space Heating_Natural Gas_Gas Boiler - High Turndown Burner_A_Technical Potential | F11 | Commercial | OR - Miscellaneous | New | Space Heating | Natural Gas | Gas Boiler - High Turndown Burner | A | Purchases (Cumulative) | Technical Potential | 0 | 0 | 0 | 0 | 0 | 0 | 0 | 0 | 0 | 0 | 0 | 0 | 0 | 0 | 0 | 0 | 0 | 0 | 0 | 0 | 0 | 0 | 0 | 0 | 0 | 0 | 0
F1_Commercial_OR - Miscellaneous_New_Space Heating_Natural Gas_Gas Boiler - Burner Control Optimization_A_Technical Potential | F1 | Commercial | OR - Miscellaneous | New | Space Heating | Natural Gas | Gas Boiler - Burner Control Optimization | A | Integrated Unit Energy Savings (kWh or therms) | Technical Potential | 0 | 0 | 0 | 0 | 0 | 0 | 0 | 0 | 0 | 0 | 0 | 0 | 0 | 0 | 0 | 0 | 0 | 0 | 0 | 0 | 0 | 0 | 0 | 0 | 0 | 0 | 0
F2_Commercial_OR - Miscellaneous_New_Space Heating_Natural Gas_Gas Boiler - Burner Control Optimization_A_Technical Potential | F2 | Commercial | OR - Miscellaneous | New | Space Heating | Natural Gas | Gas Boiler - Burner Control Optimization | A | Integrated Unit Summer Peak Savings (kW) | Technical Potential | 0 | 0 | 0 | 0 | 0 | 0 | 0 | 0 | 0 | 0 | 0 | 0 | 0 | 0 | 0 | 0 | 0 | 0 | 0 | 0 | 0 | 0 | 0 | 0 | 0 | 0 | 0
F3_Commercial_OR - Miscellaneous_New_Space Heating_Natural Gas_Gas Boiler - Burner Control Optimization_A_Technical Potential | F3 | Commercial | OR - Miscellaneous | New | Space Heating | Natural Gas | Gas Boiler - Burner Control Optimization | A | Integrated Unit Winter Peak Savings (kW) | Technical Potential | 0 | 0 | 0 | 0 | 0 | 0 | 0 | 0 | 0 | 0 | 0 | 0 | 0 | 0 | 0 | 0 | 0 | 0 | 0 | 0 | 0 | 0 | 0 | 0 | 0 | 0 | 0
F4_Commercial_OR - Miscellaneous_New_Space Heating_Natural Gas_Gas Boiler - Burner Control Optimization_A_Technical Potential | F4 | Commercial | OR - Miscellaneous | New | Space Heating | Natural Gas | Gas Boiler - Burner Control Optimization | A | Incremental Energy Savings (MWh or mTherms) | Technical Potential | 0 | 0 | 0 | 0 | 0 | 0 | 0 | 0 | 0 | 0 | 0 | 0 | 0 | 0 | 0 | 0 | 0 | 0 | 0 | 0 | 0 | 0 | 0 | 0 | 0 | 0 | 0
F5_Commercial_OR - Miscellaneous_New_Space Heating_Natural Gas_Gas Boiler - Burner Control Optimization_A_Technical Potential | F5 | Commercial | OR - Miscellaneous | New | Space Heating | Natural Gas | Gas Boiler - Burner Control Optimization | A | Incremental Summer Peak Savings (MW) | Technical Potential | 0 | 0 | 0 | 0 | 0 | 0 | 0 | 0 | 0 | 0 | 0 | 0 | 0 | 0 | 0 | 0 | 0 | 0 | 0 | 0 | 0 | 0 | 0 | 0 | 0 | 0 | 0
F6_Commercial_OR - Miscellaneous_New_Space Heating_Natural Gas_Gas Boiler - Burner Control Optimization_A_Technical Potential | F6 | Commercial | OR - Miscellaneous | New | Space Heating | Natural Gas | Gas Boiler - Burner Control Optimization | A | Incremental Winter Peak Savings (MW) | Technical Potential | 0 | 0 | 0 | 0 | 0 | 0 | 0 | 0 | 0 | 0 | 0 | 0 | 0 | 0 | 0 | 0 | 0 | 0 | 0 | 0 | 0 | 0 | 0 | 0 | 0 | 0 | 0
F7_Commercial_OR - Miscellaneous_New_Space Heating_Natural Gas_Gas Boiler - Burner Control Optimization_A_Technical Potential | F7 | Commercial | OR - Miscellaneous | New | Space Heating | Natural Gas | Gas Boiler - Burner Control Optimization | A | Cumulative Energy Savings (MWh or mTherms) | Technical Potential | 0 | 0 | 0 | 0 | 0 | 0 | 0 | 0 | 0 | 0 | 0 | 0 | 0 | 0 | 0 | 0 | 0 | 0 | 0 | 0 | 0 | 0 | 0 | 0 | 0 | 0 | 0
F8_Commercial_OR - Miscellaneous_New_Space Heating_Natural Gas_Gas Boiler - Burner Control Optimization_A_Technical Potential | F8 | Commercial | OR - Miscellaneous | New | Space Heating | Natural Gas | Gas Boiler - Burner Control Optimization | A | Cumulative Summer Peak Savings (MW) | Technical Potential | 0 | 0 | 0 | 0 | 0 | 0 | 0 | 0 | 0 | 0 | 0 | 0 | 0 | 0 | 0 | 0 | 0 | 0 | 0 | 0 | 0 | 0 | 0 | 0 | 0 | 0 | 0
F9_Commercial_OR - Miscellaneous_New_Space Heating_Natural Gas_Gas Boiler - Burner Control Optimization_A_Technical Potential | F9 | Commercial | OR - Miscellaneous | New | Space Heating | Natural Gas | Gas Boiler - Burner Control Optimization | A | Cumulative Winter Peak Savings (MW) | Technical Potential | 0 | 0 | 0 | 0 | 0 | 0 | 0 | 0 | 0 | 0 | 0 | 0 | 0 | 0 | 0 | 0 | 0 | 0 | 0 | 0 | 0 | 0 | 0 | 0 | 0 | 0 | 0
F10_Commercial_OR - Miscellaneous_New_Space Heating_Natural Gas_Gas Boiler - Burner Control Optimization_A_Technical Potential | F10 | Commercial | OR - Miscellaneous | New | Space Heating | Natural Gas | Gas Boiler - Burner Control Optimization | A | Purchases (Incremental) | Technical Potential | 0 | 0 | 0 | 0 | 0 | 0 | 0 | 0 | 0 | 0 | 0 | 0 | 0 | 0 | 0 | 0 | 0 | 0 | 0 | 0 | 0 | 0 | 0 | 0 | 0 | 0 | 0
F11_Commercial_OR - Miscellaneous_New_Space Heating_Natural Gas_Gas Boiler - Burner Control Optimization_A_Technical Potential | F11 | Commercial | OR - Miscellaneous | New | Space Heating | Natural Gas | Gas Boiler - Burner Control Optimization | A | Purchases (Cumulative) | Technical Potential | 0 | 0 | 0 | 0 | 0 | 0 | 0 | 0 | 0 | 0 | 0 | 0 | 0 | 0 | 0 | 0 | 0 | 0 | 0 | 0 | 0 | 0 | 0 | 0 | 0 | 0 | 0
F1_Commercial_OR - Miscellaneous_New_Space Heating_Natural Gas_Gas Boiler - Stack Economizer_A_Technical Potential | F1 | Commercial | OR - Miscellaneous | New | Space Heating | Natural Gas | Gas Boiler - Stack Economizer | A | Integrated Unit Energy Savings (kWh or therms) | Technical Potential | 0 | 0 | 0 | 0 | 0 | 0 | 0 | 0 | 0 | 0 | 0 | 0 | 0 | 0 | 0 | 0 | 0 | 0 | 0 | 0 | 0 | 0 | 0 | 0 | 0 | 0 | 0
F2_Commercial_OR - Miscellaneous_New_Space Heating_Natural Gas_Gas Boiler - Stack Economizer_A_Technical Potential | F2 | Commercial | OR - Miscellaneous | New | Space Heating | Natural Gas | Gas Boiler - Stack Economizer | A | Integrated Unit Summer Peak Savings (kW) | Technical Potential | 0 | 0 | 0 | 0 | 0 | 0 | 0 | 0 | 0 | 0 | 0 | 0 | 0 | 0 | 0 | 0 | 0 | 0 | 0 | 0 | 0 | 0 | 0 | 0 | 0 | 0 | 0
F3_Commercial_OR - Miscellaneous_New_Space Heating_Natural Gas_Gas Boiler - Stack Economizer_A_Technical Potential | F3 | Commercial | OR - Miscellaneous | New | Space Heating | Natural Gas | Gas Boiler - Stack Economizer | A | Integrated Unit Winter Peak Savings (kW) | Technical Potential | 0 | 0 | 0 | 0 | 0 | 0 | 0 | 0 | 0 | 0 | 0 | 0 | 0 | 0 | 0 | 0 | 0 | 0 | 0 | 0 | 0 | 0 | 0 | 0 | 0 | 0 | 0
F4_Commercial_OR - Miscellaneous_New_Space Heating_Natural Gas_Gas Boiler - Stack Economizer_A_Technical Potential | F4 | Commercial | OR - Miscellaneous | New | Space Heating | Natural Gas | Gas Boiler - Stack Economizer | A | Incremental Energy Savings (MWh or mTherms) | Technical Potential | 0 | 0 | 0 | 0 | 0 | 0 | 0 | 0 | 0 | 0 | 0 | 0 | 0 | 0 | 0 | 0 | 0 | 0 | 0 | 0 | 0 | 0 | 0 | 0 | 0 | 0 | 0
F5_Commercial_OR - Miscellaneous_New_Space Heating_Natural Gas_Gas Boiler - Stack Economizer_A_Technical Potential | F5 | Commercial | OR - Miscellaneous | New | Space Heating | Natural Gas | Gas Boiler - Stack Economizer | A | Incremental Summer Peak Savings (MW) | Technical Potential | 0 | 0 | 0 | 0 | 0 | 0 | 0 | 0 | 0 | 0 | 0 | 0 | 0 | 0 | 0 | 0 | 0 | 0 | 0 | 0 | 0 | 0 | 0 | 0 | 0 | 0 | 0
F6_Commercial_OR - Miscellaneous_New_Space Heating_Natural Gas_Gas Boiler - Stack Economizer_A_Technical Potential | F6 | Commercial | OR - Miscellaneous | New | Space Heating | Natural Gas | Gas Boiler - Stack Economizer | A | Incremental Winter Peak Savings (MW) | Technical Potential | 0 | 0 | 0 | 0 | 0 | 0 | 0 | 0 | 0 | 0 | 0 | 0 | 0 | 0 | 0 | 0 | 0 | 0 | 0 | 0 | 0 | 0 | 0 | 0 | 0 | 0 | 0
F7_Commercial_OR - Miscellaneous_New_Space Heating_Natural Gas_Gas Boiler - Stack Economizer_A_Technical Potential | F7 | Commercial | OR - Miscellaneous | New | Space Heating | Natural Gas | Gas Boiler - Stack Economizer | A | Cumulative Energy Savings (MWh or mTherms) | Technical Potential | 0 | 0 | 0 | 0 | 0 | 0 | 0 | 0 | 0 | 0 | 0 | 0 | 0 | 0 | 0 | 0 | 0 | 0 | 0 | 0 | 0 | 0 | 0 | 0 | 0 | 0 | 0
F8_Commercial_OR - Miscellaneous_New_Space Heating_Natural Gas_Gas Boiler - Stack Economizer_A_Technical Potential | F8 | Commercial | OR - Miscellaneous | New | Space Heating | Natural Gas | Gas Boiler - Stack Economizer | A | Cumulative Summer Peak Savings (MW) | Technical Potential | 0 | 0 | 0 | 0 | 0 | 0 | 0 | 0 | 0 | 0 | 0 | 0 | 0 | 0 | 0 | 0 | 0 | 0 | 0 | 0 | 0 | 0 | 0 | 0 | 0 | 0 | 0
F9_Commercial_OR - Miscellaneous_New_Space Heating_Natural Gas_Gas Boiler - Stack Economizer_A_Technical Potential | F9 | Commercial | OR - Miscellaneous | New | Space Heating | Natural Gas | Gas Boiler - Stack Economizer | A | Cumulative Winter Peak Savings (MW) | Technical Potential | 0 | 0 | 0 | 0 | 0 | 0 | 0 | 0 | 0 | 0 | 0 | 0 | 0 | 0 | 0 | 0 | 0 | 0 | 0 | 0 | 0 | 0 | 0 | 0 | 0 | 0 | 0
F10_Commercial_OR - Miscellaneous_New_Space Heating_Natural Gas_Gas Boiler - Stack Economizer_A_Technical Potential | F10 | Commercial | OR - Miscellaneous | New | Space Heating | Natural Gas | Gas Boiler - Stack Economizer | A | Purchases (Incremental) | Technical Potential | 0 | 0 | 0 | 0 | 0 | 0 | 0 | 0 | 0 | 0 | 0 | 0 | 0 | 0 | 0 | 0 | 0 | 0 | 0 | 0 | 0 | 0 | 0 | 0 | 0 | 0 | 0
F11_Commercial_OR - Miscellaneous_New_Space Heating_Natural Gas_Gas Boiler - Stack Economizer_A_Technical Potential | F11 | Commercial | OR - Miscellaneous | New | Space Heating | Natural Gas | Gas Boiler - Stack Economizer | A | Purchases (Cumulative) | Technical Potential | 0 | 0 | 0 | 0 | 0 | 0 | 0 | 0 | 0 | 0 | 0 | 0 | 0 | 0 | 0 | 0 | 0 | 0 | 0 | 0 | 0 | 0 | 0 | 0 | 0 | 0 | 0
F1_Commercial_OR - Miscellaneous_New_Space Heating_Natural Gas_Gas Boiler - Thermostatic Radiator Valves_A_Technical Potential | F1 | Commercial | OR - Miscellaneous | New | Space Heating | Natural Gas | Gas Boiler - Thermostatic Radiator Valves | A | Integrated Unit Energy Savings (kWh or therms) | Technical Potential | 0 | 0 | 0 | 0 | 0 | 0 | 0 | 0 | 0 | 0 | 0 | 0 | 0 | 0 | 0 | 0 | 0 | 0 | 0 | 0 | 0 | 0 | 0 | 0 | 0 | 0 | 0
F2_Commercial_OR - Miscellaneous_New_Space Heating_Natural Gas_Gas Boiler - Thermostatic Radiator Valves_A_Technical Potential | F2 | Commercial | OR - Miscellaneous | New | Space Heating | Natural Gas | Gas Boiler - Thermostatic Radiator Valves | A | Integrated Unit Summer Peak Savings (kW) | Technical Potential | 0 | 0 | 0 | 0 | 0 | 0 | 0 | 0 | 0 | 0 | 0 | 0 | 0 | 0 | 0 | 0 | 0 | 0 | 0 | 0 | 0 | 0 | 0 | 0 | 0 | 0 | 0
F3_Commercial_OR - Miscellaneous_New_Space Heating_Natural Gas_Gas Boiler - Thermostatic Radiator Valves_A_Technical Potential | F3 | Commercial | OR - Miscellaneous | New | Space Heating | Natural Gas | Gas Boiler - Thermostatic Radiator Valves | A | Integrated Unit Winter Peak Savings (kW) | Technical Potential | 0 | 0 | 0 | 0 | 0 | 0 | 0 | 0 | 0 | 0 | 0 | 0 | 0 | 0 | 0 | 0 | 0 | 0 | 0 | 0 | 0 | 0 | 0 | 0 | 0 | 0 | 0
F4_Commercial_OR - Miscellaneous_New_Space Heating_Natural Gas_Gas Boiler - Thermostatic Radiator Valves_A_Technical Potential | F4 | Commercial | OR - Miscellaneous | New | Space Heating | Natural Gas | Gas Boiler - Thermostatic Radiator Valves | A | Incremental Energy Savings (MWh or mTherms) | Technical Potential | 0 | 0 | 0 | 0 | 0 | 0 | 0 | 0 | 0 | 0 | 0 | 0 | 0 | 0 | 0 | 0 | 0 | 0 | 0 | 0 | 0 | 0 | 0 | 0 | 0 | 0 | 0
F5_Commercial_OR - Miscellaneous_New_Space Heating_Natural Gas_Gas Boiler - Thermostatic Radiator Valves_A_Technical Potential | F5 | Commercial | OR - Miscellaneous | New | Space Heating | Natural Gas | Gas Boiler - Thermostatic Radiator Valves | A | Incremental Summer Peak Savings (MW) | Technical Potential | 0 | 0 | 0 | 0 | 0 | 0 | 0 | 0 | 0 | 0 | 0 | 0 | 0 | 0 | 0 | 0 | 0 | 0 | 0 | 0 | 0 | 0 | 0 | 0 | 0 | 0 | 0
F6_Commercial_OR - Miscellaneous_New_Space Heating_Natural Gas_Gas Boiler - Thermostatic Radiator Valves_A_Technical Potential | F6 | Commercial | OR - Miscellaneous | New | Space Heating | Natural Gas | Gas Boiler - Thermostatic Radiator Valves | A | Incremental Winter Peak Savings (MW) | Technical Potential | 0 | 0 | 0 | 0 | 0 | 0 | 0 | 0 | 0 | 0 | 0 | 0 | 0 | 0 | 0 | 0 | 0 | 0 | 0 | 0 | 0 | 0 | 0 | 0 | 0 | 0 | 0
F7_Commercial_OR - Miscellaneous_New_Space Heating_Natural Gas_Gas Boiler - Thermostatic Radiator Valves_A_Technical Potential | F7 | Commercial | OR - Miscellaneous | New | Space Heating | Natural Gas | Gas Boiler - Thermostatic Radiator Valves | A | Cumulative Energy Savings (MWh or mTherms) | Technical Potential | 0 | 0 | 0 | 0 | 0 | 0 | 0 | 0 | 0 | 0 | 0 | 0 | 0 | 0 | 0 | 0 | 0 | 0 | 0 | 0 | 0 | 0 | 0 | 0 | 0 | 0 | 0
F8_Commercial_OR - Miscellaneous_New_Space Heating_Natural Gas_Gas Boiler - Thermostatic Radiator Valves_A_Technical Potential | F8 | Commercial | OR - Miscellaneous | New | Space Heating | Natural Gas | Gas Boiler - Thermostatic Radiator Valves | A | Cumulative Summer Peak Savings (MW) | Technical Potential | 0 | 0 | 0 | 0 | 0 | 0 | 0 | 0 | 0 | 0 | 0 | 0 | 0 | 0 | 0 | 0 | 0 | 0 | 0 | 0 | 0 | 0 | 0 | 0 | 0 | 0 | 0
F9_Commercial_OR - Miscellaneous_New_Space Heating_Natural Gas_Gas Boiler - Thermostatic Radiator Valves_A_Technical Potential | F9 | Commercial | OR - Miscellaneous | New | Space Heating | Natural Gas | Gas Boiler - Thermostatic Radiator Valves | A | Cumulative Winter Peak Savings (MW) | Technical Potential | 0 | 0 | 0 | 0 | 0 | 0 | 0 | 0 | 0 | 0 | 0 | 0 | 0 | 0 | 0 | 0 | 0 | 0 | 0 | 0 | 0 | 0 | 0 | 0 | 0 | 0 | 0
F10_Commercial_OR - Miscellaneous_New_Space Heating_Natural Gas_Gas Boiler - Thermostatic Radiator Valves_A_Technical Potential | F10 | Commercial | OR - Miscellaneous | New | Space Heating | Natural Gas | Gas Boiler - Thermostatic Radiator Valves | A | Purchases (Incremental) | Technical Potential | 0 | 0 | 0 | 0 | 0 | 0 | 0 | 0 | 0 | 0 | 0 | 0 | 0 | 0 | 0 | 0 | 0 | 0 | 0 | 0 | 0 | 0 | 0 | 0 | 0 | 0 | 0
F11_Commercial_OR - Miscellaneous_New_Space Heating_Natural Gas_Gas Boiler - Thermostatic Radiator Valves_A_Technical Potential | F11 | Commercial | OR - Miscellaneous | New | Space Heating | Natural Gas | Gas Boiler - Thermostatic Radiator Valves | A | Purchases (Cumulative) | Technical Potential | 0 | 0 | 0 | 0 | 0 | 0 | 0 | 0 | 0 | 0 | 0 | 0 | 0 | 0 | 0 | 0 | 0 | 0 | 0 | 0 | 0 | 0 | 0 | 0 | 0 | 0 | 0
F1_Commercial_OR - Miscellaneous_New_Space Heating_Natural Gas_HVAC - Shut Off Damper_A_Technical Potential | F1 | Commercial | OR - Miscellaneous | New | Space Heating | Natural Gas | HVAC - Shut Off Damper | A | Integrated Unit Energy Savings (kWh or therms) | Technical Potential | 0 | 0 | 0 | 0 | 0 | 0 | 0 | 0 | 0 | 0 | 0 | 0 | 0 | 0 | 0 | 0 | 0 | 0 | 0 | 0 | 0 | 0 | 0 | 0 | 0 | 0 | 0
F2_Commercial_OR - Miscellaneous_New_Space Heating_Natural Gas_HVAC - Shut Off Damper_A_Technical Potential | F2 | Commercial | OR - Miscellaneous | New | Space Heating | Natural Gas | HVAC - Shut Off Damper | A | Integrated Unit Summer Peak Savings (kW) | Technical Potential | 0 | 0 | 0 | 0 | 0 | 0 | 0 | 0 | 0 | 0 | 0 | 0 | 0 | 0 | 0 | 0 | 0 | 0 | 0 | 0 | 0 | 0 | 0 | 0 | 0 | 0 | 0
F3_Commercial_OR - Miscellaneous_New_Space Heating_Natural Gas_HVAC - Shut Off Damper_A_Technical Potential | F3 | Commercial | OR - Miscellaneous | New | Space Heating | Natural Gas | HVAC - Shut Off Damper | A | Integrated Unit Winter Peak Savings (kW) | Technical Potential | 0 | 0 | 0 | 0 | 0 | 0 | 0 | 0 | 0 | 0 | 0 | 0 | 0 | 0 | 0 | 0 | 0 | 0 | 0 | 0 | 0 | 0 | 0 | 0 | 0 | 0 | 0
F4_Commercial_OR - Miscellaneous_New_Space Heating_Natural Gas_HVAC - Shut Off Damper_A_Technical Potential | F4 | Commercial | OR - Miscellaneous | New | Space Heating | Natural Gas | HVAC - Shut Off Damper | A | Incremental Energy Savings (MWh or mTherms) | Technical Potential | 0 | 0 | 0 | 0 | 0 | 0 | 0 | 0 | 0 | 0 | 0 | 0 | 0 | 0 | 0 | 0 | 0 | 0 | 0 | 0 | 0 | 0 | 0 | 0 | 0 | 0 | 0
F5_Commercial_OR - Miscellaneous_New_Space Heating_Natural Gas_HVAC - Shut Off Damper_A_Technical Potential | F5 | Commercial | OR - Miscellaneous | New | Space Heating | Natural Gas | HVAC - Shut Off Damper | A | Incremental Summer Peak Savings (MW) | Technical Potential | 0 | 0 | 0 | 0 | 0 | 0 | 0 | 0 | 0 | 0 | 0 | 0 | 0 | 0 | 0 | 0 | 0 | 0 | 0 | 0 | 0 | 0 | 0 | 0 | 0 | 0 | 0
F6_Commercial_OR - Miscellaneous_New_Space Heating_Natural Gas_HVAC - Shut Off Damper_A_Technical Potential | F6 | Commercial | OR - Miscellaneous | New | Space Heating | Natural Gas | HVAC - Shut Off Damper | A | Incremental Winter Peak Savings (MW) | Technical Potential | 0 | 0 | 0 | 0 | 0 | 0 | 0 | 0 | 0 | 0 | 0 | 0 | 0 | 0 | 0 | 0 | 0 | 0 | 0 | 0 | 0 | 0 | 0 | 0 | 0 | 0 | 0
F7_Commercial_OR - Miscellaneous_New_Space Heating_Natural Gas_HVAC - Shut Off Damper_A_Technical Potential | F7 | Commercial | OR - Miscellaneous | New | Space Heating | Natural Gas | HVAC - Shut Off Damper | A | Cumulative Energy Savings (MWh or mTherms) | Technical Potential | 0 | 0 | 0 | 0 | 0 | 0 | 0 | 0 | 0 | 0 | 0 | 0 | 0 | 0 | 0 | 0 | 0 | 0 | 0 | 0 | 0 | 0 | 0 | 0 | 0 | 0 | 0
F8_Commercial_OR - Miscellaneous_New_Space Heating_Natural Gas_HVAC - Shut Off Damper_A_Technical Potential | F8 | Commercial | OR - Miscellaneous | New | Space Heating | Natural Gas | HVAC - Shut Off Damper | A | Cumulative Summer Peak Savings (MW) | Technical Potential | 0 | 0 | 0 | 0 | 0 | 0 | 0 | 0 | 0 | 0 | 0 | 0 | 0 | 0 | 0 | 0 | 0 | 0 | 0 | 0 | 0 | 0 | 0 | 0 | 0 | 0 | 0
F9_Commercial_OR - Miscellaneous_New_Space Heating_Natural Gas_HVAC - Shut Off Damper_A_Technical Potential | F9 | Commercial | OR - Miscellaneous | New | Space Heating | Natural Gas | HVAC - Shut Off Damper | A | Cumulative Winter Peak Savings (MW) | Technical Potential | 0 | 0 | 0 | 0 | 0 | 0 | 0 | 0 | 0 | 0 | 0 | 0 | 0 | 0 | 0 | 0 | 0 | 0 | 0 | 0 | 0 | 0 | 0 | 0 | 0 | 0 | 0
F10_Commercial_OR - Miscellaneous_New_Space Heating_Natural Gas_HVAC - Shut Off Damper_A_Technical Potential | F10 | Commercial | OR - Miscellaneous | New | Space Heating | Natural Gas | HVAC - Shut Off Damper | A | Purchases (Incremental) | Technical Potential | 0 | 0 | 0 | 0 | 0 | 0 | 0 | 0 | 0 | 0 | 0 | 0 | 0 | 0 | 0 | 0 | 0 | 0 | 0 | 0 | 0 | 0 | 0 | 0 | 0 | 0 | 0
F11_Commercial_OR - Miscellaneous_New_Space Heating_Natural Gas_HVAC - Shut Off Damper_A_Technical Potential | F11 | Commercial | OR - Miscellaneous | New | Space Heating | Natural Gas | HVAC - Shut Off Damper | A | Purchases (Cumulative) | Technical Potential | 0 | 0 | 0 | 0 | 0 | 0 | 0 | 0 | 0 | 0 | 0 | 0 | 0 | 0 | 0 | 0 | 0 | 0 | 0 | 0 | 0 | 0 | 0 | 0 | 0 | 0 | 0
F1_Commercial_OR - Miscellaneous_New_Space Heating_Natural Gas_Gas Furnace - Tube Inserts_A_Technical Potential | F1 | Commercial | OR - Miscellaneous | New | Space Heating | Natural Gas | Gas Furnace - Tube Inserts | A | Integrated Unit Energy Savings (kWh or therms) | Technical Potential | 0 | 0 | 0 | 0 | 0 | 0 | 0 | 0 | 0 | 0 | 0 | 0 | 0 | 0 | 0 | 0 | 0 | 0 | 0 | 0 | 0 | 0 | 0 | 0 | 0 | 0 | 0
F2_Commercial_OR - Miscellaneous_New_Space Heating_Natural Gas_Gas Furnace - Tube Inserts_A_Technical Potential | F2 | Commercial | OR - Miscellaneous | New | Space Heating | Natural Gas | Gas Furnace - Tube Inserts | A | Integrated Unit Summer Peak Savings (kW) | Technical Potential | 0 | 0 | 0 | 0 | 0 | 0 | 0 | 0 | 0 | 0 | 0 | 0 | 0 | 0 | 0 | 0 | 0 | 0 | 0 | 0 | 0 | 0 | 0 | 0 | 0 | 0 | 0
F3_Commercial_OR - Miscellaneous_New_Space Heating_Natural Gas_Gas Furnace - Tube Inserts_A_Technical Potential | F3 | Commercial | OR - Miscellaneous | New | Space Heating | Natural Gas | Gas Furnace - Tube Inserts | A | Integrated Unit Winter Peak Savings (kW) | Technical Potential | 0 | 0 | 0 | 0 | 0 | 0 | 0 | 0 | 0 | 0 | 0 | 0 | 0 | 0 | 0 | 0 | 0 | 0 | 0 | 0 | 0 | 0 | 0 | 0 | 0 | 0 | 0
F4_Commercial_OR - Miscellaneous_New_Space Heating_Natural Gas_Gas Furnace - Tube Inserts_A_Technical Potential | F4 | Commercial | OR - Miscellaneous | New | Space Heating | Natural Gas | Gas Furnace - Tube Inserts | A | Incremental Energy Savings (MWh or mTherms) | Technical Potential | 0 | 0 | 0 | 0 | 0 | 0 | 0 | 0 | 0 | 0 | 0 | 0 | 0 | 0 | 0 | 0 | 0 | 0 | 0 | 0 | 0 | 0 | 0 | 0 | 0 | 0 | 0
F5_Commercial_OR - Miscellaneous_New_Space Heating_Natural Gas_Gas Furnace - Tube Inserts_A_Technical Potential | F5 | Commercial | OR - Miscellaneous | New | Space Heating | Natural Gas | Gas Furnace - Tube Inserts | A | Incremental Summer Peak Savings (MW) | Technical Potential | 0 | 0 | 0 | 0 | 0 | 0 | 0 | 0 | 0 | 0 | 0 | 0 | 0 | 0 | 0 | 0 | 0 | 0 | 0 | 0 | 0 | 0 | 0 | 0 | 0 | 0 | 0
F6_Commercial_OR - Miscellaneous_New_Space Heating_Natural Gas_Gas Furnace - Tube Inserts_A_Technical Potential | F6 | Commercial | OR - Miscellaneous | New | Space Heating | Natural Gas | Gas Furnace - Tube Inserts | A | Incremental Winter Peak Savings (MW) | Technical Potential | 0 | 0 | 0 | 0 | 0 | 0 | 0 | 0 | 0 | 0 | 0 | 0 | 0 | 0 | 0 | 0 | 0 | 0 | 0 | 0 | 0 | 0 | 0 | 0 | 0 | 0 | 0
F7_Commercial_OR - Miscellaneous_New_Space Heating_Natural Gas_Gas Furnace - Tube Inserts_A_Technical Potential | F7 | Commercial | OR - Miscellaneous | New | Space Heating | Natural Gas | Gas Furnace - Tube Inserts | A | Cumulative Energy Savings (MWh or mTherms) | Technical Potential | 0 | 0 | 0 | 0 | 0 | 0 | 0 | 0 | 0 | 0 | 0 | 0 | 0 | 0 | 0 | 0 | 0 | 0 | 0 | 0 | 0 | 0 | 0 | 0 | 0 | 0 | 0
F8_Commercial_OR - Miscellaneous_New_Space Heating_Natural Gas_Gas Furnace - Tube Inserts_A_Technical Potential | F8 | Commercial | OR - Miscellaneous | New | Space Heating | Natural Gas | Gas Furnace - Tube Inserts | A | Cumulative Summer Peak Savings (MW) | Technical Potential | 0 | 0 | 0 | 0 | 0 | 0 | 0 | 0 | 0 | 0 | 0 | 0 | 0 | 0 | 0 | 0 | 0 | 0 | 0 | 0 | 0 | 0 | 0 | 0 | 0 | 0 | 0
F9_Commercial_OR - Miscellaneous_New_Space Heating_Natural Gas_Gas Furnace - Tube Inserts_A_Technical Potential | F9 | Commercial | OR - Miscellaneous | New | Space Heating | Natural Gas | Gas Furnace - Tube Inserts | A | Cumulative Winter Peak Savings (MW) | Technical Potential | 0 | 0 | 0 | 0 | 0 | 0 | 0 | 0 | 0 | 0 | 0 | 0 | 0 | 0 | 0 | 0 | 0 | 0 | 0 | 0 | 0 | 0 | 0 | 0 | 0 | 0 | 0
F10_Commercial_OR - Miscellaneous_New_Space Heating_Natural Gas_Gas Furnace - Tube Inserts_A_Technical Potential | F10 | Commercial | OR - Miscellaneous | New | Space Heating | Natural Gas | Gas Furnace - Tube Inserts | A | Purchases (Incremental) | Technical Potential | 0 | 0 | 0 | 0 | 0 | 0 | 0 | 0 | 0 | 0 | 0 | 0 | 0 | 0 | 0 | 0 | 0 | 0 | 0 | 0 | 0 | 0 | 0 | 0 | 0 | 0 | 0
F11_Commercial_OR - Miscellaneous_New_Space Heating_Natural Gas_Gas Furnace - Tube Inserts_A_Technical Potential | F11 | Commercial | OR - Miscellaneous | New | Space Heating | Natural Gas | Gas Furnace - Tube Inserts | A | Purchases (Cumulative) | Technical Potential | 0 | 0 | 0 | 0 | 0 | 0 | 0 | 0 | 0 | 0 | 0 | 0 | 0 | 0 | 0 | 0 | 0 | 0 | 0 | 0 | 0 | 0 | 0 | 0 | 0 | 0 | 0
F1_Commercial_OR - Miscellaneous_New_Space Heating_Natural Gas_Gas Boiler - Insulate Steam Lines/Condensate Tank_A_Technical Potential | F1 | Commercial | OR - Miscellaneous | New | Space Heating | Natural Gas | Gas Boiler - Insulate Steam Lines/Condensate Tank | A | Integrated Unit Energy Savings (kWh or therms) | Technical Potential | 0 | 0 | 0 | 0 | 0 | 0 | 0 | 0 | 0 | 0 | 0 | 0 | 0 | 0 | 0 | 0 | 0 | 0 | 0 | 0 | 0 | 0 | 0 | 0 | 0 | 0 | 0
F2_Commercial_OR - Miscellaneous_New_Space Heating_Natural Gas_Gas Boiler - Insulate Steam Lines/Condensate Tank_A_Technical Potential | F2 | Commercial | OR - Miscellaneous | New | Space Heating | Natural Gas | Gas Boiler - Insulate Steam Lines/Condensate Tank | A | Integrated Unit Summer Peak Savings (kW) | Technical Potential | 0 | 0 | 0 | 0 | 0 | 0 | 0 | 0 | 0 | 0 | 0 | 0 | 0 | 0 | 0 | 0 | 0 | 0 | 0 | 0 | 0 | 0 | 0 | 0 | 0 | 0 | 0
F3_Commercial_OR - Miscellaneous_New_Space Heating_Natural Gas_Gas Boiler - Insulate Steam Lines/Condensate Tank_A_Technical Potential | F3 | Commercial | OR - Miscellaneous | New | Space Heating | Natural Gas | Gas Boiler - Insulate Steam Lines/Condensate Tank | A | Integrated Unit Winter Peak Savings (kW) | Technical Potential | 0 | 0 | 0 | 0 | 0 | 0 | 0 | 0 | 0 | 0 | 0 | 0 | 0 | 0 | 0 | 0 | 0 | 0 | 0 | 0 | 0 | 0 | 0 | 0 | 0 | 0 | 0
F4_Commercial_OR - Miscellaneous_New_Space Heating_Natural Gas_Gas Boiler - Insulate Steam Lines/Condensate Tank_A_Technical Potential | F4 | Commercial | OR - Miscellaneous | New | Space Heating | Natural Gas | Gas Boiler - Insulate Steam Lines/Condensate Tank | A | Incremental Energy Savings (MWh or mTherms) | Technical Potential | 0 | 0 | 0 | 0 | 0 | 0 | 0 | 0 | 0 | 0 | 0 | 0 | 0 | 0 | 0 | 0 | 0 | 0 | 0 | 0 | 0 | 0 | 0 | 0 | 0 | 0 | 0
F5_Commercial_OR - Miscellaneous_New_Space Heating_Natural Gas_Gas Boiler - Insulate Steam Lines/Condensate Tank_A_Technical Potential | F5 | Commercial | OR - Miscellaneous | New | Space Heating | Natural Gas | Gas Boiler - Insulate Steam Lines/Condensate Tank | A | Incremental Summer Peak Savings (MW) | Technical Potential | 0 | 0 | 0 | 0 | 0 | 0 | 0 | 0 | 0 | 0 | 0 | 0 | 0 | 0 | 0 | 0 | 0 | 0 | 0 | 0 | 0 | 0 | 0 | 0 | 0 | 0 | 0
F6_Commercial_OR - Miscellaneous_New_Space Heating_Natural Gas_Gas Boiler - Insulate Steam Lines/Condensate Tank_A_Technical Potential | F6 | Commercial | OR - Miscellaneous | New | Space Heating | Natural Gas | Gas Boiler - Insulate Steam Lines/Condensate Tank | A | Incremental Winter Peak Savings (MW) | Technical Potential | 0 | 0 | 0 | 0 | 0 | 0 | 0 | 0 | 0 | 0 | 0 | 0 | 0 | 0 | 0 | 0 | 0 | 0 | 0 | 0 | 0 | 0 | 0 | 0 | 0 | 0 | 0
F7_Commercial_OR - Miscellaneous_New_Space Heating_Natural Gas_Gas Boiler - Insulate Steam Lines/Condensate Tank_A_Technical Potential | F7 | Commercial | OR - Miscellaneous | New | Space Heating | Natural Gas | Gas Boiler - Insulate Steam Lines/Condensate Tank | A | Cumulative Energy Savings (MWh or mTherms) | Technical Potential | 0 | 0 | 0 | 0 | 0 | 0 | 0 | 0 | 0 | 0 | 0 | 0 | 0 | 0 | 0 | 0 | 0 | 0 | 0 | 0 | 0 | 0 | 0 | 0 | 0 | 0 | 0
F8_Commercial_OR - Miscellaneous_New_Space Heating_Natural Gas_Gas Boiler - Insulate Steam Lines/Condensate Tank_A_Technical Potential | F8 | Commercial | OR - Miscellaneous | New | Space Heating | Natural Gas | Gas Boiler - Insulate Steam Lines/Condensate Tank | A | Cumulative Summer Peak Savings (MW) | Technical Potential | 0 | 0 | 0 | 0 | 0 | 0 | 0 | 0 | 0 | 0 | 0 | 0 | 0 | 0 | 0 | 0 | 0 | 0 | 0 | 0 | 0 | 0 | 0 | 0 | 0 | 0 | 0
F9_Commercial_OR - Miscellaneous_New_Space Heating_Natural Gas_Gas Boiler - Insulate Steam Lines/Condensate Tank_A_Technical Potential | F9 | Commercial | OR - Miscellaneous | New | Space Heating | Natural Gas | Gas Boiler - Insulate Steam Lines/Condensate Tank | A | Cumulative Winter Peak Savings (MW) | Technical Potential | 0 | 0 | 0 | 0 | 0 | 0 | 0 | 0 | 0 | 0 | 0 | 0 | 0 | 0 | 0 | 0 | 0 | 0 | 0 | 0 | 0 | 0 | 0 | 0 | 0 | 0 | 0
F10_Commercial_OR - Miscellaneous_New_Space Heating_Natural Gas_Gas Boiler - Insulate Steam Lines/Condensate Tank_A_Technical Potential | F10 | Commercial | OR - Miscellaneous | New | Space Heating | Natural Gas | Gas Boiler - Insulate Steam Lines/Condensate Tank | A | Purchases (Incremental) | Technical Potential | 0 | 0 | 0 | 0 | 0 | 0 | 0 | 0 | 0 | 0 | 0 | 0 | 0 | 0 | 0 | 0 | 0 | 0 | 0 | 0 | 0 | 0 | 0 | 0 | 0 | 0 | 0
F11_Commercial_OR - Miscellaneous_New_Space Heating_Natural Gas_Gas Boiler - Insulate Steam Lines/Condensate Tank_A_Technical Potential | F11 | Commercial | OR - Miscellaneous | New | Space Heating | Natural Gas | Gas Boiler - Insulate Steam Lines/Condensate Tank | A | Purchases (Cumulative) | Technical Potential | 0 | 0 | 0 | 0 | 0 | 0 | 0 | 0 | 0 | 0 | 0 | 0 | 0 | 0 | 0 | 0 | 0 | 0 | 0 | 0 | 0 | 0 | 0 | 0 | 0 | 0 | 0
F1_Commercial_OR - Miscellaneous_New_Space Heating_Natural Gas_Gas Boiler - Insulate Hot Water Lines_A_Technical Potential | F1 | Commercial | OR - Miscellaneous | New | Space Heating | Natural Gas | Gas Boiler - Insulate Hot Water Lines | A | Integrated Unit Energy Savings (kWh or therms) | Technical Potential | 0 | 0 | 0 | 0 | 0 | 0 | 0 | 0 | 0 | 0 | 0 | 0 | 0 | 0 | 0 | 0 | 0 | 0 | 0 | 0 | 0 | 0 | 0 | 0 | 0 | 0 | 0
F2_Commercial_OR - Miscellaneous_New_Space Heating_Natural Gas_Gas Boiler - Insulate Hot Water Lines_A_Technical Potential | F2 | Commercial | OR - Miscellaneous | New | Space Heating | Natural Gas | Gas Boiler - Insulate Hot Water Lines | A | Integrated Unit Summer Peak Savings (kW) | Technical Potential | 0 | 0 | 0 | 0 | 0 | 0 | 0 | 0 | 0 | 0 | 0 | 0 | 0 | 0 | 0 | 0 | 0 | 0 | 0 | 0 | 0 | 0 | 0 | 0 | 0 | 0 | 0
F3_Commercial_OR - Miscellaneous_New_Space Heating_Natural Gas_Gas Boiler - Insulate Hot Water Lines_A_Technical Potential | F3 | Commercial | OR - Miscellaneous | New | Space Heating | Natural Gas | Gas Boiler - Insulate Hot Water Lines | A | Integrated Unit Winter Peak Savings (kW) | Technical Potential | 0 | 0 | 0 | 0 | 0 | 0 | 0 | 0 | 0 | 0 | 0 | 0 | 0 | 0 | 0 | 0 | 0 | 0 | 0 | 0 | 0 | 0 | 0 | 0 | 0 | 0 | 0
F4_Commercial_OR - Miscellaneous_New_Space Heating_Natural Gas_Gas Boiler - Insulate Hot Water Lines_A_Technical Potential | F4 | Commercial | OR - Miscellaneous | New | Space Heating | Natural Gas | Gas Boiler - Insulate Hot Water Lines | A | Incremental Energy Savings (MWh or mTherms) | Technical Potential | 0 | 0 | 0 | 0 | 0 | 0 | 0 | 0 | 0 | 0 | 0 | 0 | 0 | 0 | 0 | 0 | 0 | 0 | 0 | 0 | 0 | 0 | 0 | 0 | 0 | 0 | 0
F5_Commercial_OR - Miscellaneous_New_Space Heating_Natural Gas_Gas Boiler - Insulate Hot Water Lines_A_Technical Potential | F5 | Commercial | OR - Miscellaneous | New | Space Heating | Natural Gas | Gas Boiler - Insulate Hot Water Lines | A | Incremental Summer Peak Savings (MW) | Technical Potential | 0 | 0 | 0 | 0 | 0 | 0 | 0 | 0 | 0 | 0 | 0 | 0 | 0 | 0 | 0 | 0 | 0 | 0 | 0 | 0 | 0 | 0 | 0 | 0 | 0 | 0 | 0
F6_Commercial_OR - Miscellaneous_New_Space Heating_Natural Gas_Gas Boiler - Insulate Hot Water Lines_A_Technical Potential | F6 | Commercial | OR - Miscellaneous | New | Space Heating | Natural Gas | Gas Boiler - Insulate Hot Water Lines | A | Incremental Winter Peak Savings (MW) | Technical Potential | 0 | 0 | 0 | 0 | 0 | 0 | 0 | 0 | 0 | 0 | 0 | 0 | 0 | 0 | 0 | 0 | 0 | 0 | 0 | 0 | 0 | 0 | 0 | 0 | 0 | 0 | 0
F7_Commercial_OR - Miscellaneous_New_Space Heating_Natural Gas_Gas Boiler - Insulate Hot Water Lines_A_Technical Potential | F7 | Commercial | OR - Miscellaneous | New | Space Heating | Natural Gas | Gas Boiler - Insulate Hot Water Lines | A | Cumulative Energy Savings (MWh or mTherms) | Technical Potential | 0 | 0 | 0 | 0 | 0 | 0 | 0 | 0 | 0 | 0 | 0 | 0 | 0 | 0 | 0 | 0 | 0 | 0 | 0 | 0 | 0 | 0 | 0 | 0 | 0 | 0 | 0
F8_Commercial_OR - Miscellaneous_New_Space Heating_Natural Gas_Gas Boiler - Insulate Hot Water Lines_A_Technical Potential | F8 | Commercial | OR - Miscellaneous | New | Space Heating | Natural Gas | Gas Boiler - Insulate Hot Water Lines | A | Cumulative Summer Peak Savings (MW) | Technical Potential | 0 | 0 | 0 | 0 | 0 | 0 | 0 | 0 | 0 | 0 | 0 | 0 | 0 | 0 | 0 | 0 | 0 | 0 | 0 | 0 | 0 | 0 | 0 | 0 | 0 | 0 | 0
F9_Commercial_OR - Miscellaneous_New_Space Heating_Natural Gas_Gas Boiler - Insulate Hot Water Lines_A_Technical Potential | F9 | Commercial | OR - Miscellaneous | New | Space Heating | Natural Gas | Gas Boiler - Insulate Hot Water Lines | A | Cumulative Winter Peak Savings (MW) | Technical Potential | 0 | 0 | 0 | 0 | 0 | 0 | 0 | 0 | 0 | 0 | 0 | 0 | 0 | 0 | 0 | 0 | 0 | 0 | 0 | 0 | 0 | 0 | 0 | 0 | 0 | 0 | 0
F10_Commercial_OR - Miscellaneous_New_Space Heating_Natural Gas_Gas Boiler - Insulate Hot Water Lines_A_Technical Potential | F10 | Commercial | OR - Miscellaneous | New | Space Heating | Natural Gas | Gas Boiler - Insulate Hot Water Lines | A | Purchases (Incremental) | Technical Potential | 0 | 0 | 0 | 0 | 0 | 0 | 0 | 0 | 0 | 0 | 0 | 0 | 0 | 0 | 0 | 0 | 0 | 0 | 0 | 0 | 0 | 0 | 0 | 0 | 0 | 0 | 0
F11_Commercial_OR - Miscellaneous_New_Space Heating_Natural Gas_Gas Boiler - Insulate Hot Water Lines_A_Technical Potential | F11 | Commercial | OR - Miscellaneous | New | Space Heating | Natural Gas | Gas Boiler - Insulate Hot Water Lines | A | Purchases (Cumulative) | Technical Potential | 0 | 0 | 0 | 0 | 0 | 0 | 0 | 0 | 0 | 0 | 0 | 0 | 0 | 0 | 0 | 0 | 0 | 0 | 0 | 0 | 0 | 0 | 0 | 0 | 0 | 0 | 0
F1_Commercial_OR - Miscellaneous_New_Space Heating_Natural Gas_Condensing RTU_A_Technical Potential | F1 | Commercial | OR - Miscellaneous | New | Space Heating | Natural Gas | Condensing RTU | A | Integrated Unit Energy Savings (kWh or therms) | Technical Potential | 0 | 0 | 0 | 0 | 0 | 0 | 0 | 0 | 0 | 0 | 0 | 0 | 0 | 0 | 0 | 0 | 0 | 0 | 0 | 0 | 0 | 0 | 0 | 0 | 0 | 0 | 0
F2_Commercial_OR - Miscellaneous_New_Space Heating_Natural Gas_Condensing RTU_A_Technical Potential | F2 | Commercial | OR - Miscellaneous | New | Space Heating | Natural Gas | Condensing RTU | A | Integrated Unit Summer Peak Savings (kW) | Technical Potential | 0 | 0 | 0 | 0 | 0 | 0 | 0 | 0 | 0 | 0 | 0 | 0 | 0 | 0 | 0 | 0 | 0 | 0 | 0 | 0 | 0 | 0 | 0 | 0 | 0 | 0 | 0
F3_Commercial_OR - Miscellaneous_New_Space Heating_Natural Gas_Condensing RTU_A_Technical Potential | F3 | Commercial | OR - Miscellaneous | New | Space Heating | Natural Gas | Condensing RTU | A | Integrated Unit Winter Peak Savings (kW) | Technical Potential | 0 | 0 | 0 | 0 | 0 | 0 | 0 | 0 | 0 | 0 | 0 | 0 | 0 | 0 | 0 | 0 | 0 | 0 | 0 | 0 | 0 | 0 | 0 | 0 | 0 | 0 | 0
F4_Commercial_OR - Miscellaneous_New_Space Heating_Natural Gas_Condensing RTU_A_Technical Potential | F4 | Commercial | OR - Miscellaneous | New | Space Heating | Natural Gas | Condensing RTU | A | Incremental Energy Savings (MWh or mTherms) | Technical Potential | 0 | 0 | 0 | 0 | 0 | 0 | 0 | 0 | 0 | 0 | 0 | 0 | 0 | 0 | 0 | 0 | 0 | 0 | 0 | 0 | 0 | 0 | 0 | 0 | 0 | 0 | 0
F5_Commercial_OR - Miscellaneous_New_Space Heating_Natural Gas_Condensing RTU_A_Technical Potential | F5 | Commercial | OR - Miscellaneous | New | Space Heating | Natural Gas | Condensing RTU | A | Incremental Summer Peak Savings (MW) | Technical Potential | 0 | 0 | 0 | 0 | 0 | 0 | 0 | 0 | 0 | 0 | 0 | 0 | 0 | 0 | 0 | 0 | 0 | 0 | 0 | 0 | 0 | 0 | 0 | 0 | 0 | 0 | 0
F6_Commercial_OR - Miscellaneous_New_Space Heating_Natural Gas_Condensing RTU_A_Technical Potential | F6 | Commercial | OR - Miscellaneous | New | Space Heating | Natural Gas | Condensing RTU | A | Incremental Winter Peak Savings (MW) | Technical Potential | 0 | 0 | 0 | 0 | 0 | 0 | 0 | 0 | 0 | 0 | 0 | 0 | 0 | 0 | 0 | 0 | 0 | 0 | 0 | 0 | 0 | 0 | 0 | 0 | 0 | 0 | 0
F7_Commercial_OR - Miscellaneous_New_Space Heating_Natural Gas_Condensing RTU_A_Technical Potential | F7 | Commercial | OR - Miscellaneous | New | Space Heating | Natural Gas | Condensing RTU | A | Cumulative Energy Savings (MWh or mTherms) | Technical Potential | 0 | 0 | 0 | 0 | 0 | 0 | 0 | 0 | 0 | 0 | 0 | 0 | 0 | 0 | 0 | 0 | 0 | 0 | 0 | 0 | 0 | 0 | 0 | 0 | 0 | 0 | 0
F8_Commercial_OR - Miscellaneous_New_Space Heating_Natural Gas_Condensing RTU_A_Technical Potential | F8 | Commercial | OR - Miscellaneous | New | Space Heating | Natural Gas | Condensing RTU | A | Cumulative Summer Peak Savings (MW) | Technical Potential | 0 | 0 | 0 | 0 | 0 | 0 | 0 | 0 | 0 | 0 | 0 | 0 | 0 | 0 | 0 | 0 | 0 | 0 | 0 | 0 | 0 | 0 | 0 | 0 | 0 | 0 | 0
F9_Commercial_OR - Miscellaneous_New_Space Heating_Natural Gas_Condensing RTU_A_Technical Potential | F9 | Commercial | OR - Miscellaneous | New | Space Heating | Natural Gas | Condensing RTU | A | Cumulative Winter Peak Savings (MW) | Technical Potential | 0 | 0 | 0 | 0 | 0 | 0 | 0 | 0 | 0 | 0 | 0 | 0 | 0 | 0 | 0 | 0 | 0 | 0 | 0 | 0 | 0 | 0 | 0 | 0 | 0 | 0 | 0
F10_Commercial_OR - Miscellaneous_New_Space Heating_Natural Gas_Condensing RTU_A_Technical Potential | F10 | Commercial | OR - Miscellaneous | New | Space Heating | Natural Gas | Condensing RTU | A | Purchases (Incremental) | Technical Potential | 0 | 0 | 0 | 0 | 0 | 0 | 0 | 0 | 0 | 0 | 0 | 0 | 0 | 0 | 0 | 0 | 0 | 0 | 0 | 0 | 0 | 0 | 0 | 0 | 0 | 0 | 0
F11_Commercial_OR - Miscellaneous_New_Space Heating_Natural Gas_Condensing RTU_A_Technical Potential | F11 | Commercial | OR - Miscellaneous | New | Space Heating | Natural Gas | Condensing RTU | A | Purchases (Cumulative) | Technical Potential | 0 | 0 | 0 | 0 | 0 | 0 | 0 | 0 | 0 | 0 | 0 | 0 | 0 | 0 | 0 | 0 | 0 | 0 | 0 | 0 | 0 | 0 | 0 | 0 | 0 | 0 | 0
F1_Commercial_OR - Miscellaneous_New_Space Heating_Natural Gas_Hydronic Heating Radiator Replacement_A_Technical Potential | F1 | Commercial | OR - Miscellaneous | New | Space Heating | Natural Gas | Hydronic Heating Radiator Replacement | A | Integrated Unit Energy Savings (kWh or therms) | Technical Potential | 0 | 0 | 0 | 0 | 0 | 0 | 0 | 0 | 0 | 0 | 0 | 0 | 0 | 0 | 0 | 0 | 0 | 0 | 0 | 0 | 0 | 0 | 0 | 0 | 0 | 0 | 0
F2_Commercial_OR - Miscellaneous_New_Space Heating_Natural Gas_Hydronic Heating Radiator Replacement_A_Technical Potential | F2 | Commercial | OR - Miscellaneous | New | Space Heating | Natural Gas | Hydronic Heating Radiator Replacement | A | Integrated Unit Summer Peak Savings (kW) | Technical Potential | 0 | 0 | 0 | 0 | 0 | 0 | 0 | 0 | 0 | 0 | 0 | 0 | 0 | 0 | 0 | 0 | 0 | 0 | 0 | 0 | 0 | 0 | 0 | 0 | 0 | 0 | 0
F3_Commercial_OR - Miscellaneous_New_Space Heating_Natural Gas_Hydronic Heating Radiator Replacement_A_Technical Potential | F3 | Commercial | OR - Miscellaneous | New | Space Heating | Natural Gas | Hydronic Heating Radiator Replacement | A | Integrated Unit Winter Peak Savings (kW) | Technical Potential | 0 | 0 | 0 | 0 | 0 | 0 | 0 | 0 | 0 | 0 | 0 | 0 | 0 | 0 | 0 | 0 | 0 | 0 | 0 | 0 | 0 | 0 | 0 | 0 | 0 | 0 | 0
F4_Commercial_OR - Miscellaneous_New_Space Heating_Natural Gas_Hydronic Heating Radiator Replacement_A_Technical Potential | F4 | Commercial | OR - Miscellaneous | New | Space Heating | Natural Gas | Hydronic Heating Radiator Replacement | A | Incremental Energy Savings (MWh or mTherms) | Technical Potential | 0 | 0 | 0 | 0 | 0 | 0 | 0 | 0 | 0 | 0 | 0 | 0 | 0 | 0 | 0 | 0 | 0 | 0 | 0 | 0 | 0 | 0 | 0 | 0 | 0 | 0 | 0
F5_Commercial_OR - Miscellaneous_New_Space Heating_Natural Gas_Hydronic Heating Radiator Replacement_A_Technical Potential | F5 | Commercial | OR - Miscellaneous | New | Space Heating | Natural Gas | Hydronic Heating Radiator Replacement | A | Incremental Summer Peak Savings (MW) | Technical Potential | 0 | 0 | 0 | 0 | 0 | 0 | 0 | 0 | 0 | 0 | 0 | 0 | 0 | 0 | 0 | 0 | 0 | 0 | 0 | 0 | 0 | 0 | 0 | 0 | 0 | 0 | 0
F6_Commercial_OR - Miscellaneous_New_Space Heating_Natural Gas_Hydronic Heating Radiator Replacement_A_Technical Potential | F6 | Commercial | OR - Miscellaneous | New | Space Heating | Natural Gas | Hydronic Heating Radiator Replacement | A | Incremental Winter Peak Savings (MW) | Technical Potential | 0 | 0 | 0 | 0 | 0 | 0 | 0 | 0 | 0 | 0 | 0 | 0 | 0 | 0 | 0 | 0 | 0 | 0 | 0 | 0 | 0 | 0 | 0 | 0 | 0 | 0 | 0
F7_Commercial_OR - Miscellaneous_New_Space Heating_Natural Gas_Hydronic Heating Radiator Replacement_A_Technical Potential | F7 | Commercial | OR - Miscellaneous | New | Space Heating | Natural Gas | Hydronic Heating Radiator Replacement | A | Cumulative Energy Savings (MWh or mTherms) | Technical Potential | 0 | 0 | 0 | 0 | 0 | 0 | 0 | 0 | 0 | 0 | 0 | 0 | 0 | 0 | 0 | 0 | 0 | 0 | 0 | 0 | 0 | 0 | 0 | 0 | 0 | 0 | 0
F8_Commercial_OR - Miscellaneous_New_Space Heating_Natural Gas_Hydronic Heating Radiator Replacement_A_Technical Potential | F8 | Commercial | OR - Miscellaneous | New | Space Heating | Natural Gas | Hydronic Heating Radiator Replacement | A | Cumulative Summer Peak Savings (MW) | Technical Potential | 0 | 0 | 0 | 0 | 0 | 0 | 0 | 0 | 0 | 0 | 0 | 0 | 0 | 0 | 0 | 0 | 0 | 0 | 0 | 0 | 0 | 0 | 0 | 0 | 0 | 0 | 0
F9_Commercial_OR - Miscellaneous_New_Space Heating_Natural Gas_Hydronic Heating Radiator Replacement_A_Technical Potential | F9 | Commercial | OR - Miscellaneous | New | Space Heating | Natural Gas | Hydronic Heating Radiator Replacement | A | Cumulative Winter Peak Savings (MW) | Technical Potential | 0 | 0 | 0 | 0 | 0 | 0 | 0 | 0 | 0 | 0 | 0 | 0 | 0 | 0 | 0 | 0 | 0 | 0 | 0 | 0 | 0 | 0 | 0 | 0 | 0 | 0 | 0
F10_Commercial_OR - Miscellaneous_New_Space Heating_Natural Gas_Hydronic Heating Radiator Replacement_A_Technical Potential | F10 | Commercial | OR - Miscellaneous | New | Space Heating | Natural Gas | Hydronic Heating Radiator Replacement | A | Purchases (Incremental) | Technical Potential | 0 | 0 | 0 | 0 | 0 | 0 | 0 | 0 | 0 | 0 | 0 | 0 | 0 | 0 | 0 | 0 | 0 | 0 | 0 | 0 | 0 | 0 | 0 | 0 | 0 | 0 | 0
F11_Commercial_OR - Miscellaneous_New_Space Heating_Natural Gas_Hydronic Heating Radiator Replacement_A_Technical Potential | F11 | Commercial | OR - Miscellaneous | New | Space Heating | Natural Gas | Hydronic Heating Radiator Replacement | A | Purchases (Cumulative) | Technical Potential | 0 | 0 | 0 | 0 | 0 | 0 | 0 | 0 | 0 | 0 | 0 | 0 | 0 | 0 | 0 | 0 | 0 | 0 | 0 | 0 | 0 | 0 | 0 | 0 | 0 | 0 | 0
F1_Commercial_OR - Miscellaneous_New_Space Heating_Natural Gas_Thermostat - Connected_A_Technical Potential | F1 | Commercial | OR - Miscellaneous | New | Space Heating | Natural Gas | Thermostat - Connected | A | Integrated Unit Energy Savings (kWh or therms) | Technical Potential | 0 | 0 | 0 | 0 | 0 | 0 | 0 | 0 | 0 | 0 | 0 | 0 | 0 | 0 | 0 | 0 | 0 | 0 | 0 | 0 | 0 | 0 | 0 | 0 | 0 | 0 | 0
F2_Commercial_OR - Miscellaneous_New_Space Heating_Natural Gas_Thermostat - Connected_A_Technical Potential | F2 | Commercial | OR - Miscellaneous | New | Space Heating | Natural Gas | Thermostat - Connected | A | Integrated Unit Summer Peak Savings (kW) | Technical Potential | 0 | 0 | 0 | 0 | 0 | 0 | 0 | 0 | 0 | 0 | 0 | 0 | 0 | 0 | 0 | 0 | 0 | 0 | 0 | 0 | 0 | 0 | 0 | 0 | 0 | 0 | 0
F3_Commercial_OR - Miscellaneous_New_Space Heating_Natural Gas_Thermostat - Connected_A_Technical Potential | F3 | Commercial | OR - Miscellaneous | New | Space Heating | Natural Gas | Thermostat - Connected | A | Integrated Unit Winter Peak Savings (kW) | Technical Potential | 0 | 0 | 0 | 0 | 0 | 0 | 0 | 0 | 0 | 0 | 0 | 0 | 0 | 0 | 0 | 0 | 0 | 0 | 0 | 0 | 0 | 0 | 0 | 0 | 0 | 0 | 0
F4_Commercial_OR - Miscellaneous_New_Space Heating_Natural Gas_Thermostat - Connected_A_Technical Potential | F4 | Commercial | OR - Miscellaneous | New | Space Heating | Natural Gas | Thermostat - Connected | A | Incremental Energy Savings (MWh or mTherms) | Technical Potential | 0 | 0 | 0 | 0 | 0 | 0 | 0 | 0 | 0 | 0 | 0 | 0 | 0 | 0 | 0 | 0 | 0 | 0 | 0 | 0 | 0 | 0 | 0 | 0 | 0 | 0 | 0
F5_Commercial_OR - Miscellaneous_New_Space Heating_Natural Gas_Thermostat - Connected_A_Technical Potential | F5 | Commercial | OR - Miscellaneous | New | Space Heating | Natural Gas | Thermostat - Connected | A | Incremental Summer Peak Savings (MW) | Technical Potential | 0 | 0 | 0 | 0 | 0 | 0 | 0 | 0 | 0 | 0 | 0 | 0 | 0 | 0 | 0 | 0 | 0 | 0 | 0 | 0 | 0 | 0 | 0 | 0 | 0 | 0 | 0
F6_Commercial_OR - Miscellaneous_New_Space Heating_Natural Gas_Thermostat - Connected_A_Technical Potential | F6 | Commercial | OR - Miscellaneous | New | Space Heating | Natural Gas | Thermostat - Connected | A | Incremental Winter Peak Savings (MW) | Technical Potential | 0 | 0 | 0 | 0 | 0 | 0 | 0 | 0 | 0 | 0 | 0 | 0 | 0 | 0 | 0 | 0 | 0 | 0 | 0 | 0 | 0 | 0 | 0 | 0 | 0 | 0 | 0
F7_Commercial_OR - Miscellaneous_New_Space Heating_Natural Gas_Thermostat - Connected_A_Technical Potential | F7 | Commercial | OR - Miscellaneous | New | Space Heating | Natural Gas | Thermostat - Connected | A | Cumulative Energy Savings (MWh or mTherms) | Technical Potential | 0 | 0 | 0 | 0 | 0 | 0 | 0 | 0 | 0 | 0 | 0 | 0 | 0 | 0 | 0 | 0 | 0 | 0 | 0 | 0 | 0 | 0 | 0 | 0 | 0 | 0 | 0
F8_Commercial_OR - Miscellaneous_New_Space Heating_Natural Gas_Thermostat - Connected_A_Technical Potential | F8 | Commercial | OR - Miscellaneous | New | Space Heating | Natural Gas | Thermostat - Connected | A | Cumulative Summer Peak Savings (MW) | Technical Potential | 0 | 0 | 0 | 0 | 0 | 0 | 0 | 0 | 0 | 0 | 0 | 0 | 0 | 0 | 0 | 0 | 0 | 0 | 0 | 0 | 0 | 0 | 0 | 0 | 0 | 0 | 0
F9_Commercial_OR - Miscellaneous_New_Space Heating_Natural Gas_Thermostat - Connected_A_Technical Potential | F9 | Commercial | OR - Miscellaneous | New | Space Heating | Natural Gas | Thermostat - Connected | A | Cumulative Winter Peak Savings (MW) | Technical Potential | 0 | 0 | 0 | 0 | 0 | 0 | 0 | 0 | 0 | 0 | 0 | 0 | 0 | 0 | 0 | 0 | 0 | 0 | 0 | 0 | 0 | 0 | 0 | 0 | 0 | 0 | 0
F10_Commercial_OR - Miscellaneous_New_Space Heating_Natural Gas_Thermostat - Connected_A_Technical Potential | F10 | Commercial | OR - Miscellaneous | New | Space Heating | Natural Gas | Thermostat - Connected | A | Purchases (Incremental) | Technical Potential | 0 | 0 | 0 | 0 | 0 | 0 | 0 | 0 | 0 | 0 | 0 | 0 | 0 | 0 | 0 | 0 | 0 | 0 | 0 | 0 | 0 | 0 | 0 | 0 | 0 | 0 | 0
F11_Commercial_OR - Miscellaneous_New_Space Heating_Natural Gas_Thermostat - Connected_A_Technical Potential | F11 | Commercial | OR - Miscellaneous | New | Space Heating | Natural Gas | Thermostat - Connected | A | Purchases (Cumulative) | Technical Potential | 0 | 0 | 0 | 0 | 0 | 0 | 0 | 0 | 0 | 0 | 0 | 0 | 0 | 0 | 0 | 0 | 0 | 0 | 0 | 0 | 0 | 0 | 0 | 0 | 0 | 0 | 0
F1_Commercial_OR - Miscellaneous_New_Water Heating_Natural Gas_Water Heater - Thermostatic Shower Restriction Valve_A_Technical Potential | F1 | Commercial | OR - Miscellaneous | New | Water Heating | Natural Gas | Water Heater - Thermostatic Shower Restriction Valve | A | Integrated Unit Energy Savings (kWh or therms) | Technical Potential | 0 | 0 | 0 | 0 | 0 | 0 | 0 | 0 | 0 | 0 | 0 | 0 | 0 | 0 | 0 | 0 | 0 | 0 | 0 | 0 | 0 | 0 | 0 | 0 | 0 | 0 | 0
F2_Commercial_OR - Miscellaneous_New_Water Heating_Natural Gas_Water Heater - Thermostatic Shower Restriction Valve_A_Technical Potential | F2 | Commercial | OR - Miscellaneous | New | Water Heating | Natural Gas | Water Heater - Thermostatic Shower Restriction Valve | A | Integrated Unit Summer Peak Savings (kW) | Technical Potential | 0 | 0 | 0 | 0 | 0 | 0 | 0 | 0 | 0 | 0 | 0 | 0 | 0 | 0 | 0 | 0 | 0 | 0 | 0 | 0 | 0 | 0 | 0 | 0 | 0 | 0 | 0
F3_Commercial_OR - Miscellaneous_New_Water Heating_Natural Gas_Water Heater - Thermostatic Shower Restriction Valve_A_Technical Potential | F3 | Commercial | OR - Miscellaneous | New | Water Heating | Natural Gas | Water Heater - Thermostatic Shower Restriction Valve | A | Integrated Unit Winter Peak Savings (kW) | Technical Potential | 0 | 0 | 0 | 0 | 0 | 0 | 0 | 0 | 0 | 0 | 0 | 0 | 0 | 0 | 0 | 0 | 0 | 0 | 0 | 0 | 0 | 0 | 0 | 0 | 0 | 0 | 0
F4_Commercial_OR - Miscellaneous_New_Water Heating_Natural Gas_Water Heater - Thermostatic Shower Restriction Valve_A_Technical Potential | F4 | Commercial | OR - Miscellaneous | New | Water Heating | Natural Gas | Water Heater - Thermostatic Shower Restriction Valve | A | Incremental Energy Savings (MWh or mTherms) | Technical Potential | 0 | 0 | 0 | 0 | 0 | 0 | 0 | 0 | 0 | 0 | 0 | 0 | 0 | 0 | 0 | 0 | 0 | 0 | 0 | 0 | 0 | 0 | 0 | 0 | 0 | 0 | 0
F5_Commercial_OR - Miscellaneous_New_Water Heating_Natural Gas_Water Heater - Thermostatic Shower Restriction Valve_A_Technical Potential | F5 | Commercial | OR - Miscellaneous | New | Water Heating | Natural Gas | Water Heater - Thermostatic Shower Restriction Valve | A | Incremental Summer Peak Savings (MW) | Technical Potential | 0 | 0 | 0 | 0 | 0 | 0 | 0 | 0 | 0 | 0 | 0 | 0 | 0 | 0 | 0 | 0 | 0 | 0 | 0 | 0 | 0 | 0 | 0 | 0 | 0 | 0 | 0
F6_Commercial_OR - Miscellaneous_New_Water Heating_Natural Gas_Water Heater - Thermostatic Shower Restriction Valve_A_Technical Potential | F6 | Commercial | OR - Miscellaneous | New | Water Heating | Natural Gas | Water Heater - Thermostatic Shower Restriction Valve | A | Incremental Winter Peak Savings (MW) | Technical Potential | 0 | 0 | 0 | 0 | 0 | 0 | 0 | 0 | 0 | 0 | 0 | 0 | 0 | 0 | 0 | 0 | 0 | 0 | 0 | 0 | 0 | 0 | 0 | 0 | 0 | 0 | 0
F7_Commercial_OR - Miscellaneous_New_Water Heating_Natural Gas_Water Heater - Thermostatic Shower Restriction Valve_A_Technical Potential | F7 | Commercial | OR - Miscellaneous | New | Water Heating | Natural Gas | Water Heater - Thermostatic Shower Restriction Valve | A | Cumulative Energy Savings (MWh or mTherms) | Technical Potential | 0 | 0 | 0 | 0 | 0 | 0 | 0 | 0 | 0 | 0 | 0 | 0 | 0 | 0 | 0 | 0 | 0 | 0 | 0 | 0 | 0 | 0 | 0 | 0 | 0 | 0 | 0
F8_Commercial_OR - Miscellaneous_New_Water Heating_Natural Gas_Water Heater - Thermostatic Shower Restriction Valve_A_Technical Potential | F8 | Commercial | OR - Miscellaneous | New | Water Heating | Natural Gas | Water Heater - Thermostatic Shower Restriction Valve | A | Cumulative Summer Peak Savings (MW) | Technical Potential | 0 | 0 | 0 | 0 | 0 | 0 | 0 | 0 | 0 | 0 | 0 | 0 | 0 | 0 | 0 | 0 | 0 | 0 | 0 | 0 | 0 | 0 | 0 | 0 | 0 | 0 | 0
F9_Commercial_OR - Miscellaneous_New_Water Heating_Natural Gas_Water Heater - Thermostatic Shower Restriction Valve_A_Technical Potential | F9 | Commercial | OR - Miscellaneous | New | Water Heating | Natural Gas | Water Heater - Thermostatic Shower Restriction Valve | A | Cumulative Winter Peak Savings (MW) | Technical Potential | 0 | 0 | 0 | 0 | 0 | 0 | 0 | 0 | 0 | 0 | 0 | 0 | 0 | 0 | 0 | 0 | 0 | 0 | 0 | 0 | 0 | 0 | 0 | 0 | 0 | 0 | 0
F10_Commercial_OR - Miscellaneous_New_Water Heating_Natural Gas_Water Heater - Thermostatic Shower Restriction Valve_A_Technical Potential | F10 | Commercial | OR - Miscellaneous | New | Water Heating | Natural Gas | Water Heater - Thermostatic Shower Restriction Valve | A | Purchases (Incremental) | Technical Potential | 0 | 0 | 0 | 0 | 0 | 0 | 0 | 0 | 0 | 0 | 0 | 0 | 0 | 0 | 0 | 0 | 0 | 0 | 0 | 0 | 0 | 0 | 0 | 0 | 0 | 0 | 0
F11_Commercial_OR - Miscellaneous_New_Water Heating_Natural Gas_Water Heater - Thermostatic Shower Restriction Valve_A_Technical Potential | F11 | Commercial | OR - Miscellaneous | New | Water Heating | Natural Gas | Water Heater - Thermostatic Shower Restriction Valve | A | Purchases (Cumulative) | Technical Potential | 0 | 0 | 0 | 0 | 0 | 0 | 0 | 0 | 0 | 0 | 0 | 0 | 0 | 0 | 0 | 0 | 0 | 0 | 0 | 0 | 0 | 0 | 0 | 0 | 0 | 0 | 0
F1_Commercial_OR - Miscellaneous_New_Water Heating_Natural Gas_Water Heater - Pre-Rinse Spray Valve_A_Technical Potential | F1 | Commercial | OR - Miscellaneous | New | Water Heating | Natural Gas | Water Heater - Pre-Rinse Spray Valve | A | Integrated Unit Energy Savings (kWh or therms) | Technical Potential | 0 | 0 | 0 | 0 | 0 | 0 | 0 | 0 | 0 | 0 | 0 | 0 | 0 | 0 | 0 | 0 | 0 | 0 | 0 | 0 | 0 | 0 | 0 | 0 | 0 | 0 | 0
F2_Commercial_OR - Miscellaneous_New_Water Heating_Natural Gas_Water Heater - Pre-Rinse Spray Valve_A_Technical Potential | F2 | Commercial | OR - Miscellaneous | New | Water Heating | Natural Gas | Water Heater - Pre-Rinse Spray Valve | A | Integrated Unit Summer Peak Savings (kW) | Technical Potential | 0 | 0 | 0 | 0 | 0 | 0 | 0 | 0 | 0 | 0 | 0 | 0 | 0 | 0 | 0 | 0 | 0 | 0 | 0 | 0 | 0 | 0 | 0 | 0 | 0 | 0 | 0
F3_Commercial_OR - Miscellaneous_New_Water Heating_Natural Gas_Water Heater - Pre-Rinse Spray Valve_A_Technical Potential | F3 | Commercial | OR - Miscellaneous | New | Water Heating | Natural Gas | Water Heater - Pre-Rinse Spray Valve | A | Integrated Unit Winter Peak Savings (kW) | Technical Potential | 0 | 0 | 0 | 0 | 0 | 0 | 0 | 0 | 0 | 0 | 0 | 0 | 0 | 0 | 0 | 0 | 0 | 0 | 0 | 0 | 0 | 0 | 0 | 0 | 0 | 0 | 0
F4_Commercial_OR - Miscellaneous_New_Water Heating_Natural Gas_Water Heater - Pre-Rinse Spray Valve_A_Technical Potential | F4 | Commercial | OR - Miscellaneous | New | Water Heating | Natural Gas | Water Heater - Pre-Rinse Spray Valve | A | Incremental Energy Savings (MWh or mTherms) | Technical Potential | 0 | 0 | 0 | 0 | 0 | 0 | 0 | 0 | 0 | 0 | 0 | 0 | 0 | 0 | 0 | 0 | 0 | 0 | 0 | 0 | 0 | 0 | 0 | 0 | 0 | 0 | 0
F5_Commercial_OR - Miscellaneous_New_Water Heating_Natural Gas_Water Heater - Pre-Rinse Spray Valve_A_Technical Potential | F5 | Commercial | OR - Miscellaneous | New | Water Heating | Natural Gas | Water Heater - Pre-Rinse Spray Valve | A | Incremental Summer Peak Savings (MW) | Technical Potential | 0 | 0 | 0 | 0 | 0 | 0 | 0 | 0 | 0 | 0 | 0 | 0 | 0 | 0 | 0 | 0 | 0 | 0 | 0 | 0 | 0 | 0 | 0 | 0 | 0 | 0 | 0
F6_Commercial_OR - Miscellaneous_New_Water Heating_Natural Gas_Water Heater - Pre-Rinse Spray Valve_A_Technical Potential | F6 | Commercial | OR - Miscellaneous | New | Water Heating | Natural Gas | Water Heater - Pre-Rinse Spray Valve | A | Incremental Winter Peak Savings (MW) | Technical Potential | 0 | 0 | 0 | 0 | 0 | 0 | 0 | 0 | 0 | 0 | 0 | 0 | 0 | 0 | 0 | 0 | 0 | 0 | 0 | 0 | 0 | 0 | 0 | 0 | 0 | 0 | 0
F7_Commercial_OR - Miscellaneous_New_Water Heating_Natural Gas_Water Heater - Pre-Rinse Spray Valve_A_Technical Potential | F7 | Commercial | OR - Miscellaneous | New | Water Heating | Natural Gas | Water Heater - Pre-Rinse Spray Valve | A | Cumulative Energy Savings (MWh or mTherms) | Technical Potential | 0 | 0 | 0 | 0 | 0 | 0 | 0 | 0 | 0 | 0 | 0 | 0 | 0 | 0 | 0 | 0 | 0 | 0 | 0 | 0 | 0 | 0 | 0 | 0 | 0 | 0 | 0
F8_Commercial_OR - Miscellaneous_New_Water Heating_Natural Gas_Water Heater - Pre-Rinse Spray Valve_A_Technical Potential | F8 | Commercial | OR - Miscellaneous | New | Water Heating | Natural Gas | Water Heater - Pre-Rinse Spray Valve | A | Cumulative Summer Peak Savings (MW) | Technical Potential | 0 | 0 | 0 | 0 | 0 | 0 | 0 | 0 | 0 | 0 | 0 | 0 | 0 | 0 | 0 | 0 | 0 | 0 | 0 | 0 | 0 | 0 | 0 | 0 | 0 | 0 | 0
F9_Commercial_OR - Miscellaneous_New_Water Heating_Natural Gas_Water Heater - Pre-Rinse Spray Valve_A_Technical Potential | F9 | Commercial | OR - Miscellaneous | New | Water Heating | Natural Gas | Water Heater - Pre-Rinse Spray Valve | A | Cumulative Winter Peak Savings (MW) | Technical Potential | 0 | 0 | 0 | 0 | 0 | 0 | 0 | 0 | 0 | 0 | 0 | 0 | 0 | 0 | 0 | 0 | 0 | 0 | 0 | 0 | 0 | 0 | 0 | 0 | 0 | 0 | 0
F10_Commercial_OR - Miscellaneous_New_Water Heating_Natural Gas_Water Heater - Pre-Rinse Spray Valve_A_Technical Potential | F10 | Commercial | OR - Miscellaneous | New | Water Heating | Natural Gas | Water Heater - Pre-Rinse Spray Valve | A | Purchases (Incremental) | Technical Potential | 0 | 0 | 0 | 0 | 0 | 0 | 0 | 0 | 0 | 0 | 0 | 0 | 0 | 0 | 0 | 0 | 0 | 0 | 0 | 0 | 0 | 0 | 0 | 0 | 0 | 0 | 0
F11_Commercial_OR - Miscellaneous_New_Water Heating_Natural Gas_Water Heater - Pre-Rinse Spray Valve_A_Technical Potential | F11 | Commercial | OR - Miscellaneous | New | Water Heating | Natural Gas | Water Heater - Pre-Rinse Spray Valve | A | Purchases (Cumulative) | Technical Potential | 0 | 0 | 0 | 0 | 0 | 0 | 0 | 0 | 0 | 0 | 0 | 0 | 0 | 0 | 0 | 0 | 0 | 0 | 0 | 0 | 0 | 0 | 0 | 0 | 0 | 0 | 0
F1_Commercial_OR - Miscellaneous_New_Water Heating_Natural Gas_Water Heater - Temperature Setback_A_Technical Potential | F1 | Commercial | OR - Miscellaneous | New | Water Heating | Natural Gas | Water Heater - Temperature Setback | A | Integrated Unit Energy Savings (kWh or therms) | Technical Potential | 0 | 0 | 0 | 0 | 0 | 0 | 0 | 0 | 0 | 0 | 0 | 0 | 0 | 0 | 0 | 0 | 0 | 0 | 0 | 0 | 0 | 0 | 0 | 0 | 0 | 0 | 0
F2_Commercial_OR - Miscellaneous_New_Water Heating_Natural Gas_Water Heater - Temperature Setback_A_Technical Potential | F2 | Commercial | OR - Miscellaneous | New | Water Heating | Natural Gas | Water Heater - Temperature Setback | A | Integrated Unit Summer Peak Savings (kW) | Technical Potential | 0 | 0 | 0 | 0 | 0 | 0 | 0 | 0 | 0 | 0 | 0 | 0 | 0 | 0 | 0 | 0 | 0 | 0 | 0 | 0 | 0 | 0 | 0 | 0 | 0 | 0 | 0
F3_Commercial_OR - Miscellaneous_New_Water Heating_Natural Gas_Water Heater - Temperature Setback_A_Technical Potential | F3 | Commercial | OR - Miscellaneous | New | Water Heating | Natural Gas | Water Heater - Temperature Setback | A | Integrated Unit Winter Peak Savings (kW) | Technical Potential | 0 | 0 | 0 | 0 | 0 | 0 | 0 | 0 | 0 | 0 | 0 | 0 | 0 | 0 | 0 | 0 | 0 | 0 | 0 | 0 | 0 | 0 | 0 | 0 | 0 | 0 | 0
F4_Commercial_OR - Miscellaneous_New_Water Heating_Natural Gas_Water Heater - Temperature Setback_A_Technical Potential | F4 | Commercial | OR - Miscellaneous | New | Water Heating | Natural Gas | Water Heater - Temperature Setback | A | Incremental Energy Savings (MWh or mTherms) | Technical Potential | 0 | 0 | 0 | 0 | 0 | 0 | 0 | 0 | 0 | 0 | 0 | 0 | 0 | 0 | 0 | 0 | 0 | 0 | 0 | 0 | 0 | 0 | 0 | 0 | 0 | 0 | 0
F5_Commercial_OR - Miscellaneous_New_Water Heating_Natural Gas_Water Heater - Temperature Setback_A_Technical Potential | F5 | Commercial | OR - Miscellaneous | New | Water Heating | Natural Gas | Water Heater - Temperature Setback | A | Incremental Summer Peak Savings (MW) | Technical Potential | 0 | 0 | 0 | 0 | 0 | 0 | 0 | 0 | 0 | 0 | 0 | 0 | 0 | 0 | 0 | 0 | 0 | 0 | 0 | 0 | 0 | 0 | 0 | 0 | 0 | 0 | 0
F6_Commercial_OR - Miscellaneous_New_Water Heating_Natural Gas_Water Heater - Temperature Setback_A_Technical Potential | F6 | Commercial | OR - Miscellaneous | New | Water Heating | Natural Gas | Water Heater - Temperature Setback | A | Incremental Winter Peak Savings (MW) | Technical Potential | 0 | 0 | 0 | 0 | 0 | 0 | 0 | 0 | 0 | 0 | 0 | 0 | 0 | 0 | 0 | 0 | 0 | 0 | 0 | 0 | 0 | 0 | 0 | 0 | 0 | 0 | 0
F7_Commercial_OR - Miscellaneous_New_Water Heating_Natural Gas_Water Heater - Temperature Setback_A_Technical Potential | F7 | Commercial | OR - Miscellaneous | New | Water Heating | Natural Gas | Water Heater - Temperature Setback | A | Cumulative Energy Savings (MWh or mTherms) | Technical Potential | 0 | 0 | 0 | 0 | 0 | 0 | 0 | 0 | 0 | 0 | 0 | 0 | 0 | 0 | 0 | 0 | 0 | 0 | 0 | 0 | 0 | 0 | 0 | 0 | 0 | 0 | 0
F8_Commercial_OR - Miscellaneous_New_Water Heating_Natural Gas_Water Heater - Temperature Setback_A_Technical Potential | F8 | Commercial | OR - Miscellaneous | New | Water Heating | Natural Gas | Water Heater - Temperature Setback | A | Cumulative Summer Peak Savings (MW) | Technical Potential | 0 | 0 | 0 | 0 | 0 | 0 | 0 | 0 | 0 | 0 | 0 | 0 | 0 | 0 | 0 | 0 | 0 | 0 | 0 | 0 | 0 | 0 | 0 | 0 | 0 | 0 | 0
F9_Commercial_OR - Miscellaneous_New_Water Heating_Natural Gas_Water Heater - Temperature Setback_A_Technical Potential | F9 | Commercial | OR - Miscellaneous | New | Water Heating | Natural Gas | Water Heater - Temperature Setback | A | Cumulative Winter Peak Savings (MW) | Technical Potential | 0 | 0 | 0 | 0 | 0 | 0 | 0 | 0 | 0 | 0 | 0 | 0 | 0 | 0 | 0 | 0 | 0 | 0 | 0 | 0 | 0 | 0 | 0 | 0 | 0 | 0 | 0
F10_Commercial_OR - Miscellaneous_New_Water Heating_Natural Gas_Water Heater - Temperature Setback_A_Technical Potential | F10 | Commercial | OR - Miscellaneous | New | Water Heating | Natural Gas | Water Heater - Temperature Setback | A | Purchases (Incremental) | Technical Potential | 0 | 0 | 0 | 0 | 0 | 0 | 0 | 0 | 0 | 0 | 0 | 0 | 0 | 0 | 0 | 0 | 0 | 0 | 0 | 0 | 0 | 0 | 0 | 0 | 0 | 0 | 0
F11_Commercial_OR - Miscellaneous_New_Water Heating_Natural Gas_Water Heater - Temperature Setback_A_Technical Potential | F11 | Commercial | OR - Miscellaneous | New | Water Heating | Natural Gas | Water Heater - Temperature Setback | A | Purchases (Cumulative) | Technical Potential | 0 | 0 | 0 | 0 | 0 | 0 | 0 | 0 | 0 | 0 | 0 | 0 | 0 | 0 | 0 | 0 | 0 | 0 | 0 | 0 | 0 | 0 | 0 | 0 | 0 | 0 | 0
F1_Commercial_OR - Miscellaneous_New_Water Heating_Natural Gas_Water Heater - Faucet Aerators_A_Technical Potential | F1 | Commercial | OR - Miscellaneous | New | Water Heating | Natural Gas | Water Heater - Faucet Aerators | A | Integrated Unit Energy Savings (kWh or therms) | Technical Potential | 0 | 0 | 0 | 0 | 0 | 0 | 0 | 0 | 0 | 0 | 0 | 0 | 0 | 0 | 0 | 0 | 0 | 0 | 0 | 0 | 0 | 0 | 0 | 0 | 0 | 0 | 0
F2_Commercial_OR - Miscellaneous_New_Water Heating_Natural Gas_Water Heater - Faucet Aerators_A_Technical Potential | F2 | Commercial | OR - Miscellaneous | New | Water Heating | Natural Gas | Water Heater - Faucet Aerators | A | Integrated Unit Summer Peak Savings (kW) | Technical Potential | 0 | 0 | 0 | 0 | 0 | 0 | 0 | 0 | 0 | 0 | 0 | 0 | 0 | 0 | 0 | 0 | 0 | 0 | 0 | 0 | 0 | 0 | 0 | 0 | 0 | 0 | 0
F3_Commercial_OR - Miscellaneous_New_Water Heating_Natural Gas_Water Heater - Faucet Aerators_A_Technical Potential | F3 | Commercial | OR - Miscellaneous | New | Water Heating | Natural Gas | Water Heater - Faucet Aerators | A | Integrated Unit Winter Peak Savings (kW) | Technical Potential | 0 | 0 | 0 | 0 | 0 | 0 | 0 | 0 | 0 | 0 | 0 | 0 | 0 | 0 | 0 | 0 | 0 | 0 | 0 | 0 | 0 | 0 | 0 | 0 | 0 | 0 | 0
F4_Commercial_OR - Miscellaneous_New_Water Heating_Natural Gas_Water Heater - Faucet Aerators_A_Technical Potential | F4 | Commercial | OR - Miscellaneous | New | Water Heating | Natural Gas | Water Heater - Faucet Aerators | A | Incremental Energy Savings (MWh or mTherms) | Technical Potential | 0 | 0 | 0 | 0 | 0 | 0 | 0 | 0 | 0 | 0 | 0 | 0 | 0 | 0 | 0 | 0 | 0 | 0 | 0 | 0 | 0 | 0 | 0 | 0 | 0 | 0 | 0
F5_Commercial_OR - Miscellaneous_New_Water Heating_Natural Gas_Water Heater - Faucet Aerators_A_Technical Potential | F5 | Commercial | OR - Miscellaneous | New | Water Heating | Natural Gas | Water Heater - Faucet Aerators | A | Incremental Summer Peak Savings (MW) | Technical Potential | 0 | 0 | 0 | 0 | 0 | 0 | 0 | 0 | 0 | 0 | 0 | 0 | 0 | 0 | 0 | 0 | 0 | 0 | 0 | 0 | 0 | 0 | 0 | 0 | 0 | 0 | 0
F6_Commercial_OR - Miscellaneous_New_Water Heating_Natural Gas_Water Heater - Faucet Aerators_A_Technical Potential | F6 | Commercial | OR - Miscellaneous | New | Water Heating | Natural Gas | Water Heater - Faucet Aerators | A | Incremental Winter Peak Savings (MW) | Technical Potential | 0 | 0 | 0 | 0 | 0 | 0 | 0 | 0 | 0 | 0 | 0 | 0 | 0 | 0 | 0 | 0 | 0 | 0 | 0 | 0 | 0 | 0 | 0 | 0 | 0 | 0 | 0
F7_Commercial_OR - Miscellaneous_New_Water Heating_Natural Gas_Water Heater - Faucet Aerators_A_Technical Potential | F7 | Commercial | OR - Miscellaneous | New | Water Heating | Natural Gas | Water Heater - Faucet Aerators | A | Cumulative Energy Savings (MWh or mTherms) | Technical Potential | 0 | 0 | 0 | 0 | 0 | 0 | 0 | 0 | 0 | 0 | 0 | 0 | 0 | 0 | 0 | 0 | 0 | 0 | 0 | 0 | 0 | 0 | 0 | 0 | 0 | 0 | 0
F8_Commercial_OR - Miscellaneous_New_Water Heating_Natural Gas_Water Heater - Faucet Aerators_A_Technical Potential | F8 | Commercial | OR - Miscellaneous | New | Water Heating | Natural Gas | Water Heater - Faucet Aerators | A | Cumulative Summer Peak Savings (MW) | Technical Potential | 0 | 0 | 0 | 0 | 0 | 0 | 0 | 0 | 0 | 0 | 0 | 0 | 0 | 0 | 0 | 0 | 0 | 0 | 0 | 0 | 0 | 0 | 0 | 0 | 0 | 0 | 0
F9_Commercial_OR - Miscellaneous_New_Water Heating_Natural Gas_Water Heater - Faucet Aerators_A_Technical Potential | F9 | Commercial | OR - Miscellaneous | New | Water Heating | Natural Gas | Water Heater - Faucet Aerators | A | Cumulative Winter Peak Savings (MW) | Technical Potential | 0 | 0 | 0 | 0 | 0 | 0 | 0 | 0 | 0 | 0 | 0 | 0 | 0 | 0 | 0 | 0 | 0 | 0 | 0 | 0 | 0 | 0 | 0 | 0 | 0 | 0 | 0
F10_Commercial_OR - Miscellaneous_New_Water Heating_Natural Gas_Water Heater - Faucet Aerators_A_Technical Potential | F10 | Commercial | OR - Miscellaneous | New | Water Heating | Natural Gas | Water Heater - Faucet Aerators | A | Purchases (Incremental) | Technical Potential | 0 | 0 | 0 | 0 | 0 | 0 | 0 | 0 | 0 | 0 | 0 | 0 | 0 | 0 | 0 | 0 | 0 | 0 | 0 | 0 | 0 | 0 | 0 | 0 | 0 | 0 | 0
F11_Commercial_OR - Miscellaneous_New_Water Heating_Natural Gas_Water Heater - Faucet Aerators_A_Technical Potential | F11 | Commercial | OR - Miscellaneous | New | Water Heating | Natural Gas | Water Heater - Faucet Aerators | A | Purchases (Cumulative) | Technical Potential | 0 | 0 | 0 | 0 | 0 | 0 | 0 | 0 | 0 | 0 | 0 | 0 | 0 | 0 | 0 | 0 | 0 | 0 | 0 | 0 | 0 | 0 | 0 | 0 | 0 | 0 | 0
F1_Commercial_OR - Miscellaneous_New_Water Heating_Natural Gas_Water Heater - Low-Flow Showerheads_A_Technical Potential | F1 | Commercial | OR - Miscellaneous | New | Water Heating | Natural Gas | Water Heater - Low-Flow Showerheads | A | Integrated Unit Energy Savings (kWh or therms) | Technical Potential | 0 | 0 | 0 | 0 | 0 | 0 | 0 | 0 | 0 | 0 | 0 | 0 | 0 | 0 | 0 | 0 | 0 | 0 | 0 | 0 | 0 | 0 | 0 | 0 | 0 | 0 | 0
F2_Commercial_OR - Miscellaneous_New_Water Heating_Natural Gas_Water Heater - Low-Flow Showerheads_A_Technical Potential | F2 | Commercial | OR - Miscellaneous | New | Water Heating | Natural Gas | Water Heater - Low-Flow Showerheads | A | Integrated Unit Summer Peak Savings (kW) | Technical Potential | 0 | 0 | 0 | 0 | 0 | 0 | 0 | 0 | 0 | 0 | 0 | 0 | 0 | 0 | 0 | 0 | 0 | 0 | 0 | 0 | 0 | 0 | 0 | 0 | 0 | 0 | 0
F3_Commercial_OR - Miscellaneous_New_Water Heating_Natural Gas_Water Heater - Low-Flow Showerheads_A_Technical Potential | F3 | Commercial | OR - Miscellaneous | New | Water Heating | Natural Gas | Water Heater - Low-Flow Showerheads | A | Integrated Unit Winter Peak Savings (kW) | Technical Potential | 0 | 0 | 0 | 0 | 0 | 0 | 0 | 0 | 0 | 0 | 0 | 0 | 0 | 0 | 0 | 0 | 0 | 0 | 0 | 0 | 0 | 0 | 0 | 0 | 0 | 0 | 0
F4_Commercial_OR - Miscellaneous_New_Water Heating_Natural Gas_Water Heater - Low-Flow Showerheads_A_Technical Potential | F4 | Commercial | OR - Miscellaneous | New | Water Heating | Natural Gas | Water Heater - Low-Flow Showerheads | A | Incremental Energy Savings (MWh or mTherms) | Technical Potential | 0 | 0 | 0 | 0 | 0 | 0 | 0 | 0 | 0 | 0 | 0 | 0 | 0 | 0 | 0 | 0 | 0 | 0 | 0 | 0 | 0 | 0 | 0 | 0 | 0 | 0 | 0
F5_Commercial_OR - Miscellaneous_New_Water Heating_Natural Gas_Water Heater - Low-Flow Showerheads_A_Technical Potential | F5 | Commercial | OR - Miscellaneous | New | Water Heating | Natural Gas | Water Heater - Low-Flow Showerheads | A | Incremental Summer Peak Savings (MW) | Technical Potential | 0 | 0 | 0 | 0 | 0 | 0 | 0 | 0 | 0 | 0 | 0 | 0 | 0 | 0 | 0 | 0 | 0 | 0 | 0 | 0 | 0 | 0 | 0 | 0 | 0 | 0 | 0
F6_Commercial_OR - Miscellaneous_New_Water Heating_Natural Gas_Water Heater - Low-Flow Showerheads_A_Technical Potential | F6 | Commercial | OR - Miscellaneous | New | Water Heating | Natural Gas | Water Heater - Low-Flow Showerheads | A | Incremental Winter Peak Savings (MW) | Technical Potential | 0 | 0 | 0 | 0 | 0 | 0 | 0 | 0 | 0 | 0 | 0 | 0 | 0 | 0 | 0 | 0 | 0 | 0 | 0 | 0 | 0 | 0 | 0 | 0 | 0 | 0 | 0
F7_Commercial_OR - Miscellaneous_New_Water Heating_Natural Gas_Water Heater - Low-Flow Showerheads_A_Technical Potential | F7 | Commercial | OR - Miscellaneous | New | Water Heating | Natural Gas | Water Heater - Low-Flow Showerheads | A | Cumulative Energy Savings (MWh or mTherms) | Technical Potential | 0 | 0 | 0 | 0 | 0 | 0 | 0 | 0 | 0 | 0 | 0 | 0 | 0 | 0 | 0 | 0 | 0 | 0 | 0 | 0 | 0 | 0 | 0 | 0 | 0 | 0 | 0
F8_Commercial_OR - Miscellaneous_New_Water Heating_Natural Gas_Water Heater - Low-Flow Showerheads_A_Technical Potential | F8 | Commercial | OR - Miscellaneous | New | Water Heating | Natural Gas | Water Heater - Low-Flow Showerheads | A | Cumulative Summer Peak Savings (MW) | Technical Potential | 0 | 0 | 0 | 0 | 0 | 0 | 0 | 0 | 0 | 0 | 0 | 0 | 0 | 0 | 0 | 0 | 0 | 0 | 0 | 0 | 0 | 0 | 0 | 0 | 0 | 0 | 0
F9_Commercial_OR - Miscellaneous_New_Water Heating_Natural Gas_Water Heater - Low-Flow Showerheads_A_Technical Potential | F9 | Commercial | OR - Miscellaneous | New | Water Heating | Natural Gas | Water Heater - Low-Flow Showerheads | A | Cumulative Winter Peak Savings (MW) | Technical Potential | 0 | 0 | 0 | 0 | 0 | 0 | 0 | 0 | 0 | 0 | 0 | 0 | 0 | 0 | 0 | 0 | 0 | 0 | 0 | 0 | 0 | 0 | 0 | 0 | 0 | 0 | 0
F10_Commercial_OR - Miscellaneous_New_Water Heating_Natural Gas_Water Heater - Low-Flow Showerheads_A_Technical Potential | F10 | Commercial | OR - Miscellaneous | New | Water Heating | Natural Gas | Water Heater - Low-Flow Showerheads | A | Purchases (Incremental) | Technical Potential | 0 | 0 | 0 | 0 | 0 | 0 | 0 | 0 | 0 | 0 | 0 | 0 | 0 | 0 | 0 | 0 | 0 | 0 | 0 | 0 | 0 | 0 | 0 | 0 | 0 | 0 | 0
F11_Commercial_OR - Miscellaneous_New_Water Heating_Natural Gas_Water Heater - Low-Flow Showerheads_A_Technical Potential | F11 | Commercial | OR - Miscellaneous | New | Water Heating | Natural Gas | Water Heater - Low-Flow Showerheads | A | Purchases (Cumulative) | Technical Potential | 0 | 0 | 0 | 0 | 0 | 0 | 0 | 0 | 0 | 0 | 0 | 0 | 0 | 0 | 0 | 0 | 0 | 0 | 0 | 0 | 0 | 0 | 0 | 0 | 0 | 0 | 0
F1_Commercial_OR - Miscellaneous_New_Water Heating_Natural Gas_Water Heater - Tank Blanket/Insulation_A_Technical Potential | F1 | Commercial | OR - Miscellaneous | New | Water Heating | Natural Gas | Water Heater - Tank Blanket/Insulation | A | Integrated Unit Energy Savings (kWh or therms) | Technical Potential | 0 | 0 | 0 | 0 | 0 | 0 | 0 | 0 | 0 | 0 | 0 | 0 | 0 | 0 | 0 | 0 | 0 | 0 | 0 | 0 | 0 | 0 | 0 | 0 | 0 | 0 | 0
F2_Commercial_OR - Miscellaneous_New_Water Heating_Natural Gas_Water Heater - Tank Blanket/Insulation_A_Technical Potential | F2 | Commercial | OR - Miscellaneous | New | Water Heating | Natural Gas | Water Heater - Tank Blanket/Insulation | A | Integrated Unit Summer Peak Savings (kW) | Technical Potential | 0 | 0 | 0 | 0 | 0 | 0 | 0 | 0 | 0 | 0 | 0 | 0 | 0 | 0 | 0 | 0 | 0 | 0 | 0 | 0 | 0 | 0 | 0 | 0 | 0 | 0 | 0
F3_Commercial_OR - Miscellaneous_New_Water Heating_Natural Gas_Water Heater - Tank Blanket/Insulation_A_Technical Potential | F3 | Commercial | OR - Miscellaneous | New | Water Heating | Natural Gas | Water Heater - Tank Blanket/Insulation | A | Integrated Unit Winter Peak Savings (kW) | Technical Potential | 0 | 0 | 0 | 0 | 0 | 0 | 0 | 0 | 0 | 0 | 0 | 0 | 0 | 0 | 0 | 0 | 0 | 0 | 0 | 0 | 0 | 0 | 0 | 0 | 0 | 0 | 0
F4_Commercial_OR - Miscellaneous_New_Water Heating_Natural Gas_Water Heater - Tank Blanket/Insulation_A_Technical Potential | F4 | Commercial | OR - Miscellaneous | New | Water Heating | Natural Gas | Water Heater - Tank Blanket/Insulation | A | Incremental Energy Savings (MWh or mTherms) | Technical Potential | 0 | 0 | 0 | 0 | 0 | 0 | 0 | 0 | 0 | 0 | 0 | 0 | 0 | 0 | 0 | 0 | 0 | 0 | 0 | 0 | 0 | 0 | 0 | 0 | 0 | 0 | 0
F5_Commercial_OR - Miscellaneous_New_Water Heating_Natural Gas_Water Heater - Tank Blanket/Insulation_A_Technical Potential | F5 | Commercial | OR - Miscellaneous | New | Water Heating | Natural Gas | Water Heater - Tank Blanket/Insulation | A | Incremental Summer Peak Savings (MW) | Technical Potential | 0 | 0 | 0 | 0 | 0 | 0 | 0 | 0 | 0 | 0 | 0 | 0 | 0 | 0 | 0 | 0 | 0 | 0 | 0 | 0 | 0 | 0 | 0 | 0 | 0 | 0 | 0
F6_Commercial_OR - Miscellaneous_New_Water Heating_Natural Gas_Water Heater - Tank Blanket/Insulation_A_Technical Potential | F6 | Commercial | OR - Miscellaneous | New | Water Heating | Natural Gas | Water Heater - Tank Blanket/Insulation | A | Incremental Winter Peak Savings (MW) | Technical Potential | 0 | 0 | 0 | 0 | 0 | 0 | 0 | 0 | 0 | 0 | 0 | 0 | 0 | 0 | 0 | 0 | 0 | 0 | 0 | 0 | 0 | 0 | 0 | 0 | 0 | 0 | 0
F7_Commercial_OR - Miscellaneous_New_Water Heating_Natural Gas_Water Heater - Tank Blanket/Insulation_A_Technical Potential | F7 | Commercial | OR - Miscellaneous | New | Water Heating | Natural Gas | Water Heater - Tank Blanket/Insulation | A | Cumulative Energy Savings (MWh or mTherms) | Technical Potential | 0 | 0 | 0 | 0 | 0 | 0 | 0 | 0 | 0 | 0 | 0 | 0 | 0 | 0 | 0 | 0 | 0 | 0 | 0 | 0 | 0 | 0 | 0 | 0 | 0 | 0 | 0
F8_Commercial_OR - Miscellaneous_New_Water Heating_Natural Gas_Water Heater - Tank Blanket/Insulation_A_Technical Potential | F8 | Commercial | OR - Miscellaneous | New | Water Heating | Natural Gas | Water Heater - Tank Blanket/Insulation | A | Cumulative Summer Peak Savings (MW) | Technical Potential | 0 | 0 | 0 | 0 | 0 | 0 | 0 | 0 | 0 | 0 | 0 | 0 | 0 | 0 | 0 | 0 | 0 | 0 | 0 | 0 | 0 | 0 | 0 | 0 | 0 | 0 | 0
F9_Commercial_OR - Miscellaneous_New_Water Heating_Natural Gas_Water Heater - Tank Blanket/Insulation_A_Technical Potential | F9 | Commercial | OR - Miscellaneous | New | Water Heating | Natural Gas | Water Heater - Tank Blanket/Insulation | A | Cumulative Winter Peak Savings (MW) | Technical Potential | 0 | 0 | 0 | 0 | 0 | 0 | 0 | 0 | 0 | 0 | 0 | 0 | 0 | 0 | 0 | 0 | 0 | 0 | 0 | 0 | 0 | 0 | 0 | 0 | 0 | 0 | 0
F10_Commercial_OR - Miscellaneous_New_Water Heating_Natural Gas_Water Heater - Tank Blanket/Insulation_A_Technical Potential | F10 | Commercial | OR - Miscellaneous | New | Water Heating | Natural Gas | Water Heater - Tank Blanket/Insulation | A | Purchases (Incremental) | Technical Potential | 0 | 0 | 0 | 0 | 0 | 0 | 0 | 0 | 0 | 0 | 0 | 0 | 0 | 0 | 0 | 0 | 0 | 0 | 0 | 0 | 0 | 0 | 0 | 0 | 0 | 0 | 0
F11_Commercial_OR - Miscellaneous_New_Water Heating_Natural Gas_Water Heater - Tank Blanket/Insulation_A_Technical Potential | F11 | Commercial | OR - Miscellaneous | New | Water Heating | Natural Gas | Water Heater - Tank Blanket/Insulation | A | Purchases (Cumulative) | Technical Potential | 0 | 0 | 0 | 0 | 0 | 0 | 0 | 0 | 0 | 0 | 0 | 0 | 0 | 0 | 0 | 0 | 0 | 0 | 0 | 0 | 0 | 0 | 0 | 0 | 0 | 0 | 0
F1_Commercial_OR - Miscellaneous_New_Water Heating_Natural Gas_Water Heater - Drainwater Heat Recovery_A_Technical Potential | F1 | Commercial | OR - Miscellaneous | New | Water Heating | Natural Gas | Water Heater - Drainwater Heat Recovery | A | Integrated Unit Energy Savings (kWh or therms) | Technical Potential | 0 | 0 | 0 | 0 | 0 | 0 | 0 | 0 | 0 | 0 | 0 | 0 | 0 | 0 | 0 | 0 | 0 | 0 | 0 | 0 | 0 | 0 | 0 | 0 | 0 | 0 | 0
F2_Commercial_OR - Miscellaneous_New_Water Heating_Natural Gas_Water Heater - Drainwater Heat Recovery_A_Technical Potential | F2 | Commercial | OR - Miscellaneous | New | Water Heating | Natural Gas | Water Heater - Drainwater Heat Recovery | A | Integrated Unit Summer Peak Savings (kW) | Technical Potential | 0 | 0 | 0 | 0 | 0 | 0 | 0 | 0 | 0 | 0 | 0 | 0 | 0 | 0 | 0 | 0 | 0 | 0 | 0 | 0 | 0 | 0 | 0 | 0 | 0 | 0 | 0
F3_Commercial_OR - Miscellaneous_New_Water Heating_Natural Gas_Water Heater - Drainwater Heat Recovery_A_Technical Potential | F3 | Commercial | OR - Miscellaneous | New | Water Heating | Natural Gas | Water Heater - Drainwater Heat Recovery | A | Integrated Unit Winter Peak Savings (kW) | Technical Potential | 0 | 0 | 0 | 0 | 0 | 0 | 0 | 0 | 0 | 0 | 0 | 0 | 0 | 0 | 0 | 0 | 0 | 0 | 0 | 0 | 0 | 0 | 0 | 0 | 0 | 0 | 0
F4_Commercial_OR - Miscellaneous_New_Water Heating_Natural Gas_Water Heater - Drainwater Heat Recovery_A_Technical Potential | F4 | Commercial | OR - Miscellaneous | New | Water Heating | Natural Gas | Water Heater - Drainwater Heat Recovery | A | Incremental Energy Savings (MWh or mTherms) | Technical Potential | 0 | 0 | 0 | 0 | 0 | 0 | 0 | 0 | 0 | 0 | 0 | 0 | 0 | 0 | 0 | 0 | 0 | 0 | 0 | 0 | 0 | 0 | 0 | 0 | 0 | 0 | 0
F5_Commercial_OR - Miscellaneous_New_Water Heating_Natural Gas_Water Heater - Drainwater Heat Recovery_A_Technical Potential | F5 | Commercial | OR - Miscellaneous | New | Water Heating | Natural Gas | Water Heater - Drainwater Heat Recovery | A | Incremental Summer Peak Savings (MW) | Technical Potential | 0 | 0 | 0 | 0 | 0 | 0 | 0 | 0 | 0 | 0 | 0 | 0 | 0 | 0 | 0 | 0 | 0 | 0 | 0 | 0 | 0 | 0 | 0 | 0 | 0 | 0 | 0
F6_Commercial_OR - Miscellaneous_New_Water Heating_Natural Gas_Water Heater - Drainwater Heat Recovery_A_Technical Potential | F6 | Commercial | OR - Miscellaneous | New | Water Heating | Natural Gas | Water Heater - Drainwater Heat Recovery | A | Incremental Winter Peak Savings (MW) | Technical Potential | 0 | 0 | 0 | 0 | 0 | 0 | 0 | 0 | 0 | 0 | 0 | 0 | 0 | 0 | 0 | 0 | 0 | 0 | 0 | 0 | 0 | 0 | 0 | 0 | 0 | 0 | 0
F7_Commercial_OR - Miscellaneous_New_Water Heating_Natural Gas_Water Heater - Drainwater Heat Recovery_A_Technical Potential | F7 | Commercial | OR - Miscellaneous | New | Water Heating | Natural Gas | Water Heater - Drainwater Heat Recovery | A | Cumulative Energy Savings (MWh or mTherms) | Technical Potential | 0 | 0 | 0 | 0 | 0 | 0 | 0 | 0 | 0 | 0 | 0 | 0 | 0 | 0 | 0 | 0 | 0 | 0 | 0 | 0 | 0 | 0 | 0 | 0 | 0 | 0 | 0
F8_Commercial_OR - Miscellaneous_New_Water Heating_Natural Gas_Water Heater - Drainwater Heat Recovery_A_Technical Potential | F8 | Commercial | OR - Miscellaneous | New | Water Heating | Natural Gas | Water Heater - Drainwater Heat Recovery | A | Cumulative Summer Peak Savings (MW) | Technical Potential | 0 | 0 | 0 | 0 | 0 | 0 | 0 | 0 | 0 | 0 | 0 | 0 | 0 | 0 | 0 | 0 | 0 | 0 | 0 | 0 | 0 | 0 | 0 | 0 | 0 | 0 | 0
F9_Commercial_OR - Miscellaneous_New_Water Heating_Natural Gas_Water Heater - Drainwater Heat Recovery_A_Technical Potential | F9 | Commercial | OR - Miscellaneous | New | Water Heating | Natural Gas | Water Heater - Drainwater Heat Recovery | A | Cumulative Winter Peak Savings (MW) | Technical Potential | 0 | 0 | 0 | 0 | 0 | 0 | 0 | 0 | 0 | 0 | 0 | 0 | 0 | 0 | 0 | 0 | 0 | 0 | 0 | 0 | 0 | 0 | 0 | 0 | 0 | 0 | 0
F10_Commercial_OR - Miscellaneous_New_Water Heating_Natural Gas_Water Heater - Drainwater Heat Recovery_A_Technical Potential | F10 | Commercial | OR - Miscellaneous | New | Water Heating | Natural Gas | Water Heater - Drainwater Heat Recovery | A | Purchases (Incremental) | Technical Potential | 0 | 0 | 0 | 0 | 0 | 0 | 0 | 0 | 0 | 0 | 0 | 0 | 0 | 0 | 0 | 0 | 0 | 0 | 0 | 0 | 0 | 0 | 0 | 0 | 0 | 0 | 0
F11_Commercial_OR - Miscellaneous_New_Water Heating_Natural Gas_Water Heater - Drainwater Heat Recovery_A_Technical Potential | F11 | Commercial | OR - Miscellaneous | New | Water Heating | Natural Gas | Water Heater - Drainwater Heat Recovery | A | Purchases (Cumulative) | Technical Potential | 0 | 0 | 0 | 0 | 0 | 0 | 0 | 0 | 0 | 0 | 0 | 0 | 0 | 0 | 0 | 0 | 0 | 0 | 0 | 0 | 0 | 0 | 0 | 0 | 0 | 0 | 0
F1_Commercial_OR - Miscellaneous_New_Water Heating_Natural Gas_Water Heater - Circulation Pump Controls_A_Technical Potential | F1 | Commercial | OR - Miscellaneous | New | Water Heating | Natural Gas | Water Heater - Circulation Pump Controls | A | Integrated Unit Energy Savings (kWh or therms) | Technical Potential | 0 | 0 | 0 | 0 | 0 | 0 | 0 | 0 | 0 | 0 | 0 | 0 | 0 | 0 | 0 | 0 | 0 | 0 | 0 | 0 | 0 | 0 | 0 | 0 | 0 | 0 | 0
F2_Commercial_OR - Miscellaneous_New_Water Heating_Natural Gas_Water Heater - Circulation Pump Controls_A_Technical Potential | F2 | Commercial | OR - Miscellaneous | New | Water Heating | Natural Gas | Water Heater - Circulation Pump Controls | A | Integrated Unit Summer Peak Savings (kW) | Technical Potential | 0 | 0 | 0 | 0 | 0 | 0 | 0 | 0 | 0 | 0 | 0 | 0 | 0 | 0 | 0 | 0 | 0 | 0 | 0 | 0 | 0 | 0 | 0 | 0 | 0 | 0 | 0
F3_Commercial_OR - Miscellaneous_New_Water Heating_Natural Gas_Water Heater - Circulation Pump Controls_A_Technical Potential | F3 | Commercial | OR - Miscellaneous | New | Water Heating | Natural Gas | Water Heater - Circulation Pump Controls | A | Integrated Unit Winter Peak Savings (kW) | Technical Potential | 0 | 0 | 0 | 0 | 0 | 0 | 0 | 0 | 0 | 0 | 0 | 0 | 0 | 0 | 0 | 0 | 0 | 0 | 0 | 0 | 0 | 0 | 0 | 0 | 0 | 0 | 0
F4_Commercial_OR - Miscellaneous_New_Water Heating_Natural Gas_Water Heater - Circulation Pump Controls_A_Technical Potential | F4 | Commercial | OR - Miscellaneous | New | Water Heating | Natural Gas | Water Heater - Circulation Pump Controls | A | Incremental Energy Savings (MWh or mTherms) | Technical Potential | 0 | 0 | 0 | 0 | 0 | 0 | 0 | 0 | 0 | 0 | 0 | 0 | 0 | 0 | 0 | 0 | 0 | 0 | 0 | 0 | 0 | 0 | 0 | 0 | 0 | 0 | 0
F5_Commercial_OR - Miscellaneous_New_Water Heating_Natural Gas_Water Heater - Circulation Pump Controls_A_Technical Potential | F5 | Commercial | OR - Miscellaneous | New | Water Heating | Natural Gas | Water Heater - Circulation Pump Controls | A | Incremental Summer Peak Savings (MW) | Technical Potential | 0 | 0 | 0 | 0 | 0 | 0 | 0 | 0 | 0 | 0 | 0 | 0 | 0 | 0 | 0 | 0 | 0 | 0 | 0 | 0 | 0 | 0 | 0 | 0 | 0 | 0 | 0
F6_Commercial_OR - Miscellaneous_New_Water Heating_Natural Gas_Water Heater - Circulation Pump Controls_A_Technical Potential | F6 | Commercial | OR - Miscellaneous | New | Water Heating | Natural Gas | Water Heater - Circulation Pump Controls | A | Incremental Winter Peak Savings (MW) | Technical Potential | 0 | 0 | 0 | 0 | 0 | 0 | 0 | 0 | 0 | 0 | 0 | 0 | 0 | 0 | 0 | 0 | 0 | 0 | 0 | 0 | 0 | 0 | 0 | 0 | 0 | 0 | 0
F7_Commercial_OR - Miscellaneous_New_Water Heating_Natural Gas_Water Heater - Circulation Pump Controls_A_Technical Potential | F7 | Commercial | OR - Miscellaneous | New | Water Heating | Natural Gas | Water Heater - Circulation Pump Controls | A | Cumulative Energy Savings (MWh or mTherms) | Technical Potential | 0 | 0 | 0 | 0 | 0 | 0 | 0 | 0 | 0 | 0 | 0 | 0 | 0 | 0 | 0 | 0 | 0 | 0 | 0 | 0 | 0 | 0 | 0 | 0 | 0 | 0 | 0
F8_Commercial_OR - Miscellaneous_New_Water Heating_Natural Gas_Water Heater - Circulation Pump Controls_A_Technical Potential | F8 | Commercial | OR - Miscellaneous | New | Water Heating | Natural Gas | Water Heater - Circulation Pump Controls | A | Cumulative Summer Peak Savings (MW) | Technical Potential | 0 | 0 | 0 | 0 | 0 | 0 | 0 | 0 | 0 | 0 | 0 | 0 | 0 | 0 | 0 | 0 | 0 | 0 | 0 | 0 | 0 | 0 | 0 | 0 | 0 | 0 | 0
F9_Commercial_OR - Miscellaneous_New_Water Heating_Natural Gas_Water Heater - Circulation Pump Controls_A_Technical Potential | F9 | Commercial | OR - Miscellaneous | New | Water Heating | Natural Gas | Water Heater - Circulation Pump Controls | A | Cumulative Winter Peak Savings (MW) | Technical Potential | 0 | 0 | 0 | 0 | 0 | 0 | 0 | 0 | 0 | 0 | 0 | 0 | 0 | 0 | 0 | 0 | 0 | 0 | 0 | 0 | 0 | 0 | 0 | 0 | 0 | 0 | 0
F10_Commercial_OR - Miscellaneous_New_Water Heating_Natural Gas_Water Heater - Circulation Pump Controls_A_Technical Potential | F10 | Commercial | OR - Miscellaneous | New | Water Heating | Natural Gas | Water Heater - Circulation Pump Controls | A | Purchases (Incremental) | Technical Potential | 0 | 0 | 0 | 0 | 0 | 0 | 0 | 0 | 0 | 0 | 0 | 0 | 0 | 0 | 0 | 0 | 0 | 0 | 0 | 0 | 0 | 0 | 0 | 0 | 0 | 0 | 0
F11_Commercial_OR - Miscellaneous_New_Water Heating_Natural Gas_Water Heater - Circulation Pump Controls_A_Technical Potential | F11 | Commercial | OR - Miscellaneous | New | Water Heating | Natural Gas | Water Heater - Circulation Pump Controls | A | Purchases (Cumulative) | Technical Potential | 0 | 0 | 0 | 0 | 0 | 0 | 0 | 0 | 0 | 0 | 0 | 0 | 0 | 0 | 0 | 0 | 0 | 0 | 0 | 0 | 0 | 0 | 0 | 0 | 0 | 0 | 0
F1_Commercial_OR - Miscellaneous_New_Water Heating_Natural Gas_Water Heater - Pipe Insulation_A_Technical Potential | F1 | Commercial | OR - Miscellaneous | New | Water Heating | Natural Gas | Water Heater - Pipe Insulation | A | Integrated Unit Energy Savings (kWh or therms) | Technical Potential | 0 | 0 | 0 | 0 | 0 | 0 | 0 | 0 | 0 | 0 | 0 | 0 | 0 | 0 | 0 | 0 | 0 | 0 | 0 | 0 | 0 | 0 | 0 | 0 | 0 | 0 | 0
F2_Commercial_OR - Miscellaneous_New_Water Heating_Natural Gas_Water Heater - Pipe Insulation_A_Technical Potential | F2 | Commercial | OR - Miscellaneous | New | Water Heating | Natural Gas | Water Heater - Pipe Insulation | A | Integrated Unit Summer Peak Savings (kW) | Technical Potential | 0 | 0 | 0 | 0 | 0 | 0 | 0 | 0 | 0 | 0 | 0 | 0 | 0 | 0 | 0 | 0 | 0 | 0 | 0 | 0 | 0 | 0 | 0 | 0 | 0 | 0 | 0
F3_Commercial_OR - Miscellaneous_New_Water Heating_Natural Gas_Water Heater - Pipe Insulation_A_Technical Potential | F3 | Commercial | OR - Miscellaneous | New | Water Heating | Natural Gas | Water Heater - Pipe Insulation | A | Integrated Unit Winter Peak Savings (kW) | Technical Potential | 0 | 0 | 0 | 0 | 0 | 0 | 0 | 0 | 0 | 0 | 0 | 0 | 0 | 0 | 0 | 0 | 0 | 0 | 0 | 0 | 0 | 0 | 0 | 0 | 0 | 0 | 0
F4_Commercial_OR - Miscellaneous_New_Water Heating_Natural Gas_Water Heater - Pipe Insulation_A_Technical Potential | F4 | Commercial | OR - Miscellaneous | New | Water Heating | Natural Gas | Water Heater - Pipe Insulation | A | Incremental Energy Savings (MWh or mTherms) | Technical Potential | 0 | 0 | 0 | 0 | 0 | 0 | 0 | 0 | 0 | 0 | 0 | 0 | 0 | 0 | 0 | 0 | 0 | 0 | 0 | 0 | 0 | 0 | 0 | 0 | 0 | 0 | 0
F5_Commercial_OR - Miscellaneous_New_Water Heating_Natural Gas_Water Heater - Pipe Insulation_A_Technical Potential | F5 | Commercial | OR - Miscellaneous | New | Water Heating | Natural Gas | Water Heater - Pipe Insulation | A | Incremental Summer Peak Savings (MW) | Technical Potential | 0 | 0 | 0 | 0 | 0 | 0 | 0 | 0 | 0 | 0 | 0 | 0 | 0 | 0 | 0 | 0 | 0 | 0 | 0 | 0 | 0 | 0 | 0 | 0 | 0 | 0 | 0
F6_Commercial_OR - Miscellaneous_New_Water Heating_Natural Gas_Water Heater - Pipe Insulation_A_Technical Potential | F6 | Commercial | OR - Miscellaneous | New | Water Heating | Natural Gas | Water Heater - Pipe Insulation | A | Incremental Winter Peak Savings (MW) | Technical Potential | 0 | 0 | 0 | 0 | 0 | 0 | 0 | 0 | 0 | 0 | 0 | 0 | 0 | 0 | 0 | 0 | 0 | 0 | 0 | 0 | 0 | 0 | 0 | 0 | 0 | 0 | 0
F7_Commercial_OR - Miscellaneous_New_Water Heating_Natural Gas_Water Heater - Pipe Insulation_A_Technical Potential | F7 | Commercial | OR - Miscellaneous | New | Water Heating | Natural Gas | Water Heater - Pipe Insulation | A | Cumulative Energy Savings (MWh or mTherms) | Technical Potential | 0 | 0 | 0 | 0 | 0 | 0 | 0 | 0 | 0 | 0 | 0 | 0 | 0 | 0 | 0 | 0 | 0 | 0 | 0 | 0 | 0 | 0 | 0 | 0 | 0 | 0 | 0
F8_Commercial_OR - Miscellaneous_New_Water Heating_Natural Gas_Water Heater - Pipe Insulation_A_Technical Potential | F8 | Commercial | OR - Miscellaneous | New | Water Heating | Natural Gas | Water Heater - Pipe Insulation | A | Cumulative Summer Peak Savings (MW) | Technical Potential | 0 | 0 | 0 | 0 | 0 | 0 | 0 | 0 | 0 | 0 | 0 | 0 | 0 | 0 | 0 | 0 | 0 | 0 | 0 | 0 | 0 | 0 | 0 | 0 | 0 | 0 | 0
F9_Commercial_OR - Miscellaneous_New_Water Heating_Natural Gas_Water Heater - Pipe Insulation_A_Technical Potential | F9 | Commercial | OR - Miscellaneous | New | Water Heating | Natural Gas | Water Heater - Pipe Insulation | A | Cumulative Winter Peak Savings (MW) | Technical Potential | 0 | 0 | 0 | 0 | 0 | 0 | 0 | 0 | 0 | 0 | 0 | 0 | 0 | 0 | 0 | 0 | 0 | 0 | 0 | 0 | 0 | 0 | 0 | 0 | 0 | 0 | 0
F10_Commercial_OR - Miscellaneous_New_Water Heating_Natural Gas_Water Heater - Pipe Insulation_A_Technical Potential | F10 | Commercial | OR - Miscellaneous | New | Water Heating | Natural Gas | Water Heater - Pipe Insulation | A | Purchases (Incremental) | Technical Potential | 0 | 0 | 0 | 0 | 0 | 0 | 0 | 0 | 0 | 0 | 0 | 0 | 0 | 0 | 0 | 0 | 0 | 0 | 0 | 0 | 0 | 0 | 0 | 0 | 0 | 0 | 0
F11_Commercial_OR - Miscellaneous_New_Water Heating_Natural Gas_Water Heater - Pipe Insulation_A_Technical Potential | F11 | Commercial | OR - Miscellaneous | New | Water Heating | Natural Gas | Water Heater - Pipe Insulation | A | Purchases (Cumulative) | Technical Potential | 0 | 0 | 0 | 0 | 0 | 0 | 0 | 0 | 0 | 0 | 0 | 0 | 0 | 0 | 0 | 0 | 0 | 0 | 0 | 0 | 0 | 0 | 0 | 0 | 0 | 0 | 0
F1_Commercial_OR - Miscellaneous_New_Water Heating_Natural Gas_Water Heater - Motion Control Faucet_A_Technical Potential | F1 | Commercial | OR - Miscellaneous | New | Water Heating | Natural Gas | Water Heater - Motion Control Faucet | A | Integrated Unit Energy Savings (kWh or therms) | Technical Potential | 0 | 0 | 0 | 0 | 0 | 0 | 0 | 0 | 0 | 0 | 0 | 0 | 0 | 0 | 0 | 0 | 0 | 0 | 0 | 0 | 0 | 0 | 0 | 0 | 0 | 0 | 0
F2_Commercial_OR - Miscellaneous_New_Water Heating_Natural Gas_Water Heater - Motion Control Faucet_A_Technical Potential | F2 | Commercial | OR - Miscellaneous | New | Water Heating | Natural Gas | Water Heater - Motion Control Faucet | A | Integrated Unit Summer Peak Savings (kW) | Technical Potential | 0 | 0 | 0 | 0 | 0 | 0 | 0 | 0 | 0 | 0 | 0 | 0 | 0 | 0 | 0 | 0 | 0 | 0 | 0 | 0 | 0 | 0 | 0 | 0 | 0 | 0 | 0
F3_Commercial_OR - Miscellaneous_New_Water Heating_Natural Gas_Water Heater - Motion Control Faucet_A_Technical Potential | F3 | Commercial | OR - Miscellaneous | New | Water Heating | Natural Gas | Water Heater - Motion Control Faucet | A | Integrated Unit Winter Peak Savings (kW) | Technical Potential | 0 | 0 | 0 | 0 | 0 | 0 | 0 | 0 | 0 | 0 | 0 | 0 | 0 | 0 | 0 | 0 | 0 | 0 | 0 | 0 | 0 | 0 | 0 | 0 | 0 | 0 | 0
F4_Commercial_OR - Miscellaneous_New_Water Heating_Natural Gas_Water Heater - Motion Control Faucet_A_Technical Potential | F4 | Commercial | OR - Miscellaneous | New | Water Heating | Natural Gas | Water Heater - Motion Control Faucet | A | Incremental Energy Savings (MWh or mTherms) | Technical Potential | 0 | 0 | 0 | 0 | 0 | 0 | 0 | 0 | 0 | 0 | 0 | 0 | 0 | 0 | 0 | 0 | 0 | 0 | 0 | 0 | 0 | 0 | 0 | 0 | 0 | 0 | 0
F5_Commercial_OR - Miscellaneous_New_Water Heating_Natural Gas_Water Heater - Motion Control Faucet_A_Technical Potential | F5 | Commercial | OR - Miscellaneous | New | Water Heating | Natural Gas | Water Heater - Motion Control Faucet | A | Incremental Summer Peak Savings (MW) | Technical Potential | 0 | 0 | 0 | 0 | 0 | 0 | 0 | 0 | 0 | 0 | 0 | 0 | 0 | 0 | 0 | 0 | 0 | 0 | 0 | 0 | 0 | 0 | 0 | 0 | 0 | 0 | 0
F6_Commercial_OR - Miscellaneous_New_Water Heating_Natural Gas_Water Heater - Motion Control Faucet_A_Technical Potential | F6 | Commercial | OR - Miscellaneous | New | Water Heating | Natural Gas | Water Heater - Motion Control Faucet | A | Incremental Winter Peak Savings (MW) | Technical Potential | 0 | 0 | 0 | 0 | 0 | 0 | 0 | 0 | 0 | 0 | 0 | 0 | 0 | 0 | 0 | 0 | 0 | 0 | 0 | 0 | 0 | 0 | 0 | 0 | 0 | 0 | 0
F7_Commercial_OR - Miscellaneous_New_Water Heating_Natural Gas_Water Heater - Motion Control Faucet_A_Technical Potential | F7 | Commercial | OR - Miscellaneous | New | Water Heating | Natural Gas | Water Heater - Motion Control Faucet | A | Cumulative Energy Savings (MWh or mTherms) | Technical Potential | 0 | 0 | 0 | 0 | 0 | 0 | 0 | 0 | 0 | 0 | 0 | 0 | 0 | 0 | 0 | 0 | 0 | 0 | 0 | 0 | 0 | 0 | 0 | 0 | 0 | 0 | 0
F8_Commercial_OR - Miscellaneous_New_Water Heating_Natural Gas_Water Heater - Motion Control Faucet_A_Technical Potential | F8 | Commercial | OR - Miscellaneous | New | Water Heating | Natural Gas | Water Heater - Motion Control Faucet | A | Cumulative Summer Peak Savings (MW) | Technical Potential | 0 | 0 | 0 | 0 | 0 | 0 | 0 | 0 | 0 | 0 | 0 | 0 | 0 | 0 | 0 | 0 | 0 | 0 | 0 | 0 | 0 | 0 | 0 | 0 | 0 | 0 | 0
F9_Commercial_OR - Miscellaneous_New_Water Heating_Natural Gas_Water Heater - Motion Control Faucet_A_Technical Potential | F9 | Commercial | OR - Miscellaneous | New | Water Heating | Natural Gas | Water Heater - Motion Control Faucet | A | Cumulative Winter Peak Savings (MW) | Technical Potential | 0 | 0 | 0 | 0 | 0 | 0 | 0 | 0 | 0 | 0 | 0 | 0 | 0 | 0 | 0 | 0 | 0 | 0 | 0 | 0 | 0 | 0 | 0 | 0 | 0 | 0 | 0
F10_Commercial_OR - Miscellaneous_New_Water Heating_Natural Gas_Water Heater - Motion Control Faucet_A_Technical Potential | F10 | Commercial | OR - Miscellaneous | New | Water Heating | Natural Gas | Water Heater - Motion Control Faucet | A | Purchases (Incremental) | Technical Potential | 0 | 0 | 0 | 0 | 0 | 0 | 0 | 0 | 0 | 0 | 0 | 0 | 0 | 0 | 0 | 0 | 0 | 0 | 0 | 0 | 0 | 0 | 0 | 0 | 0 | 0 | 0
F11_Commercial_OR - Miscellaneous_New_Water Heating_Natural Gas_Water Heater - Motion Control Faucet_A_Technical Potential | F11 | Commercial | OR - Miscellaneous | New | Water Heating | Natural Gas | Water Heater - Motion Control Faucet | A | Purchases (Cumulative) | Technical Potential | 0 | 0 | 0 | 0 | 0 | 0 | 0 | 0 | 0 | 0 | 0 | 0 | 0 | 0 | 0 | 0 | 0 | 0 | 0 | 0 | 0 | 0 | 0 | 0 | 0 | 0 | 0
F1_Commercial_OR - Miscellaneous_New_Water Heating_Natural Gas_Water Heater - Solar System_A_Technical Potential | F1 | Commercial | OR - Miscellaneous | New | Water Heating | Natural Gas | Water Heater - Solar System | A | Integrated Unit Energy Savings (kWh or therms) | Technical Potential | 0 | 0 | 0 | 0 | 0 | 0 | 0 | 0 | 0 | 0 | 0 | 0 | 0 | 0 | 0 | 0 | 0 | 0 | 0 | 0 | 0 | 0 | 0 | 0 | 0 | 0 | 0
F2_Commercial_OR - Miscellaneous_New_Water Heating_Natural Gas_Water Heater - Solar System_A_Technical Potential | F2 | Commercial | OR - Miscellaneous | New | Water Heating | Natural Gas | Water Heater - Solar System | A | Integrated Unit Summer Peak Savings (kW) | Technical Potential | 0 | 0 | 0 | 0 | 0 | 0 | 0 | 0 | 0 | 0 | 0 | 0 | 0 | 0 | 0 | 0 | 0 | 0 | 0 | 0 | 0 | 0 | 0 | 0 | 0 | 0 | 0
F3_Commercial_OR - Miscellaneous_New_Water Heating_Natural Gas_Water Heater - Solar System_A_Technical Potential | F3 | Commercial | OR - Miscellaneous | New | Water Heating | Natural Gas | Water Heater - Solar System | A | Integrated Unit Winter Peak Savings (kW) | Technical Potential | 0 | 0 | 0 | 0 | 0 | 0 | 0 | 0 | 0 | 0 | 0 | 0 | 0 | 0 | 0 | 0 | 0 | 0 | 0 | 0 | 0 | 0 | 0 | 0 | 0 | 0 | 0
F4_Commercial_OR - Miscellaneous_New_Water Heating_Natural Gas_Water Heater - Solar System_A_Technical Potential | F4 | Commercial | OR - Miscellaneous | New | Water Heating | Natural Gas | Water Heater - Solar System | A | Incremental Energy Savings (MWh or mTherms) | Technical Potential | 0 | 0 | 0 | 0 | 0 | 0 | 0 | 0 | 0 | 0 | 0 | 0 | 0 | 0 | 0 | 0 | 0 | 0 | 0 | 0 | 0 | 0 | 0 | 0 | 0 | 0 | 0
F5_Commercial_OR - Miscellaneous_New_Water Heating_Natural Gas_Water Heater - Solar System_A_Technical Potential | F5 | Commercial | OR - Miscellaneous | New | Water Heating | Natural Gas | Water Heater - Solar System | A | Incremental Summer Peak Savings (MW) | Technical Potential | 0 | 0 | 0 | 0 | 0 | 0 | 0 | 0 | 0 | 0 | 0 | 0 | 0 | 0 | 0 | 0 | 0 | 0 | 0 | 0 | 0 | 0 | 0 | 0 | 0 | 0 | 0
F6_Commercial_OR - Miscellaneous_New_Water Heating_Natural Gas_Water Heater - Solar System_A_Technical Potential | F6 | Commercial | OR - Miscellaneous | New | Water Heating | Natural Gas | Water Heater - Solar System | A | Incremental Winter Peak Savings (MW) | Technical Potential | 0 | 0 | 0 | 0 | 0 | 0 | 0 | 0 | 0 | 0 | 0 | 0 | 0 | 0 | 0 | 0 | 0 | 0 | 0 | 0 | 0 | 0 | 0 | 0 | 0 | 0 | 0
F7_Commercial_OR - Miscellaneous_New_Water Heating_Natural Gas_Water Heater - Solar System_A_Technical Potential | F7 | Commercial | OR - Miscellaneous | New | Water Heating | Natural Gas | Water Heater - Solar System | A | Cumulative Energy Savings (MWh or mTherms) | Technical Potential | 0 | 0 | 0 | 0 | 0 | 0 | 0 | 0 | 0 | 0 | 0 | 0 | 0 | 0 | 0 | 0 | 0 | 0 | 0 | 0 | 0 | 0 | 0 | 0 | 0 | 0 | 0
F8_Commercial_OR - Miscellaneous_New_Water Heating_Natural Gas_Water Heater - Solar System_A_Technical Potential | F8 | Commercial | OR - Miscellaneous | New | Water Heating | Natural Gas | Water Heater - Solar System | A | Cumulative Summer Peak Savings (MW) | Technical Potential | 0 | 0 | 0 | 0 | 0 | 0 | 0 | 0 | 0 | 0 | 0 | 0 | 0 | 0 | 0 | 0 | 0 | 0 | 0 | 0 | 0 | 0 | 0 | 0 | 0 | 0 | 0
F9_Commercial_OR - Miscellaneous_New_Water Heating_Natural Gas_Water Heater - Solar System_A_Technical Potential | F9 | Commercial | OR - Miscellaneous | New | Water Heating | Natural Gas | Water Heater - Solar System | A | Cumulative Winter Peak Savings (MW) | Technical Potential | 0 | 0 | 0 | 0 | 0 | 0 | 0 | 0 | 0 | 0 | 0 | 0 | 0 | 0 | 0 | 0 | 0 | 0 | 0 | 0 | 0 | 0 | 0 | 0 | 0 | 0 | 0
F10_Commercial_OR - Miscellaneous_New_Water Heating_Natural Gas_Water Heater - Solar System_A_Technical Potential | F10 | Commercial | OR - Miscellaneous | New | Water Heating | Natural Gas | Water Heater - Solar System | A | Purchases (Incremental) | Technical Potential | 0 | 0 | 0 | 0 | 0 | 0 | 0 | 0 | 0 | 0 | 0 | 0 | 0 | 0 | 0 | 0 | 0 | 0 | 0 | 0 | 0 | 0 | 0 | 0 | 0 | 0 | 0
F11_Commercial_OR - Miscellaneous_New_Water Heating_Natural Gas_Water Heater - Solar System_A_Technical Potential | F11 | Commercial | OR - Miscellaneous | New | Water Heating | Natural Gas | Water Heater - Solar System | A | Purchases (Cumulative) | Technical Potential | 0 | 0 | 0 | 0 | 0 | 0 | 0 | 0 | 0 | 0 | 0 | 0 | 0 | 0 | 0 | 0 | 0 | 0 | 0 | 0 | 0 | 0 | 0 | 0 | 0 | 0 | 0
F1_Commercial_OR - Miscellaneous_New_Water Heating_Natural Gas_Commercial Laundry - Ozone Treatment_A_Technical Potential | F1 | Commercial | OR - Miscellaneous | New | Water Heating | Natural Gas | Commercial Laundry - Ozone Treatment | A | Integrated Unit Energy Savings (kWh or therms) | Technical Potential | 0 | 0 | 0 | 0 | 0 | 0 | 0 | 0 | 0 | 0 | 0 | 0 | 0 | 0 | 0 | 0 | 0 | 0 | 0 | 0 | 0 | 0 | 0 | 0 | 0 | 0 | 0
F2_Commercial_OR - Miscellaneous_New_Water Heating_Natural Gas_Commercial Laundry - Ozone Treatment_A_Technical Potential | F2 | Commercial | OR - Miscellaneous | New | Water Heating | Natural Gas | Commercial Laundry - Ozone Treatment | A | Integrated Unit Summer Peak Savings (kW) | Technical Potential | 0 | 0 | 0 | 0 | 0 | 0 | 0 | 0 | 0 | 0 | 0 | 0 | 0 | 0 | 0 | 0 | 0 | 0 | 0 | 0 | 0 | 0 | 0 | 0 | 0 | 0 | 0
F3_Commercial_OR - Miscellaneous_New_Water Heating_Natural Gas_Commercial Laundry - Ozone Treatment_A_Technical Potential | F3 | Commercial | OR - Miscellaneous | New | Water Heating | Natural Gas | Commercial Laundry - Ozone Treatment | A | Integrated Unit Winter Peak Savings (kW) | Technical Potential | 0 | 0 | 0 | 0 | 0 | 0 | 0 | 0 | 0 | 0 | 0 | 0 | 0 | 0 | 0 | 0 | 0 | 0 | 0 | 0 | 0 | 0 | 0 | 0 | 0 | 0 | 0
F4_Commercial_OR - Miscellaneous_New_Water Heating_Natural Gas_Commercial Laundry - Ozone Treatment_A_Technical Potential | F4 | Commercial | OR - Miscellaneous | New | Water Heating | Natural Gas | Commercial Laundry - Ozone Treatment | A | Incremental Energy Savings (MWh or mTherms) | Technical Potential | 0 | 0 | 0 | 0 | 0 | 0 | 0 | 0 | 0 | 0 | 0 | 0 | 0 | 0 | 0 | 0 | 0 | 0 | 0 | 0 | 0 | 0 | 0 | 0 | 0 | 0 | 0
F5_Commercial_OR - Miscellaneous_New_Water Heating_Natural Gas_Commercial Laundry - Ozone Treatment_A_Technical Potential | F5 | Commercial | OR - Miscellaneous | New | Water Heating | Natural Gas | Commercial Laundry - Ozone Treatment | A | Incremental Summer Peak Savings (MW) | Technical Potential | 0 | 0 | 0 | 0 | 0 | 0 | 0 | 0 | 0 | 0 | 0 | 0 | 0 | 0 | 0 | 0 | 0 | 0 | 0 | 0 | 0 | 0 | 0 | 0 | 0 | 0 | 0
F6_Commercial_OR - Miscellaneous_New_Water Heating_Natural Gas_Commercial Laundry - Ozone Treatment_A_Technical Potential | F6 | Commercial | OR - Miscellaneous | New | Water Heating | Natural Gas | Commercial Laundry - Ozone Treatment | A | Incremental Winter Peak Savings (MW) | Technical Potential | 0 | 0 | 0 | 0 | 0 | 0 | 0 | 0 | 0 | 0 | 0 | 0 | 0 | 0 | 0 | 0 | 0 | 0 | 0 | 0 | 0 | 0 | 0 | 0 | 0 | 0 | 0
F7_Commercial_OR - Miscellaneous_New_Water Heating_Natural Gas_Commercial Laundry - Ozone Treatment_A_Technical Potential | F7 | Commercial | OR - Miscellaneous | New | Water Heating | Natural Gas | Commercial Laundry - Ozone Treatment | A | Cumulative Energy Savings (MWh or mTherms) | Technical Potential | 0 | 0 | 0 | 0 | 0 | 0 | 0 | 0 | 0 | 0 | 0 | 0 | 0 | 0 | 0 | 0 | 0 | 0 | 0 | 0 | 0 | 0 | 0 | 0 | 0 | 0 | 0
F8_Commercial_OR - Miscellaneous_New_Water Heating_Natural Gas_Commercial Laundry - Ozone Treatment_A_Technical Potential | F8 | Commercial | OR - Miscellaneous | New | Water Heating | Natural Gas | Commercial Laundry - Ozone Treatment | A | Cumulative Summer Peak Savings (MW) | Technical Potential | 0 | 0 | 0 | 0 | 0 | 0 | 0 | 0 | 0 | 0 | 0 | 0 | 0 | 0 | 0 | 0 | 0 | 0 | 0 | 0 | 0 | 0 | 0 | 0 | 0 | 0 | 0
F9_Commercial_OR - Miscellaneous_New_Water Heating_Natural Gas_Commercial Laundry - Ozone Treatment_A_Technical Potential | F9 | Commercial | OR - Miscellaneous | New | Water Heating | Natural Gas | Commercial Laundry - Ozone Treatment | A | Cumulative Winter Peak Savings (MW) | Technical Potential | 0 | 0 | 0 | 0 | 0 | 0 | 0 | 0 | 0 | 0 | 0 | 0 | 0 | 0 | 0 | 0 | 0 | 0 | 0 | 0 | 0 | 0 | 0 | 0 | 0 | 0 | 0
F10_Commercial_OR - Miscellaneous_New_Water Heating_Natural Gas_Commercial Laundry - Ozone Treatment_A_Technical Potential | F10 | Commercial | OR - Miscellaneous | New | Water Heating | Natural Gas | Commercial Laundry - Ozone Treatment | A | Purchases (Incremental) | Technical Potential | 0 | 0 | 0 | 0 | 0 | 0 | 0 | 0 | 0 | 0 | 0 | 0 | 0 | 0 | 0 | 0 | 0 | 0 | 0 | 0 | 0 | 0 | 0 | 0 | 0 | 0 | 0
F11_Commercial_OR - Miscellaneous_New_Water Heating_Natural Gas_Commercial Laundry - Ozone Treatment_A_Technical Potential | F11 | Commercial | OR - Miscellaneous | New | Water Heating | Natural Gas | Commercial Laundry - Ozone Treatment | A | Purchases (Cumulative) | Technical Potential | 0 | 0 | 0 | 0 | 0 | 0 | 0 | 0 | 0 | 0 | 0 | 0 | 0 | 0 | 0 | 0 | 0 | 0 | 0 | 0 | 0 | 0 | 0 | 0 | 0 | 0 | 0
F1_Commercial_OR - Miscellaneous_New_Water Heating_Natural Gas_Commercial Laundry - ENERGY STAR Washer_A_Technical Potential | F1 | Commercial | OR - Miscellaneous | New | Water Heating | Natural Gas | Commercial Laundry - ENERGY STAR Washer | A | Integrated Unit Energy Savings (kWh or therms) | Technical Potential | 0 | 0 | 0 | 0 | 0 | 0 | 0 | 0 | 0 | 0 | 0 | 0 | 0 | 0 | 0 | 0 | 0 | 0 | 0 | 0 | 0 | 0 | 0 | 0 | 0 | 0 | 0
F2_Commercial_OR - Miscellaneous_New_Water Heating_Natural Gas_Commercial Laundry - ENERGY STAR Washer_A_Technical Potential | F2 | Commercial | OR - Miscellaneous | New | Water Heating | Natural Gas | Commercial Laundry - ENERGY STAR Washer | A | Integrated Unit Summer Peak Savings (kW) | Technical Potential | 0 | 0 | 0 | 0 | 0 | 0 | 0 | 0 | 0 | 0 | 0 | 0 | 0 | 0 | 0 | 0 | 0 | 0 | 0 | 0 | 0 | 0 | 0 | 0 | 0 | 0 | 0
F3_Commercial_OR - Miscellaneous_New_Water Heating_Natural Gas_Commercial Laundry - ENERGY STAR Washer_A_Technical Potential | F3 | Commercial | OR - Miscellaneous | New | Water Heating | Natural Gas | Commercial Laundry - ENERGY STAR Washer | A | Integrated Unit Winter Peak Savings (kW) | Technical Potential | 0 | 0 | 0 | 0 | 0 | 0 | 0 | 0 | 0 | 0 | 0 | 0 | 0 | 0 | 0 | 0 | 0 | 0 | 0 | 0 | 0 | 0 | 0 | 0 | 0 | 0 | 0
F4_Commercial_OR - Miscellaneous_New_Water Heating_Natural Gas_Commercial Laundry - ENERGY STAR Washer_A_Technical Potential | F4 | Commercial | OR - Miscellaneous | New | Water Heating | Natural Gas | Commercial Laundry - ENERGY STAR Washer | A | Incremental Energy Savings (MWh or mTherms) | Technical Potential | 0 | 0 | 0 | 0 | 0 | 0 | 0 | 0 | 0 | 0 | 0 | 0 | 0 | 0 | 0 | 0 | 0 | 0 | 0 | 0 | 0 | 0 | 0 | 0 | 0 | 0 | 0
F5_Commercial_OR - Miscellaneous_New_Water Heating_Natural Gas_Commercial Laundry - ENERGY STAR Washer_A_Technical Potential | F5 | Commercial | OR - Miscellaneous | New | Water Heating | Natural Gas | Commercial Laundry - ENERGY STAR Washer | A | Incremental Summer Peak Savings (MW) | Technical Potential | 0 | 0 | 0 | 0 | 0 | 0 | 0 | 0 | 0 | 0 | 0 | 0 | 0 | 0 | 0 | 0 | 0 | 0 | 0 | 0 | 0 | 0 | 0 | 0 | 0 | 0 | 0
F6_Commercial_OR - Miscellaneous_New_Water Heating_Natural Gas_Commercial Laundry - ENERGY STAR Washer_A_Technical Potential | F6 | Commercial | OR - Miscellaneous | New | Water Heating | Natural Gas | Commercial Laundry - ENERGY STAR Washer | A | Incremental Winter Peak Savings (MW) | Technical Potential | 0 | 0 | 0 | 0 | 0 | 0 | 0 | 0 | 0 | 0 | 0 | 0 | 0 | 0 | 0 | 0 | 0 | 0 | 0 | 0 | 0 | 0 | 0 | 0 | 0 | 0 | 0
F7_Commercial_OR - Miscellaneous_New_Water Heating_Natural Gas_Commercial Laundry - ENERGY STAR Washer_A_Technical Potential | F7 | Commercial | OR - Miscellaneous | New | Water Heating | Natural Gas | Commercial Laundry - ENERGY STAR Washer | A | Cumulative Energy Savings (MWh or mTherms) | Technical Potential | 0 | 0 | 0 | 0 | 0 | 0 | 0 | 0 | 0 | 0 | 0 | 0 | 0 | 0 | 0 | 0 | 0 | 0 | 0 | 0 | 0 | 0 | 0 | 0 | 0 | 0 | 0
F8_Commercial_OR - Miscellaneous_New_Water Heating_Natural Gas_Commercial Laundry - ENERGY STAR Washer_A_Technical Potential | F8 | Commercial | OR - Miscellaneous | New | Water Heating | Natural Gas | Commercial Laundry - ENERGY STAR Washer | A | Cumulative Summer Peak Savings (MW) | Technical Potential | 0 | 0 | 0 | 0 | 0 | 0 | 0 | 0 | 0 | 0 | 0 | 0 | 0 | 0 | 0 | 0 | 0 | 0 | 0 | 0 | 0 | 0 | 0 | 0 | 0 | 0 | 0
F9_Commercial_OR - Miscellaneous_New_Water Heating_Natural Gas_Commercial Laundry - ENERGY STAR Washer_A_Technical Potential | F9 | Commercial | OR - Miscellaneous | New | Water Heating | Natural Gas | Commercial Laundry - ENERGY STAR Washer | A | Cumulative Winter Peak Savings (MW) | Technical Potential | 0 | 0 | 0 | 0 | 0 | 0 | 0 | 0 | 0 | 0 | 0 | 0 | 0 | 0 | 0 | 0 | 0 | 0 | 0 | 0 | 0 | 0 | 0 | 0 | 0 | 0 | 0
F10_Commercial_OR - Miscellaneous_New_Water Heating_Natural Gas_Commercial Laundry - ENERGY STAR Washer_A_Technical Potential | F10 | Commercial | OR - Miscellaneous | New | Water Heating | Natural Gas | Commercial Laundry - ENERGY STAR Washer | A | Purchases (Incremental) | Technical Potential | 0 | 0 | 0 | 0 | 0 | 0 | 0 | 0 | 0 | 0 | 0 | 0 | 0 | 0 | 0 | 0 | 0 | 0 | 0 | 0 | 0 | 0 | 0 | 0 | 0 | 0 | 0
F11_Commercial_OR - Miscellaneous_New_Water Heating_Natural Gas_Commercial Laundry - ENERGY STAR Washer_A_Technical Potential | F11 | Commercial | OR - Miscellaneous | New | Water Heating | Natural Gas | Commercial Laundry - ENERGY STAR Washer | A | Purchases (Cumulative) | Technical Potential | 0 | 0 | 0 | 0 | 0 | 0 | 0 | 0 | 0 | 0 | 0 | 0 | 0 | 0 | 0 | 0 | 0 | 0 | 0 | 0 | 0 | 0 | 0 | 0 | 0 | 0 | 0
F1_Commercial_OR - Miscellaneous_New_Water Heating_Natural Gas_Water Heater - Efficient Dishwasher_A_Technical Potential | F1 | Commercial | OR - Miscellaneous | New | Water Heating | Natural Gas | Water Heater - Efficient Dishwasher | A | Integrated Unit Energy Savings (kWh or therms) | Technical Potential | 0 | 0 | 0 | 0 | 0 | 0 | 0 | 0 | 0 | 0 | 0 | 0 | 0 | 0 | 0 | 0 | 0 | 0 | 0 | 0 | 0 | 0 | 0 | 0 | 0 | 0 | 0
F2_Commercial_OR - Miscellaneous_New_Water Heating_Natural Gas_Water Heater - Efficient Dishwasher_A_Technical Potential | F2 | Commercial | OR - Miscellaneous | New | Water Heating | Natural Gas | Water Heater - Efficient Dishwasher | A | Integrated Unit Summer Peak Savings (kW) | Technical Potential | 0 | 0 | 0 | 0 | 0 | 0 | 0 | 0 | 0 | 0 | 0 | 0 | 0 | 0 | 0 | 0 | 0 | 0 | 0 | 0 | 0 | 0 | 0 | 0 | 0 | 0 | 0
F3_Commercial_OR - Miscellaneous_New_Water Heating_Natural Gas_Water Heater - Efficient Dishwasher_A_Technical Potential | F3 | Commercial | OR - Miscellaneous | New | Water Heating | Natural Gas | Water Heater - Efficient Dishwasher | A | Integrated Unit Winter Peak Savings (kW) | Technical Potential | 0 | 0 | 0 | 0 | 0 | 0 | 0 | 0 | 0 | 0 | 0 | 0 | 0 | 0 | 0 | 0 | 0 | 0 | 0 | 0 | 0 | 0 | 0 | 0 | 0 | 0 | 0
F4_Commercial_OR - Miscellaneous_New_Water Heating_Natural Gas_Water Heater - Efficient Dishwasher_A_Technical Potential | F4 | Commercial | OR - Miscellaneous | New | Water Heating | Natural Gas | Water Heater - Efficient Dishwasher | A | Incremental Energy Savings (MWh or mTherms) | Technical Potential | 0 | 0 | 0 | 0 | 0 | 0 | 0 | 0 | 0 | 0 | 0 | 0 | 0 | 0 | 0 | 0 | 0 | 0 | 0 | 0 | 0 | 0 | 0 | 0 | 0 | 0 | 0
F5_Commercial_OR - Miscellaneous_New_Water Heating_Natural Gas_Water Heater - Efficient Dishwasher_A_Technical Potential | F5 | Commercial | OR - Miscellaneous | New | Water Heating | Natural Gas | Water Heater - Efficient Dishwasher | A | Incremental Summer Peak Savings (MW) | Technical Potential | 0 | 0 | 0 | 0 | 0 | 0 | 0 | 0 | 0 | 0 | 0 | 0 | 0 | 0 | 0 | 0 | 0 | 0 | 0 | 0 | 0 | 0 | 0 | 0 | 0 | 0 | 0
F6_Commercial_OR - Miscellaneous_New_Water Heating_Natural Gas_Water Heater - Efficient Dishwasher_A_Technical Potential | F6 | Commercial | OR - Miscellaneous | New | Water Heating | Natural Gas | Water Heater - Efficient Dishwasher | A | Incremental Winter Peak Savings (MW) | Technical Potential | 0 | 0 | 0 | 0 | 0 | 0 | 0 | 0 | 0 | 0 | 0 | 0 | 0 | 0 | 0 | 0 | 0 | 0 | 0 | 0 | 0 | 0 | 0 | 0 | 0 | 0 | 0
F7_Commercial_OR - Miscellaneous_New_Water Heating_Natural Gas_Water Heater - Efficient Dishwasher_A_Technical Potential | F7 | Commercial | OR - Miscellaneous | New | Water Heating | Natural Gas | Water Heater - Efficient Dishwasher | A | Cumulative Energy Savings (MWh or mTherms) | Technical Potential | 0 | 0 | 0 | 0 | 0 | 0 | 0 | 0 | 0 | 0 | 0 | 0 | 0 | 0 | 0 | 0 | 0 | 0 | 0 | 0 | 0 | 0 | 0 | 0 | 0 | 0 | 0
F8_Commercial_OR - Miscellaneous_New_Water Heating_Natural Gas_Water Heater - Efficient Dishwasher_A_Technical Potential | F8 | Commercial | OR - Miscellaneous | New | Water Heating | Natural Gas | Water Heater - Efficient Dishwasher | A | Cumulative Summer Peak Savings (MW) | Technical Potential | 0 | 0 | 0 | 0 | 0 | 0 | 0 | 0 | 0 | 0 | 0 | 0 | 0 | 0 | 0 | 0 | 0 | 0 | 0 | 0 | 0 | 0 | 0 | 0 | 0 | 0 | 0
F9_Commercial_OR - Miscellaneous_New_Water Heating_Natural Gas_Water Heater - Efficient Dishwasher_A_Technical Potential | F9 | Commercial | OR - Miscellaneous | New | Water Heating | Natural Gas | Water Heater - Efficient Dishwasher | A | Cumulative Winter Peak Savings (MW) | Technical Potential | 0 | 0 | 0 | 0 | 0 | 0 | 0 | 0 | 0 | 0 | 0 | 0 | 0 | 0 | 0 | 0 | 0 | 0 | 0 | 0 | 0 | 0 | 0 | 0 | 0 | 0 | 0
F10_Commercial_OR - Miscellaneous_New_Water Heating_Natural Gas_Water Heater - Efficient Dishwasher_A_Technical Potential | F10 | Commercial | OR - Miscellaneous | New | Water Heating | Natural Gas | Water Heater - Efficient Dishwasher | A | Purchases (Incremental) | Technical Potential | 0 | 0 | 0 | 0 | 0 | 0 | 0 | 0 | 0 | 0 | 0 | 0 | 0 | 0 | 0 | 0 | 0 | 0 | 0 | 0 | 0 | 0 | 0 | 0 | 0 | 0 | 0
F11_Commercial_OR - Miscellaneous_New_Water Heating_Natural Gas_Water Heater - Efficient Dishwasher_A_Technical Potential | F11 | Commercial | OR - Miscellaneous | New | Water Heating | Natural Gas | Water Heater - Efficient Dishwasher | A | Purchases (Cumulative) | Technical Potential | 0 | 0 | 0 | 0 | 0 | 0 | 0 | 0 | 0 | 0 | 0 | 0 | 0 | 0 | 0 | 0 | 0 | 0 | 0 | 0 | 0 | 0 | 0 | 0 | 0 | 0 | 0
F1_Commercial_OR - Miscellaneous_New_Water Heating_Natural Gas_Commercial Laundry - Alternative Dry-Cleaning Methods_A_Technical Potential | F1 | Commercial | OR - Miscellaneous | New | Water Heating | Natural Gas | Commercial Laundry - Alternative Dry-Cleaning Methods | A | Integrated Unit Energy Savings (kWh or therms) | Technical Potential | 0 | 0 | 0 | 0 | 0 | 0 | 0 | 0 | 0 | 0 | 0 | 0 | 0 | 0 | 0 | 0 | 0 | 0 | 0 | 0 | 0 | 0 | 0 | 0 | 0 | 0 | 0
F2_Commercial_OR - Miscellaneous_New_Water Heating_Natural Gas_Commercial Laundry - Alternative Dry-Cleaning Methods_A_Technical Potential | F2 | Commercial | OR - Miscellaneous | New | Water Heating | Natural Gas | Commercial Laundry - Alternative Dry-Cleaning Methods | A | Integrated Unit Summer Peak Savings (kW) | Technical Potential | 0 | 0 | 0 | 0 | 0 | 0 | 0 | 0 | 0 | 0 | 0 | 0 | 0 | 0 | 0 | 0 | 0 | 0 | 0 | 0 | 0 | 0 | 0 | 0 | 0 | 0 | 0
F3_Commercial_OR - Miscellaneous_New_Water Heating_Natural Gas_Commercial Laundry - Alternative Dry-Cleaning Methods_A_Technical Potential | F3 | Commercial | OR - Miscellaneous | New | Water Heating | Natural Gas | Commercial Laundry - Alternative Dry-Cleaning Methods | A | Integrated Unit Winter Peak Savings (kW) | Technical Potential | 0 | 0 | 0 | 0 | 0 | 0 | 0 | 0 | 0 | 0 | 0 | 0 | 0 | 0 | 0 | 0 | 0 | 0 | 0 | 0 | 0 | 0 | 0 | 0 | 0 | 0 | 0
F4_Commercial_OR - Miscellaneous_New_Water Heating_Natural Gas_Commercial Laundry - Alternative Dry-Cleaning Methods_A_Technical Potential | F4 | Commercial | OR - Miscellaneous | New | Water Heating | Natural Gas | Commercial Laundry - Alternative Dry-Cleaning Methods | A | Incremental Energy Savings (MWh or mTherms) | Technical Potential | 0 | 0 | 0 | 0 | 0 | 0 | 0 | 0 | 0 | 0 | 0 | 0 | 0 | 0 | 0 | 0 | 0 | 0 | 0 | 0 | 0 | 0 | 0 | 0 | 0 | 0 | 0
F5_Commercial_OR - Miscellaneous_New_Water Heating_Natural Gas_Commercial Laundry - Alternative Dry-Cleaning Methods_A_Technical Potential | F5 | Commercial | OR - Miscellaneous | New | Water Heating | Natural Gas | Commercial Laundry - Alternative Dry-Cleaning Methods | A | Incremental Summer Peak Savings (MW) | Technical Potential | 0 | 0 | 0 | 0 | 0 | 0 | 0 | 0 | 0 | 0 | 0 | 0 | 0 | 0 | 0 | 0 | 0 | 0 | 0 | 0 | 0 | 0 | 0 | 0 | 0 | 0 | 0
F6_Commercial_OR - Miscellaneous_New_Water Heating_Natural Gas_Commercial Laundry - Alternative Dry-Cleaning Methods_A_Technical Potential | F6 | Commercial | OR - Miscellaneous | New | Water Heating | Natural Gas | Commercial Laundry - Alternative Dry-Cleaning Methods | A | Incremental Winter Peak Savings (MW) | Technical Potential | 0 | 0 | 0 | 0 | 0 | 0 | 0 | 0 | 0 | 0 | 0 | 0 | 0 | 0 | 0 | 0 | 0 | 0 | 0 | 0 | 0 | 0 | 0 | 0 | 0 | 0 | 0
F7_Commercial_OR - Miscellaneous_New_Water Heating_Natural Gas_Commercial Laundry - Alternative Dry-Cleaning Methods_A_Technical Potential | F7 | Commercial | OR - Miscellaneous | New | Water Heating | Natural Gas | Commercial Laundry - Alternative Dry-Cleaning Methods | A | Cumulative Energy Savings (MWh or mTherms) | Technical Potential | 0 | 0 | 0 | 0 | 0 | 0 | 0 | 0 | 0 | 0 | 0 | 0 | 0 | 0 | 0 | 0 | 0 | 0 | 0 | 0 | 0 | 0 | 0 | 0 | 0 | 0 | 0
F8_Commercial_OR - Miscellaneous_New_Water Heating_Natural Gas_Commercial Laundry - Alternative Dry-Cleaning Methods_A_Technical Potential | F8 | Commercial | OR - Miscellaneous | New | Water Heating | Natural Gas | Commercial Laundry - Alternative Dry-Cleaning Methods | A | Cumulative Summer Peak Savings (MW) | Technical Potential | 0 | 0 | 0 | 0 | 0 | 0 | 0 | 0 | 0 | 0 | 0 | 0 | 0 | 0 | 0 | 0 | 0 | 0 | 0 | 0 | 0 | 0 | 0 | 0 | 0 | 0 | 0
F9_Commercial_OR - Miscellaneous_New_Water Heating_Natural Gas_Commercial Laundry - Alternative Dry-Cleaning Methods_A_Technical Potential | F9 | Commercial | OR - Miscellaneous | New | Water Heating | Natural Gas | Commercial Laundry - Alternative Dry-Cleaning Methods | A | Cumulative Winter Peak Savings (MW) | Technical Potential | 0 | 0 | 0 | 0 | 0 | 0 | 0 | 0 | 0 | 0 | 0 | 0 | 0 | 0 | 0 | 0 | 0 | 0 | 0 | 0 | 0 | 0 | 0 | 0 | 0 | 0 | 0
F10_Commercial_OR - Miscellaneous_New_Water Heating_Natural Gas_Commercial Laundry - Alternative Dry-Cleaning Methods_A_Technical Potential | F10 | Commercial | OR - Miscellaneous | New | Water Heating | Natural Gas | Commercial Laundry - Alternative Dry-Cleaning Methods | A | Purchases (Incremental) | Technical Potential | 0 | 0 | 0 | 0 | 0 | 0 | 0 | 0 | 0 | 0 | 0 | 0 | 0 | 0 | 0 | 0 | 0 | 0 | 0 | 0 | 0 | 0 | 0 | 0 | 0 | 0 | 0
F11_Commercial_OR - Miscellaneous_New_Water Heating_Natural Gas_Commercial Laundry - Alternative Dry-Cleaning Methods_A_Technical Potential | F11 | Commercial | OR - Miscellaneous | New | Water Heating | Natural Gas | Commercial Laundry - Alternative Dry-Cleaning Methods | A | Purchases (Cumulative) | Technical Potential | 0 | 0 | 0 | 0 | 0 | 0 | 0 | 0 | 0 | 0 | 0 | 0 | 0 | 0 | 0 | 0 | 0 | 0 | 0 | 0 | 0 | 0 | 0 | 0 | 0 | 0 | 0
F1_Commercial_OR - Miscellaneous_New_Space Heating_Natural Gas_Advanced Kitchen Ventilation Controls_A_Technical Potential | F1 | Commercial | OR - Miscellaneous | New | Space Heating | Natural Gas | Advanced Kitchen Ventilation Controls | A | Integrated Unit Energy Savings (kWh or therms) | Technical Potential | 0 | 0 | 0 | 0 | 0 | 0 | 0 | 0 | 0 | 0 | 0 | 0 | 0 | 0 | 0 | 0 | 0 | 0 | 0 | 0 | 0 | 0 | 0 | 0 | 0 | 0 | 0
F2_Commercial_OR - Miscellaneous_New_Space Heating_Natural Gas_Advanced Kitchen Ventilation Controls_A_Technical Potential | F2 | Commercial | OR - Miscellaneous | New | Space Heating | Natural Gas | Advanced Kitchen Ventilation Controls | A | Integrated Unit Summer Peak Savings (kW) | Technical Potential | 0 | 0 | 0 | 0 | 0 | 0 | 0 | 0 | 0 | 0 | 0 | 0 | 0 | 0 | 0 | 0 | 0 | 0 | 0 | 0 | 0 | 0 | 0 | 0 | 0 | 0 | 0
F3_Commercial_OR - Miscellaneous_New_Space Heating_Natural Gas_Advanced Kitchen Ventilation Controls_A_Technical Potential | F3 | Commercial | OR - Miscellaneous | New | Space Heating | Natural Gas | Advanced Kitchen Ventilation Controls | A | Integrated Unit Winter Peak Savings (kW) | Technical Potential | 0 | 0 | 0 | 0 | 0 | 0 | 0 | 0 | 0 | 0 | 0 | 0 | 0 | 0 | 0 | 0 | 0 | 0 | 0 | 0 | 0 | 0 | 0 | 0 | 0 | 0 | 0
F4_Commercial_OR - Miscellaneous_New_Space Heating_Natural Gas_Advanced Kitchen Ventilation Controls_A_Technical Potential | F4 | Commercial | OR - Miscellaneous | New | Space Heating | Natural Gas | Advanced Kitchen Ventilation Controls | A | Incremental Energy Savings (MWh or mTherms) | Technical Potential | 0 | 0 | 0 | 0 | 0 | 0 | 0 | 0 | 0 | 0 | 0 | 0 | 0 | 0 | 0 | 0 | 0 | 0 | 0 | 0 | 0 | 0 | 0 | 0 | 0 | 0 | 0
F5_Commercial_OR - Miscellaneous_New_Space Heating_Natural Gas_Advanced Kitchen Ventilation Controls_A_Technical Potential | F5 | Commercial | OR - Miscellaneous | New | Space Heating | Natural Gas | Advanced Kitchen Ventilation Controls | A | Incremental Summer Peak Savings (MW) | Technical Potential | 0 | 0 | 0 | 0 | 0 | 0 | 0 | 0 | 0 | 0 | 0 | 0 | 0 | 0 | 0 | 0 | 0 | 0 | 0 | 0 | 0 | 0 | 0 | 0 | 0 | 0 | 0
F6_Commercial_OR - Miscellaneous_New_Space Heating_Natural Gas_Advanced Kitchen Ventilation Controls_A_Technical Potential | F6 | Commercial | OR - Miscellaneous | New | Space Heating | Natural Gas | Advanced Kitchen Ventilation Controls | A | Incremental Winter Peak Savings (MW) | Technical Potential | 0 | 0 | 0 | 0 | 0 | 0 | 0 | 0 | 0 | 0 | 0 | 0 | 0 | 0 | 0 | 0 | 0 | 0 | 0 | 0 | 0 | 0 | 0 | 0 | 0 | 0 | 0
F7_Commercial_OR - Miscellaneous_New_Space Heating_Natural Gas_Advanced Kitchen Ventilation Controls_A_Technical Potential | F7 | Commercial | OR - Miscellaneous | New | Space Heating | Natural Gas | Advanced Kitchen Ventilation Controls | A | Cumulative Energy Savings (MWh or mTherms) | Technical Potential | 0 | 0 | 0 | 0 | 0 | 0 | 0 | 0 | 0 | 0 | 0 | 0 | 0 | 0 | 0 | 0 | 0 | 0 | 0 | 0 | 0 | 0 | 0 | 0 | 0 | 0 | 0
F8_Commercial_OR - Miscellaneous_New_Space Heating_Natural Gas_Advanced Kitchen Ventilation Controls_A_Technical Potential | F8 | Commercial | OR - Miscellaneous | New | Space Heating | Natural Gas | Advanced Kitchen Ventilation Controls | A | Cumulative Summer Peak Savings (MW) | Technical Potential | 0 | 0 | 0 | 0 | 0 | 0 | 0 | 0 | 0 | 0 | 0 | 0 | 0 | 0 | 0 | 0 | 0 | 0 | 0 | 0 | 0 | 0 | 0 | 0 | 0 | 0 | 0
F9_Commercial_OR - Miscellaneous_New_Space Heating_Natural Gas_Advanced Kitchen Ventilation Controls_A_Technical Potential | F9 | Commercial | OR - Miscellaneous | New | Space Heating | Natural Gas | Advanced Kitchen Ventilation Controls | A | Cumulative Winter Peak Savings (MW) | Technical Potential | 0 | 0 | 0 | 0 | 0 | 0 | 0 | 0 | 0 | 0 | 0 | 0 | 0 | 0 | 0 | 0 | 0 | 0 | 0 | 0 | 0 | 0 | 0 | 0 | 0 | 0 | 0
F10_Commercial_OR - Miscellaneous_New_Space Heating_Natural Gas_Advanced Kitchen Ventilation Controls_A_Technical Potential | F10 | Commercial | OR - Miscellaneous | New | Space Heating | Natural Gas | Advanced Kitchen Ventilation Controls | A | Purchases (Incremental) | Technical Potential | 0 | 0 | 0 | 0 | 0 | 0 | 0 | 0 | 0 | 0 | 0 | 0 | 0 | 0 | 0 | 0 | 0 | 0 | 0 | 0 | 0 | 0 | 0 | 0 | 0 | 0 | 0
F11_Commercial_OR - Miscellaneous_New_Space Heating_Natural Gas_Advanced Kitchen Ventilation Controls_A_Technical Potential | F11 | Commercial | OR - Miscellaneous | New | Space Heating | Natural Gas | Advanced Kitchen Ventilation Controls | A | Purchases (Cumulative) | Technical Potential | 0 | 0 | 0 | 0 | 0 | 0 | 0 | 0 | 0 | 0 | 0 | 0 | 0 | 0 | 0 | 0 | 0 | 0 | 0 | 0 | 0 | 0 | 0 | 0 | 0 | 0 | 0
F1_Commercial_OR - Miscellaneous_New_Space Heating_Natural Gas_Infiltration Control - Loading Dock Sealing_A_Technical Potential | F1 | Commercial | OR - Miscellaneous | New | Space Heating | Natural Gas | Infiltration Control - Loading Dock Sealing | A | Integrated Unit Energy Savings (kWh or therms) | Technical Potential | 0 | 0 | 0 | 0 | 0 | 0 | 0 | 0 | 0 | 0 | 0 | 0 | 0 | 0 | 0 | 0 | 0 | 0 | 0 | 0 | 0 | 0 | 0 | 0 | 0 | 0 | 0
F2_Commercial_OR - Miscellaneous_New_Space Heating_Natural Gas_Infiltration Control - Loading Dock Sealing_A_Technical Potential | F2 | Commercial | OR - Miscellaneous | New | Space Heating | Natural Gas | Infiltration Control - Loading Dock Sealing | A | Integrated Unit Summer Peak Savings (kW) | Technical Potential | 0 | 0 | 0 | 0 | 0 | 0 | 0 | 0 | 0 | 0 | 0 | 0 | 0 | 0 | 0 | 0 | 0 | 0 | 0 | 0 | 0 | 0 | 0 | 0 | 0 | 0 | 0
F3_Commercial_OR - Miscellaneous_New_Space Heating_Natural Gas_Infiltration Control - Loading Dock Sealing_A_Technical Potential | F3 | Commercial | OR - Miscellaneous | New | Space Heating | Natural Gas | Infiltration Control - Loading Dock Sealing | A | Integrated Unit Winter Peak Savings (kW) | Technical Potential | 0 | 0 | 0 | 0 | 0 | 0 | 0 | 0 | 0 | 0 | 0 | 0 | 0 | 0 | 0 | 0 | 0 | 0 | 0 | 0 | 0 | 0 | 0 | 0 | 0 | 0 | 0
F4_Commercial_OR - Miscellaneous_New_Space Heating_Natural Gas_Infiltration Control - Loading Dock Sealing_A_Technical Potential | F4 | Commercial | OR - Miscellaneous | New | Space Heating | Natural Gas | Infiltration Control - Loading Dock Sealing | A | Incremental Energy Savings (MWh or mTherms) | Technical Potential | 0 | 0 | 0 | 0 | 0 | 0 | 0 | 0 | 0 | 0 | 0 | 0 | 0 | 0 | 0 | 0 | 0 | 0 | 0 | 0 | 0 | 0 | 0 | 0 | 0 | 0 | 0
F5_Commercial_OR - Miscellaneous_New_Space Heating_Natural Gas_Infiltration Control - Loading Dock Sealing_A_Technical Potential | F5 | Commercial | OR - Miscellaneous | New | Space Heating | Natural Gas | Infiltration Control - Loading Dock Sealing | A | Incremental Summer Peak Savings (MW) | Technical Potential | 0 | 0 | 0 | 0 | 0 | 0 | 0 | 0 | 0 | 0 | 0 | 0 | 0 | 0 | 0 | 0 | 0 | 0 | 0 | 0 | 0 | 0 | 0 | 0 | 0 | 0 | 0
F6_Commercial_OR - Miscellaneous_New_Space Heating_Natural Gas_Infiltration Control - Loading Dock Sealing_A_Technical Potential | F6 | Commercial | OR - Miscellaneous | New | Space Heating | Natural Gas | Infiltration Control - Loading Dock Sealing | A | Incremental Winter Peak Savings (MW) | Technical Potential | 0 | 0 | 0 | 0 | 0 | 0 | 0 | 0 | 0 | 0 | 0 | 0 | 0 | 0 | 0 | 0 | 0 | 0 | 0 | 0 | 0 | 0 | 0 | 0 | 0 | 0 | 0
F7_Commercial_OR - Miscellaneous_New_Space Heating_Natural Gas_Infiltration Control - Loading Dock Sealing_A_Technical Potential | F7 | Commercial | OR - Miscellaneous | New | Space Heating | Natural Gas | Infiltration Control - Loading Dock Sealing | A | Cumulative Energy Savings (MWh or mTherms) | Technical Potential | 0 | 0 | 0 | 0 | 0 | 0 | 0 | 0 | 0 | 0 | 0 | 0 | 0 | 0 | 0 | 0 | 0 | 0 | 0 | 0 | 0 | 0 | 0 | 0 | 0 | 0 | 0
F8_Commercial_OR - Miscellaneous_New_Space Heating_Natural Gas_Infiltration Control - Loading Dock Sealing_A_Technical Potential | F8 | Commercial | OR - Miscellaneous | New | Space Heating | Natural Gas | Infiltration Control - Loading Dock Sealing | A | Cumulative Summer Peak Savings (MW) | Technical Potential | 0 | 0 | 0 | 0 | 0 | 0 | 0 | 0 | 0 | 0 | 0 | 0 | 0 | 0 | 0 | 0 | 0 | 0 | 0 | 0 | 0 | 0 | 0 | 0 | 0 | 0 | 0
F9_Commercial_OR - Miscellaneous_New_Space Heating_Natural Gas_Infiltration Control - Loading Dock Sealing_A_Technical Potential | F9 | Commercial | OR - Miscellaneous | New | Space Heating | Natural Gas | Infiltration Control - Loading Dock Sealing | A | Cumulative Winter Peak Savings (MW) | Technical Potential | 0 | 0 | 0 | 0 | 0 | 0 | 0 | 0 | 0 | 0 | 0 | 0 | 0 | 0 | 0 | 0 | 0 | 0 | 0 | 0 | 0 | 0 | 0 | 0 | 0 | 0 | 0
F10_Commercial_OR - Miscellaneous_New_Space Heating_Natural Gas_Infiltration Control - Loading Dock Sealing_A_Technical Potential | F10 | Commercial | OR - Miscellaneous | New | Space Heating | Natural Gas | Infiltration Control - Loading Dock Sealing | A | Purchases (Incremental) | Technical Potential | 0 | 0 | 0 | 0 | 0 | 0 | 0 | 0 | 0 | 0 | 0 | 0 | 0 | 0 | 0 | 0 | 0 | 0 | 0 | 0 | 0 | 0 | 0 | 0 | 0 | 0 | 0
F11_Commercial_OR - Miscellaneous_New_Space Heating_Natural Gas_Infiltration Control - Loading Dock Sealing_A_Technical Potential | F11 | Commercial | OR - Miscellaneous | New | Space Heating | Natural Gas | Infiltration Control - Loading Dock Sealing | A | Purchases (Cumulative) | Technical Potential | 0 | 0 | 0 | 0 | 0 | 0 | 0 | 0 | 0 | 0 | 0 | 0 | 0 | 0 | 0 | 0 | 0 | 0 | 0 | 0 | 0 | 0 | 0 | 0 | 0 | 0 | 0
F1_Commercial_OR - Miscellaneous_New_Space Heating_Natural Gas_Greenhouse Heat Curtain_A_Technical Potential | F1 | Commercial | OR - Miscellaneous | New | Space Heating | Natural Gas | Greenhouse Heat Curtain | A | Integrated Unit Energy Savings (kWh or therms) | Technical Potential | 0 | 0 | 0 | 0 | 0 | 0 | 0 | 0 | 0 | 0 | 0 | 0 | 0 | 0 | 0 | 0 | 0 | 0 | 0 | 0 | 0 | 0 | 0 | 0 | 0 | 0 | 0
F2_Commercial_OR - Miscellaneous_New_Space Heating_Natural Gas_Greenhouse Heat Curtain_A_Technical Potential | F2 | Commercial | OR - Miscellaneous | New | Space Heating | Natural Gas | Greenhouse Heat Curtain | A | Integrated Unit Summer Peak Savings (kW) | Technical Potential | 0 | 0 | 0 | 0 | 0 | 0 | 0 | 0 | 0 | 0 | 0 | 0 | 0 | 0 | 0 | 0 | 0 | 0 | 0 | 0 | 0 | 0 | 0 | 0 | 0 | 0 | 0
F3_Commercial_OR - Miscellaneous_New_Space Heating_Natural Gas_Greenhouse Heat Curtain_A_Technical Potential | F3 | Commercial | OR - Miscellaneous | New | Space Heating | Natural Gas | Greenhouse Heat Curtain | A | Integrated Unit Winter Peak Savings (kW) | Technical Potential | 0 | 0 | 0 | 0 | 0 | 0 | 0 | 0 | 0 | 0 | 0 | 0 | 0 | 0 | 0 | 0 | 0 | 0 | 0 | 0 | 0 | 0 | 0 | 0 | 0 | 0 | 0
F4_Commercial_OR - Miscellaneous_New_Space Heating_Natural Gas_Greenhouse Heat Curtain_A_Technical Potential | F4 | Commercial | OR - Miscellaneous | New | Space Heating | Natural Gas | Greenhouse Heat Curtain | A | Incremental Energy Savings (MWh or mTherms) | Technical Potential | 0 | 0 | 0 | 0 | 0 | 0 | 0 | 0 | 0 | 0 | 0 | 0 | 0 | 0 | 0 | 0 | 0 | 0 | 0 | 0 | 0 | 0 | 0 | 0 | 0 | 0 | 0
F5_Commercial_OR - Miscellaneous_New_Space Heating_Natural Gas_Greenhouse Heat Curtain_A_Technical Potential | F5 | Commercial | OR - Miscellaneous | New | Space Heating | Natural Gas | Greenhouse Heat Curtain | A | Incremental Summer Peak Savings (MW) | Technical Potential | 0 | 0 | 0 | 0 | 0 | 0 | 0 | 0 | 0 | 0 | 0 | 0 | 0 | 0 | 0 | 0 | 0 | 0 | 0 | 0 | 0 | 0 | 0 | 0 | 0 | 0 | 0
F6_Commercial_OR - Miscellaneous_New_Space Heating_Natural Gas_Greenhouse Heat Curtain_A_Technical Potential | F6 | Commercial | OR - Miscellaneous | New | Space Heating | Natural Gas | Greenhouse Heat Curtain | A | Incremental Winter Peak Savings (MW) | Technical Potential | 0 | 0 | 0 | 0 | 0 | 0 | 0 | 0 | 0 | 0 | 0 | 0 | 0 | 0 | 0 | 0 | 0 | 0 | 0 | 0 | 0 | 0 | 0 | 0 | 0 | 0 | 0
F7_Commercial_OR - Miscellaneous_New_Space Heating_Natural Gas_Greenhouse Heat Curtain_A_Technical Potential | F7 | Commercial | OR - Miscellaneous | New | Space Heating | Natural Gas | Greenhouse Heat Curtain | A | Cumulative Energy Savings (MWh or mTherms) | Technical Potential | 0 | 0 | 0 | 0 | 0 | 0 | 0 | 0 | 0 | 0 | 0 | 0 | 0 | 0 | 0 | 0 | 0 | 0 | 0 | 0 | 0 | 0 | 0 | 0 | 0 | 0 | 0
F8_Commercial_OR - Miscellaneous_New_Space Heating_Natural Gas_Greenhouse Heat Curtain_A_Technical Potential | F8 | Commercial | OR - Miscellaneous | New | Space Heating | Natural Gas | Greenhouse Heat Curtain | A | Cumulative Summer Peak Savings (MW) | Technical Potential | 0 | 0 | 0 | 0 | 0 | 0 | 0 | 0 | 0 | 0 | 0 | 0 | 0 | 0 | 0 | 0 | 0 | 0 | 0 | 0 | 0 | 0 | 0 | 0 | 0 | 0 | 0
F9_Commercial_OR - Miscellaneous_New_Space Heating_Natural Gas_Greenhouse Heat Curtain_A_Technical Potential | F9 | Commercial | OR - Miscellaneous | New | Space Heating | Natural Gas | Greenhouse Heat Curtain | A | Cumulative Winter Peak Savings (MW) | Technical Potential | 0 | 0 | 0 | 0 | 0 | 0 | 0 | 0 | 0 | 0 | 0 | 0 | 0 | 0 | 0 | 0 | 0 | 0 | 0 | 0 | 0 | 0 | 0 | 0 | 0 | 0 | 0
F10_Commercial_OR - Miscellaneous_New_Space Heating_Natural Gas_Greenhouse Heat Curtain_A_Technical Potential | F10 | Commercial | OR - Miscellaneous | New | Space Heating | Natural Gas | Greenhouse Heat Curtain | A | Purchases (Incremental) | Technical Potential | 0 | 0 | 0 | 0 | 0 | 0 | 0 | 0 | 0 | 0 | 0 | 0 | 0 | 0 | 0 | 0 | 0 | 0 | 0 | 0 | 0 | 0 | 0 | 0 | 0 | 0 | 0
F11_Commercial_OR - Miscellaneous_New_Space Heating_Natural Gas_Greenhouse Heat Curtain_A_Technical Potential | F11 | Commercial | OR - Miscellaneous | New | Space Heating | Natural Gas | Greenhouse Heat Curtain | A | Purchases (Cumulative) | Technical Potential | 0 | 0 | 0 | 0 | 0 | 0 | 0 | 0 | 0 | 0 | 0 | 0 | 0 | 0 | 0 | 0 | 0 | 0 | 0 | 0 | 0 | 0 | 0 | 0 | 0 | 0 | 0
F1_Commercial_OR - Miscellaneous_New_Space Heating_Natural Gas_Ventilation - Parking Garages, Demand Controlled_A_Technical Potential | F1 | Commercial | OR - Miscellaneous | New | Space Heating | Natural Gas | Ventilation - Parking Garages, Demand Controlled | A | Integrated Unit Energy Savings (kWh or therms) | Technical Potential | 0 | 0 | 0 | 0 | 0 | 0 | 0 | 0 | 0 | 0 | 0 | 0 | 0 | 0 | 0 | 0 | 0 | 0 | 0 | 0 | 0 | 0 | 0 | 0 | 0 | 0 | 0
F2_Commercial_OR - Miscellaneous_New_Space Heating_Natural Gas_Ventilation - Parking Garages, Demand Controlled_A_Technical Potential | F2 | Commercial | OR - Miscellaneous | New | Space Heating | Natural Gas | Ventilation - Parking Garages, Demand Controlled | A | Integrated Unit Summer Peak Savings (kW) | Technical Potential | 0 | 0 | 0 | 0 | 0 | 0 | 0 | 0 | 0 | 0 | 0 | 0 | 0 | 0 | 0 | 0 | 0 | 0 | 0 | 0 | 0 | 0 | 0 | 0 | 0 | 0 | 0
F3_Commercial_OR - Miscellaneous_New_Space Heating_Natural Gas_Ventilation - Parking Garages, Demand Controlled_A_Technical Potential | F3 | Commercial | OR - Miscellaneous | New | Space Heating | Natural Gas | Ventilation - Parking Garages, Demand Controlled | A | Integrated Unit Winter Peak Savings (kW) | Technical Potential | 0 | 0 | 0 | 0 | 0 | 0 | 0 | 0 | 0 | 0 | 0 | 0 | 0 | 0 | 0 | 0 | 0 | 0 | 0 | 0 | 0 | 0 | 0 | 0 | 0 | 0 | 0
F4_Commercial_OR - Miscellaneous_New_Space Heating_Natural Gas_Ventilation - Parking Garages, Demand Controlled_A_Technical Potential | F4 | Commercial | OR - Miscellaneous | New | Space Heating | Natural Gas | Ventilation - Parking Garages, Demand Controlled | A | Incremental Energy Savings (MWh or mTherms) | Technical Potential | 0 | 0 | 0 | 0 | 0 | 0 | 0 | 0 | 0 | 0 | 0 | 0 | 0 | 0 | 0 | 0 | 0 | 0 | 0 | 0 | 0 | 0 | 0 | 0 | 0 | 0 | 0
F5_Commercial_OR - Miscellaneous_New_Space Heating_Natural Gas_Ventilation - Parking Garages, Demand Controlled_A_Technical Potential | F5 | Commercial | OR - Miscellaneous | New | Space Heating | Natural Gas | Ventilation - Parking Garages, Demand Controlled | A | Incremental Summer Peak Savings (MW) | Technical Potential | 0 | 0 | 0 | 0 | 0 | 0 | 0 | 0 | 0 | 0 | 0 | 0 | 0 | 0 | 0 | 0 | 0 | 0 | 0 | 0 | 0 | 0 | 0 | 0 | 0 | 0 | 0
F6_Commercial_OR - Miscellaneous_New_Space Heating_Natural Gas_Ventilation - Parking Garages, Demand Controlled_A_Technical Potential | F6 | Commercial | OR - Miscellaneous | New | Space Heating | Natural Gas | Ventilation - Parking Garages, Demand Controlled | A | Incremental Winter Peak Savings (MW) | Technical Potential | 0 | 0 | 0 | 0 | 0 | 0 | 0 | 0 | 0 | 0 | 0 | 0 | 0 | 0 | 0 | 0 | 0 | 0 | 0 | 0 | 0 | 0 | 0 | 0 | 0 | 0 | 0
F7_Commercial_OR - Miscellaneous_New_Space Heating_Natural Gas_Ventilation - Parking Garages, Demand Controlled_A_Technical Potential | F7 | Commercial | OR - Miscellaneous | New | Space Heating | Natural Gas | Ventilation - Parking Garages, Demand Controlled | A | Cumulative Energy Savings (MWh or mTherms) | Technical Potential | 0 | 0 | 0 | 0 | 0 | 0 | 0 | 0 | 0 | 0 | 0 | 0 | 0 | 0 | 0 | 0 | 0 | 0 | 0 | 0 | 0 | 0 | 0 | 0 | 0 | 0 | 0
F8_Commercial_OR - Miscellaneous_New_Space Heating_Natural Gas_Ventilation - Parking Garages, Demand Controlled_A_Technical Potential | F8 | Commercial | OR - Miscellaneous | New | Space Heating | Natural Gas | Ventilation - Parking Garages, Demand Controlled | A | Cumulative Summer Peak Savings (MW) | Technical Potential | 0 | 0 | 0 | 0 | 0 | 0 | 0 | 0 | 0 | 0 | 0 | 0 | 0 | 0 | 0 | 0 | 0 | 0 | 0 | 0 | 0 | 0 | 0 | 0 | 0 | 0 | 0
F9_Commercial_OR - Miscellaneous_New_Space Heating_Natural Gas_Ventilation - Parking Garages, Demand Controlled_A_Technical Potential | F9 | Commercial | OR - Miscellaneous | New | Space Heating | Natural Gas | Ventilation - Parking Garages, Demand Controlled | A | Cumulative Winter Peak Savings (MW) | Technical Potential | 0 | 0 | 0 | 0 | 0 | 0 | 0 | 0 | 0 | 0 | 0 | 0 | 0 | 0 | 0 | 0 | 0 | 0 | 0 | 0 | 0 | 0 | 0 | 0 | 0 | 0 | 0
F10_Commercial_OR - Miscellaneous_New_Space Heating_Natural Gas_Ventilation - Parking Garages, Demand Controlled_A_Technical Potential | F10 | Commercial | OR - Miscellaneous | New | Space Heating | Natural Gas | Ventilation - Parking Garages, Demand Controlled | A | Purchases (Incremental) | Technical Potential | 0 | 0 | 0 | 0 | 0 | 0 | 0 | 0 | 0 | 0 | 0 | 0 | 0 | 0 | 0 | 0 | 0 | 0 | 0 | 0 | 0 | 0 | 0 | 0 | 0 | 0 | 0
F11_Commercial_OR - Miscellaneous_New_Space Heating_Natural Gas_Ventilation - Parking Garages, Demand Controlled_A_Technical Potential | F11 | Commercial | OR - Miscellaneous | New | Space Heating | Natural Gas | Ventilation - Parking Garages, Demand Controlled | A | Purchases (Cumulative) | Technical Potential | 0 | 0 | 0 | 0 | 0 | 0 | 0 | 0 | 0 | 0 | 0 | 0 | 0 | 0 | 0 | 0 | 0 | 0 | 0 | 0 | 0 | 0 | 0 | 0 | 0 | 0 | 0
F1_Commercial_OR - Miscellaneous_New_Miscellaneous_Natural Gas_Pool Heater - Night Covers_A_Technical Potential | F1 | Commercial | OR - Miscellaneous | New | Miscellaneous | Natural Gas | Pool Heater - Night Covers | A | Integrated Unit Energy Savings (kWh or therms) | Technical Potential | 0 | 0 | 0 | 0 | 0 | 0 | 0 | 0 | 0 | 0 | 0 | 0 | 0 | 0 | 0 | 0 | 0 | 0 | 0 | 0 | 0 | 0 | 0 | 0 | 0 | 0 | 0
F2_Commercial_OR - Miscellaneous_New_Miscellaneous_Natural Gas_Pool Heater - Night Covers_A_Technical Potential | F2 | Commercial | OR - Miscellaneous | New | Miscellaneous | Natural Gas | Pool Heater - Night Covers | A | Integrated Unit Summer Peak Savings (kW) | Technical Potential | 0 | 0 | 0 | 0 | 0 | 0 | 0 | 0 | 0 | 0 | 0 | 0 | 0 | 0 | 0 | 0 | 0 | 0 | 0 | 0 | 0 | 0 | 0 | 0 | 0 | 0 | 0
F3_Commercial_OR - Miscellaneous_New_Miscellaneous_Natural Gas_Pool Heater - Night Covers_A_Technical Potential | F3 | Commercial | OR - Miscellaneous | New | Miscellaneous | Natural Gas | Pool Heater - Night Covers | A | Integrated Unit Winter Peak Savings (kW) | Technical Potential | 0 | 0 | 0 | 0 | 0 | 0 | 0 | 0 | 0 | 0 | 0 | 0 | 0 | 0 | 0 | 0 | 0 | 0 | 0 | 0 | 0 | 0 | 0 | 0 | 0 | 0 | 0
F4_Commercial_OR - Miscellaneous_New_Miscellaneous_Natural Gas_Pool Heater - Night Covers_A_Technical Potential | F4 | Commercial | OR - Miscellaneous | New | Miscellaneous | Natural Gas | Pool Heater - Night Covers | A | Incremental Energy Savings (MWh or mTherms) | Technical Potential | 0 | 0 | 0 | 0 | 0 | 0 | 0 | 0 | 0 | 0 | 0 | 0 | 0 | 0 | 0 | 0 | 0 | 0 | 0 | 0 | 0 | 0 | 0 | 0 | 0 | 0 | 0
F5_Commercial_OR - Miscellaneous_New_Miscellaneous_Natural Gas_Pool Heater - Night Covers_A_Technical Potential | F5 | Commercial | OR - Miscellaneous | New | Miscellaneous | Natural Gas | Pool Heater - Night Covers | A | Incremental Summer Peak Savings (MW) | Technical Potential | 0 | 0 | 0 | 0 | 0 | 0 | 0 | 0 | 0 | 0 | 0 | 0 | 0 | 0 | 0 | 0 | 0 | 0 | 0 | 0 | 0 | 0 | 0 | 0 | 0 | 0 | 0
F6_Commercial_OR - Miscellaneous_New_Miscellaneous_Natural Gas_Pool Heater - Night Covers_A_Technical Potential | F6 | Commercial | OR - Miscellaneous | New | Miscellaneous | Natural Gas | Pool Heater - Night Covers | A | Incremental Winter Peak Savings (MW) | Technical Potential | 0 | 0 | 0 | 0 | 0 | 0 | 0 | 0 | 0 | 0 | 0 | 0 | 0 | 0 | 0 | 0 | 0 | 0 | 0 | 0 | 0 | 0 | 0 | 0 | 0 | 0 | 0
F7_Commercial_OR - Miscellaneous_New_Miscellaneous_Natural Gas_Pool Heater - Night Covers_A_Technical Potential | F7 | Commercial | OR - Miscellaneous | New | Miscellaneous | Natural Gas | Pool Heater - Night Covers | A | Cumulative Energy Savings (MWh or mTherms) | Technical Potential | 0 | 0 | 0 | 0 | 0 | 0 | 0 | 0 | 0 | 0 | 0 | 0 | 0 | 0 | 0 | 0 | 0 | 0 | 0 | 0 | 0 | 0 | 0 | 0 | 0 | 0 | 0
F8_Commercial_OR - Miscellaneous_New_Miscellaneous_Natural Gas_Pool Heater - Night Covers_A_Technical Potential | F8 | Commercial | OR - Miscellaneous | New | Miscellaneous | Natural Gas | Pool Heater - Night Covers | A | Cumulative Summer Peak Savings (MW) | Technical Potential | 0 | 0 | 0 | 0 | 0 | 0 | 0 | 0 | 0 | 0 | 0 | 0 | 0 | 0 | 0 | 0 | 0 | 0 | 0 | 0 | 0 | 0 | 0 | 0 | 0 | 0 | 0
F9_Commercial_OR - Miscellaneous_New_Miscellaneous_Natural Gas_Pool Heater - Night Covers_A_Technical Potential | F9 | Commercial | OR - Miscellaneous | New | Miscellaneous | Natural Gas | Pool Heater - Night Covers | A | Cumulative Winter Peak Savings (MW) | Technical Potential | 0 | 0 | 0 | 0 | 0 | 0 | 0 | 0 | 0 | 0 | 0 | 0 | 0 | 0 | 0 | 0 | 0 | 0 | 0 | 0 | 0 | 0 | 0 | 0 | 0 | 0 | 0
F10_Commercial_OR - Miscellaneous_New_Miscellaneous_Natural Gas_Pool Heater - Night Covers_A_Technical Potential | F10 | Commercial | OR - Miscellaneous | New | Miscellaneous | Natural Gas | Pool Heater - Night Covers | A | Purchases (Incremental) | Technical Potential | 0 | 0 | 0 | 0 | 0 | 0 | 0 | 0 | 0 | 0 | 0 | 0 | 0 | 0 | 0 | 0 | 0 | 0 | 0 | 0 | 0 | 0 | 0 | 0 | 0 | 0 | 0
F11_Commercial_OR - Miscellaneous_New_Miscellaneous_Natural Gas_Pool Heater - Night Covers_A_Technical Potential | F11 | Commercial | OR - Miscellaneous | New | Miscellaneous | Natural Gas | Pool Heater - Night Covers | A | Purchases (Cumulative) | Technical Potential | 0 | 0 | 0 | 0 | 0 | 0 | 0 | 0 | 0 | 0 | 0 | 0 | 0 | 0 | 0 | 0 | 0 | 0 | 0 | 0 | 0 | 0 | 0 | 0 | 0 | 0 | 0
F1_Commercial_OR - Miscellaneous_New_Space Heating_Natural Gas_Advanced New Construction Designs_A_Technical Potential | F1 | Commercial | OR - Miscellaneous | New | Space Heating | Natural Gas | Advanced New Construction Designs | A | Integrated Unit Energy Savings (kWh or therms) | Technical Potential | 0 | 0 | 0 | 0 | 0 | 0 | 0 | 0 | 0 | 0 | 0 | 0 | 0 | 0 | 0 | 0 | 0 | 0 | 0 | 0 | 0 | 0 | 0 | 0 | 0 | 0 | 0
F2_Commercial_OR - Miscellaneous_New_Space Heating_Natural Gas_Advanced New Construction Designs_A_Technical Potential | F2 | Commercial | OR - Miscellaneous | New | Space Heating | Natural Gas | Advanced New Construction Designs | A | Integrated Unit Summer Peak Savings (kW) | Technical Potential | 0 | 0 | 0 | 0 | 0 | 0 | 0 | 0 | 0 | 0 | 0 | 0 | 0 | 0 | 0 | 0 | 0 | 0 | 0 | 0 | 0 | 0 | 0 | 0 | 0 | 0 | 0
F3_Commercial_OR - Miscellaneous_New_Space Heating_Natural Gas_Advanced New Construction Designs_A_Technical Potential | F3 | Commercial | OR - Miscellaneous | New | Space Heating | Natural Gas | Advanced New Construction Designs | A | Integrated Unit Winter Peak Savings (kW) | Technical Potential | 0 | 0 | 0 | 0 | 0 | 0 | 0 | 0 | 0 | 0 | 0 | 0 | 0 | 0 | 0 | 0 | 0 | 0 | 0 | 0 | 0 | 0 | 0 | 0 | 0 | 0 | 0
F4_Commercial_OR - Miscellaneous_New_Space Heating_Natural Gas_Advanced New Construction Designs_A_Technical Potential | F4 | Commercial | OR - Miscellaneous | New | Space Heating | Natural Gas | Advanced New Construction Designs | A | Incremental Energy Savings (MWh or mTherms) | Technical Potential | 0 | 0 | 0 | 0 | 0 | 0 | 0 | 0 | 0 | 0 | 0 | 0 | 0 | 0 | 0 | 0 | 0 | 0 | 0 | 0 | 0 | 0 | 0 | 0 | 0 | 0 | 0
F5_Commercial_OR - Miscellaneous_New_Space Heating_Natural Gas_Advanced New Construction Designs_A_Technical Potential | F5 | Commercial | OR - Miscellaneous | New | Space Heating | Natural Gas | Advanced New Construction Designs | A | Incremental Summer Peak Savings (MW) | Technical Potential | 0 | 0 | 0 | 0 | 0 | 0 | 0 | 0 | 0 | 0 | 0 | 0 | 0 | 0 | 0 | 0 | 0 | 0 | 0 | 0 | 0 | 0 | 0 | 0 | 0 | 0 | 0
F6_Commercial_OR - Miscellaneous_New_Space Heating_Natural Gas_Advanced New Construction Designs_A_Technical Potential | F6 | Commercial | OR - Miscellaneous | New | Space Heating | Natural Gas | Advanced New Construction Designs | A | Incremental Winter Peak Savings (MW) | Technical Potential | 0 | 0 | 0 | 0 | 0 | 0 | 0 | 0 | 0 | 0 | 0 | 0 | 0 | 0 | 0 | 0 | 0 | 0 | 0 | 0 | 0 | 0 | 0 | 0 | 0 | 0 | 0
F7_Commercial_OR - Miscellaneous_New_Space Heating_Natural Gas_Advanced New Construction Designs_A_Technical Potential | F7 | Commercial | OR - Miscellaneous | New | Space Heating | Natural Gas | Advanced New Construction Designs | A | Cumulative Energy Savings (MWh or mTherms) | Technical Potential | 0 | 0 | 0 | 0 | 0 | 0 | 0 | 0 | 0 | 0 | 0 | 0 | 0 | 0 | 0 | 0 | 0 | 0 | 0 | 0 | 0 | 0 | 0 | 0 | 0 | 0 | 0
F8_Commercial_OR - Miscellaneous_New_Space Heating_Natural Gas_Advanced New Construction Designs_A_Technical Potential | F8 | Commercial | OR - Miscellaneous | New | Space Heating | Natural Gas | Advanced New Construction Designs | A | Cumulative Summer Peak Savings (MW) | Technical Potential | 0 | 0 | 0 | 0 | 0 | 0 | 0 | 0 | 0 | 0 | 0 | 0 | 0 | 0 | 0 | 0 | 0 | 0 | 0 | 0 | 0 | 0 | 0 | 0 | 0 | 0 | 0
F9_Commercial_OR - Miscellaneous_New_Space Heating_Natural Gas_Advanced New Construction Designs_A_Technical Potential | F9 | Commercial | OR - Miscellaneous | New | Space Heating | Natural Gas | Advanced New Construction Designs | A | Cumulative Winter Peak Savings (MW) | Technical Potential | 0 | 0 | 0 | 0 | 0 | 0 | 0 | 0 | 0 | 0 | 0 | 0 | 0 | 0 | 0 | 0 | 0 | 0 | 0 | 0 | 0 | 0 | 0 | 0 | 0 | 0 | 0
F10_Commercial_OR - Miscellaneous_New_Space Heating_Natural Gas_Advanced New Construction Designs_A_Technical Potential | F10 | Commercial | OR - Miscellaneous | New | Space Heating | Natural Gas | Advanced New Construction Designs | A | Purchases (Incremental) | Technical Potential | 0 | 0 | 0 | 0 | 0 | 0 | 0 | 0 | 0 | 0 | 0 | 0 | 0 | 0 | 0 | 0 | 0 | 0 | 0 | 0 | 0 | 0 | 0 | 0 | 0 | 0 | 0
F11_Commercial_OR - Miscellaneous_New_Space Heating_Natural Gas_Advanced New Construction Designs_A_Technical Potential | F11 | Commercial | OR - Miscellaneous | New | Space Heating | Natural Gas | Advanced New Construction Designs | A | Purchases (Cumulative) | Technical Potential | 0 | 0 | 0 | 0 | 0 | 0 | 0 | 0 | 0 | 0 | 0 | 0 | 0 | 0 | 0 | 0 | 0 | 0 | 0 | 0 | 0 | 0 | 0 | 0 | 0 | 0 | 0
F1_Commercial_OR - Miscellaneous_New_Water Heating_Natural Gas_Advanced New Construction Designs_A_Technical Potential | F1 | Commercial | OR - Miscellaneous | New | Water Heating | Natural Gas | Advanced New Construction Designs | A | Integrated Unit Energy Savings (kWh or therms) | Technical Potential | 0 | 0 | 0 | 0 | 0 | 0 | 0 | 0 | 0 | 0 | 0 | 0 | 0 | 0 | 0 | 0 | 0 | 0 | 0 | 0 | 0 | 0 | 0 | 0 | 0 | 0 | 0
F2_Commercial_OR - Miscellaneous_New_Water Heating_Natural Gas_Advanced New Construction Designs_A_Technical Potential | F2 | Commercial | OR - Miscellaneous | New | Water Heating | Natural Gas | Advanced New Construction Designs | A | Integrated Unit Summer Peak Savings (kW) | Technical Potential | 0 | 0 | 0 | 0 | 0 | 0 | 0 | 0 | 0 | 0 | 0 | 0 | 0 | 0 | 0 | 0 | 0 | 0 | 0 | 0 | 0 | 0 | 0 | 0 | 0 | 0 | 0
F3_Commercial_OR - Miscellaneous_New_Water Heating_Natural Gas_Advanced New Construction Designs_A_Technical Potential | F3 | Commercial | OR - Miscellaneous | New | Water Heating | Natural Gas | Advanced New Construction Designs | A | Integrated Unit Winter Peak Savings (kW) | Technical Potential | 0 | 0 | 0 | 0 | 0 | 0 | 0 | 0 | 0 | 0 | 0 | 0 | 0 | 0 | 0 | 0 | 0 | 0 | 0 | 0 | 0 | 0 | 0 | 0 | 0 | 0 | 0
F4_Commercial_OR - Miscellaneous_New_Water Heating_Natural Gas_Advanced New Construction Designs_A_Technical Potential | F4 | Commercial | OR - Miscellaneous | New | Water Heating | Natural Gas | Advanced New Construction Designs | A | Incremental Energy Savings (MWh or mTherms) | Technical Potential | 0 | 0 | 0 | 0 | 0 | 0 | 0 | 0 | 0 | 0 | 0 | 0 | 0 | 0 | 0 | 0 | 0 | 0 | 0 | 0 | 0 | 0 | 0 | 0 | 0 | 0 | 0
F5_Commercial_OR - Miscellaneous_New_Water Heating_Natural Gas_Advanced New Construction Designs_A_Technical Potential | F5 | Commercial | OR - Miscellaneous | New | Water Heating | Natural Gas | Advanced New Construction Designs | A | Incremental Summer Peak Savings (MW) | Technical Potential | 0 | 0 | 0 | 0 | 0 | 0 | 0 | 0 | 0 | 0 | 0 | 0 | 0 | 0 | 0 | 0 | 0 | 0 | 0 | 0 | 0 | 0 | 0 | 0 | 0 | 0 | 0
F6_Commercial_OR - Miscellaneous_New_Water Heating_Natural Gas_Advanced New Construction Designs_A_Technical Potential | F6 | Commercial | OR - Miscellaneous | New | Water Heating | Natural Gas | Advanced New Construction Designs | A | Incremental Winter Peak Savings (MW) | Technical Potential | 0 | 0 | 0 | 0 | 0 | 0 | 0 | 0 | 0 | 0 | 0 | 0 | 0 | 0 | 0 | 0 | 0 | 0 | 0 | 0 | 0 | 0 | 0 | 0 | 0 | 0 | 0
F7_Commercial_OR - Miscellaneous_New_Water Heating_Natural Gas_Advanced New Construction Designs_A_Technical Potential | F7 | Commercial | OR - Miscellaneous | New | Water Heating | Natural Gas | Advanced New Construction Designs | A | Cumulative Energy Savings (MWh or mTherms) | Technical Potential | 0 | 0 | 0 | 0 | 0 | 0 | 0 | 0 | 0 | 0 | 0 | 0 | 0 | 0 | 0 | 0 | 0 | 0 | 0 | 0 | 0 | 0 | 0 | 0 | 0 | 0 | 0
F8_Commercial_OR - Miscellaneous_New_Water Heating_Natural Gas_Advanced New Construction Designs_A_Technical Potential | F8 | Commercial | OR - Miscellaneous | New | Water Heating | Natural Gas | Advanced New Construction Designs | A | Cumulative Summer Peak Savings (MW) | Technical Potential | 0 | 0 | 0 | 0 | 0 | 0 | 0 | 0 | 0 | 0 | 0 | 0 | 0 | 0 | 0 | 0 | 0 | 0 | 0 | 0 | 0 | 0 | 0 | 0 | 0 | 0 | 0
F9_Commercial_OR - Miscellaneous_New_Water Heating_Natural Gas_Advanced New Construction Designs_A_Technical Potential | F9 | Commercial | OR - Miscellaneous | New | Water Heating | Natural Gas | Advanced New Construction Designs | A | Cumulative Winter Peak Savings (MW) | Technical Potential | 0 | 0 | 0 | 0 | 0 | 0 | 0 | 0 | 0 | 0 | 0 | 0 | 0 | 0 | 0 | 0 | 0 | 0 | 0 | 0 | 0 | 0 | 0 | 0 | 0 | 0 | 0
F10_Commercial_OR - Miscellaneous_New_Water Heating_Natural Gas_Advanced New Construction Designs_A_Technical Potential | F10 | Commercial | OR - Miscellaneous | New | Water Heating | Natural Gas | Advanced New Construction Designs | A | Purchases (Incremental) | Technical Potential | 0 | 0 | 0 | 0 | 0 | 0 | 0 | 0 | 0 | 0 | 0 | 0 | 0 | 0 | 0 | 0 | 0 | 0 | 0 | 0 | 0 | 0 | 0 | 0 | 0 | 0 | 0
F11_Commercial_OR - Miscellaneous_New_Water Heating_Natural Gas_Advanced New Construction Designs_A_Technical Potential | F11 | Commercial | OR - Miscellaneous | New | Water Heating | Natural Gas | Advanced New Construction Designs | A | Purchases (Cumulative) | Technical Potential | 0 | 0 | 0 | 0 | 0 | 0 | 0 | 0 | 0 | 0 | 0 | 0 | 0 | 0 | 0 | 0 | 0 | 0 | 0 | 0 | 0 | 0 | 0 | 0 | 0 | 0 | 0
F1_Commercial_OR - Miscellaneous_New_Space Heating_Natural Gas_Strategic Energy Management_A_Technical Potential | F1 | Commercial | OR - Miscellaneous | New | Space Heating | Natural Gas | Strategic Energy Management | A | Integrated Unit Energy Savings (kWh or therms) | Technical Potential | 0 | 0 | 0 | 0 | 0 | 0 | 0 | 0 | 0 | 0 | 0 | 0 | 0 | 0 | 0 | 0 | 0 | 0 | 0 | 0 | 0 | 0 | 0 | 0 | 0 | 0 | 0
F2_Commercial_OR - Miscellaneous_New_Space Heating_Natural Gas_Strategic Energy Management_A_Technical Potential | F2 | Commercial | OR - Miscellaneous | New | Space Heating | Natural Gas | Strategic Energy Management | A | Integrated Unit Summer Peak Savings (kW) | Technical Potential | 0 | 0 | 0 | 0 | 0 | 0 | 0 | 0 | 0 | 0 | 0 | 0 | 0 | 0 | 0 | 0 | 0 | 0 | 0 | 0 | 0 | 0 | 0 | 0 | 0 | 0 | 0
F3_Commercial_OR - Miscellaneous_New_Space Heating_Natural Gas_Strategic Energy Management_A_Technical Potential | F3 | Commercial | OR - Miscellaneous | New | Space Heating | Natural Gas | Strategic Energy Management | A | Integrated Unit Winter Peak Savings (kW) | Technical Potential | 0 | 0 | 0 | 0 | 0 | 0 | 0 | 0 | 0 | 0 | 0 | 0 | 0 | 0 | 0 | 0 | 0 | 0 | 0 | 0 | 0 | 0 | 0 | 0 | 0 | 0 | 0
F4_Commercial_OR - Miscellaneous_New_Space Heating_Natural Gas_Strategic Energy Management_A_Technical Potential | F4 | Commercial | OR - Miscellaneous | New | Space Heating | Natural Gas | Strategic Energy Management | A | Incremental Energy Savings (MWh or mTherms) | Technical Potential | 0 | 0 | 0 | 0 | 0 | 0 | 0 | 0 | 0 | 0 | 0 | 0 | 0 | 0 | 0 | 0 | 0 | 0 | 0 | 0 | 0 | 0 | 0 | 0 | 0 | 0 | 0
F5_Commercial_OR - Miscellaneous_New_Space Heating_Natural Gas_Strategic Energy Management_A_Technical Potential | F5 | Commercial | OR - Miscellaneous | New | Space Heating | Natural Gas | Strategic Energy Management | A | Incremental Summer Peak Savings (MW) | Technical Potential | 0 | 0 | 0 | 0 | 0 | 0 | 0 | 0 | 0 | 0 | 0 | 0 | 0 | 0 | 0 | 0 | 0 | 0 | 0 | 0 | 0 | 0 | 0 | 0 | 0 | 0 | 0
F6_Commercial_OR - Miscellaneous_New_Space Heating_Natural Gas_Strategic Energy Management_A_Technical Potential | F6 | Commercial | OR - Miscellaneous | New | Space Heating | Natural Gas | Strategic Energy Management | A | Incremental Winter Peak Savings (MW) | Technical Potential | 0 | 0 | 0 | 0 | 0 | 0 | 0 | 0 | 0 | 0 | 0 | 0 | 0 | 0 | 0 | 0 | 0 | 0 | 0 | 0 | 0 | 0 | 0 | 0 | 0 | 0 | 0
F7_Commercial_OR - Miscellaneous_New_Space Heating_Natural Gas_Strategic Energy Management_A_Technical Potential | F7 | Commercial | OR - Miscellaneous | New | Space Heating | Natural Gas | Strategic Energy Management | A | Cumulative Energy Savings (MWh or mTherms) | Technical Potential | 0 | 0 | 0 | 0 | 0 | 0 | 0 | 0 | 0 | 0 | 0 | 0 | 0 | 0 | 0 | 0 | 0 | 0 | 0 | 0 | 0 | 0 | 0 | 0 | 0 | 0 | 0
F8_Commercial_OR - Miscellaneous_New_Space Heating_Natural Gas_Strategic Energy Management_A_Technical Potential | F8 | Commercial | OR - Miscellaneous | New | Space Heating | Natural Gas | Strategic Energy Management | A | Cumulative Summer Peak Savings (MW) | Technical Potential | 0 | 0 | 0 | 0 | 0 | 0 | 0 | 0 | 0 | 0 | 0 | 0 | 0 | 0 | 0 | 0 | 0 | 0 | 0 | 0 | 0 | 0 | 0 | 0 | 0 | 0 | 0
F9_Commercial_OR - Miscellaneous_New_Space Heating_Natural Gas_Strategic Energy Management_A_Technical Potential | F9 | Commercial | OR - Miscellaneous | New | Space Heating | Natural Gas | Strategic Energy Management | A | Cumulative Winter Peak Savings (MW) | Technical Potential | 0 | 0 | 0 | 0 | 0 | 0 | 0 | 0 | 0 | 0 | 0 | 0 | 0 | 0 | 0 | 0 | 0 | 0 | 0 | 0 | 0 | 0 | 0 | 0 | 0 | 0 | 0
F10_Commercial_OR - Miscellaneous_New_Space Heating_Natural Gas_Strategic Energy Management_A_Technical Potential | F10 | Commercial | OR - Miscellaneous | New | Space Heating | Natural Gas | Strategic Energy Management | A | Purchases (Incremental) | Technical Potential | 0 | 0 | 0 | 0 | 0 | 0 | 0 | 0 | 0 | 0 | 0 | 0 | 0 | 0 | 0 | 0 | 0 | 0 | 0 | 0 | 0 | 0 | 0 | 0 | 0 | 0 | 0
F11_Commercial_OR - Miscellaneous_New_Space Heating_Natural Gas_Strategic Energy Management_A_Technical Potential | F11 | Commercial | OR - Miscellaneous | New | Space Heating | Natural Gas | Strategic Energy Management | A | Purchases (Cumulative) | Technical Potential | 0 | 0 | 0 | 0 | 0 | 0 | 0 | 0 | 0 | 0 | 0 | 0 | 0 | 0 | 0 | 0 | 0 | 0 | 0 | 0 | 0 | 0 | 0 | 0 | 0 | 0 | 0
F1_Commercial_OR - Miscellaneous_New_Water Heating_Natural Gas_Strategic Energy Management_A_Technical Potential | F1 | Commercial | OR - Miscellaneous | New | Water Heating | Natural Gas | Strategic Energy Management | A | Integrated Unit Energy Savings (kWh or therms) | Technical Potential | 0 | 0 | 0 | 0 | 0 | 0 | 0 | 0 | 0 | 0 | 0 | 0 | 0 | 0 | 0 | 0 | 0 | 0 | 0 | 0 | 0 | 0 | 0 | 0 | 0 | 0 | 0
F2_Commercial_OR - Miscellaneous_New_Water Heating_Natural Gas_Strategic Energy Management_A_Technical Potential | F2 | Commercial | OR - Miscellaneous | New | Water Heating | Natural Gas | Strategic Energy Management | A | Integrated Unit Summer Peak Savings (kW) | Technical Potential | 0 | 0 | 0 | 0 | 0 | 0 | 0 | 0 | 0 | 0 | 0 | 0 | 0 | 0 | 0 | 0 | 0 | 0 | 0 | 0 | 0 | 0 | 0 | 0 | 0 | 0 | 0
F3_Commercial_OR - Miscellaneous_New_Water Heating_Natural Gas_Strategic Energy Management_A_Technical Potential | F3 | Commercial | OR - Miscellaneous | New | Water Heating | Natural Gas | Strategic Energy Management | A | Integrated Unit Winter Peak Savings (kW) | Technical Potential | 0 | 0 | 0 | 0 | 0 | 0 | 0 | 0 | 0 | 0 | 0 | 0 | 0 | 0 | 0 | 0 | 0 | 0 | 0 | 0 | 0 | 0 | 0 | 0 | 0 | 0 | 0
F4_Commercial_OR - Miscellaneous_New_Water Heating_Natural Gas_Strategic Energy Management_A_Technical Potential | F4 | Commercial | OR - Miscellaneous | New | Water Heating | Natural Gas | Strategic Energy Management | A | Incremental Energy Savings (MWh or mTherms) | Technical Potential | 0 | 0 | 0 | 0 | 0 | 0 | 0 | 0 | 0 | 0 | 0 | 0 | 0 | 0 | 0 | 0 | 0 | 0 | 0 | 0 | 0 | 0 | 0 | 0 | 0 | 0 | 0
F5_Commercial_OR - Miscellaneous_New_Water Heating_Natural Gas_Strategic Energy Management_A_Technical Potential | F5 | Commercial | OR - Miscellaneous | New | Water Heating | Natural Gas | Strategic Energy Management | A | Incremental Summer Peak Savings (MW) | Technical Potential | 0 | 0 | 0 | 0 | 0 | 0 | 0 | 0 | 0 | 0 | 0 | 0 | 0 | 0 | 0 | 0 | 0 | 0 | 0 | 0 | 0 | 0 | 0 | 0 | 0 | 0 | 0
F6_Commercial_OR - Miscellaneous_New_Water Heating_Natural Gas_Strategic Energy Management_A_Technical Potential | F6 | Commercial | OR - Miscellaneous | New | Water Heating | Natural Gas | Strategic Energy Management | A | Incremental Winter Peak Savings (MW) | Technical Potential | 0 | 0 | 0 | 0 | 0 | 0 | 0 | 0 | 0 | 0 | 0 | 0 | 0 | 0 | 0 | 0 | 0 | 0 | 0 | 0 | 0 | 0 | 0 | 0 | 0 | 0 | 0
F7_Commercial_OR - Miscellaneous_New_Water Heating_Natural Gas_Strategic Energy Management_A_Technical Potential | F7 | Commercial | OR - Miscellaneous | New | Water Heating | Natural Gas | Strategic Energy Management | A | Cumulative Energy Savings (MWh or mTherms) | Technical Potential | 0 | 0 | 0 | 0 | 0 | 0 | 0 | 0 | 0 | 0 | 0 | 0 | 0 | 0 | 0 | 0 | 0 | 0 | 0 | 0 | 0 | 0 | 0 | 0 | 0 | 0 | 0
F8_Commercial_OR - Miscellaneous_New_Water Heating_Natural Gas_Strategic Energy Management_A_Technical Potential | F8 | Commercial | OR - Miscellaneous | New | Water Heating | Natural Gas | Strategic Energy Management | A | Cumulative Summer Peak Savings (MW) | Technical Potential | 0 | 0 | 0 | 0 | 0 | 0 | 0 | 0 | 0 | 0 | 0 | 0 | 0 | 0 | 0 | 0 | 0 | 0 | 0 | 0 | 0 | 0 | 0 | 0 | 0 | 0 | 0
F9_Commercial_OR - Miscellaneous_New_Water Heating_Natural Gas_Strategic Energy Management_A_Technical Potential | F9 | Commercial | OR - Miscellaneous | New | Water Heating | Natural Gas | Strategic Energy Management | A | Cumulative Winter Peak Savings (MW) | Technical Potential | 0 | 0 | 0 | 0 | 0 | 0 | 0 | 0 | 0 | 0 | 0 | 0 | 0 | 0 | 0 | 0 | 0 | 0 | 0 | 0 | 0 | 0 | 0 | 0 | 0 | 0 | 0
F10_Commercial_OR - Miscellaneous_New_Water Heating_Natural Gas_Strategic Energy Management_A_Technical Potential | F10 | Commercial | OR - Miscellaneous | New | Water Heating | Natural Gas | Strategic Energy Management | A | Purchases (Incremental) | Technical Potential | 0 | 0 | 0 | 0 | 0 | 0 | 0 | 0 | 0 | 0 | 0 | 0 | 0 | 0 | 0 | 0 | 0 | 0 | 0 | 0 | 0 | 0 | 0 | 0 | 0 | 0 | 0
F11_Commercial_OR - Miscellaneous_New_Water Heating_Natural Gas_Strategic Energy Management_A_Technical Potential | F11 | Commercial | OR - Miscellaneous | New | Water Heating | Natural Gas | Strategic Energy Management | A | Purchases (Cumulative) | Technical Potential | 0 | 0 | 0 | 0 | 0 | 0 | 0 | 0 | 0 | 0 | 0 | 0 | 0 | 0 | 0 | 0 | 0 | 0 | 0 | 0 | 0 | 0 | 0 | 0 | 0 | 0 | 0
F1_Commercial_OR - Miscellaneous_New_Space Heating_Natural Gas_Retrocommissioning_A_Technical Potential | F1 | Commercial | OR - Miscellaneous | New | Space Heating | Natural Gas | Retrocommissioning | A | Integrated Unit Energy Savings (kWh or therms) | Technical Potential | 0 | 0 | 0 | 0 | 0 | 0 | 0 | 0 | 0 | 0 | 0 | 0 | 0 | 0 | 0 | 0 | 0 | 0 | 0 | 0 | 0 | 0 | 0 | 0 | 0 | 0 | 0
F2_Commercial_OR - Miscellaneous_New_Space Heating_Natural Gas_Retrocommissioning_A_Technical Potential | F2 | Commercial | OR - Miscellaneous | New | Space Heating | Natural Gas | Retrocommissioning | A | Integrated Unit Summer Peak Savings (kW) | Technical Potential | 0 | 0 | 0 | 0 | 0 | 0 | 0 | 0 | 0 | 0 | 0 | 0 | 0 | 0 | 0 | 0 | 0 | 0 | 0 | 0 | 0 | 0 | 0 | 0 | 0 | 0 | 0
F3_Commercial_OR - Miscellaneous_New_Space Heating_Natural Gas_Retrocommissioning_A_Technical Potential | F3 | Commercial | OR - Miscellaneous | New | Space Heating | Natural Gas | Retrocommissioning | A | Integrated Unit Winter Peak Savings (kW) | Technical Potential | 0 | 0 | 0 | 0 | 0 | 0 | 0 | 0 | 0 | 0 | 0 | 0 | 0 | 0 | 0 | 0 | 0 | 0 | 0 | 0 | 0 | 0 | 0 | 0 | 0 | 0 | 0
F4_Commercial_OR - Miscellaneous_New_Space Heating_Natural Gas_Retrocommissioning_A_Technical Potential | F4 | Commercial | OR - Miscellaneous | New | Space Heating | Natural Gas | Retrocommissioning | A | Incremental Energy Savings (MWh or mTherms) | Technical Potential | 0 | 0 | 0 | 0 | 0 | 0 | 0 | 0 | 0 | 0 | 0 | 0 | 0 | 0 | 0 | 0 | 0 | 0 | 0 | 0 | 0 | 0 | 0 | 0 | 0 | 0 | 0
F5_Commercial_OR - Miscellaneous_New_Space Heating_Natural Gas_Retrocommissioning_A_Technical Potential | F5 | Commercial | OR - Miscellaneous | New | Space Heating | Natural Gas | Retrocommissioning | A | Incremental Summer Peak Savings (MW) | Technical Potential | 0 | 0 | 0 | 0 | 0 | 0 | 0 | 0 | 0 | 0 | 0 | 0 | 0 | 0 | 0 | 0 | 0 | 0 | 0 | 0 | 0 | 0 | 0 | 0 | 0 | 0 | 0
F6_Commercial_OR - Miscellaneous_New_Space Heating_Natural Gas_Retrocommissioning_A_Technical Potential | F6 | Commercial | OR - Miscellaneous | New | Space Heating | Natural Gas | Retrocommissioning | A | Incremental Winter Peak Savings (MW) | Technical Potential | 0 | 0 | 0 | 0 | 0 | 0 | 0 | 0 | 0 | 0 | 0 | 0 | 0 | 0 | 0 | 0 | 0 | 0 | 0 | 0 | 0 | 0 | 0 | 0 | 0 | 0 | 0
F7_Commercial_OR - Miscellaneous_New_Space Heating_Natural Gas_Retrocommissioning_A_Technical Potential | F7 | Commercial | OR - Miscellaneous | New | Space Heating | Natural Gas | Retrocommissioning | A | Cumulative Energy Savings (MWh or mTherms) | Technical Potential | 0 | 0 | 0 | 0 | 0 | 0 | 0 | 0 | 0 | 0 | 0 | 0 | 0 | 0 | 0 | 0 | 0 | 0 | 0 | 0 | 0 | 0 | 0 | 0 | 0 | 0 | 0
F8_Commercial_OR - Miscellaneous_New_Space Heating_Natural Gas_Retrocommissioning_A_Technical Potential | F8 | Commercial | OR - Miscellaneous | New | Space Heating | Natural Gas | Retrocommissioning | A | Cumulative Summer Peak Savings (MW) | Technical Potential | 0 | 0 | 0 | 0 | 0 | 0 | 0 | 0 | 0 | 0 | 0 | 0 | 0 | 0 | 0 | 0 | 0 | 0 | 0 | 0 | 0 | 0 | 0 | 0 | 0 | 0 | 0
F9_Commercial_OR - Miscellaneous_New_Space Heating_Natural Gas_Retrocommissioning_A_Technical Potential | F9 | Commercial | OR - Miscellaneous | New | Space Heating | Natural Gas | Retrocommissioning | A | Cumulative Winter Peak Savings (MW) | Technical Potential | 0 | 0 | 0 | 0 | 0 | 0 | 0 | 0 | 0 | 0 | 0 | 0 | 0 | 0 | 0 | 0 | 0 | 0 | 0 | 0 | 0 | 0 | 0 | 0 | 0 | 0 | 0
F10_Commercial_OR - Miscellaneous_New_Space Heating_Natural Gas_Retrocommissioning_A_Technical Potential | F10 | Commercial | OR - Miscellaneous | New | Space Heating | Natural Gas | Retrocommissioning | A | Purchases (Incremental) | Technical Potential | 0 | 0 | 0 | 0 | 0 | 0 | 0 | 0 | 0 | 0 | 0 | 0 | 0 | 0 | 0 | 0 | 0 | 0 | 0 | 0 | 0 | 0 | 0 | 0 | 0 | 0 | 0
F11_Commercial_OR - Miscellaneous_New_Space Heating_Natural Gas_Retrocommissioning_A_Technical Potential | F11 | Commercial | OR - Miscellaneous | New | Space Heating | Natural Gas | Retrocommissioning | A | Purchases (Cumulative) | Technical Potential | 0 | 0 | 0 | 0 | 0 | 0 | 0 | 0 | 0 | 0 | 0 | 0 | 0 | 0 | 0 | 0 | 0 | 0 | 0 | 0 | 0 | 0 | 0 | 0 | 0 | 0 | 0
F1_Commercial_OR - Miscellaneous_New_Water Heating_Natural Gas_Retrocommissioning_A_Technical Potential | F1 | Commercial | OR - Miscellaneous | New | Water Heating | Natural Gas | Retrocommissioning | A | Integrated Unit Energy Savings (kWh or therms) | Technical Potential | 0 | 0 | 0 | 0 | 0 | 0 | 0 | 0 | 0 | 0 | 0 | 0 | 0 | 0 | 0 | 0 | 0 | 0 | 0 | 0 | 0 | 0 | 0 | 0 | 0 | 0 | 0
F2_Commercial_OR - Miscellaneous_New_Water Heating_Natural Gas_Retrocommissioning_A_Technical Potential | F2 | Commercial | OR - Miscellaneous | New | Water Heating | Natural Gas | Retrocommissioning | A | Integrated Unit Summer Peak Savings (kW) | Technical Potential | 0 | 0 | 0 | 0 | 0 | 0 | 0 | 0 | 0 | 0 | 0 | 0 | 0 | 0 | 0 | 0 | 0 | 0 | 0 | 0 | 0 | 0 | 0 | 0 | 0 | 0 | 0
F3_Commercial_OR - Miscellaneous_New_Water Heating_Natural Gas_Retrocommissioning_A_Technical Potential | F3 | Commercial | OR - Miscellaneous | New | Water Heating | Natural Gas | Retrocommissioning | A | Integrated Unit Winter Peak Savings (kW) | Technical Potential | 0 | 0 | 0 | 0 | 0 | 0 | 0 | 0 | 0 | 0 | 0 | 0 | 0 | 0 | 0 | 0 | 0 | 0 | 0 | 0 | 0 | 0 | 0 | 0 | 0 | 0 | 0
F4_Commercial_OR - Miscellaneous_New_Water Heating_Natural Gas_Retrocommissioning_A_Technical Potential | F4 | Commercial | OR - Miscellaneous | New | Water Heating | Natural Gas | Retrocommissioning | A | Incremental Energy Savings (MWh or mTherms) | Technical Potential | 0 | 0 | 0 | 0 | 0 | 0 | 0 | 0 | 0 | 0 | 0 | 0 | 0 | 0 | 0 | 0 | 0 | 0 | 0 | 0 | 0 | 0 | 0 | 0 | 0 | 0 | 0
F5_Commercial_OR - Miscellaneous_New_Water Heating_Natural Gas_Retrocommissioning_A_Technical Potential | F5 | Commercial | OR - Miscellaneous | New | Water Heating | Natural Gas | Retrocommissioning | A | Incremental Summer Peak Savings (MW) | Technical Potential | 0 | 0 | 0 | 0 | 0 | 0 | 0 | 0 | 0 | 0 | 0 | 0 | 0 | 0 | 0 | 0 | 0 | 0 | 0 | 0 | 0 | 0 | 0 | 0 | 0 | 0 | 0
F6_Commercial_OR - Miscellaneous_New_Water Heating_Natural Gas_Retrocommissioning_A_Technical Potential | F6 | Commercial | OR - Miscellaneous | New | Water Heating | Natural Gas | Retrocommissioning | A | Incremental Winter Peak Savings (MW) | Technical Potential | 0 | 0 | 0 | 0 | 0 | 0 | 0 | 0 | 0 | 0 | 0 | 0 | 0 | 0 | 0 | 0 | 0 | 0 | 0 | 0 | 0 | 0 | 0 | 0 | 0 | 0 | 0
F7_Commercial_OR - Miscellaneous_New_Water Heating_Natural Gas_Retrocommissioning_A_Technical Potential | F7 | Commercial | OR - Miscellaneous | New | Water Heating | Natural Gas | Retrocommissioning | A | Cumulative Energy Savings (MWh or mTherms) | Technical Potential | 0 | 0 | 0 | 0 | 0 | 0 | 0 | 0 | 0 | 0 | 0 | 0 | 0 | 0 | 0 | 0 | 0 | 0 | 0 | 0 | 0 | 0 | 0 | 0 | 0 | 0 | 0
F8_Commercial_OR - Miscellaneous_New_Water Heating_Natural Gas_Retrocommissioning_A_Technical Potential | F8 | Commercial | OR - Miscellaneous | New | Water Heating | Natural Gas | Retrocommissioning | A | Cumulative Summer Peak Savings (MW) | Technical Potential | 0 | 0 | 0 | 0 | 0 | 0 | 0 | 0 | 0 | 0 | 0 | 0 | 0 | 0 | 0 | 0 | 0 | 0 | 0 | 0 | 0 | 0 | 0 | 0 | 0 | 0 | 0
F9_Commercial_OR - Miscellaneous_New_Water Heating_Natural Gas_Retrocommissioning_A_Technical Potential | F9 | Commercial | OR - Miscellaneous | New | Water Heating | Natural Gas | Retrocommissioning | A | Cumulative Winter Peak Savings (MW) | Technical Potential | 0 | 0 | 0 | 0 | 0 | 0 | 0 | 0 | 0 | 0 | 0 | 0 | 0 | 0 | 0 | 0 | 0 | 0 | 0 | 0 | 0 | 0 | 0 | 0 | 0 | 0 | 0
F10_Commercial_OR - Miscellaneous_New_Water Heating_Natural Gas_Retrocommissioning_A_Technical Potential | F10 | Commercial | OR - Miscellaneous | New | Water Heating | Natural Gas | Retrocommissioning | A | Purchases (Incremental) | Technical Potential | 0 | 0 | 0 | 0 | 0 | 0 | 0 | 0 | 0 | 0 | 0 | 0 | 0 | 0 | 0 | 0 | 0 | 0 | 0 | 0 | 0 | 0 | 0 | 0 | 0 | 0 | 0
F11_Commercial_OR - Miscellaneous_New_Water Heating_Natural Gas_Retrocommissioning_A_Technical Potential | F11 | Commercial | OR - Miscellaneous | New | Water Heating | Natural Gas | Retrocommissioning | A | Purchases (Cumulative) | Technical Potential | 0 | 0 | 0 | 0 | 0 | 0 | 0 | 0 | 0 | 0 | 0 | 0 | 0 | 0 | 0 | 0 | 0 | 0 | 0 | 0 | 0 | 0 | 0 | 0 | 0 | 0 | 0
F1_Commercial_OR - Health_Existing_Space Heating_Natural Gas_Insulation - Ceiling_A_Technical Potential | F1 | Commercial | OR - Health | Existing | Space Heating | Natural Gas | Insulation - Ceiling | A | Integrated Unit Energy Savings (kWh or therms) | Technical Potential | 0 | 0 | 0.016241 | 0.01593 | 0.015602 | 0.015263 | 0.014907 | 0.014533 | 0.014138 | 0.013721 | 0.013283 | 0.012827 | 0.012363 | 0.011899 | 0.011448 | 0.011022 | 0.010629 | 0.01029 | 0.010006 | 0.0097493 | 0.009527 | 0.0093132 | 0.0091339 | 0.0089572 | 0.0087825 | 0.00861 | 0.0084391
F2_Commercial_OR - Health_Existing_Space Heating_Natural Gas_Insulation - Ceiling_A_Technical Potential | F2 | Commercial | OR - Health | Existing | Space Heating | Natural Gas | Insulation - Ceiling | A | Integrated Unit Summer Peak Savings (kW) | Technical Potential | 0 | 0 | 0 | 0 | 0 | 0 | 0 | 0 | 0 | 0 | 0 | 0 | 0 | 0 | 0 | 0 | 0 | 0 | 0 | 0 | 0 | 0 | 0 | 0 | 0 | 0 | 0
F3_Commercial_OR - Health_Existing_Space Heating_Natural Gas_Insulation - Ceiling_A_Technical Potential | F3 | Commercial | OR - Health | Existing | Space Heating | Natural Gas | Insulation - Ceiling | A | Integrated Unit Winter Peak Savings (kW) | Technical Potential | 0 | 0 | 0 | 0 | 0 | 0 | 0 | 0 | 0 | 0 | 0 | 0 | 0 | 0 | 0 | 0 | 0 | 0 | 0 | 0 | 0 | 0 | 0 | 0 | 0 | 0 | 0
F4_Commercial_OR - Health_Existing_Space Heating_Natural Gas_Insulation - Ceiling_A_Technical Potential | F4 | Commercial | OR - Health | Existing | Space Heating | Natural Gas | Insulation - Ceiling | A | Incremental Energy Savings (MWh or mTherms) | Technical Potential | 0 | 0 | 0.059852 | 0.031588 | 0.10466 | 0.16654 | 0.24691 | 0.34475 | 0.4562 | 0.57395 | 0.6872 | 0.78258 | 0.84621 | 0.86645 | 0.83711 | 0.75973 | 0.64414 | 0.50764 | 0.36895 | 0.26339 | 0.14044 | 0.10983 | 0 | 0 | 0 | 0 | 0
F5_Commercial_OR - Health_Existing_Space Heating_Natural Gas_Insulation - Ceiling_A_Technical Potential | F5 | Commercial | OR - Health | Existing | Space Heating | Natural Gas | Insulation - Ceiling | A | Incremental Summer Peak Savings (MW) | Technical Potential | 0 | 0 | 0 | 0 | 0 | 0 | 0 | 0 | 0 | 0 | 0 | 0 | 0 | 0 | 0 | 0 | 0 | 0 | 0 | 0 | 0 | 0 | 0 | 0 | 0 | 0 | 0
F6_Commercial_OR - Health_Existing_Space Heating_Natural Gas_Insulation - Ceiling_A_Technical Potential | F6 | Commercial | OR - Health | Existing | Space Heating | Natural Gas | Insulation - Ceiling | A | Incremental Winter Peak Savings (MW) | Technical Potential | 0 | 0 | 0 | 0 | 0 | 0 | 0 | 0 | 0 | 0 | 0 | 0 | 0 | 0 | 0 | 0 | 0 | 0 | 0 | 0 | 0 | 0 | 0 | 0 | 0 | 0 | 0
F7_Commercial_OR - Health_Existing_Space Heating_Natural Gas_Insulation - Ceiling_A_Technical Potential | F7 | Commercial | OR - Health | Existing | Space Heating | Natural Gas | Insulation - Ceiling | A | Cumulative Energy Savings (MWh or mTherms) | Technical Potential | 0 | 0 | 0.059852 | 0.090292 | 0.1931 | 0.35544 | 0.59407 | 0.92392 | 1.355 | 1.889 | 2.5158 | 3.2121 | 3.942 | 4.6606 | 5.3212 | 5.8827 | 6.3171 | 6.6234 | 6.8093 | 6.8982 | 6.8814 | 6.8367 | 6.7051 | 6.5754 | 6.4472 | 6.3205 | 6.1951
F8_Commercial_OR - Health_Existing_Space Heating_Natural Gas_Insulation - Ceiling_A_Technical Potential | F8 | Commercial | OR - Health | Existing | Space Heating | Natural Gas | Insulation - Ceiling | A | Cumulative Summer Peak Savings (MW) | Technical Potential | 0 | 0 | 0 | 0 | 0 | 0 | 0 | 0 | 0 | 0 | 0 | 0 | 0 | 0 | 0 | 0 | 0 | 0 | 0 | 0 | 0 | 0 | 0 | 0 | 0 | 0 | 0
F9_Commercial_OR - Health_Existing_Space Heating_Natural Gas_Insulation - Ceiling_A_Technical Potential | F9 | Commercial | OR - Health | Existing | Space Heating | Natural Gas | Insulation - Ceiling | A | Cumulative Winter Peak Savings (MW) | Technical Potential | 0 | 0 | 0 | 0 | 0 | 0 | 0 | 0 | 0 | 0 | 0 | 0 | 0 | 0 | 0 | 0 | 0 | 0 | 0 | 0 | 0 | 0 | 0 | 0 | 0 | 0 | 0
F10_Commercial_OR - Health_Existing_Space Heating_Natural Gas_Insulation - Ceiling_A_Technical Potential | F10 | Commercial | OR - Health | Existing | Space Heating | Natural Gas | Insulation - Ceiling | A | Purchases (Incremental) | Technical Potential | 0 | 0 | 3685.1921 | 1982.9714 | 6708.1952 | 10911.7989 | 16562.5867 | 23721.1632 | 32267.2964 | 41830.0702 | 51736.5875 | 61009.7268 | 68448.9486 | 72816.7938 | 73120.7943 | 68928.6802 | 60603.7263 | 49332.6092 | 36873.7112 | 27016.0232 | 14740.7682 | 11792.6146 | 0 | 0 | 0 | 0 | 0
F11_Commercial_OR - Health_Existing_Space Heating_Natural Gas_Insulation - Ceiling_A_Technical Potential | F11 | Commercial | OR - Health | Existing | Space Heating | Natural Gas | Insulation - Ceiling | A | Purchases (Cumulative) | Technical Potential | 0 | 0 | 3685.1921 | 5668.1634 | 12376.3586 | 23288.1576 | 39850.7443 | 63571.9075 | 95839.2039 | 137669.2741 | 189405.8616 | 250415.5884 | 318864.537 | 391681.3308 | 464802.1252 | 533730.8054 | 594334.5317 | 643667.1409 | 680540.8521 | 707556.8753 | 722297.6436 | 734090.2581 | 734090.2581 | 734090.2581 | 734090.2581 | 734090.2581 | 734090.2581
F1_Commercial_OR - Health_Existing_Space Heating_Natural Gas_Insulation - Ducting_A_Technical Potential | F1 | Commercial | OR - Health | Existing | Space Heating | Natural Gas | Insulation - Ducting | A | Integrated Unit Energy Savings (kWh or therms) | Technical Potential | 0 | 0 | 0 | 0 | 0 | 0 | 0 | 0 | 0 | 0 | 0 | 0 | 0 | 0 | 0 | 0 | 0 | 0 | 0 | 0 | 0 | 0 | 0 | 0 | 0 | 0 | 0
F2_Commercial_OR - Health_Existing_Space Heating_Natural Gas_Insulation - Ducting_A_Technical Potential | F2 | Commercial | OR - Health | Existing | Space Heating | Natural Gas | Insulation - Ducting | A | Integrated Unit Summer Peak Savings (kW) | Technical Potential | 0 | 0 | 0 | 0 | 0 | 0 | 0 | 0 | 0 | 0 | 0 | 0 | 0 | 0 | 0 | 0 | 0 | 0 | 0 | 0 | 0 | 0 | 0 | 0 | 0 | 0 | 0
F3_Commercial_OR - Health_Existing_Space Heating_Natural Gas_Insulation - Ducting_A_Technical Potential | F3 | Commercial | OR - Health | Existing | Space Heating | Natural Gas | Insulation - Ducting | A | Integrated Unit Winter Peak Savings (kW) | Technical Potential | 0 | 0 | 0 | 0 | 0 | 0 | 0 | 0 | 0 | 0 | 0 | 0 | 0 | 0 | 0 | 0 | 0 | 0 | 0 | 0 | 0 | 0 | 0 | 0 | 0 | 0 | 0
F4_Commercial_OR - Health_Existing_Space Heating_Natural Gas_Insulation - Ducting_A_Technical Potential | F4 | Commercial | OR - Health | Existing | Space Heating | Natural Gas | Insulation - Ducting | A | Incremental Energy Savings (MWh or mTherms) | Technical Potential | 0 | 0 | 0 | 0 | 0 | 0 | 0 | 0 | 0 | 0 | 0 | 0 | 0 | 0 | 0 | 0 | 0 | 0 | 0 | 0 | 0 | 0 | 0 | 0 | 0 | 0 | 0
F5_Commercial_OR - Health_Existing_Space Heating_Natural Gas_Insulation - Ducting_A_Technical Potential | F5 | Commercial | OR - Health | Existing | Space Heating | Natural Gas | Insulation - Ducting | A | Incremental Summer Peak Savings (MW) | Technical Potential | 0 | 0 | 0 | 0 | 0 | 0 | 0 | 0 | 0 | 0 | 0 | 0 | 0 | 0 | 0 | 0 | 0 | 0 | 0 | 0 | 0 | 0 | 0 | 0 | 0 | 0 | 0
F6_Commercial_OR - Health_Existing_Space Heating_Natural Gas_Insulation - Ducting_A_Technical Potential | F6 | Commercial | OR - Health | Existing | Space Heating | Natural Gas | Insulation - Ducting | A | Incremental Winter Peak Savings (MW) | Technical Potential | 0 | 0 | 0 | 0 | 0 | 0 | 0 | 0 | 0 | 0 | 0 | 0 | 0 | 0 | 0 | 0 | 0 | 0 | 0 | 0 | 0 | 0 | 0 | 0 | 0 | 0 | 0
F7_Commercial_OR - Health_Existing_Space Heating_Natural Gas_Insulation - Ducting_A_Technical Potential | F7 | Commercial | OR - Health | Existing | Space Heating | Natural Gas | Insulation - Ducting | A | Cumulative Energy Savings (MWh or mTherms) | Technical Potential | 0 | 0 | 0 | 0 | 0 | 0 | 0 | 0 | 0 | 0 | 0 | 0 | 0 | 0 | 0 | 0 | 0 | 0 | 0 | 0 | 0 | 0 | 0 | 0 | 0 | 0 | 0
F8_Commercial_OR - Health_Existing_Space Heating_Natural Gas_Insulation - Ducting_A_Technical Potential | F8 | Commercial | OR - Health | Existing | Space Heating | Natural Gas | Insulation - Ducting | A | Cumulative Summer Peak Savings (MW) | Technical Potential | 0 | 0 | 0 | 0 | 0 | 0 | 0 | 0 | 0 | 0 | 0 | 0 | 0 | 0 | 0 | 0 | 0 | 0 | 0 | 0 | 0 | 0 | 0 | 0 | 0 | 0 | 0
F9_Commercial_OR - Health_Existing_Space Heating_Natural Gas_Insulation - Ducting_A_Technical Potential | F9 | Commercial | OR - Health | Existing | Space Heating | Natural Gas | Insulation - Ducting | A | Cumulative Winter Peak Savings (MW) | Technical Potential | 0 | 0 | 0 | 0 | 0 | 0 | 0 | 0 | 0 | 0 | 0 | 0 | 0 | 0 | 0 | 0 | 0 | 0 | 0 | 0 | 0 | 0 | 0 | 0 | 0 | 0 | 0
F10_Commercial_OR - Health_Existing_Space Heating_Natural Gas_Insulation - Ducting_A_Technical Potential | F10 | Commercial | OR - Health | Existing | Space Heating | Natural Gas | Insulation - Ducting | A | Purchases (Incremental) | Technical Potential | 0 | 0 | 921.298 | 495.7428 | 1677.0488 | 2727.9497 | 4140.6467 | 5930.2908 | 8066.8241 | 10457.5176 | 12934.1469 | 15252.4317 | 17112.2371 | 18204.1985 | 18280.1986 | 17232.1701 | 15150.9316 | 12333.1523 | 9218.4278 | 6754.0058 | 3685.1921 | 2948.1536 | 0 | 0 | 0 | 0 | 0
F11_Commercial_OR - Health_Existing_Space Heating_Natural Gas_Insulation - Ducting_A_Technical Potential | F11 | Commercial | OR - Health | Existing | Space Heating | Natural Gas | Insulation - Ducting | A | Purchases (Cumulative) | Technical Potential | 0 | 0 | 921.298 | 1417.0409 | 3094.0897 | 5822.0394 | 9962.6861 | 15892.9769 | 23959.801 | 34417.3185 | 47351.4654 | 62603.8971 | 79716.1342 | 97920.3327 | 116200.5313 | 133432.7013 | 148583.6329 | 160916.7852 | 170135.213 | 176889.2188 | 180574.4109 | 183522.5645 | 183522.5645 | 183522.5645 | 183522.5645 | 183522.5645 | 183522.5645
F1_Commercial_OR - Health_Existing_Space Heating_Natural Gas_Insulation - Wall Cavity_A_Technical Potential | F1 | Commercial | OR - Health | Existing | Space Heating | Natural Gas | Insulation - Wall Cavity | A | Integrated Unit Energy Savings (kWh or therms) | Technical Potential | 0 | 0 | 0.051232 | 0.050369 | 0.049483 | 0.04858 | 0.047657 | 0.046708 | 0.045733 | 0.044728 | 0.043695 | 0.042637 | 0.041564 | 0.040491 | 0.039434 | 0.038409 | 0.037432 | 0.036528 | 0.0357 | 0.034917 | 0.034182 | 0.033465 | 0.032821 | 0.032186 | 0.031558 | 0.030938 | 0.030324
F2_Commercial_OR - Health_Existing_Space Heating_Natural Gas_Insulation - Wall Cavity_A_Technical Potential | F2 | Commercial | OR - Health | Existing | Space Heating | Natural Gas | Insulation - Wall Cavity | A | Integrated Unit Summer Peak Savings (kW) | Technical Potential | 0 | 0 | 0 | 0 | 0 | 0 | 0 | 0 | 0 | 0 | 0 | 0 | 0 | 0 | 0 | 0 | 0 | 0 | 0 | 0 | 0 | 0 | 0 | 0 | 0 | 0 | 0
F3_Commercial_OR - Health_Existing_Space Heating_Natural Gas_Insulation - Wall Cavity_A_Technical Potential | F3 | Commercial | OR - Health | Existing | Space Heating | Natural Gas | Insulation - Wall Cavity | A | Integrated Unit Winter Peak Savings (kW) | Technical Potential | 0 | 0 | 0 | 0 | 0 | 0 | 0 | 0 | 0 | 0 | 0 | 0 | 0 | 0 | 0 | 0 | 0 | 0 | 0 | 0 | 0 | 0 | 0 | 0 | 0 | 0 | 0
F4_Commercial_OR - Health_Existing_Space Heating_Natural Gas_Insulation - Wall Cavity_A_Technical Potential | F4 | Commercial | OR - Health | Existing | Space Heating | Natural Gas | Insulation - Wall Cavity | A | Incremental Energy Savings (MWh or mTherms) | Technical Potential | 0 | 0 | 0.071933 | 0.038055 | 0.12647 | 0.20197 | 0.30073 | 0.42214 | 0.56223 | 0.71285 | 0.86129 | 0.99107 | 1.084 | 1.1234 | 1.0986 | 1.0087 | 0.8643 | 0.68657 | 0.50155 | 0.3594 | 0.19197 | 0.15036 | 0 | 0 | 0 | 0 | 0
F5_Commercial_OR - Health_Existing_Space Heating_Natural Gas_Insulation - Wall Cavity_A_Technical Potential | F5 | Commercial | OR - Health | Existing | Space Heating | Natural Gas | Insulation - Wall Cavity | A | Incremental Summer Peak Savings (MW) | Technical Potential | 0 | 0 | 0 | 0 | 0 | 0 | 0 | 0 | 0 | 0 | 0 | 0 | 0 | 0 | 0 | 0 | 0 | 0 | 0 | 0 | 0 | 0 | 0 | 0 | 0 | 0 | 0
F6_Commercial_OR - Health_Existing_Space Heating_Natural Gas_Insulation - Wall Cavity_A_Technical Potential | F6 | Commercial | OR - Health | Existing | Space Heating | Natural Gas | Insulation - Wall Cavity | A | Incremental Winter Peak Savings (MW) | Technical Potential | 0 | 0 | 0 | 0 | 0 | 0 | 0 | 0 | 0 | 0 | 0 | 0 | 0 | 0 | 0 | 0 | 0 | 0 | 0 | 0 | 0 | 0 | 0 | 0 | 0 | 0 | 0
F7_Commercial_OR - Health_Existing_Space Heating_Natural Gas_Insulation - Wall Cavity_A_Technical Potential | F7 | Commercial | OR - Health | Existing | Space Heating | Natural Gas | Insulation - Wall Cavity | A | Cumulative Energy Savings (MWh or mTherms) | Technical Potential | 0 | 0 | 0.071933 | 0.10878 | 0.23333 | 0.43104 | 0.72358 | 1.1313 | 1.6699 | 2.3461 | 3.1532 | 4.0679 | 5.0496 | 6.0425 | 6.9833 | 7.8106 | 8.4761 | 8.9581 | 9.2566 | 9.4128 | 9.4067 | 9.3597 | 9.1796 | 9.002 | 8.8265 | 8.6531 | 8.4814
F8_Commercial_OR - Health_Existing_Space Heating_Natural Gas_Insulation - Wall Cavity_A_Technical Potential | F8 | Commercial | OR - Health | Existing | Space Heating | Natural Gas | Insulation - Wall Cavity | A | Cumulative Summer Peak Savings (MW) | Technical Potential | 0 | 0 | 0 | 0 | 0 | 0 | 0 | 0 | 0 | 0 | 0 | 0 | 0 | 0 | 0 | 0 | 0 | 0 | 0 | 0 | 0 | 0 | 0 | 0 | 0 | 0 | 0
F9_Commercial_OR - Health_Existing_Space Heating_Natural Gas_Insulation - Wall Cavity_A_Technical Potential | F9 | Commercial | OR - Health | Existing | Space Heating | Natural Gas | Insulation - Wall Cavity | A | Cumulative Winter Peak Savings (MW) | Technical Potential | 0 | 0 | 0 | 0 | 0 | 0 | 0 | 0 | 0 | 0 | 0 | 0 | 0 | 0 | 0 | 0 | 0 | 0 | 0 | 0 | 0 | 0 | 0 | 0 | 0 | 0 | 0
F10_Commercial_OR - Health_Existing_Space Heating_Natural Gas_Insulation - Wall Cavity_A_Technical Potential | F10 | Commercial | OR - Health | Existing | Space Heating | Natural Gas | Insulation - Wall Cavity | A | Purchases (Incremental) | Technical Potential | 0 | 0 | 1404.0582 | 755.5121 | 2555.8224 | 4157.3954 | 6310.3455 | 9037.7632 | 12293.8399 | 15937.2567 | 19711.6398 | 23244.7059 | 26079.0494 | 27743.1985 | 27859.0226 | 26261.8272 | 23090.0197 | 18795.7241 | 14048.884 | 10293.1048 | 5616.2327 | 4492.9862 | 0 | 0 | 0 | 0 | 0
F11_Commercial_OR - Health_Existing_Space Heating_Natural Gas_Insulation - Wall Cavity_A_Technical Potential | F11 | Commercial | OR - Health | Existing | Space Heating | Natural Gas | Insulation - Wall Cavity | A | Purchases (Cumulative) | Technical Potential | 0 | 0 | 1404.0582 | 2159.5703 | 4715.3926 | 8872.788 | 15183.1336 | 24220.8968 | 36514.7367 | 52451.9934 | 72163.6333 | 95408.3392 | 121487.3886 | 149230.587 | 177089.6097 | 203351.4369 | 226441.4566 | 245237.1807 | 259286.0647 | 269579.1695 | 275195.4022 | 279688.3884 | 279688.3884 | 279688.3884 | 279688.3884 | 279688.3884 | 279688.3884
F1_Commercial_OR - Health_Existing_Space Heating_Natural Gas_Green Roof - Vegetated Rooftop_A_Technical Potential | F1 | Commercial | OR - Health | Existing | Space Heating | Natural Gas | Green Roof - Vegetated Rooftop | A | Integrated Unit Energy Savings (kWh or therms) | Technical Potential | 0 | 0 | 0.00092065 | 0.00089357 | 0.00086543 | 0.00083771 | 0.00081016 | 0.0007818 | 0.00075225 | 0.00072172 | 0.00069053 | 0.00065918 | 0.00062842 | 0.00059865 | 0.00057033 | 0.00054389 | 0.00051982 | 0.00049943 | 0.00048261 | 0.0004676 | 0.00045474 | 0.00044246 | 0.00043394 | 0.00042554 | 0.00041724 | 0.00040904 | 0.00040092
F2_Commercial_OR - Health_Existing_Space Heating_Natural Gas_Green Roof - Vegetated Rooftop_A_Technical Potential | F2 | Commercial | OR - Health | Existing | Space Heating | Natural Gas | Green Roof - Vegetated Rooftop | A | Integrated Unit Summer Peak Savings (kW) | Technical Potential | 0 | 0 | 0 | 0 | 0 | 0 | 0 | 0 | 0 | 0 | 0 | 0 | 0 | 0 | 0 | 0 | 0 | 0 | 0 | 0 | 0 | 0 | 0 | 0 | 0 | 0 | 0
F3_Commercial_OR - Health_Existing_Space Heating_Natural Gas_Green Roof - Vegetated Rooftop_A_Technical Potential | F3 | Commercial | OR - Health | Existing | Space Heating | Natural Gas | Green Roof - Vegetated Rooftop | A | Integrated Unit Winter Peak Savings (kW) | Technical Potential | 0 | 0 | 0 | 0 | 0 | 0 | 0 | 0 | 0 | 0 | 0 | 0 | 0 | 0 | 0 | 0 | 0 | 0 | 0 | 0 | 0 | 0 | 0 | 0 | 0 | 0 | 0
F4_Commercial_OR - Health_Existing_Space Heating_Natural Gas_Green Roof - Vegetated Rooftop_A_Technical Potential | F4 | Commercial | OR - Health | Existing | Space Heating | Natural Gas | Green Roof - Vegetated Rooftop | A | Incremental Energy Savings (MWh or mTherms) | Technical Potential | 0 | 0 | 0 | 0 | 0 | 0 | 0 | 0 | 0 | 0 | 0 | 0 | 0 | 0 | 0 | 0 | 0 | 0 | 0 | 0 | 0 | 0 | 0 | 0 | 0 | 0 | 0
F5_Commercial_OR - Health_Existing_Space Heating_Natural Gas_Green Roof - Vegetated Rooftop_A_Technical Potential | F5 | Commercial | OR - Health | Existing | Space Heating | Natural Gas | Green Roof - Vegetated Rooftop | A | Incremental Summer Peak Savings (MW) | Technical Potential | 0 | 0 | 0 | 0 | 0 | 0 | 0 | 0 | 0 | 0 | 0 | 0 | 0 | 0 | 0 | 0 | 0 | 0 | 0 | 0 | 0 | 0 | 0 | 0 | 0 | 0 | 0
F6_Commercial_OR - Health_Existing_Space Heating_Natural Gas_Green Roof - Vegetated Rooftop_A_Technical Potential | F6 | Commercial | OR - Health | Existing | Space Heating | Natural Gas | Green Roof - Vegetated Rooftop | A | Incremental Winter Peak Savings (MW) | Technical Potential | 0 | 0 | 0 | 0 | 0 | 0 | 0 | 0 | 0 | 0 | 0 | 0 | 0 | 0 | 0 | 0 | 0 | 0 | 0 | 0 | 0 | 0 | 0 | 0 | 0 | 0 | 0
F7_Commercial_OR - Health_Existing_Space Heating_Natural Gas_Green Roof - Vegetated Rooftop_A_Technical Potential | F7 | Commercial | OR - Health | Existing | Space Heating | Natural Gas | Green Roof - Vegetated Rooftop | A | Cumulative Energy Savings (MWh or mTherms) | Technical Potential | 0 | 0 | 0 | 0 | 0 | 0 | 0 | 0 | 0 | 0 | 0 | 0 | 0 | 0 | 0 | 0 | 0 | 0 | 0 | 0 | 0 | 0 | 0 | 0 | 0 | 0 | 0
F8_Commercial_OR - Health_Existing_Space Heating_Natural Gas_Green Roof - Vegetated Rooftop_A_Technical Potential | F8 | Commercial | OR - Health | Existing | Space Heating | Natural Gas | Green Roof - Vegetated Rooftop | A | Cumulative Summer Peak Savings (MW) | Technical Potential | 0 | 0 | 0 | 0 | 0 | 0 | 0 | 0 | 0 | 0 | 0 | 0 | 0 | 0 | 0 | 0 | 0 | 0 | 0 | 0 | 0 | 0 | 0 | 0 | 0 | 0 | 0
F9_Commercial_OR - Health_Existing_Space Heating_Natural Gas_Green Roof - Vegetated Rooftop_A_Technical Potential | F9 | Commercial | OR - Health | Existing | Space Heating | Natural Gas | Green Roof - Vegetated Rooftop | A | Cumulative Winter Peak Savings (MW) | Technical Potential | 0 | 0 | 0 | 0 | 0 | 0 | 0 | 0 | 0 | 0 | 0 | 0 | 0 | 0 | 0 | 0 | 0 | 0 | 0 | 0 | 0 | 0 | 0 | 0 | 0 | 0 | 0
F10_Commercial_OR - Health_Existing_Space Heating_Natural Gas_Green Roof - Vegetated Rooftop_A_Technical Potential | F10 | Commercial | OR - Health | Existing | Space Heating | Natural Gas | Green Roof - Vegetated Rooftop | A | Purchases (Incremental) | Technical Potential | 0 | 0 | 0 | 0 | 0 | 0 | 0 | 0 | 0 | 0 | 0 | 0 | 0 | 0 | 0 | 0 | 0 | 0 | 0 | 0 | 0 | 0 | 0 | 0 | 0 | 0 | 0
F11_Commercial_OR - Health_Existing_Space Heating_Natural Gas_Green Roof - Vegetated Rooftop_A_Technical Potential | F11 | Commercial | OR - Health | Existing | Space Heating | Natural Gas | Green Roof - Vegetated Rooftop | A | Purchases (Cumulative) | Technical Potential | 0 | 0 | 0 | 0 | 0 | 0 | 0 | 0 | 0 | 0 | 0 | 0 | 0 | 0 | 0 | 0 | 0 | 0 | 0 | 0 | 0 | 0 | 0 | 0 | 0 | 0 | 0
F1_Commercial_OR - Health_Existing_Space Heating_Natural Gas_Ducting - Repair and Sealing_A_Technical Potential | F1 | Commercial | OR - Health | Existing | Space Heating | Natural Gas | Ducting - Repair and Sealing | A | Integrated Unit Energy Savings (kWh or therms) | Technical Potential | 0 | 0 | 0.052978 | 0.052058 | 0.0511 | 0.050113 | 0.049089 | 0.04802 | 0.046902 | 0.045732 | 0.04451 | 0.043246 | 0.041957 | 0.040665 | 0.039401 | 0.03819 | 0.037056 | 0.036037 | 0.035135 | 0.034303 | 0.033548 | 0.032819 | 0.032188 | 0.031565 | 0.030949 | 0.030342 | 0.02974
F2_Commercial_OR - Health_Existing_Space Heating_Natural Gas_Ducting - Repair and Sealing_A_Technical Potential | F2 | Commercial | OR - Health | Existing | Space Heating | Natural Gas | Ducting - Repair and Sealing | A | Integrated Unit Summer Peak Savings (kW) | Technical Potential | 0 | 0 | 0 | 0 | 0 | 0 | 0 | 0 | 0 | 0 | 0 | 0 | 0 | 0 | 0 | 0 | 0 | 0 | 0 | 0 | 0 | 0 | 0 | 0 | 0 | 0 | 0
F3_Commercial_OR - Health_Existing_Space Heating_Natural Gas_Ducting - Repair and Sealing_A_Technical Potential | F3 | Commercial | OR - Health | Existing | Space Heating | Natural Gas | Ducting - Repair and Sealing | A | Integrated Unit Winter Peak Savings (kW) | Technical Potential | 0 | 0 | 0 | 0 | 0 | 0 | 0 | 0 | 0 | 0 | 0 | 0 | 0 | 0 | 0 | 0 | 0 | 0 | 0 | 0 | 0 | 0 | 0 | 0 | 0 | 0 | 0
F4_Commercial_OR - Health_Existing_Space Heating_Natural Gas_Ducting - Repair and Sealing_A_Technical Potential | F4 | Commercial | OR - Health | Existing | Space Heating | Natural Gas | Ducting - Repair and Sealing | A | Incremental Energy Savings (MWh or mTherms) | Technical Potential | 0 | 0 | 0.079635 | 0.042107 | 0.13982 | 0.22304 | 0.33163 | 0.46463 | 0.61731 | 0.78029 | 0.93929 | 1.0762 | 1.1714 | 1.2078 | 1.1751 | 1.0737 | 0.91601 | 0.72516 | 0.52846 | 0.37801 | 0.15129 | 0.13132 | 0 | 0 | 0 | 0 | 0
F5_Commercial_OR - Health_Existing_Space Heating_Natural Gas_Ducting - Repair and Sealing_A_Technical Potential | F5 | Commercial | OR - Health | Existing | Space Heating | Natural Gas | Ducting - Repair and Sealing | A | Incremental Summer Peak Savings (MW) | Technical Potential | 0 | 0 | 0 | 0 | 0 | 0 | 0 | 0 | 0 | 0 | 0 | 0 | 0 | 0 | 0 | 0 | 0 | 0 | 0 | 0 | 0 | 0 | 0 | 0 | 0 | 0 | 0
F6_Commercial_OR - Health_Existing_Space Heating_Natural Gas_Ducting - Repair and Sealing_A_Technical Potential | F6 | Commercial | OR - Health | Existing | Space Heating | Natural Gas | Ducting - Repair and Sealing | A | Incremental Winter Peak Savings (MW) | Technical Potential | 0 | 0 | 0 | 0 | 0 | 0 | 0 | 0 | 0 | 0 | 0 | 0 | 0 | 0 | 0 | 0 | 0 | 0 | 0 | 0 | 0 | 0 | 0 | 0 | 0 | 0 | 0
F7_Commercial_OR - Health_Existing_Space Heating_Natural Gas_Ducting - Repair and Sealing_A_Technical Potential | F7 | Commercial | OR - Health | Existing | Space Heating | Natural Gas | Ducting - Repair and Sealing | A | Cumulative Energy Savings (MWh or mTherms) | Technical Potential | 0 | 0 | 0.079635 | 0.12036 | 0.25796 | 0.47603 | 0.79793 | 1.2452 | 1.8335 | 2.568 | 3.4387 | 4.4172 | 5.457 | 6.4969 | 7.47 | 8.3142 | 8.9833 | 9.4615 | 9.7532 | 9.9002 | 9.8337 | 9.7512 | 9.5636 | 9.3785 | 9.1957 | 9.0151 | 8.8362
F8_Commercial_OR - Health_Existing_Space Heating_Natural Gas_Ducting - Repair and Sealing_A_Technical Potential | F8 | Commercial | OR - Health | Existing | Space Heating | Natural Gas | Ducting - Repair and Sealing | A | Cumulative Summer Peak Savings (MW) | Technical Potential | 0 | 0 | 0 | 0 | 0 | 0 | 0 | 0 | 0 | 0 | 0 | 0 | 0 | 0 | 0 | 0 | 0 | 0 | 0 | 0 | 0 | 0 | 0 | 0 | 0 | 0 | 0
F9_Commercial_OR - Health_Existing_Space Heating_Natural Gas_Ducting - Repair and Sealing_A_Technical Potential | F9 | Commercial | OR - Health | Existing | Space Heating | Natural Gas | Ducting - Repair and Sealing | A | Cumulative Winter Peak Savings (MW) | Technical Potential | 0 | 0 | 0 | 0 | 0 | 0 | 0 | 0 | 0 | 0 | 0 | 0 | 0 | 0 | 0 | 0 | 0 | 0 | 0 | 0 | 0 | 0 | 0 | 0 | 0 | 0 | 0
F10_Commercial_OR - Health_Existing_Space Heating_Natural Gas_Ducting - Repair and Sealing_A_Technical Potential | F10 | Commercial | OR - Health | Existing | Space Heating | Natural Gas | Ducting - Repair and Sealing | A | Purchases (Incremental) | Technical Potential | 0 | 0 | 1503.1704 | 808.8436 | 2736.2375 | 4450.8654 | 6755.792 | 9675.7376 | 13161.6604 | 17062.2655 | 21103.0818 | 24885.5465 | 27919.9659 | 29701.587 | 29825.5872 | 28115.6459 | 24719.941 | 20122.5116 | 15040.5927 | 11019.6937 | 4509.5113 | 4001.3018 | 0 | 0 | 0 | 0 | 0
F11_Commercial_OR - Health_Existing_Space Heating_Natural Gas_Ducting - Repair and Sealing_A_Technical Potential | F11 | Commercial | OR - Health | Existing | Space Heating | Natural Gas | Ducting - Repair and Sealing | A | Purchases (Cumulative) | Technical Potential | 0 | 0 | 1503.1704 | 2312.014 | 5048.2515 | 9499.1169 | 16254.9089 | 25930.6465 | 39092.3069 | 56154.5723 | 77257.6541 | 102143.2005 | 130063.1664 | 159764.7534 | 189590.3405 | 217705.9864 | 242425.9274 | 262548.439 | 277589.0318 | 288608.7255 | 293118.2368 | 297119.5386 | 297119.5386 | 297119.5386 | 297119.5386 | 297119.5386 | 297119.5386
F1_Commercial_OR - Health_Existing_Space Heating_Natural Gas_Windows - High Efficiency Glazing_A_Technical Potential | F1 | Commercial | OR - Health | Existing | Space Heating | Natural Gas | Windows - High Efficiency Glazing | A | Integrated Unit Energy Savings (kWh or therms) | Technical Potential | 0 | 0 | 0 | 0 | 0 | 0 | 0 | 0 | 0 | 0 | 0 | 0 | 0 | 0 | 0 | 0 | 0 | 0 | 0 | 0 | 0 | 0 | 0 | 0 | 0 | 0 | 0
F2_Commercial_OR - Health_Existing_Space Heating_Natural Gas_Windows - High Efficiency Glazing_A_Technical Potential | F2 | Commercial | OR - Health | Existing | Space Heating | Natural Gas | Windows - High Efficiency Glazing | A | Integrated Unit Summer Peak Savings (kW) | Technical Potential | 0 | 0 | 0 | 0 | 0 | 0 | 0 | 0 | 0 | 0 | 0 | 0 | 0 | 0 | 0 | 0 | 0 | 0 | 0 | 0 | 0 | 0 | 0 | 0 | 0 | 0 | 0
F3_Commercial_OR - Health_Existing_Space Heating_Natural Gas_Windows - High Efficiency Glazing_A_Technical Potential | F3 | Commercial | OR - Health | Existing | Space Heating | Natural Gas | Windows - High Efficiency Glazing | A | Integrated Unit Winter Peak Savings (kW) | Technical Potential | 0 | 0 | 0 | 0 | 0 | 0 | 0 | 0 | 0 | 0 | 0 | 0 | 0 | 0 | 0 | 0 | 0 | 0 | 0 | 0 | 0 | 0 | 0 | 0 | 0 | 0 | 0
F4_Commercial_OR - Health_Existing_Space Heating_Natural Gas_Windows - High Efficiency Glazing_A_Technical Potential | F4 | Commercial | OR - Health | Existing | Space Heating | Natural Gas | Windows - High Efficiency Glazing | A | Incremental Energy Savings (MWh or mTherms) | Technical Potential | 0 | 0 | 0 | 0 | 0 | 0 | 0 | 0 | 0 | 0 | 0 | 0 | 0 | 0 | 0 | 0 | 0 | 0 | 0 | 0 | 0 | 0 | 0 | 0 | 0 | 0 | 0
F5_Commercial_OR - Health_Existing_Space Heating_Natural Gas_Windows - High Efficiency Glazing_A_Technical Potential | F5 | Commercial | OR - Health | Existing | Space Heating | Natural Gas | Windows - High Efficiency Glazing | A | Incremental Summer Peak Savings (MW) | Technical Potential | 0 | 0 | 0 | 0 | 0 | 0 | 0 | 0 | 0 | 0 | 0 | 0 | 0 | 0 | 0 | 0 | 0 | 0 | 0 | 0 | 0 | 0 | 0 | 0 | 0 | 0 | 0
F6_Commercial_OR - Health_Existing_Space Heating_Natural Gas_Windows - High Efficiency Glazing_A_Technical Potential | F6 | Commercial | OR - Health | Existing | Space Heating | Natural Gas | Windows - High Efficiency Glazing | A | Incremental Winter Peak Savings (MW) | Technical Potential | 0 | 0 | 0 | 0 | 0 | 0 | 0 | 0 | 0 | 0 | 0 | 0 | 0 | 0 | 0 | 0 | 0 | 0 | 0 | 0 | 0 | 0 | 0 | 0 | 0 | 0 | 0
F7_Commercial_OR - Health_Existing_Space Heating_Natural Gas_Windows - High Efficiency Glazing_A_Technical Potential | F7 | Commercial | OR - Health | Existing | Space Heating | Natural Gas | Windows - High Efficiency Glazing | A | Cumulative Energy Savings (MWh or mTherms) | Technical Potential | 0 | 0 | 0 | 0 | 0 | 0 | 0 | 0 | 0 | 0 | 0 | 0 | 0 | 0 | 0 | 0 | 0 | 0 | 0 | 0 | 0 | 0 | 0 | 0 | 0 | 0 | 0
F8_Commercial_OR - Health_Existing_Space Heating_Natural Gas_Windows - High Efficiency Glazing_A_Technical Potential | F8 | Commercial | OR - Health | Existing | Space Heating | Natural Gas | Windows - High Efficiency Glazing | A | Cumulative Summer Peak Savings (MW) | Technical Potential | 0 | 0 | 0 | 0 | 0 | 0 | 0 | 0 | 0 | 0 | 0 | 0 | 0 | 0 | 0 | 0 | 0 | 0 | 0 | 0 | 0 | 0 | 0 | 0 | 0 | 0 | 0
F9_Commercial_OR - Health_Existing_Space Heating_Natural Gas_Windows - High Efficiency Glazing_A_Technical Potential | F9 | Commercial | OR - Health | Existing | Space Heating | Natural Gas | Windows - High Efficiency Glazing | A | Cumulative Winter Peak Savings (MW) | Technical Potential | 0 | 0 | 0 | 0 | 0 | 0 | 0 | 0 | 0 | 0 | 0 | 0 | 0 | 0 | 0 | 0 | 0 | 0 | 0 | 0 | 0 | 0 | 0 | 0 | 0 | 0 | 0
F10_Commercial_OR - Health_Existing_Space Heating_Natural Gas_Windows - High Efficiency Glazing_A_Technical Potential | F10 | Commercial | OR - Health | Existing | Space Heating | Natural Gas | Windows - High Efficiency Glazing | A | Purchases (Incremental) | Technical Potential | 0 | 0 | 176.7409 | 95.1028 | 321.7235 | 523.3273 | 794.3378 | 1137.6614 | 1547.532 | 2006.1604 | 2481.2746 | 2926.0122 | 3282.7956 | 3492.2764 | 3506.8562 | 3305.8034 | 2906.5405 | 2365.9804 | 1768.4546 | 1295.6822 | 706.9638 | 565.571 | 0 | 0 | 0 | 0 | 0
F11_Commercial_OR - Health_Existing_Space Heating_Natural Gas_Windows - High Efficiency Glazing_A_Technical Potential | F11 | Commercial | OR - Health | Existing | Space Heating | Natural Gas | Windows - High Efficiency Glazing | A | Purchases (Cumulative) | Technical Potential | 0 | 0 | 176.7409 | 271.8438 | 593.5673 | 1116.8946 | 1911.2324 | 3048.8938 | 4596.4258 | 6602.5862 | 9083.8608 | 12009.873 | 15292.6686 | 18784.945 | 22291.8012 | 25597.6045 | 28504.1451 | 30870.1255 | 32638.58 | 33934.2622 | 34641.226 | 35206.797 | 35206.797 | 35206.797 | 35206.797 | 35206.797 | 35206.797
F1_Commercial_OR - Health_Existing_Space Heating_Natural Gas_Windows - Secondary Glazing Systems_A_Technical Potential | F1 | Commercial | OR - Health | Existing | Space Heating | Natural Gas | Windows - Secondary Glazing Systems | A | Integrated Unit Energy Savings (kWh or therms) | Technical Potential | 0 | 0 | 0.56231 | 0.55294 | 0.54353 | 0.53412 | 0.52473 | 0.51535 | 0.50601 | 0.49672 | 0.48745 | 0.47823 | 0.46905 | 0.45993 | 0.45089 | 0.44193 | 0.43308 | 0.42454 | 0.41634 | 0.40821 | 0.40017 | 0.3922 | 0.38465 | 0.37721 | 0.36986 | 0.36259 | 0.3554
F2_Commercial_OR - Health_Existing_Space Heating_Natural Gas_Windows - Secondary Glazing Systems_A_Technical Potential | F2 | Commercial | OR - Health | Existing | Space Heating | Natural Gas | Windows - Secondary Glazing Systems | A | Integrated Unit Summer Peak Savings (kW) | Technical Potential | 0 | 0 | 0 | 0 | 0 | 0 | 0 | 0 | 0 | 0 | 0 | 0 | 0 | 0 | 0 | 0 | 0 | 0 | 0 | 0 | 0 | 0 | 0 | 0 | 0 | 0 | 0
F3_Commercial_OR - Health_Existing_Space Heating_Natural Gas_Windows - Secondary Glazing Systems_A_Technical Potential | F3 | Commercial | OR - Health | Existing | Space Heating | Natural Gas | Windows - Secondary Glazing Systems | A | Integrated Unit Winter Peak Savings (kW) | Technical Potential | 0 | 0 | 0 | 0 | 0 | 0 | 0 | 0 | 0 | 0 | 0 | 0 | 0 | 0 | 0 | 0 | 0 | 0 | 0 | 0 | 0 | 0 | 0 | 0 | 0 | 0 | 0
F4_Commercial_OR - Health_Existing_Space Heating_Natural Gas_Windows - Secondary Glazing Systems_A_Technical Potential | F4 | Commercial | OR - Health | Existing | Space Heating | Natural Gas | Windows - Secondary Glazing Systems | A | Incremental Energy Savings (MWh or mTherms) | Technical Potential | 0 | 0 | 0.099384 | 0.052586 | 0.17487 | 0.27952 | 0.41681 | 0.58629 | 0.78306 | 0.99649 | 1.2095 | 1.3993 | 1.5398 | 1.6062 | 1.5812 | 1.4609 | 1.2588 | 1.0045 | 0.73627 | 0.52892 | 0.2829 | 0.22182 | 0 | 0 | 0 | 0 | 0
F5_Commercial_OR - Health_Existing_Space Heating_Natural Gas_Windows - Secondary Glazing Systems_A_Technical Potential | F5 | Commercial | OR - Health | Existing | Space Heating | Natural Gas | Windows - Secondary Glazing Systems | A | Incremental Summer Peak Savings (MW) | Technical Potential | 0 | 0 | 0 | 0 | 0 | 0 | 0 | 0 | 0 | 0 | 0 | 0 | 0 | 0 | 0 | 0 | 0 | 0 | 0 | 0 | 0 | 0 | 0 | 0 | 0 | 0 | 0
F6_Commercial_OR - Health_Existing_Space Heating_Natural Gas_Windows - Secondary Glazing Systems_A_Technical Potential | F6 | Commercial | OR - Health | Existing | Space Heating | Natural Gas | Windows - Secondary Glazing Systems | A | Incremental Winter Peak Savings (MW) | Technical Potential | 0 | 0 | 0 | 0 | 0 | 0 | 0 | 0 | 0 | 0 | 0 | 0 | 0 | 0 | 0 | 0 | 0 | 0 | 0 | 0 | 0 | 0 | 0 | 0 | 0 | 0 | 0
F7_Commercial_OR - Health_Existing_Space Heating_Natural Gas_Windows - Secondary Glazing Systems_A_Technical Potential | F7 | Commercial | OR - Health | Existing | Space Heating | Natural Gas | Windows - Secondary Glazing Systems | A | Cumulative Energy Savings (MWh or mTherms) | Technical Potential | 0 | 0 | 0.099384 | 0.15031 | 0.32262 | 0.59656 | 1.0029 | 1.5712 | 2.3258 | 3.2796 | 4.428 | 5.7434 | 7.1731 | 8.6398 | 10.0512 | 11.3125 | 12.3445 | 13.1057 | 13.5886 | 13.8524 | 13.8623 | 13.8082 | 13.5425 | 13.2804 | 13.0215 | 12.7658 | 12.5125
F8_Commercial_OR - Health_Existing_Space Heating_Natural Gas_Windows - Secondary Glazing Systems_A_Technical Potential | F8 | Commercial | OR - Health | Existing | Space Heating | Natural Gas | Windows - Secondary Glazing Systems | A | Cumulative Summer Peak Savings (MW) | Technical Potential | 0 | 0 | 0 | 0 | 0 | 0 | 0 | 0 | 0 | 0 | 0 | 0 | 0 | 0 | 0 | 0 | 0 | 0 | 0 | 0 | 0 | 0 | 0 | 0 | 0 | 0 | 0
F9_Commercial_OR - Health_Existing_Space Heating_Natural Gas_Windows - Secondary Glazing Systems_A_Technical Potential | F9 | Commercial | OR - Health | Existing | Space Heating | Natural Gas | Windows - Secondary Glazing Systems | A | Cumulative Winter Peak Savings (MW) | Technical Potential | 0 | 0 | 0 | 0 | 0 | 0 | 0 | 0 | 0 | 0 | 0 | 0 | 0 | 0 | 0 | 0 | 0 | 0 | 0 | 0 | 0 | 0 | 0 | 0 | 0 | 0 | 0
F10_Commercial_OR - Health_Existing_Space Heating_Natural Gas_Windows - Secondary Glazing Systems_A_Technical Potential | F10 | Commercial | OR - Health | Existing | Space Heating | Natural Gas | Windows - Secondary Glazing Systems | A | Purchases (Incremental) | Technical Potential | 0 | 0 | 176.7409 | 95.1028 | 321.7235 | 523.3273 | 794.3378 | 1137.6614 | 1547.532 | 2006.1604 | 2481.2746 | 2926.0122 | 3282.7956 | 3492.2764 | 3506.8562 | 3305.8034 | 2906.5405 | 2365.9804 | 1768.4546 | 1295.6822 | 706.9638 | 565.571 | 0 | 0 | 0 | 0 | 0
F11_Commercial_OR - Health_Existing_Space Heating_Natural Gas_Windows - Secondary Glazing Systems_A_Technical Potential | F11 | Commercial | OR - Health | Existing | Space Heating | Natural Gas | Windows - Secondary Glazing Systems | A | Purchases (Cumulative) | Technical Potential | 0 | 0 | 176.7409 | 271.8438 | 593.5673 | 1116.8946 | 1911.2324 | 3048.8938 | 4596.4258 | 6602.5862 | 9083.8608 | 12009.873 | 15292.6686 | 18784.945 | 22291.8012 | 25597.6045 | 28504.1451 | 30870.1255 | 32638.58 | 33934.2622 | 34641.226 | 35206.797 | 35206.797 | 35206.797 | 35206.797 | 35206.797 | 35206.797
F1_Commercial_OR - Health_Existing_Space Heating_Natural Gas_HVAC - Energy Recovery Ventilator_A_Technical Potential | F1 | Commercial | OR - Health | Existing | Space Heating | Natural Gas | HVAC - Energy Recovery Ventilator | A | Integrated Unit Energy Savings (kWh or therms) | Technical Potential | 0 | 0 | 0.039682 | 0.038917 | 0.038103 | 0.037252 | 0.036354 | 0.035398 | 0.034377 | 0.033289 | 0.032137 | 0.030935 | 0.029706 | 0.028481 | 0.027295 | 0.026181 | 0.025165 | 0.024298 | 0.023579 | 0.022941 | 0.0224 | 0.021883 | 0.021462 | 0.021047 | 0.020636 | 0.020231 | 0.019829
F2_Commercial_OR - Health_Existing_Space Heating_Natural Gas_HVAC - Energy Recovery Ventilator_A_Technical Potential | F2 | Commercial | OR - Health | Existing | Space Heating | Natural Gas | HVAC - Energy Recovery Ventilator | A | Integrated Unit Summer Peak Savings (kW) | Technical Potential | 0 | 0 | 0 | 0 | 0 | 0 | 0 | 0 | 0 | 0 | 0 | 0 | 0 | 0 | 0 | 0 | 0 | 0 | 0 | 0 | 0 | 0 | 0 | 0 | 0 | 0 | 0
F3_Commercial_OR - Health_Existing_Space Heating_Natural Gas_HVAC - Energy Recovery Ventilator_A_Technical Potential | F3 | Commercial | OR - Health | Existing | Space Heating | Natural Gas | HVAC - Energy Recovery Ventilator | A | Integrated Unit Winter Peak Savings (kW) | Technical Potential | 0 | 0 | 0 | 0 | 0 | 0 | 0 | 0 | 0 | 0 | 0 | 0 | 0 | 0 | 0 | 0 | 0 | 0 | 0 | 0 | 0 | 0 | 0 | 0 | 0 | 0 | 0
F4_Commercial_OR - Health_Existing_Space Heating_Natural Gas_HVAC - Energy Recovery Ventilator_A_Technical Potential | F4 | Commercial | OR - Health | Existing | Space Heating | Natural Gas | HVAC - Energy Recovery Ventilator | A | Incremental Energy Savings (MWh or mTherms) | Technical Potential | 0 | 0 | 0.34635 | 0.69721 | 0.68263 | 0.6674 | 0.6513 | 0.63417 | 0.61588 | 0.59639 | 0.57575 | 0.55422 | 0.53221 | 0.51026 | 0.48901 | 0.46905 | 0.45084 | 0.43531 | 0.42243 | 0.411 | 0.40131 | 0.39205 | 0 | 0 | 0 | 0 | 0
F5_Commercial_OR - Health_Existing_Space Heating_Natural Gas_HVAC - Energy Recovery Ventilator_A_Technical Potential | F5 | Commercial | OR - Health | Existing | Space Heating | Natural Gas | HVAC - Energy Recovery Ventilator | A | Incremental Summer Peak Savings (MW) | Technical Potential | 0 | 0 | 0 | 0 | 0 | 0 | 0 | 0 | 0 | 0 | 0 | 0 | 0 | 0 | 0 | 0 | 0 | 0 | 0 | 0 | 0 | 0 | 0 | 0 | 0 | 0 | 0
F6_Commercial_OR - Health_Existing_Space Heating_Natural Gas_HVAC - Energy Recovery Ventilator_A_Technical Potential | F6 | Commercial | OR - Health | Existing | Space Heating | Natural Gas | HVAC - Energy Recovery Ventilator | A | Incremental Winter Peak Savings (MW) | Technical Potential | 0 | 0 | 0 | 0 | 0 | 0 | 0 | 0 | 0 | 0 | 0 | 0 | 0 | 0 | 0 | 0 | 0 | 0 | 0 | 0 | 0 | 0 | 0 | 0 | 0 | 0 | 0
F7_Commercial_OR - Health_Existing_Space Heating_Natural Gas_HVAC - Energy Recovery Ventilator_A_Technical Potential | F7 | Commercial | OR - Health | Existing | Space Heating | Natural Gas | HVAC - Energy Recovery Ventilator | A | Cumulative Energy Savings (MWh or mTherms) | Technical Potential | 0 | 0 | 0.34635 | 1.0369 | 1.6978 | 2.3273 | 2.9225 | 3.4798 | 3.9953 | 4.4653 | 4.8865 | 5.258 | 5.5813 | 5.8614 | 6.1064 | 6.3262 | 6.5314 | 6.7418 | 6.9647 | 7.1873 | 7.4191 | 7.64 | 7.4929 | 7.3479 | 7.2046 | 7.0631 | 6.9229
F8_Commercial_OR - Health_Existing_Space Heating_Natural Gas_HVAC - Energy Recovery Ventilator_A_Technical Potential | F8 | Commercial | OR - Health | Existing | Space Heating | Natural Gas | HVAC - Energy Recovery Ventilator | A | Cumulative Summer Peak Savings (MW) | Technical Potential | 0 | 0 | 0 | 0 | 0 | 0 | 0 | 0 | 0 | 0 | 0 | 0 | 0 | 0 | 0 | 0 | 0 | 0 | 0 | 0 | 0 | 0 | 0 | 0 | 0 | 0 | 0
F9_Commercial_OR - Health_Existing_Space Heating_Natural Gas_HVAC - Energy Recovery Ventilator_A_Technical Potential | F9 | Commercial | OR - Health | Existing | Space Heating | Natural Gas | HVAC - Energy Recovery Ventilator | A | Cumulative Winter Peak Savings (MW) | Technical Potential | 0 | 0 | 0 | 0 | 0 | 0 | 0 | 0 | 0 | 0 | 0 | 0 | 0 | 0 | 0 | 0 | 0 | 0 | 0 | 0 | 0 | 0 | 0 | 0 | 0 | 0 | 0
F10_Commercial_OR - Health_Existing_Space Heating_Natural Gas_HVAC - Energy Recovery Ventilator_A_Technical Potential | F10 | Commercial | OR - Health | Existing | Space Heating | Natural Gas | HVAC - Energy Recovery Ventilator | A | Purchases (Incremental) | Technical Potential | 0 | 0 | 8728.0865 | 17915.5459 | 17915.5459 | 17915.5459 | 17915.5459 | 17915.5459 | 17915.5459 | 17915.5459 | 17915.5459 | 17915.5459 | 17915.5459 | 17915.5459 | 17915.5459 | 17915.5459 | 17915.5459 | 17915.5459 | 17915.5459 | 17915.5459 | 17915.5459 | 17915.5459 | 0 | 0 | 0 | 0 | 0
F11_Commercial_OR - Health_Existing_Space Heating_Natural Gas_HVAC - Energy Recovery Ventilator_A_Technical Potential | F11 | Commercial | OR - Health | Existing | Space Heating | Natural Gas | HVAC - Energy Recovery Ventilator | A | Purchases (Cumulative) | Technical Potential | 0 | 0 | 8728.0865 | 26643.6323 | 44559.1782 | 62474.7241 | 80390.27 | 98305.8159 | 116221.3617 | 134136.9076 | 152052.4535 | 169967.9994 | 187883.5453 | 205799.0912 | 223714.637 | 241630.1829 | 259545.7288 | 277461.2747 | 295376.8206 | 313292.3665 | 331207.9123 | 349123.4582 | 349123.4582 | 349123.4582 | 349123.4582 | 349123.4582 | 349123.4582
F1_Commercial_OR - Health_Existing_Space Heating_Natural Gas_Building Shell - Air Sealing (Infiltration Control)_A_Technical Potential | F1 | Commercial | OR - Health | Existing | Space Heating | Natural Gas | Building Shell - Air Sealing (Infiltration Control) | A | Integrated Unit Energy Savings (kWh or therms) | Technical Potential | 0 | 0 | 1.2365 | 1.2182 | 1.1997 | 1.1812 | 1.1627 | 1.1441 | 1.1256 | 1.107 | 1.0886 | 1.0701 | 1.0517 | 1.0334 | 1.0152 | 0.99701 | 0.97895 | 0.961 | 0.94315 | 0.92544 | 0.90788 | 0.89048 | 0.87335 | 0.85645 | 0.83976 | 0.82327 | 0.80694
F2_Commercial_OR - Health_Existing_Space Heating_Natural Gas_Building Shell - Air Sealing (Infiltration Control)_A_Technical Potential | F2 | Commercial | OR - Health | Existing | Space Heating | Natural Gas | Building Shell - Air Sealing (Infiltration Control) | A | Integrated Unit Summer Peak Savings (kW) | Technical Potential | 0 | 0 | 0 | 0 | 0 | 0 | 0 | 0 | 0 | 0 | 0 | 0 | 0 | 0 | 0 | 0 | 0 | 0 | 0 | 0 | 0 | 0 | 0 | 0 | 0 | 0 | 0
F3_Commercial_OR - Health_Existing_Space Heating_Natural Gas_Building Shell - Air Sealing (Infiltration Control)_A_Technical Potential | F3 | Commercial | OR - Health | Existing | Space Heating | Natural Gas | Building Shell - Air Sealing (Infiltration Control) | A | Integrated Unit Winter Peak Savings (kW) | Technical Potential | 0 | 0 | 0 | 0 | 0 | 0 | 0 | 0 | 0 | 0 | 0 | 0 | 0 | 0 | 0 | 0 | 0 | 0 | 0 | 0 | 0 | 0 | 0 | 0 | 0 | 0 | 0
F4_Commercial_OR - Health_Existing_Space Heating_Natural Gas_Building Shell - Air Sealing (Infiltration Control)_A_Technical Potential | F4 | Commercial | OR - Health | Existing | Space Heating | Natural Gas | Building Shell - Air Sealing (Infiltration Control) | A | Incremental Energy Savings (MWh or mTherms) | Technical Potential | 0 | 0 | 0.0043649 | 0.0023139 | 0.007709 | 0.012346 | 0.018446 | 0.025997 | 0.03479 | 0.044358 | 0.053947 | 0.062539 | 0.065246 | 0.070118 | 0.064581 | 0.055408 | 0.041299 | 0.023576 | 0.0041616 | 0 | 0 | 0 | 0 | 0 | 0 | 0 | 0
F5_Commercial_OR - Health_Existing_Space Heating_Natural Gas_Building Shell - Air Sealing (Infiltration Control)_A_Technical Potential | F5 | Commercial | OR - Health | Existing | Space Heating | Natural Gas | Building Shell - Air Sealing (Infiltration Control) | A | Incremental Summer Peak Savings (MW) | Technical Potential | 0 | 0 | 0 | 0 | 0 | 0 | 0 | 0 | 0 | 0 | 0 | 0 | 0 | 0 | 0 | 0 | 0 | 0 | 0 | 0 | 0 | 0 | 0 | 0 | 0 | 0 | 0
F6_Commercial_OR - Health_Existing_Space Heating_Natural Gas_Building Shell - Air Sealing (Infiltration Control)_A_Technical Potential | F6 | Commercial | OR - Health | Existing | Space Heating | Natural Gas | Building Shell - Air Sealing (Infiltration Control) | A | Incremental Winter Peak Savings (MW) | Technical Potential | 0 | 0 | 0 | 0 | 0 | 0 | 0 | 0 | 0 | 0 | 0 | 0 | 0 | 0 | 0 | 0 | 0 | 0 | 0 | 0 | 0 | 0 | 0 | 0 | 0 | 0 | 0
F7_Commercial_OR - Health_Existing_Space Heating_Natural Gas_Building Shell - Air Sealing (Infiltration Control)_A_Technical Potential | F7 | Commercial | OR - Health | Existing | Space Heating | Natural Gas | Building Shell - Air Sealing (Infiltration Control) | A | Cumulative Energy Savings (MWh or mTherms) | Technical Potential | 0 | 0 | 0.0043649 | 0.0066141 | 0.014223 | 0.026349 | 0.044382 | 0.069671 | 0.10333 | 0.14599 | 0.1975 | 0.25669 | 0.31753 | 0.38211 | 0.43995 | 0.48749 | 0.51996 | 0.534 | 0.52824 | 0.51832 | 0.50849 | 0.49874 | 0.48915 | 0.47969 | 0.47034 | 0.4611 | 0.45195
F8_Commercial_OR - Health_Existing_Space Heating_Natural Gas_Building Shell - Air Sealing (Infiltration Control)_A_Technical Potential | F8 | Commercial | OR - Health | Existing | Space Heating | Natural Gas | Building Shell - Air Sealing (Infiltration Control) | A | Cumulative Summer Peak Savings (MW) | Technical Potential | 0 | 0 | 0 | 0 | 0 | 0 | 0 | 0 | 0 | 0 | 0 | 0 | 0 | 0 | 0 | 0 | 0 | 0 | 0 | 0 | 0 | 0 | 0 | 0 | 0 | 0 | 0
F9_Commercial_OR - Health_Existing_Space Heating_Natural Gas_Building Shell - Air Sealing (Infiltration Control)_A_Technical Potential | F9 | Commercial | OR - Health | Existing | Space Heating | Natural Gas | Building Shell - Air Sealing (Infiltration Control) | A | Cumulative Winter Peak Savings (MW) | Technical Potential | 0 | 0 | 0 | 0 | 0 | 0 | 0 | 0 | 0 | 0 | 0 | 0 | 0 | 0 | 0 | 0 | 0 | 0 | 0 | 0 | 0 | 0 | 0 | 0 | 0 | 0 | 0
F10_Commercial_OR - Health_Existing_Space Heating_Natural Gas_Building Shell - Air Sealing (Infiltration Control)_A_Technical Potential | F10 | Commercial | OR - Health | Existing | Space Heating | Natural Gas | Building Shell - Air Sealing (Infiltration Control) | A | Purchases (Incremental) | Technical Potential | 0 | 0 | 3.53 | 1.8995 | 6.4257 | 10.4524 | 15.8652 | 22.7224 | 30.9087 | 40.0688 | 49.5582 | 58.4409 | 62.0369 | 67.8513 | 63.6163 | 55.5741 | 42.1868 | 24.5331 | 4.4125 | 0 | 0 | 0 | 0 | 0 | 0 | 0 | 0
F11_Commercial_OR - Health_Existing_Space Heating_Natural Gas_Building Shell - Air Sealing (Infiltration Control)_A_Technical Potential | F11 | Commercial | OR - Health | Existing | Space Heating | Natural Gas | Building Shell - Air Sealing (Infiltration Control) | A | Purchases (Cumulative) | Technical Potential | 0 | 0 | 3.53 | 5.4295 | 11.8552 | 22.3076 | 38.1728 | 60.8952 | 91.8039 | 131.8727 | 181.4309 | 239.8718 | 301.9086 | 369.76 | 433.3763 | 488.9503 | 531.1371 | 555.6702 | 560.0826 | 560.0826 | 560.0826 | 560.0826 | 560.0826 | 560.0826 | 560.0826 | 560.0826 | 560.0826
F1_Commercial_OR - Health_Existing_Space Heating_Natural Gas_Ventilation - Demand Controlled_A_Technical Potential | F1 | Commercial | OR - Health | Existing | Space Heating | Natural Gas | Ventilation - Demand Controlled | A | Integrated Unit Energy Savings (kWh or therms) | Technical Potential | 0 | 0 | 0.0097512 | 0.0095345 | 0.0093071 | 0.0090721 | 0.0088268 | 0.0085687 | 0.0082965 | 0.0080096 | 0.007709 | 0.0073982 | 0.0070827 | 0.0067722 | 0.0064749 | 0.0061959 | 0.0059413 | 0.005723 | 0.0055404 | 0.0053777 | 0.0052383 | 0.0051052 | 0.0050069 | 0.00491 | 0.0048143 | 0.0047197 | 0.004626
F2_Commercial_OR - Health_Existing_Space Heating_Natural Gas_Ventilation - Demand Controlled_A_Technical Potential | F2 | Commercial | OR - Health | Existing | Space Heating | Natural Gas | Ventilation - Demand Controlled | A | Integrated Unit Summer Peak Savings (kW) | Technical Potential | 0 | 0 | 0 | 0 | 0 | 0 | 0 | 0 | 0 | 0 | 0 | 0 | 0 | 0 | 0 | 0 | 0 | 0 | 0 | 0 | 0 | 0 | 0 | 0 | 0 | 0 | 0
F3_Commercial_OR - Health_Existing_Space Heating_Natural Gas_Ventilation - Demand Controlled_A_Technical Potential | F3 | Commercial | OR - Health | Existing | Space Heating | Natural Gas | Ventilation - Demand Controlled | A | Integrated Unit Winter Peak Savings (kW) | Technical Potential | 0 | 0 | 0 | 0 | 0 | 0 | 0 | 0 | 0 | 0 | 0 | 0 | 0 | 0 | 0 | 0 | 0 | 0 | 0 | 0 | 0 | 0 | 0 | 0 | 0 | 0 | 0
F4_Commercial_OR - Health_Existing_Space Heating_Natural Gas_Ventilation - Demand Controlled_A_Technical Potential | F4 | Commercial | OR - Health | Existing | Space Heating | Natural Gas | Ventilation - Demand Controlled | A | Incremental Energy Savings (MWh or mTherms) | Technical Potential | 0 | 0 | 0.19518 | 0.23433 | 0.27991 | 0.31673 | 0.3515 | 0.39893 | 0.42373 | 0.4179 | 0.37904 | 0.31268 | 0.089878 | 0 | 0 | 0 | 0 | 0 | 0 | 0 | 0 | 0 | 0 | 0 | 0 | 0 | 0
F5_Commercial_OR - Health_Existing_Space Heating_Natural Gas_Ventilation - Demand Controlled_A_Technical Potential | F5 | Commercial | OR - Health | Existing | Space Heating | Natural Gas | Ventilation - Demand Controlled | A | Incremental Summer Peak Savings (MW) | Technical Potential | 0 | 0 | 0 | 0 | 0 | 0 | 0 | 0 | 0 | 0 | 0 | 0 | 0 | 0 | 0 | 0 | 0 | 0 | 0 | 0 | 0 | 0 | 0 | 0 | 0 | 0 | 0
F6_Commercial_OR - Health_Existing_Space Heating_Natural Gas_Ventilation - Demand Controlled_A_Technical Potential | F6 | Commercial | OR - Health | Existing | Space Heating | Natural Gas | Ventilation - Demand Controlled | A | Incremental Winter Peak Savings (MW) | Technical Potential | 0 | 0 | 0 | 0 | 0 | 0 | 0 | 0 | 0 | 0 | 0 | 0 | 0 | 0 | 0 | 0 | 0 | 0 | 0 | 0 | 0 | 0 | 0 | 0 | 0 | 0 | 0
F7_Commercial_OR - Health_Existing_Space Heating_Natural Gas_Ventilation - Demand Controlled_A_Technical Potential | F7 | Commercial | OR - Health | Existing | Space Heating | Natural Gas | Ventilation - Demand Controlled | A | Cumulative Energy Savings (MWh or mTherms) | Technical Potential | 0 | 0 | 0.19518 | 0.42517 | 0.69495 | 0.99413 | 1.3187 | 1.6791 | 2.0495 | 2.3965 | 2.6857 | 2.89 | 2.8567 | 2.7314 | 2.6115 | 2.499 | 2.3963 | 2.3083 | 2.2346 | 2.169 | 2.1128 | 2.0591 | 2.0194 | 1.9804 | 1.9417 | 1.9036 | 1.8658
F8_Commercial_OR - Health_Existing_Space Heating_Natural Gas_Ventilation - Demand Controlled_A_Technical Potential | F8 | Commercial | OR - Health | Existing | Space Heating | Natural Gas | Ventilation - Demand Controlled | A | Cumulative Summer Peak Savings (MW) | Technical Potential | 0 | 0 | 0 | 0 | 0 | 0 | 0 | 0 | 0 | 0 | 0 | 0 | 0 | 0 | 0 | 0 | 0 | 0 | 0 | 0 | 0 | 0 | 0 | 0 | 0 | 0 | 0
F9_Commercial_OR - Health_Existing_Space Heating_Natural Gas_Ventilation - Demand Controlled_A_Technical Potential | F9 | Commercial | OR - Health | Existing | Space Heating | Natural Gas | Ventilation - Demand Controlled | A | Cumulative Winter Peak Savings (MW) | Technical Potential | 0 | 0 | 0 | 0 | 0 | 0 | 0 | 0 | 0 | 0 | 0 | 0 | 0 | 0 | 0 | 0 | 0 | 0 | 0 | 0 | 0 | 0 | 0 | 0 | 0 | 0 | 0
F10_Commercial_OR - Health_Existing_Space Heating_Natural Gas_Ventilation - Demand Controlled_A_Technical Potential | F10 | Commercial | OR - Health | Existing | Space Heating | Natural Gas | Ventilation - Demand Controlled | A | Purchases (Incremental) | Technical Potential | 0 | 0 | 20016.4116 | 24576.9612 | 30075.0082 | 34912.3458 | 39821.9515 | 46556.648 | 51073.3658 | 52175.0509 | 49168.7239 | 42264.6829 | 12689.7844 | 0 | 0 | 0 | 0 | 0 | 0 | 0 | 0 | 0 | 0 | 0 | 0 | 0 | 0
F11_Commercial_OR - Health_Existing_Space Heating_Natural Gas_Ventilation - Demand Controlled_A_Technical Potential | F11 | Commercial | OR - Health | Existing | Space Heating | Natural Gas | Ventilation - Demand Controlled | A | Purchases (Cumulative) | Technical Potential | 0 | 0 | 20016.4116 | 44593.3728 | 74668.381 | 109580.7269 | 149402.6783 | 195959.3263 | 247032.6921 | 299207.743 | 348376.4669 | 390641.1497 | 403330.9342 | 403330.9342 | 403330.9342 | 403330.9342 | 403330.9342 | 403330.9342 | 403330.9342 | 403330.9342 | 403330.9342 | 403330.9342 | 403330.9342 | 403330.9342 | 403330.9342 | 403330.9342 | 403330.9342
F1_Commercial_OR - Health_Existing_Space Heating_Natural Gas_HVAC - Dedicated Outdoor Air System (DOAS)_A_Technical Potential | F1 | Commercial | OR - Health | Existing | Space Heating | Natural Gas | HVAC - Dedicated Outdoor Air System (DOAS) | A | Integrated Unit Energy Savings (kWh or therms) | Technical Potential | 0 | 0 | 0.063349 | 0.061483 | 0.059543 | 0.057633 | 0.055734 | 0.053781 | 0.051749 | 0.049649 | 0.047503 | 0.045346 | 0.04323 | 0.041183 | 0.039234 | 0.037415 | 0.03576 | 0.034357 | 0.0332 | 0.032167 | 0.031283 | 0.030438 | 0.029852 | 0.029274 | 0.028703 | 0.028139 | 0.02758
F2_Commercial_OR - Health_Existing_Space Heating_Natural Gas_HVAC - Dedicated Outdoor Air System (DOAS)_A_Technical Potential | F2 | Commercial | OR - Health | Existing | Space Heating | Natural Gas | HVAC - Dedicated Outdoor Air System (DOAS) | A | Integrated Unit Summer Peak Savings (kW) | Technical Potential | 0 | 0 | 0 | 0 | 0 | 0 | 0 | 0 | 0 | 0 | 0 | 0 | 0 | 0 | 0 | 0 | 0 | 0 | 0 | 0 | 0 | 0 | 0 | 0 | 0 | 0 | 0
F3_Commercial_OR - Health_Existing_Space Heating_Natural Gas_HVAC - Dedicated Outdoor Air System (DOAS)_A_Technical Potential | F3 | Commercial | OR - Health | Existing | Space Heating | Natural Gas | HVAC - Dedicated Outdoor Air System (DOAS) | A | Integrated Unit Winter Peak Savings (kW) | Technical Potential | 0 | 0 | 0 | 0 | 0 | 0 | 0 | 0 | 0 | 0 | 0 | 0 | 0 | 0 | 0 | 0 | 0 | 0 | 0 | 0 | 0 | 0 | 0 | 0 | 0 | 0 | 0
F4_Commercial_OR - Health_Existing_Space Heating_Natural Gas_HVAC - Dedicated Outdoor Air System (DOAS)_A_Technical Potential | F4 | Commercial | OR - Health | Existing | Space Heating | Natural Gas | HVAC - Dedicated Outdoor Air System (DOAS) | A | Incremental Energy Savings (MWh or mTherms) | Technical Potential | 0 | 0 | 0.27792 | 0.55365 | 0.53619 | 0.51899 | 0.50189 | 0.48431 | 0.466 | 0.44709 | 0.42777 | 0.40834 | 0.38929 | 0.37085 | 0.35331 | 0.33693 | 0.32202 | 0.30939 | 0.29896 | 0.28967 | 0.2817 | 0.2741 | 0 | 0 | 0 | 0 | 0
F5_Commercial_OR - Health_Existing_Space Heating_Natural Gas_HVAC - Dedicated Outdoor Air System (DOAS)_A_Technical Potential | F5 | Commercial | OR - Health | Existing | Space Heating | Natural Gas | HVAC - Dedicated Outdoor Air System (DOAS) | A | Incremental Summer Peak Savings (MW) | Technical Potential | 0 | 0 | 0 | 0 | 0 | 0 | 0 | 0 | 0 | 0 | 0 | 0 | 0 | 0 | 0 | 0 | 0 | 0 | 0 | 0 | 0 | 0 | 0 | 0 | 0 | 0 | 0
F6_Commercial_OR - Health_Existing_Space Heating_Natural Gas_HVAC - Dedicated Outdoor Air System (DOAS)_A_Technical Potential | F6 | Commercial | OR - Health | Existing | Space Heating | Natural Gas | HVAC - Dedicated Outdoor Air System (DOAS) | A | Incremental Winter Peak Savings (MW) | Technical Potential | 0 | 0 | 0 | 0 | 0 | 0 | 0 | 0 | 0 | 0 | 0 | 0 | 0 | 0 | 0 | 0 | 0 | 0 | 0 | 0 | 0 | 0 | 0 | 0 | 0 | 0 | 0
F7_Commercial_OR - Health_Existing_Space Heating_Natural Gas_HVAC - Dedicated Outdoor Air System (DOAS)_A_Technical Potential | F7 | Commercial | OR - Health | Existing | Space Heating | Natural Gas | HVAC - Dedicated Outdoor Air System (DOAS) | A | Cumulative Energy Savings (MWh or mTherms) | Technical Potential | 0 | 0 | 0.27792 | 0.82338 | 1.3336 | 1.8098 | 2.2521 | 2.6575 | 3.023 | 3.3474 | 3.6305 | 3.874 | 4.0826 | 4.2601 | 4.4118 | 4.5442 | 4.6652 | 4.7916 | 4.9291 | 5.0655 | 5.2079 | 5.3413 | 5.2385 | 5.1371 | 5.0369 | 4.9379 | 4.8399
F8_Commercial_OR - Health_Existing_Space Heating_Natural Gas_HVAC - Dedicated Outdoor Air System (DOAS)_A_Technical Potential | F8 | Commercial | OR - Health | Existing | Space Heating | Natural Gas | HVAC - Dedicated Outdoor Air System (DOAS) | A | Cumulative Summer Peak Savings (MW) | Technical Potential | 0 | 0 | 0 | 0 | 0 | 0 | 0 | 0 | 0 | 0 | 0 | 0 | 0 | 0 | 0 | 0 | 0 | 0 | 0 | 0 | 0 | 0 | 0 | 0 | 0 | 0 | 0
F9_Commercial_OR - Health_Existing_Space Heating_Natural Gas_HVAC - Dedicated Outdoor Air System (DOAS)_A_Technical Potential | F9 | Commercial | OR - Health | Existing | Space Heating | Natural Gas | HVAC - Dedicated Outdoor Air System (DOAS) | A | Cumulative Winter Peak Savings (MW) | Technical Potential | 0 | 0 | 0 | 0 | 0 | 0 | 0 | 0 | 0 | 0 | 0 | 0 | 0 | 0 | 0 | 0 | 0 | 0 | 0 | 0 | 0 | 0 | 0 | 0 | 0 | 0 | 0
F10_Commercial_OR - Health_Existing_Space Heating_Natural Gas_HVAC - Dedicated Outdoor Air System (DOAS)_A_Technical Potential | F10 | Commercial | OR - Health | Existing | Space Heating | Natural Gas | HVAC - Dedicated Outdoor Air System (DOAS) | A | Purchases (Incremental) | Technical Potential | 0 | 0 | 4387.0793 | 9005.0574 | 9005.0574 | 9005.0574 | 9005.0574 | 9005.0574 | 9005.0574 | 9005.0574 | 9005.0574 | 9005.0574 | 9005.0574 | 9005.0574 | 9005.0574 | 9005.0574 | 9005.0574 | 9005.0574 | 9005.0574 | 9005.0574 | 9005.0574 | 9005.0574 | 0 | 0 | 0 | 0 | 0
F11_Commercial_OR - Health_Existing_Space Heating_Natural Gas_HVAC - Dedicated Outdoor Air System (DOAS)_A_Technical Potential | F11 | Commercial | OR - Health | Existing | Space Heating | Natural Gas | HVAC - Dedicated Outdoor Air System (DOAS) | A | Purchases (Cumulative) | Technical Potential | 0 | 0 | 4387.0793 | 13392.1367 | 22397.1941 | 31402.2515 | 40407.3089 | 49412.3663 | 58417.4238 | 67422.4812 | 76427.5386 | 85432.596 | 94437.6534 | 103442.7109 | 112447.7683 | 121452.8257 | 130457.8831 | 139462.9405 | 148467.998 | 157473.0554 | 166478.1128 | 175483.1702 | 175483.1702 | 175483.1702 | 175483.1702 | 175483.1702 | 175483.1702
F1_Commercial_OR - Health_Existing_Space Heating_Natural Gas_Destratification Fans (HVLS)_A_Technical Potential | F1 | Commercial | OR - Health | Existing | Space Heating | Natural Gas | Destratification Fans (HVLS) | A | Integrated Unit Energy Savings (kWh or therms) | Technical Potential | 0 | 0 | 198.7225 | 194.0837 | 189.1833 | 184.0929 | 178.7606 | 173.1261 | 167.185 | 160.9581 | 154.497 | 147.8991 | 141.3857 | 135.0597 | 129.0244 | 123.3818 | 118.2498 | 113.8573 | 110.1899 | 106.9278 | 104.1467 | 101.4908 | 99.5372 | 97.6104 | 95.7069 | 93.8269 | 91.9644
F2_Commercial_OR - Health_Existing_Space Heating_Natural Gas_Destratification Fans (HVLS)_A_Technical Potential | F2 | Commercial | OR - Health | Existing | Space Heating | Natural Gas | Destratification Fans (HVLS) | A | Integrated Unit Summer Peak Savings (kW) | Technical Potential | 0 | 0 | 0 | 0 | 0 | 0 | 0 | 0 | 0 | 0 | 0 | 0 | 0 | 0 | 0 | 0 | 0 | 0 | 0 | 0 | 0 | 0 | 0 | 0 | 0 | 0 | 0
F3_Commercial_OR - Health_Existing_Space Heating_Natural Gas_Destratification Fans (HVLS)_A_Technical Potential | F3 | Commercial | OR - Health | Existing | Space Heating | Natural Gas | Destratification Fans (HVLS) | A | Integrated Unit Winter Peak Savings (kW) | Technical Potential | 0 | 0 | 0 | 0 | 0 | 0 | 0 | 0 | 0 | 0 | 0 | 0 | 0 | 0 | 0 | 0 | 0 | 0 | 0 | 0 | 0 | 0 | 0 | 0 | 0 | 0 | 0
F4_Commercial_OR - Health_Existing_Space Heating_Natural Gas_Destratification Fans (HVLS)_A_Technical Potential | F4 | Commercial | OR - Health | Existing | Space Heating | Natural Gas | Destratification Fans (HVLS) | A | Incremental Energy Savings (MWh or mTherms) | Technical Potential | 0 | 0 | 0.18275 | 0.36636 | 0.35711 | 0.3475 | 0.33744 | 0.3268 | 0.31559 | 0.30383 | 0.29164 | 0.27918 | 0.26689 | 0.25495 | 0.24355 | 0.2329 | 0.22321 | 0.11022 | 0 | 3.7988e-16 | 0 | 0 | 0 | 0 | 0 | 0 | 0
F5_Commercial_OR - Health_Existing_Space Heating_Natural Gas_Destratification Fans (HVLS)_A_Technical Potential | F5 | Commercial | OR - Health | Existing | Space Heating | Natural Gas | Destratification Fans (HVLS) | A | Incremental Summer Peak Savings (MW) | Technical Potential | 0 | 0 | 0 | 0 | 0 | 0 | 0 | 0 | 0 | 0 | 0 | 0 | 0 | 0 | 0 | 0 | 0 | 0 | 0 | 0 | 0 | 0 | 0 | 0 | 0 | 0 | 0
F6_Commercial_OR - Health_Existing_Space Heating_Natural Gas_Destratification Fans (HVLS)_A_Technical Potential | F6 | Commercial | OR - Health | Existing | Space Heating | Natural Gas | Destratification Fans (HVLS) | A | Incremental Winter Peak Savings (MW) | Technical Potential | 0 | 0 | 0 | 0 | 0 | 0 | 0 | 0 | 0 | 0 | 0 | 0 | 0 | 0 | 0 | 0 | 0 | 0 | 0 | 0 | 0 | 0 | 0 | 0 | 0 | 0 | 0
F7_Commercial_OR - Health_Existing_Space Heating_Natural Gas_Destratification Fans (HVLS)_A_Technical Potential | F7 | Commercial | OR - Health | Existing | Space Heating | Natural Gas | Destratification Fans (HVLS) | A | Cumulative Energy Savings (MWh or mTherms) | Technical Potential | 0 | 0 | 0.18275 | 0.54485 | 0.8882 | 1.2118 | 1.5141 | 1.7932 | 2.0473 | 2.2749 | 2.4752 | 2.6487 | 2.7989 | 2.9286 | 3.0413 | 3.1412 | 3.2338 | 3.2238 | 3.12 | 3.0276 | 2.9489 | 2.8737 | 2.8184 | 2.7638 | 2.7099 | 2.6567 | 2.604
F8_Commercial_OR - Health_Existing_Space Heating_Natural Gas_Destratification Fans (HVLS)_A_Technical Potential | F8 | Commercial | OR - Health | Existing | Space Heating | Natural Gas | Destratification Fans (HVLS) | A | Cumulative Summer Peak Savings (MW) | Technical Potential | 0 | 0 | 0 | 0 | 0 | 0 | 0 | 0 | 0 | 0 | 0 | 0 | 0 | 0 | 0 | 0 | 0 | 0 | 0 | 0 | 0 | 0 | 0 | 0 | 0 | 0 | 0
F9_Commercial_OR - Health_Existing_Space Heating_Natural Gas_Destratification Fans (HVLS)_A_Technical Potential | F9 | Commercial | OR - Health | Existing | Space Heating | Natural Gas | Destratification Fans (HVLS) | A | Cumulative Winter Peak Savings (MW) | Technical Potential | 0 | 0 | 0 | 0 | 0 | 0 | 0 | 0 | 0 | 0 | 0 | 0 | 0 | 0 | 0 | 0 | 0 | 0 | 0 | 0 | 0 | 0 | 0 | 0 | 0 | 0 | 0
F10_Commercial_OR - Health_Existing_Space Heating_Natural Gas_Destratification Fans (HVLS)_A_Technical Potential | F10 | Commercial | OR - Health | Existing | Space Heating | Natural Gas | Destratification Fans (HVLS) | A | Purchases (Incremental) | Technical Potential | 0 | 0 | 0.91963 | 1.8877 | 1.8877 | 1.8877 | 1.8877 | 1.8877 | 1.8877 | 1.8877 | 1.8877 | 1.8877 | 1.8877 | 1.8877 | 1.8877 | 1.8877 | 1.8877 | 0.96803 | 0 | 3.5527e-15 | 0 | 0 | 0 | 0 | 0 | 0 | 0
F11_Commercial_OR - Health_Existing_Space Heating_Natural Gas_Destratification Fans (HVLS)_A_Technical Potential | F11 | Commercial | OR - Health | Existing | Space Heating | Natural Gas | Destratification Fans (HVLS) | A | Purchases (Cumulative) | Technical Potential | 0 | 0 | 0.91963 | 2.8073 | 4.6949 | 6.5826 | 8.4702 | 10.3579 | 12.2455 | 14.1332 | 16.0209 | 17.9085 | 19.7962 | 21.6838 | 23.5715 | 25.4591 | 27.3468 | 28.3148 | 28.3148 | 28.3148 | 28.3148 | 28.3148 | 28.3148 | 28.3148 | 28.3148 | 28.3148 | 28.3148
F1_Commercial_OR - Health_Existing_Space Heating_Natural Gas_Gas Boiler - Maintenance_A_Technical Potential | F1 | Commercial | OR - Health | Existing | Space Heating | Natural Gas | Gas Boiler - Maintenance | A | Integrated Unit Energy Savings (kWh or therms) | Technical Potential | 0 | 0 | 0.038729 | 0.037519 | 0.03627 | 0.035044 | 0.03383 | 0.032588 | 0.031303 | 0.029981 | 0.028637 | 0.027291 | 0.025974 | 0.024702 | 0.023494 | 0.022367 | 0.021341 | 0.020469 | 0.019746 | 0.019099 | 0.018541 | 0.018009 | 0.017664 | 0.017325 | 0.016989 | 0.016657 | 0.016329
F2_Commercial_OR - Health_Existing_Space Heating_Natural Gas_Gas Boiler - Maintenance_A_Technical Potential | F2 | Commercial | OR - Health | Existing | Space Heating | Natural Gas | Gas Boiler - Maintenance | A | Integrated Unit Summer Peak Savings (kW) | Technical Potential | 0 | 0 | 0 | 0 | 0 | 0 | 0 | 0 | 0 | 0 | 0 | 0 | 0 | 0 | 0 | 0 | 0 | 0 | 0 | 0 | 0 | 0 | 0 | 0 | 0 | 0 | 0
F3_Commercial_OR - Health_Existing_Space Heating_Natural Gas_Gas Boiler - Maintenance_A_Technical Potential | F3 | Commercial | OR - Health | Existing | Space Heating | Natural Gas | Gas Boiler - Maintenance | A | Integrated Unit Winter Peak Savings (kW) | Technical Potential | 0 | 0 | 0 | 0 | 0 | 0 | 0 | 0 | 0 | 0 | 0 | 0 | 0 | 0 | 0 | 0 | 0 | 0 | 0 | 0 | 0 | 0 | 0 | 0 | 0 | 0 | 0
F4_Commercial_OR - Health_Existing_Space Heating_Natural Gas_Gas Boiler - Maintenance_A_Technical Potential | F4 | Commercial | OR - Health | Existing | Space Heating | Natural Gas | Gas Boiler - Maintenance | A | Incremental Energy Savings (MWh or mTherms) | Technical Potential | 0 | 0 | 0.05426 | 0.052565 | 0.050815 | 1.5936e-17 | 0 | 0 | 0 | 0 | 0 | 0 | 0 | 0 | 0 | 0 | 0 | 0 | 0 | 0 | 0 | 0 | 0 | 0 | 0 | 0 | 0
F5_Commercial_OR - Health_Existing_Space Heating_Natural Gas_Gas Boiler - Maintenance_A_Technical Potential | F5 | Commercial | OR - Health | Existing | Space Heating | Natural Gas | Gas Boiler - Maintenance | A | Incremental Summer Peak Savings (MW) | Technical Potential | 0 | 0 | 0 | 0 | 0 | 0 | 0 | 0 | 0 | 0 | 0 | 0 | 0 | 0 | 0 | 0 | 0 | 0 | 0 | 0 | 0 | 0 | 0 | 0 | 0 | 0 | 0
F6_Commercial_OR - Health_Existing_Space Heating_Natural Gas_Gas Boiler - Maintenance_A_Technical Potential | F6 | Commercial | OR - Health | Existing | Space Heating | Natural Gas | Gas Boiler - Maintenance | A | Incremental Winter Peak Savings (MW) | Technical Potential | 0 | 0 | 0 | 0 | 0 | 0 | 0 | 0 | 0 | 0 | 0 | 0 | 0 | 0 | 0 | 0 | 0 | 0 | 0 | 0 | 0 | 0 | 0 | 0 | 0 | 0 | 0
F7_Commercial_OR - Health_Existing_Space Heating_Natural Gas_Gas Boiler - Maintenance_A_Technical Potential | F7 | Commercial | OR - Health | Existing | Space Heating | Natural Gas | Gas Boiler - Maintenance | A | Cumulative Energy Savings (MWh or mTherms) | Technical Potential | 0 | 0 | 0.05426 | 0.10513 | 0.15245 | 0.14729 | 0.14219 | 0.13697 | 0.13157 | 0.12601 | 0.12036 | 0.1147 | 0.10917 | 0.10382 | 0.098746 | 0.094009 | 0.089698 | 0.086033 | 0.082992 | 0.080273 | 0.077928 | 0.075691 | 0.074245 | 0.072817 | 0.071406 | 0.070012 | 0.06863
F8_Commercial_OR - Health_Existing_Space Heating_Natural Gas_Gas Boiler - Maintenance_A_Technical Potential | F8 | Commercial | OR - Health | Existing | Space Heating | Natural Gas | Gas Boiler - Maintenance | A | Cumulative Summer Peak Savings (MW) | Technical Potential | 0 | 0 | 0 | 0 | 0 | 0 | 0 | 0 | 0 | 0 | 0 | 0 | 0 | 0 | 0 | 0 | 0 | 0 | 0 | 0 | 0 | 0 | 0 | 0 | 0 | 0 | 0
F9_Commercial_OR - Health_Existing_Space Heating_Natural Gas_Gas Boiler - Maintenance_A_Technical Potential | F9 | Commercial | OR - Health | Existing | Space Heating | Natural Gas | Gas Boiler - Maintenance | A | Cumulative Winter Peak Savings (MW) | Technical Potential | 0 | 0 | 0 | 0 | 0 | 0 | 0 | 0 | 0 | 0 | 0 | 0 | 0 | 0 | 0 | 0 | 0 | 0 | 0 | 0 | 0 | 0 | 0 | 0 | 0 | 0 | 0
F10_Commercial_OR - Health_Existing_Space Heating_Natural Gas_Gas Boiler - Maintenance_A_Technical Potential | F10 | Commercial | OR - Health | Existing | Space Heating | Natural Gas | Gas Boiler - Maintenance | A | Purchases (Incremental) | Technical Potential | 0 | 0 | 1401.0172 | 1401.0172 | 1401.0172 | 4.5475e-13 | 0 | 0 | 0 | 0 | 0 | 0 | 0 | 0 | 0 | 0 | 0 | 0 | 0 | 0 | 0 | 0 | 0 | 0 | 0 | 0 | 0
F11_Commercial_OR - Health_Existing_Space Heating_Natural Gas_Gas Boiler - Maintenance_A_Technical Potential | F11 | Commercial | OR - Health | Existing | Space Heating | Natural Gas | Gas Boiler - Maintenance | A | Purchases (Cumulative) | Technical Potential | 0 | 0 | 1401.0172 | 2802.0343 | 4203.0515 | 4203.0515 | 4203.0515 | 4203.0515 | 4203.0515 | 4203.0515 | 4203.0515 | 4203.0515 | 4203.0515 | 4203.0515 | 4203.0515 | 4203.0515 | 4203.0515 | 4203.0515 | 4203.0515 | 4203.0515 | 4203.0515 | 4203.0515 | 4203.0515 | 4203.0515 | 4203.0515 | 4203.0515 | 4203.0515
F1_Commercial_OR - Health_Existing_Space Heating_Natural Gas_Gas Furnace - Maintenance_A_Technical Potential | F1 | Commercial | OR - Health | Existing | Space Heating | Natural Gas | Gas Furnace - Maintenance | A | Integrated Unit Energy Savings (kWh or therms) | Technical Potential | 0 | 0 | 0.017463 | 0.01689 | 0.016291 | 0.015699 | 0.015108 | 0.014498 | 0.013867 | 0.01322 | 0.012568 | 0.011921 | 0.011295 | 0.010698 | 0.010135 | 0.009615 | 0.0091441 | 0.0087425 | 0.0084077 | 0.0081089 | 0.0078509 | 0.0076062 | 0.0074433 | 0.0072841 | 0.0071283 | 0.0069757 | 0.0068257
F2_Commercial_OR - Health_Existing_Space Heating_Natural Gas_Gas Furnace - Maintenance_A_Technical Potential | F2 | Commercial | OR - Health | Existing | Space Heating | Natural Gas | Gas Furnace - Maintenance | A | Integrated Unit Summer Peak Savings (kW) | Technical Potential | 0 | 0 | 0 | 0 | 0 | 0 | 0 | 0 | 0 | 0 | 0 | 0 | 0 | 0 | 0 | 0 | 0 | 0 | 0 | 0 | 0 | 0 | 0 | 0 | 0 | 0 | 0
F3_Commercial_OR - Health_Existing_Space Heating_Natural Gas_Gas Furnace - Maintenance_A_Technical Potential | F3 | Commercial | OR - Health | Existing | Space Heating | Natural Gas | Gas Furnace - Maintenance | A | Integrated Unit Winter Peak Savings (kW) | Technical Potential | 0 | 0 | 0 | 0 | 0 | 0 | 0 | 0 | 0 | 0 | 0 | 0 | 0 | 0 | 0 | 0 | 0 | 0 | 0 | 0 | 0 | 0 | 0 | 0 | 0 | 0 | 0
F4_Commercial_OR - Health_Existing_Space Heating_Natural Gas_Gas Furnace - Maintenance_A_Technical Potential | F4 | Commercial | OR - Health | Existing | Space Heating | Natural Gas | Gas Furnace - Maintenance | A | Incremental Energy Savings (MWh or mTherms) | Technical Potential | 0 | 0 | 0.004341 | 0.0041985 | 0.0040497 | 0 | 1.7175e-18 | 0 | 0 | 0 | 0 | 0 | 0 | 0 | 0 | 0 | 0 | 0 | 0 | 0 | 0 | 0 | 0 | 0 | 0 | 0 | 0
F5_Commercial_OR - Health_Existing_Space Heating_Natural Gas_Gas Furnace - Maintenance_A_Technical Potential | F5 | Commercial | OR - Health | Existing | Space Heating | Natural Gas | Gas Furnace - Maintenance | A | Incremental Summer Peak Savings (MW) | Technical Potential | 0 | 0 | 0 | 0 | 0 | 0 | 0 | 0 | 0 | 0 | 0 | 0 | 0 | 0 | 0 | 0 | 0 | 0 | 0 | 0 | 0 | 0 | 0 | 0 | 0 | 0 | 0
F6_Commercial_OR - Health_Existing_Space Heating_Natural Gas_Gas Furnace - Maintenance_A_Technical Potential | F6 | Commercial | OR - Health | Existing | Space Heating | Natural Gas | Gas Furnace - Maintenance | A | Incremental Winter Peak Savings (MW) | Technical Potential | 0 | 0 | 0 | 0 | 0 | 0 | 0 | 0 | 0 | 0 | 0 | 0 | 0 | 0 | 0 | 0 | 0 | 0 | 0 | 0 | 0 | 0 | 0 | 0 | 0 | 0 | 0
F7_Commercial_OR - Health_Existing_Space Heating_Natural Gas_Gas Furnace - Maintenance_A_Technical Potential | F7 | Commercial | OR - Health | Existing | Space Heating | Natural Gas | Gas Furnace - Maintenance | A | Cumulative Energy Savings (MWh or mTherms) | Technical Potential | 0 | 0 | 0.004341 | 0.008397 | 0.012149 | 0.011708 | 0.011267 | 0.010812 | 0.010341 | 0.0098591 | 0.0093724 | 0.0088901 | 0.0084234 | 0.0079779 | 0.0075586 | 0.0071704 | 0.0068193 | 0.0065198 | 0.0062701 | 0.0060472 | 0.0058548 | 0.0056724 | 0.0055509 | 0.0054322 | 0.005316 | 0.0052021 | 0.0050903
F8_Commercial_OR - Health_Existing_Space Heating_Natural Gas_Gas Furnace - Maintenance_A_Technical Potential | F8 | Commercial | OR - Health | Existing | Space Heating | Natural Gas | Gas Furnace - Maintenance | A | Cumulative Summer Peak Savings (MW) | Technical Potential | 0 | 0 | 0 | 0 | 0 | 0 | 0 | 0 | 0 | 0 | 0 | 0 | 0 | 0 | 0 | 0 | 0 | 0 | 0 | 0 | 0 | 0 | 0 | 0 | 0 | 0 | 0
F9_Commercial_OR - Health_Existing_Space Heating_Natural Gas_Gas Furnace - Maintenance_A_Technical Potential | F9 | Commercial | OR - Health | Existing | Space Heating | Natural Gas | Gas Furnace - Maintenance | A | Cumulative Winter Peak Savings (MW) | Technical Potential | 0 | 0 | 0 | 0 | 0 | 0 | 0 | 0 | 0 | 0 | 0 | 0 | 0 | 0 | 0 | 0 | 0 | 0 | 0 | 0 | 0 | 0 | 0 | 0 | 0 | 0 | 0
F10_Commercial_OR - Health_Existing_Space Heating_Natural Gas_Gas Furnace - Maintenance_A_Technical Potential | F10 | Commercial | OR - Health | Existing | Space Heating | Natural Gas | Gas Furnace - Maintenance | A | Purchases (Incremental) | Technical Potential | 0 | 0 | 248.5851 | 248.5851 | 248.5851 | 0 | 1.1369e-13 | 0 | 0 | 0 | 0 | 0 | 0 | 0 | 0 | 0 | 0 | 0 | 0 | 0 | 0 | 0 | 0 | 0 | 0 | 0 | 0
F11_Commercial_OR - Health_Existing_Space Heating_Natural Gas_Gas Furnace - Maintenance_A_Technical Potential | F11 | Commercial | OR - Health | Existing | Space Heating | Natural Gas | Gas Furnace - Maintenance | A | Purchases (Cumulative) | Technical Potential | 0 | 0 | 248.5851 | 497.1701 | 745.7552 | 745.7552 | 745.7552 | 745.7552 | 745.7552 | 745.7552 | 745.7552 | 745.7552 | 745.7552 | 745.7552 | 745.7552 | 745.7552 | 745.7552 | 745.7552 | 745.7552 | 745.7552 | 745.7552 | 745.7552 | 745.7552 | 745.7552 | 745.7552 | 745.7552 | 745.7552
F1_Commercial_OR - Health_Existing_Space Heating_Natural Gas_Gas Boiler - Hot Water Reset_A_Technical Potential | F1 | Commercial | OR - Health | Existing | Space Heating | Natural Gas | Gas Boiler - Hot Water Reset | A | Integrated Unit Energy Savings (kWh or therms) | Technical Potential | 0 | 0 | 69.4769 | 68.3717 | 67.2612 | 66.1515 | 65.0428 | 63.9356 | 62.8331 | 61.7356 | 60.6407 | 59.549 | 58.4623 | 57.3805 | 56.3063 | 55.2407 | 54.1853 | 53.168 | 52.1896 | 51.2191 | 50.2559 | 49.3003 | 48.3589 | 47.4298 | 46.5113 | 45.6035 | 44.7036
F2_Commercial_OR - Health_Existing_Space Heating_Natural Gas_Gas Boiler - Hot Water Reset_A_Technical Potential | F2 | Commercial | OR - Health | Existing | Space Heating | Natural Gas | Gas Boiler - Hot Water Reset | A | Integrated Unit Summer Peak Savings (kW) | Technical Potential | 0 | 0 | 0 | 0 | 0 | 0 | 0 | 0 | 0 | 0 | 0 | 0 | 0 | 0 | 0 | 0 | 0 | 0 | 0 | 0 | 0 | 0 | 0 | 0 | 0 | 0 | 0
F3_Commercial_OR - Health_Existing_Space Heating_Natural Gas_Gas Boiler - Hot Water Reset_A_Technical Potential | F3 | Commercial | OR - Health | Existing | Space Heating | Natural Gas | Gas Boiler - Hot Water Reset | A | Integrated Unit Winter Peak Savings (kW) | Technical Potential | 0 | 0 | 0 | 0 | 0 | 0 | 0 | 0 | 0 | 0 | 0 | 0 | 0 | 0 | 0 | 0 | 0 | 0 | 0 | 0 | 0 | 0 | 0 | 0 | 0 | 0 | 0
F4_Commercial_OR - Health_Existing_Space Heating_Natural Gas_Gas Boiler - Hot Water Reset_A_Technical Potential | F4 | Commercial | OR - Health | Existing | Space Heating | Natural Gas | Gas Boiler - Hot Water Reset | A | Incremental Energy Savings (MWh or mTherms) | Technical Potential | 0 | 0 | 0.11124 | 0.22471 | 0.22106 | 0.21741 | 0.21377 | 0.21013 | 0.20651 | 0.2029 | 0.1993 | 0.19571 | 0.19214 | 0.18859 | 0.18506 | 0.18155 | 0.17809 | 0.17474 | 0.17153 | 0.16834 | 0.16517 | 0.16203 | 0 | 0 | 0 | 0 | 0
F5_Commercial_OR - Health_Existing_Space Heating_Natural Gas_Gas Boiler - Hot Water Reset_A_Technical Potential | F5 | Commercial | OR - Health | Existing | Space Heating | Natural Gas | Gas Boiler - Hot Water Reset | A | Incremental Summer Peak Savings (MW) | Technical Potential | 0 | 0 | 0 | 0 | 0 | 0 | 0 | 0 | 0 | 0 | 0 | 0 | 0 | 0 | 0 | 0 | 0 | 0 | 0 | 0 | 0 | 0 | 0 | 0 | 0 | 0 | 0
F6_Commercial_OR - Health_Existing_Space Heating_Natural Gas_Gas Boiler - Hot Water Reset_A_Technical Potential | F6 | Commercial | OR - Health | Existing | Space Heating | Natural Gas | Gas Boiler - Hot Water Reset | A | Incremental Winter Peak Savings (MW) | Technical Potential | 0 | 0 | 0 | 0 | 0 | 0 | 0 | 0 | 0 | 0 | 0 | 0 | 0 | 0 | 0 | 0 | 0 | 0 | 0 | 0 | 0 | 0 | 0 | 0 | 0 | 0 | 0
F7_Commercial_OR - Health_Existing_Space Heating_Natural Gas_Gas Boiler - Hot Water Reset_A_Technical Potential | F7 | Commercial | OR - Health | Existing | Space Heating | Natural Gas | Gas Boiler - Hot Water Reset | A | Cumulative Energy Savings (MWh or mTherms) | Technical Potential | 0 | 0 | 0.11124 | 0.33419 | 0.54982 | 0.75816 | 0.95923 | 1.153 | 1.3397 | 1.5192 | 1.6915 | 1.8568 | 2.015 | 2.1663 | 2.3108 | 2.4487 | 2.58 | 2.7063 | 2.828 | 2.9437 | 3.0536 | 3.1575 | 3.0972 | 3.0377 | 2.9789 | 2.9208 | 2.8631
F8_Commercial_OR - Health_Existing_Space Heating_Natural Gas_Gas Boiler - Hot Water Reset_A_Technical Potential | F8 | Commercial | OR - Health | Existing | Space Heating | Natural Gas | Gas Boiler - Hot Water Reset | A | Cumulative Summer Peak Savings (MW) | Technical Potential | 0 | 0 | 0 | 0 | 0 | 0 | 0 | 0 | 0 | 0 | 0 | 0 | 0 | 0 | 0 | 0 | 0 | 0 | 0 | 0 | 0 | 0 | 0 | 0 | 0 | 0 | 0
F9_Commercial_OR - Health_Existing_Space Heating_Natural Gas_Gas Boiler - Hot Water Reset_A_Technical Potential | F9 | Commercial | OR - Health | Existing | Space Heating | Natural Gas | Gas Boiler - Hot Water Reset | A | Cumulative Winter Peak Savings (MW) | Technical Potential | 0 | 0 | 0 | 0 | 0 | 0 | 0 | 0 | 0 | 0 | 0 | 0 | 0 | 0 | 0 | 0 | 0 | 0 | 0 | 0 | 0 | 0 | 0 | 0 | 0 | 0 | 0
F10_Commercial_OR - Health_Existing_Space Heating_Natural Gas_Gas Boiler - Hot Water Reset_A_Technical Potential | F10 | Commercial | OR - Health | Existing | Space Heating | Natural Gas | Gas Boiler - Hot Water Reset | A | Purchases (Incremental) | Technical Potential | 0 | 0 | 1.6012 | 3.2866 | 3.2866 | 3.2866 | 3.2866 | 3.2866 | 3.2866 | 3.2866 | 3.2866 | 3.2866 | 3.2866 | 3.2866 | 3.2866 | 3.2866 | 3.2866 | 3.2866 | 3.2866 | 3.2866 | 3.2866 | 3.2866 | 0 | 0 | 0 | 0 | 0
F11_Commercial_OR - Health_Existing_Space Heating_Natural Gas_Gas Boiler - Hot Water Reset_A_Technical Potential | F11 | Commercial | OR - Health | Existing | Space Heating | Natural Gas | Gas Boiler - Hot Water Reset | A | Purchases (Cumulative) | Technical Potential | 0 | 0 | 1.6012 | 4.8878 | 8.1744 | 11.461 | 14.7476 | 18.0342 | 21.3208 | 24.6074 | 27.894 | 31.1806 | 34.4673 | 37.7539 | 41.0405 | 44.3271 | 47.6137 | 50.9003 | 54.1869 | 57.4735 | 60.7601 | 64.0467 | 64.0467 | 64.0467 | 64.0467 | 64.0467 | 64.0467
F1_Commercial_OR - Health_Existing_Space Heating_Natural Gas_Gas Boiler - Steam Trap Replacement_A_Technical Potential | F1 | Commercial | OR - Health | Existing | Space Heating | Natural Gas | Gas Boiler - Steam Trap Replacement | A | Integrated Unit Energy Savings (kWh or therms) | Technical Potential | 0 | 0 | 20.7795 | 20.4719 | 20.1621 | 19.8518 | 19.5412 | 19.2303 | 18.9192 | 18.6081 | 18.2972 | 17.9866 | 17.6768 | 17.3679 | 17.0607 | 16.7554 | 16.4526 | 16.1525 | 15.8553 | 15.5605 | 15.2679 | 14.9777 | 14.6917 | 14.4095 | 14.1304 | 13.8547 | 13.5813
F2_Commercial_OR - Health_Existing_Space Heating_Natural Gas_Gas Boiler - Steam Trap Replacement_A_Technical Potential | F2 | Commercial | OR - Health | Existing | Space Heating | Natural Gas | Gas Boiler - Steam Trap Replacement | A | Integrated Unit Summer Peak Savings (kW) | Technical Potential | 0 | 0 | 0 | 0 | 0 | 0 | 0 | 0 | 0 | 0 | 0 | 0 | 0 | 0 | 0 | 0 | 0 | 0 | 0 | 0 | 0 | 0 | 0 | 0 | 0 | 0 | 0
F3_Commercial_OR - Health_Existing_Space Heating_Natural Gas_Gas Boiler - Steam Trap Replacement_A_Technical Potential | F3 | Commercial | OR - Health | Existing | Space Heating | Natural Gas | Gas Boiler - Steam Trap Replacement | A | Integrated Unit Winter Peak Savings (kW) | Technical Potential | 0 | 0 | 0 | 0 | 0 | 0 | 0 | 0 | 0 | 0 | 0 | 0 | 0 | 0 | 0 | 0 | 0 | 0 | 0 | 0 | 0 | 0 | 0 | 0 | 0 | 0 | 0
F4_Commercial_OR - Health_Existing_Space Heating_Natural Gas_Gas Boiler - Steam Trap Replacement_A_Technical Potential | F4 | Commercial | OR - Health | Existing | Space Heating | Natural Gas | Gas Boiler - Steam Trap Replacement | A | Incremental Energy Savings (MWh or mTherms) | Technical Potential | 0 | 0 | 0.013863 | 0.028035 | 0.02761 | 0.027186 | 0.02676 | 0.026334 | 0.013286 | 0 | 0 | 0 | 0 | 0 | 0 | 4.8366e-17 | 0 | 3.9452e-17 | 3.5206e-18 | 5.1827e-17 | 0 | 0 | 0 | 0 | 0 | 0 | 0
F5_Commercial_OR - Health_Existing_Space Heating_Natural Gas_Gas Boiler - Steam Trap Replacement_A_Technical Potential | F5 | Commercial | OR - Health | Existing | Space Heating | Natural Gas | Gas Boiler - Steam Trap Replacement | A | Incremental Summer Peak Savings (MW) | Technical Potential | 0 | 0 | 0 | 0 | 0 | 0 | 0 | 0 | 0 | 0 | 0 | 0 | 0 | 0 | 0 | 0 | 0 | 0 | 0 | 0 | 0 | 0 | 0 | 0 | 0 | 0 | 0
F6_Commercial_OR - Health_Existing_Space Heating_Natural Gas_Gas Boiler - Steam Trap Replacement_A_Technical Potential | F6 | Commercial | OR - Health | Existing | Space Heating | Natural Gas | Gas Boiler - Steam Trap Replacement | A | Incremental Winter Peak Savings (MW) | Technical Potential | 0 | 0 | 0 | 0 | 0 | 0 | 0 | 0 | 0 | 0 | 0 | 0 | 0 | 0 | 0 | 0 | 0 | 0 | 0 | 0 | 0 | 0 | 0 | 0 | 0 | 0 | 0
F7_Commercial_OR - Health_Existing_Space Heating_Natural Gas_Gas Boiler - Steam Trap Replacement_A_Technical Potential | F7 | Commercial | OR - Health | Existing | Space Heating | Natural Gas | Gas Boiler - Steam Trap Replacement | A | Cumulative Energy Savings (MWh or mTherms) | Technical Potential | 0 | 0 | 0.013863 | 0.041693 | 0.068672 | 0.094801 | 0.12008 | 0.1445 | 0.15545 | 0.15289 | 0.15034 | 0.14779 | 0.14524 | 0.1427 | 0.14018 | 0.13767 | 0.13518 | 0.13272 | 0.13028 | 0.12785 | 0.12545 | 0.12306 | 0.12071 | 0.1184 | 0.1161 | 0.11384 | 0.11159
F8_Commercial_OR - Health_Existing_Space Heating_Natural Gas_Gas Boiler - Steam Trap Replacement_A_Technical Potential | F8 | Commercial | OR - Health | Existing | Space Heating | Natural Gas | Gas Boiler - Steam Trap Replacement | A | Cumulative Summer Peak Savings (MW) | Technical Potential | 0 | 0 | 0 | 0 | 0 | 0 | 0 | 0 | 0 | 0 | 0 | 0 | 0 | 0 | 0 | 0 | 0 | 0 | 0 | 0 | 0 | 0 | 0 | 0 | 0 | 0 | 0
F9_Commercial_OR - Health_Existing_Space Heating_Natural Gas_Gas Boiler - Steam Trap Replacement_A_Technical Potential | F9 | Commercial | OR - Health | Existing | Space Heating | Natural Gas | Gas Boiler - Steam Trap Replacement | A | Cumulative Winter Peak Savings (MW) | Technical Potential | 0 | 0 | 0 | 0 | 0 | 0 | 0 | 0 | 0 | 0 | 0 | 0 | 0 | 0 | 0 | 0 | 0 | 0 | 0 | 0 | 0 | 0 | 0 | 0 | 0 | 0 | 0
F10_Commercial_OR - Health_Existing_Space Heating_Natural Gas_Gas Boiler - Steam Trap Replacement_A_Technical Potential | F10 | Commercial | OR - Health | Existing | Space Heating | Natural Gas | Gas Boiler - Steam Trap Replacement | A | Purchases (Incremental) | Technical Potential | 0 | 0 | 0.66715 | 1.3694 | 1.3694 | 1.3694 | 1.3694 | 1.3694 | 0.70227 | 0 | 0 | 0 | 0 | 0 | 0 | 2.8866e-15 | 0 | 2.4425e-15 | 2.2204e-16 | 3.3307e-15 | 0 | 0 | 0 | 0 | 0 | 0 | 0
F11_Commercial_OR - Health_Existing_Space Heating_Natural Gas_Gas Boiler - Steam Trap Replacement_A_Technical Potential | F11 | Commercial | OR - Health | Existing | Space Heating | Natural Gas | Gas Boiler - Steam Trap Replacement | A | Purchases (Cumulative) | Technical Potential | 0 | 0 | 0.66715 | 2.0366 | 3.406 | 4.7754 | 6.1448 | 7.5143 | 8.2165 | 8.2165 | 8.2165 | 8.2165 | 8.2165 | 8.2165 | 8.2165 | 8.2165 | 8.2165 | 8.2165 | 8.2165 | 8.2165 | 8.2165 | 8.2165 | 8.2165 | 8.2165 | 8.2165 | 8.2165 | 8.2165
F1_Commercial_OR - Health_Existing_Space Heating_Natural Gas_Gas Boiler - High Turndown Burner_A_Technical Potential | F1 | Commercial | OR - Health | Existing | Space Heating | Natural Gas | Gas Boiler - High Turndown Burner | A | Integrated Unit Energy Savings (kWh or therms) | Technical Potential | 0 | 0 | 0.064843 | 0.063355 | 0.06179 | 0.060168 | 0.058473 | 0.056687 | 0.054806 | 0.052832 | 0.050779 | 0.048676 | 0.046591 | 0.044558 | 0.042611 | 0.040784 | 0.039116 | 0.037687 | 0.036491 | 0.035426 | 0.034514 | 0.033642 | 0.032999 | 0.032365 | 0.031738 | 0.031118 | 0.030504
F2_Commercial_OR - Health_Existing_Space Heating_Natural Gas_Gas Boiler - High Turndown Burner_A_Technical Potential | F2 | Commercial | OR - Health | Existing | Space Heating | Natural Gas | Gas Boiler - High Turndown Burner | A | Integrated Unit Summer Peak Savings (kW) | Technical Potential | 0 | 0 | 0 | 0 | 0 | 0 | 0 | 0 | 0 | 0 | 0 | 0 | 0 | 0 | 0 | 0 | 0 | 0 | 0 | 0 | 0 | 0 | 0 | 0 | 0 | 0 | 0
F3_Commercial_OR - Health_Existing_Space Heating_Natural Gas_Gas Boiler - High Turndown Burner_A_Technical Potential | F3 | Commercial | OR - Health | Existing | Space Heating | Natural Gas | Gas Boiler - High Turndown Burner | A | Integrated Unit Winter Peak Savings (kW) | Technical Potential | 0 | 0 | 0 | 0 | 0 | 0 | 0 | 0 | 0 | 0 | 0 | 0 | 0 | 0 | 0 | 0 | 0 | 0 | 0 | 0 | 0 | 0 | 0 | 0 | 0 | 0 | 0
F4_Commercial_OR - Health_Existing_Space Heating_Natural Gas_Gas Boiler - High Turndown Burner_A_Technical Potential | F4 | Commercial | OR - Health | Existing | Space Heating | Natural Gas | Gas Boiler - High Turndown Burner | A | Incremental Energy Savings (MWh or mTherms) | Technical Potential | 0 | 0 | 0.089289 | 0.10712 | 0.12784 | 0.14451 | 0.16019 | 0.18156 | 0.19256 | 0.18963 | 0.17176 | 0.14153 | 0.10483 | 0.068803 | 0.039373 | 0.017601 | 0 | 0 | 0 | 0 | 0 | 0 | 0 | 0 | 0 | 0 | 0
F5_Commercial_OR - Health_Existing_Space Heating_Natural Gas_Gas Boiler - High Turndown Burner_A_Technical Potential | F5 | Commercial | OR - Health | Existing | Space Heating | Natural Gas | Gas Boiler - High Turndown Burner | A | Incremental Summer Peak Savings (MW) | Technical Potential | 0 | 0 | 0 | 0 | 0 | 0 | 0 | 0 | 0 | 0 | 0 | 0 | 0 | 0 | 0 | 0 | 0 | 0 | 0 | 0 | 0 | 0 | 0 | 0 | 0 | 0 | 0
F6_Commercial_OR - Health_Existing_Space Heating_Natural Gas_Gas Boiler - High Turndown Burner_A_Technical Potential | F6 | Commercial | OR - Health | Existing | Space Heating | Natural Gas | Gas Boiler - High Turndown Burner | A | Incremental Winter Peak Savings (MW) | Technical Potential | 0 | 0 | 0 | 0 | 0 | 0 | 0 | 0 | 0 | 0 | 0 | 0 | 0 | 0 | 0 | 0 | 0 | 0 | 0 | 0 | 0 | 0 | 0 | 0 | 0 | 0 | 0
F7_Commercial_OR - Health_Existing_Space Heating_Natural Gas_Gas Boiler - High Turndown Burner_A_Technical Potential | F7 | Commercial | OR - Health | Existing | Space Heating | Natural Gas | Gas Boiler - High Turndown Burner | A | Cumulative Energy Savings (MWh or mTherms) | Technical Potential | 0 | 0 | 0.089289 | 0.19436 | 0.3174 | 0.45357 | 0.60099 | 0.76419 | 0.93139 | 1.0875 | 1.217 | 1.3081 | 1.3569 | 1.3665 | 1.3462 | 1.306 | 1.2526 | 1.2068 | 1.1686 | 1.1344 | 1.1052 | 1.0773 | 1.0567 | 1.0364 | 1.0164 | 0.99651 | 0.97684
F8_Commercial_OR - Health_Existing_Space Heating_Natural Gas_Gas Boiler - High Turndown Burner_A_Technical Potential | F8 | Commercial | OR - Health | Existing | Space Heating | Natural Gas | Gas Boiler - High Turndown Burner | A | Cumulative Summer Peak Savings (MW) | Technical Potential | 0 | 0 | 0 | 0 | 0 | 0 | 0 | 0 | 0 | 0 | 0 | 0 | 0 | 0 | 0 | 0 | 0 | 0 | 0 | 0 | 0 | 0 | 0 | 0 | 0 | 0 | 0
F9_Commercial_OR - Health_Existing_Space Heating_Natural Gas_Gas Boiler - High Turndown Burner_A_Technical Potential | F9 | Commercial | OR - Health | Existing | Space Heating | Natural Gas | Gas Boiler - High Turndown Burner | A | Cumulative Winter Peak Savings (MW) | Technical Potential | 0 | 0 | 0 | 0 | 0 | 0 | 0 | 0 | 0 | 0 | 0 | 0 | 0 | 0 | 0 | 0 | 0 | 0 | 0 | 0 | 0 | 0 | 0 | 0 | 0 | 0 | 0
F10_Commercial_OR - Health_Existing_Space Heating_Natural Gas_Gas Boiler - High Turndown Burner_A_Technical Potential | F10 | Commercial | OR - Health | Existing | Space Heating | Natural Gas | Gas Boiler - High Turndown Burner | A | Purchases (Incremental) | Technical Potential | 0 | 0 | 1377.0048 | 1690.7423 | 2068.9738 | 2401.7526 | 2739.503 | 3202.8083 | 3513.5304 | 3589.3195 | 3382.5029 | 2907.5478 | 2249.9832 | 1544.1143 | 924.0098 | 431.5754 | 0 | 0 | 0 | 0 | 0 | 0 | 0 | 0 | 0 | 0 | 0
F11_Commercial_OR - Health_Existing_Space Heating_Natural Gas_Gas Boiler - High Turndown Burner_A_Technical Potential | F11 | Commercial | OR - Health | Existing | Space Heating | Natural Gas | Gas Boiler - High Turndown Burner | A | Purchases (Cumulative) | Technical Potential | 0 | 0 | 1377.0048 | 3067.7472 | 5136.721 | 7538.4736 | 10277.9766 | 13480.7849 | 16994.3153 | 20583.6349 | 23966.1378 | 26873.6855 | 29123.6687 | 30667.783 | 31591.7928 | 32023.3682 | 32023.3682 | 32023.3682 | 32023.3682 | 32023.3682 | 32023.3682 | 32023.3682 | 32023.3682 | 32023.3682 | 32023.3682 | 32023.3682 | 32023.3682
F1_Commercial_OR - Health_Existing_Space Heating_Natural Gas_Gas Boiler - Burner Control Optimization_A_Technical Potential | F1 | Commercial | OR - Health | Existing | Space Heating | Natural Gas | Gas Boiler - Burner Control Optimization | A | Integrated Unit Energy Savings (kWh or therms) | Technical Potential | 0 | 0 | 0.018799 | 0.018361 | 0.0179 | 0.017421 | 0.016921 | 0.016393 | 0.015837 | 0.015255 | 0.014652 | 0.014036 | 0.013429 | 0.012839 | 0.012275 | 0.011748 | 0.011267 | 0.010855 | 0.010511 | 0.010204 | 0.0099415 | 0.0096903 | 0.0095052 | 0.0093225 | 0.0091419 | 0.0089634 | 0.0087865
F2_Commercial_OR - Health_Existing_Space Heating_Natural Gas_Gas Boiler - Burner Control Optimization_A_Technical Potential | F2 | Commercial | OR - Health | Existing | Space Heating | Natural Gas | Gas Boiler - Burner Control Optimization | A | Integrated Unit Summer Peak Savings (kW) | Technical Potential | 0 | 0 | 0 | 0 | 0 | 0 | 0 | 0 | 0 | 0 | 0 | 0 | 0 | 0 | 0 | 0 | 0 | 0 | 0 | 0 | 0 | 0 | 0 | 0 | 0 | 0 | 0
F3_Commercial_OR - Health_Existing_Space Heating_Natural Gas_Gas Boiler - Burner Control Optimization_A_Technical Potential | F3 | Commercial | OR - Health | Existing | Space Heating | Natural Gas | Gas Boiler - Burner Control Optimization | A | Integrated Unit Winter Peak Savings (kW) | Technical Potential | 0 | 0 | 0 | 0 | 0 | 0 | 0 | 0 | 0 | 0 | 0 | 0 | 0 | 0 | 0 | 0 | 0 | 0 | 0 | 0 | 0 | 0 | 0 | 0 | 0 | 0 | 0
F4_Commercial_OR - Health_Existing_Space Heating_Natural Gas_Gas Boiler - Burner Control Optimization_A_Technical Potential | F4 | Commercial | OR - Health | Existing | Space Heating | Natural Gas | Gas Boiler - Burner Control Optimization | A | Incremental Energy Savings (MWh or mTherms) | Technical Potential | 0 | 0 | 0.0096321 | 0.0050622 | 0.016695 | 0.02643 | 0.038965 | 0.054065 | 0.07105 | 0.088722 | 0.10539 | 0.11906 | 0.1278 | 0.12998 | 0.12479 | 0.11258 | 0.094939 | 0.074458 | 0.053889 | 0.038329 | 0.015281 | 0.013217 | 0 | 0 | 0 | 0 | 0
F5_Commercial_OR - Health_Existing_Space Heating_Natural Gas_Gas Boiler - Burner Control Optimization_A_Technical Potential | F5 | Commercial | OR - Health | Existing | Space Heating | Natural Gas | Gas Boiler - Burner Control Optimization | A | Incremental Summer Peak Savings (MW) | Technical Potential | 0 | 0 | 0 | 0 | 0 | 0 | 0 | 0 | 0 | 0 | 0 | 0 | 0 | 0 | 0 | 0 | 0 | 0 | 0 | 0 | 0 | 0 | 0 | 0 | 0 | 0 | 0
F6_Commercial_OR - Health_Existing_Space Heating_Natural Gas_Gas Boiler - Burner Control Optimization_A_Technical Potential | F6 | Commercial | OR - Health | Existing | Space Heating | Natural Gas | Gas Boiler - Burner Control Optimization | A | Incremental Winter Peak Savings (MW) | Technical Potential | 0 | 0 | 0 | 0 | 0 | 0 | 0 | 0 | 0 | 0 | 0 | 0 | 0 | 0 | 0 | 0 | 0 | 0 | 0 | 0 | 0 | 0 | 0 | 0 | 0 | 0 | 0
F7_Commercial_OR - Health_Existing_Space Heating_Natural Gas_Gas Boiler - Burner Control Optimization_A_Technical Potential | F7 | Commercial | OR - Health | Existing | Space Heating | Natural Gas | Gas Boiler - Burner Control Optimization | A | Cumulative Energy Savings (MWh or mTherms) | Technical Potential | 0 | 0 | 0.0096321 | 0.01447 | 0.030801 | 0.056408 | 0.093752 | 0.14489 | 0.21103 | 0.292 | 0.38585 | 0.4887 | 0.59534 | 0.69916 | 0.79327 | 0.87177 | 0.93105 | 0.97149 | 0.99457 | 1.0039 | 0.99328 | 0.98141 | 0.96266 | 0.94416 | 0.92587 | 0.90779 | 0.88987
F8_Commercial_OR - Health_Existing_Space Heating_Natural Gas_Gas Boiler - Burner Control Optimization_A_Technical Potential | F8 | Commercial | OR - Health | Existing | Space Heating | Natural Gas | Gas Boiler - Burner Control Optimization | A | Cumulative Summer Peak Savings (MW) | Technical Potential | 0 | 0 | 0 | 0 | 0 | 0 | 0 | 0 | 0 | 0 | 0 | 0 | 0 | 0 | 0 | 0 | 0 | 0 | 0 | 0 | 0 | 0 | 0 | 0 | 0 | 0 | 0
F9_Commercial_OR - Health_Existing_Space Heating_Natural Gas_Gas Boiler - Burner Control Optimization_A_Technical Potential | F9 | Commercial | OR - Health | Existing | Space Heating | Natural Gas | Gas Boiler - Burner Control Optimization | A | Cumulative Winter Peak Savings (MW) | Technical Potential | 0 | 0 | 0 | 0 | 0 | 0 | 0 | 0 | 0 | 0 | 0 | 0 | 0 | 0 | 0 | 0 | 0 | 0 | 0 | 0 | 0 | 0 | 0 | 0 | 0 | 0 | 0
F10_Commercial_OR - Health_Existing_Space Heating_Natural Gas_Gas Boiler - Burner Control Optimization_A_Technical Potential | F10 | Commercial | OR - Health | Existing | Space Heating | Natural Gas | Gas Boiler - Burner Control Optimization | A | Purchases (Incremental) | Technical Potential | 0 | 0 | 512.3739 | 275.7042 | 932.6798 | 1517.1315 | 2302.7937 | 3298.0926 | 4486.3117 | 5815.8803 | 7193.2416 | 8482.5406 | 9516.8592 | 10124.1464 | 10166.4134 | 9583.5592 | 8426.0919 | 6859.0023 | 5126.7686 | 3756.1963 | 1537.1217 | 1363.8923 | 0 | 0 | 0 | 0 | 0
F11_Commercial_OR - Health_Existing_Space Heating_Natural Gas_Gas Boiler - Burner Control Optimization_A_Technical Potential | F11 | Commercial | OR - Health | Existing | Space Heating | Natural Gas | Gas Boiler - Burner Control Optimization | A | Purchases (Cumulative) | Technical Potential | 0 | 0 | 512.3739 | 788.078 | 1720.7578 | 3237.8893 | 5540.683 | 8838.7756 | 13325.0873 | 19140.9676 | 26334.2091 | 34816.7497 | 44333.6089 | 54457.7553 | 64624.1687 | 74207.7279 | 82633.8198 | 89492.8221 | 94619.5907 | 98375.7871 | 99912.9087 | 101276.801 | 101276.801 | 101276.801 | 101276.801 | 101276.801 | 101276.801
F1_Commercial_OR - Health_Existing_Space Heating_Natural Gas_Gas Boiler - Stack Economizer_A_Technical Potential | F1 | Commercial | OR - Health | Existing | Space Heating | Natural Gas | Gas Boiler - Stack Economizer | A | Integrated Unit Energy Savings (kWh or therms) | Technical Potential | 0 | 0 | 0.061956 | 0.06001 | 0.058002 | 0.056041 | 0.0541 | 0.052114 | 0.050058 | 0.047945 | 0.045795 | 0.043642 | 0.041536 | 0.039502 | 0.03757 | 0.035768 | 0.034128 | 0.032733 | 0.031576 | 0.030542 | 0.02965 | 0.028798 | 0.028248 | 0.027705 | 0.027168 | 0.026638 | 0.026112
F2_Commercial_OR - Health_Existing_Space Heating_Natural Gas_Gas Boiler - Stack Economizer_A_Technical Potential | F2 | Commercial | OR - Health | Existing | Space Heating | Natural Gas | Gas Boiler - Stack Economizer | A | Integrated Unit Summer Peak Savings (kW) | Technical Potential | 0 | 0 | 0 | 0 | 0 | 0 | 0 | 0 | 0 | 0 | 0 | 0 | 0 | 0 | 0 | 0 | 0 | 0 | 0 | 0 | 0 | 0 | 0 | 0 | 0 | 0 | 0
F3_Commercial_OR - Health_Existing_Space Heating_Natural Gas_Gas Boiler - Stack Economizer_A_Technical Potential | F3 | Commercial | OR - Health | Existing | Space Heating | Natural Gas | Gas Boiler - Stack Economizer | A | Integrated Unit Winter Peak Savings (kW) | Technical Potential | 0 | 0 | 0 | 0 | 0 | 0 | 0 | 0 | 0 | 0 | 0 | 0 | 0 | 0 | 0 | 0 | 0 | 0 | 0 | 0 | 0 | 0 | 0 | 0 | 0 | 0 | 0
F4_Commercial_OR - Health_Existing_Space Heating_Natural Gas_Gas Boiler - Stack Economizer_A_Technical Potential | F4 | Commercial | OR - Health | Existing | Space Heating | Natural Gas | Gas Boiler - Stack Economizer | A | Incremental Energy Savings (MWh or mTherms) | Technical Potential | 0 | 0 | 0.1365 | 0.16234 | 0.19201 | 0.21536 | 0.23713 | 0.26706 | 0.28141 | 0.27534 | 0.24784 | 0.20303 | 0.14953 | 0.097594 | 0.055544 | 0.024698 | 0 | 0 | 0 | 0 | 0 | 0 | 0 | 0 | 0 | 0 | 0
F5_Commercial_OR - Health_Existing_Space Heating_Natural Gas_Gas Boiler - Stack Economizer_A_Technical Potential | F5 | Commercial | OR - Health | Existing | Space Heating | Natural Gas | Gas Boiler - Stack Economizer | A | Incremental Summer Peak Savings (MW) | Technical Potential | 0 | 0 | 0 | 0 | 0 | 0 | 0 | 0 | 0 | 0 | 0 | 0 | 0 | 0 | 0 | 0 | 0 | 0 | 0 | 0 | 0 | 0 | 0 | 0 | 0 | 0 | 0
F6_Commercial_OR - Health_Existing_Space Heating_Natural Gas_Gas Boiler - Stack Economizer_A_Technical Potential | F6 | Commercial | OR - Health | Existing | Space Heating | Natural Gas | Gas Boiler - Stack Economizer | A | Incremental Winter Peak Savings (MW) | Technical Potential | 0 | 0 | 0 | 0 | 0 | 0 | 0 | 0 | 0 | 0 | 0 | 0 | 0 | 0 | 0 | 0 | 0 | 0 | 0 | 0 | 0 | 0 | 0 | 0 | 0 | 0 | 0
F7_Commercial_OR - Health_Existing_Space Heating_Natural Gas_Gas Boiler - Stack Economizer_A_Technical Potential | F7 | Commercial | OR - Health | Existing | Space Heating | Natural Gas | Gas Boiler - Stack Economizer | A | Cumulative Energy Savings (MWh or mTherms) | Technical Potential | 0 | 0 | 0.1365 | 0.29455 | 0.4767 | 0.67595 | 0.88966 | 1.1241 | 1.3611 | 1.579 | 1.756 | 1.8765 | 1.9355 | 1.9383 | 1.8991 | 1.8327 | 1.7486 | 1.6772 | 1.6179 | 1.5649 | 1.5192 | 1.4756 | 1.4474 | 1.4195 | 1.392 | 1.3648 | 1.3379
F8_Commercial_OR - Health_Existing_Space Heating_Natural Gas_Gas Boiler - Stack Economizer_A_Technical Potential | F8 | Commercial | OR - Health | Existing | Space Heating | Natural Gas | Gas Boiler - Stack Economizer | A | Cumulative Summer Peak Savings (MW) | Technical Potential | 0 | 0 | 0 | 0 | 0 | 0 | 0 | 0 | 0 | 0 | 0 | 0 | 0 | 0 | 0 | 0 | 0 | 0 | 0 | 0 | 0 | 0 | 0 | 0 | 0 | 0 | 0
F9_Commercial_OR - Health_Existing_Space Heating_Natural Gas_Gas Boiler - Stack Economizer_A_Technical Potential | F9 | Commercial | OR - Health | Existing | Space Heating | Natural Gas | Gas Boiler - Stack Economizer | A | Cumulative Winter Peak Savings (MW) | Technical Potential | 0 | 0 | 0 | 0 | 0 | 0 | 0 | 0 | 0 | 0 | 0 | 0 | 0 | 0 | 0 | 0 | 0 | 0 | 0 | 0 | 0 | 0 | 0 | 0 | 0 | 0 | 0
F10_Commercial_OR - Health_Existing_Space Heating_Natural Gas_Gas Boiler - Stack Economizer_A_Technical Potential | F10 | Commercial | OR - Health | Existing | Space Heating | Natural Gas | Gas Boiler - Stack Economizer | A | Purchases (Incremental) | Technical Potential | 0 | 0 | 2203.2077 | 2705.1877 | 3310.3581 | 3842.8042 | 4383.2048 | 5124.4933 | 5621.6487 | 5742.9113 | 5412.0046 | 4652.0764 | 3599.9731 | 2470.5829 | 1478.4156 | 690.5206 | 0 | 0 | 0 | 0 | 0 | 0 | 0 | 0 | 0 | 0 | 0
F11_Commercial_OR - Health_Existing_Space Heating_Natural Gas_Gas Boiler - Stack Economizer_A_Technical Potential | F11 | Commercial | OR - Health | Existing | Space Heating | Natural Gas | Gas Boiler - Stack Economizer | A | Purchases (Cumulative) | Technical Potential | 0 | 0 | 2203.2077 | 4908.3955 | 8218.7536 | 12061.5578 | 16444.7625 | 21569.2558 | 27190.9045 | 32933.8158 | 38345.8204 | 42997.8968 | 46597.87 | 49068.4529 | 50546.8685 | 51237.3891 | 51237.3891 | 51237.3891 | 51237.3891 | 51237.3891 | 51237.3891 | 51237.3891 | 51237.3891 | 51237.3891 | 51237.3891 | 51237.3891 | 51237.3891
F1_Commercial_OR - Health_Existing_Space Heating_Natural Gas_Gas Boiler - Thermostatic Radiator Valves_A_Technical Potential | F1 | Commercial | OR - Health | Existing | Space Heating | Natural Gas | Gas Boiler - Thermostatic Radiator Valves | A | Integrated Unit Energy Savings (kWh or therms) | Technical Potential | 0 | 0 | 4.3684 | 4.2921 | 4.2113 | 4.1272 | 4.0386 | 3.9447 | 3.8447 | 3.7384 | 3.626 | 3.5085 | 3.3881 | 3.2675 | 3.15 | 3.0387 | 2.9361 | 2.8457 | 2.7676 | 2.6972 | 2.6362 | 2.5774 | 2.5282 | 2.4796 | 2.4316 | 2.3841 | 2.3371
F2_Commercial_OR - Health_Existing_Space Heating_Natural Gas_Gas Boiler - Thermostatic Radiator Valves_A_Technical Potential | F2 | Commercial | OR - Health | Existing | Space Heating | Natural Gas | Gas Boiler - Thermostatic Radiator Valves | A | Integrated Unit Summer Peak Savings (kW) | Technical Potential | 0 | 0 | 0 | 0 | 0 | 0 | 0 | 0 | 0 | 0 | 0 | 0 | 0 | 0 | 0 | 0 | 0 | 0 | 0 | 0 | 0 | 0 | 0 | 0 | 0 | 0 | 0
F3_Commercial_OR - Health_Existing_Space Heating_Natural Gas_Gas Boiler - Thermostatic Radiator Valves_A_Technical Potential | F3 | Commercial | OR - Health | Existing | Space Heating | Natural Gas | Gas Boiler - Thermostatic Radiator Valves | A | Integrated Unit Winter Peak Savings (kW) | Technical Potential | 0 | 0 | 0 | 0 | 0 | 0 | 0 | 0 | 0 | 0 | 0 | 0 | 0 | 0 | 0 | 0 | 0 | 0 | 0 | 0 | 0 | 0 | 0 | 0 | 0 | 0 | 0
F4_Commercial_OR - Health_Existing_Space Heating_Natural Gas_Gas Boiler - Thermostatic Radiator Valves_A_Technical Potential | F4 | Commercial | OR - Health | Existing | Space Heating | Natural Gas | Gas Boiler - Thermostatic Radiator Valves | A | Incremental Energy Savings (MWh or mTherms) | Technical Potential | 0 | 0 | 0.26037 | 0.52512 | 0.51524 | 0.50494 | 0.49411 | 0.48261 | 0.47038 | 0.45738 | 0.44362 | 0.42925 | 0.41452 | 0.39976 | 0.38538 | 0.37177 | 0.35922 | 0.17855 | 0 | 6.516e-16 | 0 | 0 | 0 | 0 | 0 | 0 | 0
F5_Commercial_OR - Health_Existing_Space Heating_Natural Gas_Gas Boiler - Thermostatic Radiator Valves_A_Technical Potential | F5 | Commercial | OR - Health | Existing | Space Heating | Natural Gas | Gas Boiler - Thermostatic Radiator Valves | A | Incremental Summer Peak Savings (MW) | Technical Potential | 0 | 0 | 0 | 0 | 0 | 0 | 0 | 0 | 0 | 0 | 0 | 0 | 0 | 0 | 0 | 0 | 0 | 0 | 0 | 0 | 0 | 0 | 0 | 0 | 0 | 0 | 0
F6_Commercial_OR - Health_Existing_Space Heating_Natural Gas_Gas Boiler - Thermostatic Radiator Valves_A_Technical Potential | F6 | Commercial | OR - Health | Existing | Space Heating | Natural Gas | Gas Boiler - Thermostatic Radiator Valves | A | Incremental Winter Peak Savings (MW) | Technical Potential | 0 | 0 | 0 | 0 | 0 | 0 | 0 | 0 | 0 | 0 | 0 | 0 | 0 | 0 | 0 | 0 | 0 | 0 | 0 | 0 | 0 | 0 | 0 | 0 | 0 | 0 | 0
F7_Commercial_OR - Health_Existing_Space Heating_Natural Gas_Gas Boiler - Thermostatic Radiator Valves_A_Technical Potential | F7 | Commercial | OR - Health | Existing | Space Heating | Natural Gas | Gas Boiler - Thermostatic Radiator Valves | A | Cumulative Energy Savings (MWh or mTherms) | Technical Potential | 0 | 0 | 0.26037 | 0.78094 | 1.2815 | 1.7608 | 2.2172 | 2.6482 | 3.0515 | 3.4245 | 3.7651 | 4.0724 | 4.3471 | 4.5922 | 4.8124 | 5.0141 | 5.2041 | 5.2225 | 5.0791 | 4.9499 | 4.8379 | 4.7301 | 4.6397 | 4.5506 | 4.4624 | 4.3753 | 4.289
F8_Commercial_OR - Health_Existing_Space Heating_Natural Gas_Gas Boiler - Thermostatic Radiator Valves_A_Technical Potential | F8 | Commercial | OR - Health | Existing | Space Heating | Natural Gas | Gas Boiler - Thermostatic Radiator Valves | A | Cumulative Summer Peak Savings (MW) | Technical Potential | 0 | 0 | 0 | 0 | 0 | 0 | 0 | 0 | 0 | 0 | 0 | 0 | 0 | 0 | 0 | 0 | 0 | 0 | 0 | 0 | 0 | 0 | 0 | 0 | 0 | 0 | 0
F9_Commercial_OR - Health_Existing_Space Heating_Natural Gas_Gas Boiler - Thermostatic Radiator Valves_A_Technical Potential | F9 | Commercial | OR - Health | Existing | Space Heating | Natural Gas | Gas Boiler - Thermostatic Radiator Valves | A | Cumulative Winter Peak Savings (MW) | Technical Potential | 0 | 0 | 0 | 0 | 0 | 0 | 0 | 0 | 0 | 0 | 0 | 0 | 0 | 0 | 0 | 0 | 0 | 0 | 0 | 0 | 0 | 0 | 0 | 0 | 0 | 0 | 0
F10_Commercial_OR - Health_Existing_Space Heating_Natural Gas_Gas Boiler - Thermostatic Radiator Valves_A_Technical Potential | F10 | Commercial | OR - Health | Existing | Space Heating | Natural Gas | Gas Boiler - Thermostatic Radiator Valves | A | Purchases (Incremental) | Technical Potential | 0 | 0 | 59.6041 | 122.3453 | 122.3453 | 122.3453 | 122.3453 | 122.3453 | 122.3453 | 122.3453 | 122.3453 | 122.3453 | 122.3453 | 122.3453 | 122.3453 | 122.3453 | 122.3453 | 62.7412 | 0 | 2.4158e-13 | 0 | 0 | 0 | 0 | 0 | 0 | 0
F11_Commercial_OR - Health_Existing_Space Heating_Natural Gas_Gas Boiler - Thermostatic Radiator Valves_A_Technical Potential | F11 | Commercial | OR - Health | Existing | Space Heating | Natural Gas | Gas Boiler - Thermostatic Radiator Valves | A | Purchases (Cumulative) | Technical Potential | 0 | 0 | 59.6041 | 181.9494 | 304.2946 | 426.6399 | 548.9852 | 671.3305 | 793.6757 | 916.021 | 1038.3663 | 1160.7115 | 1283.0568 | 1405.4021 | 1527.7474 | 1650.0926 | 1772.4379 | 1835.1791 | 1835.1791 | 1835.1791 | 1835.1791 | 1835.1791 | 1835.1791 | 1835.1791 | 1835.1791 | 1835.1791 | 1835.1791
F1_Commercial_OR - Health_Existing_Space Heating_Natural Gas_HVAC - Shut Off Damper_A_Technical Potential | F1 | Commercial | OR - Health | Existing | Space Heating | Natural Gas | HVAC - Shut Off Damper | A | Integrated Unit Energy Savings (kWh or therms) | Technical Potential | 0 | 0 | 8.106 | 7.8469 | 7.5788 | 7.3163 | 7.0559 | 6.7889 | 6.5126 | 6.2294 | 5.9424 | 5.6566 | 5.3785 | 5.1115 | 4.859 | 4.6242 | 4.4113 | 4.2301 | 4.0798 | 3.9454 | 3.8295 | 3.719 | 3.6474 | 3.5767 | 3.507 | 3.4381 | 3.3698
F2_Commercial_OR - Health_Existing_Space Heating_Natural Gas_HVAC - Shut Off Damper_A_Technical Potential | F2 | Commercial | OR - Health | Existing | Space Heating | Natural Gas | HVAC - Shut Off Damper | A | Integrated Unit Summer Peak Savings (kW) | Technical Potential | 0 | 0 | 0 | 0 | 0 | 0 | 0 | 0 | 0 | 0 | 0 | 0 | 0 | 0 | 0 | 0 | 0 | 0 | 0 | 0 | 0 | 0 | 0 | 0 | 0 | 0 | 0
F3_Commercial_OR - Health_Existing_Space Heating_Natural Gas_HVAC - Shut Off Damper_A_Technical Potential | F3 | Commercial | OR - Health | Existing | Space Heating | Natural Gas | HVAC - Shut Off Damper | A | Integrated Unit Winter Peak Savings (kW) | Technical Potential | 0 | 0 | 0 | 0 | 0 | 0 | 0 | 0 | 0 | 0 | 0 | 0 | 0 | 0 | 0 | 0 | 0 | 0 | 0 | 0 | 0 | 0 | 0 | 0 | 0 | 0 | 0
F4_Commercial_OR - Health_Existing_Space Heating_Natural Gas_HVAC - Shut Off Damper_A_Technical Potential | F4 | Commercial | OR - Health | Existing | Space Heating | Natural Gas | HVAC - Shut Off Damper | A | Incremental Energy Savings (MWh or mTherms) | Technical Potential | 0 | 0 | 0.098569 | 0.11716 | 0.13847 | 0.15517 | 0.17069 | 0.19201 | 0.20207 | 0.19745 | 0.1775 | 0.14524 | 0.10687 | 0.069699 | 0.039648 | 0.017624 | 0 | 0 | 0 | 0 | 0 | 0 | 0 | 0 | 0 | 0 | 0
F5_Commercial_OR - Health_Existing_Space Heating_Natural Gas_HVAC - Shut Off Damper_A_Technical Potential | F5 | Commercial | OR - Health | Existing | Space Heating | Natural Gas | HVAC - Shut Off Damper | A | Incremental Summer Peak Savings (MW) | Technical Potential | 0 | 0 | 0 | 0 | 0 | 0 | 0 | 0 | 0 | 0 | 0 | 0 | 0 | 0 | 0 | 0 | 0 | 0 | 0 | 0 | 0 | 0 | 0 | 0 | 0 | 0 | 0
F6_Commercial_OR - Health_Existing_Space Heating_Natural Gas_HVAC - Shut Off Damper_A_Technical Potential | F6 | Commercial | OR - Health | Existing | Space Heating | Natural Gas | HVAC - Shut Off Damper | A | Incremental Winter Peak Savings (MW) | Technical Potential | 0 | 0 | 0 | 0 | 0 | 0 | 0 | 0 | 0 | 0 | 0 | 0 | 0 | 0 | 0 | 0 | 0 | 0 | 0 | 0 | 0 | 0 | 0 | 0 | 0 | 0 | 0
F7_Commercial_OR - Health_Existing_Space Heating_Natural Gas_HVAC - Shut Off Damper_A_Technical Potential | F7 | Commercial | OR - Health | Existing | Space Heating | Natural Gas | HVAC - Shut Off Damper | A | Cumulative Energy Savings (MWh or mTherms) | Technical Potential | 0 | 0 | 0.098569 | 0.21257 | 0.34378 | 0.48705 | 0.64041 | 0.80819 | 0.97737 | 1.1323 | 1.2576 | 1.3424 | 1.3833 | 1.3843 | 1.3556 | 1.3077 | 1.2475 | 1.1962 | 1.1537 | 1.1157 | 1.083 | 1.0517 | 1.0314 | 1.0115 | 0.99174 | 0.97225 | 0.95295
F8_Commercial_OR - Health_Existing_Space Heating_Natural Gas_HVAC - Shut Off Damper_A_Technical Potential | F8 | Commercial | OR - Health | Existing | Space Heating | Natural Gas | HVAC - Shut Off Damper | A | Cumulative Summer Peak Savings (MW) | Technical Potential | 0 | 0 | 0 | 0 | 0 | 0 | 0 | 0 | 0 | 0 | 0 | 0 | 0 | 0 | 0 | 0 | 0 | 0 | 0 | 0 | 0 | 0 | 0 | 0 | 0 | 0 | 0
F9_Commercial_OR - Health_Existing_Space Heating_Natural Gas_HVAC - Shut Off Damper_A_Technical Potential | F9 | Commercial | OR - Health | Existing | Space Heating | Natural Gas | HVAC - Shut Off Damper | A | Cumulative Winter Peak Savings (MW) | Technical Potential | 0 | 0 | 0 | 0 | 0 | 0 | 0 | 0 | 0 | 0 | 0 | 0 | 0 | 0 | 0 | 0 | 0 | 0 | 0 | 0 | 0 | 0 | 0 | 0 | 0 | 0 | 0
F10_Commercial_OR - Health_Existing_Space Heating_Natural Gas_HVAC - Shut Off Damper_A_Technical Potential | F10 | Commercial | OR - Health | Existing | Space Heating | Natural Gas | HVAC - Shut Off Damper | A | Purchases (Incremental) | Technical Potential | 0 | 0 | 12.16 | 14.9305 | 18.2706 | 21.2093 | 24.1918 | 28.2832 | 31.0271 | 31.6963 | 29.87 | 25.6758 | 19.869 | 13.6357 | 8.1597 | 3.8111 | 0 | 0 | 0 | 0 | 0 | 0 | 0 | 0 | 0 | 0 | 0
F11_Commercial_OR - Health_Existing_Space Heating_Natural Gas_HVAC - Shut Off Damper_A_Technical Potential | F11 | Commercial | OR - Health | Existing | Space Heating | Natural Gas | HVAC - Shut Off Damper | A | Purchases (Cumulative) | Technical Potential | 0 | 0 | 12.16 | 27.0905 | 45.361 | 66.5703 | 90.7621 | 119.0453 | 150.0724 | 181.7687 | 211.6387 | 237.3145 | 257.1835 | 270.8192 | 278.9789 | 282.79 | 282.79 | 282.79 | 282.79 | 282.79 | 282.79 | 282.79 | 282.79 | 282.79 | 282.79 | 282.79 | 282.79
F1_Commercial_OR - Health_Existing_Space Heating_Natural Gas_Gas Furnace - Tube Inserts_A_Technical Potential | F1 | Commercial | OR - Health | Existing | Space Heating | Natural Gas | Gas Furnace - Tube Inserts | A | Integrated Unit Energy Savings (kWh or therms) | Technical Potential | 0 | 0 | 0 | 0 | 0 | 0 | 0 | 0 | 0 | 0 | 0 | 0 | 0 | 0 | 0 | 0 | 0 | 0 | 0 | 0 | 0 | 0 | 0 | 0 | 0 | 0 | 0
F2_Commercial_OR - Health_Existing_Space Heating_Natural Gas_Gas Furnace - Tube Inserts_A_Technical Potential | F2 | Commercial | OR - Health | Existing | Space Heating | Natural Gas | Gas Furnace - Tube Inserts | A | Integrated Unit Summer Peak Savings (kW) | Technical Potential | 0 | 0 | 0 | 0 | 0 | 0 | 0 | 0 | 0 | 0 | 0 | 0 | 0 | 0 | 0 | 0 | 0 | 0 | 0 | 0 | 0 | 0 | 0 | 0 | 0 | 0 | 0
F3_Commercial_OR - Health_Existing_Space Heating_Natural Gas_Gas Furnace - Tube Inserts_A_Technical Potential | F3 | Commercial | OR - Health | Existing | Space Heating | Natural Gas | Gas Furnace - Tube Inserts | A | Integrated Unit Winter Peak Savings (kW) | Technical Potential | 0 | 0 | 0 | 0 | 0 | 0 | 0 | 0 | 0 | 0 | 0 | 0 | 0 | 0 | 0 | 0 | 0 | 0 | 0 | 0 | 0 | 0 | 0 | 0 | 0 | 0 | 0
F4_Commercial_OR - Health_Existing_Space Heating_Natural Gas_Gas Furnace - Tube Inserts_A_Technical Potential | F4 | Commercial | OR - Health | Existing | Space Heating | Natural Gas | Gas Furnace - Tube Inserts | A | Incremental Energy Savings (MWh or mTherms) | Technical Potential | 0 | 0 | 0 | 0 | 0 | 0 | 0 | 0 | 0 | 0 | 0 | 0 | 0 | 0 | 0 | 0 | 0 | 0 | 0 | 0 | 0 | 0 | 0 | 0 | 0 | 0 | 0
F5_Commercial_OR - Health_Existing_Space Heating_Natural Gas_Gas Furnace - Tube Inserts_A_Technical Potential | F5 | Commercial | OR - Health | Existing | Space Heating | Natural Gas | Gas Furnace - Tube Inserts | A | Incremental Summer Peak Savings (MW) | Technical Potential | 0 | 0 | 0 | 0 | 0 | 0 | 0 | 0 | 0 | 0 | 0 | 0 | 0 | 0 | 0 | 0 | 0 | 0 | 0 | 0 | 0 | 0 | 0 | 0 | 0 | 0 | 0
F6_Commercial_OR - Health_Existing_Space Heating_Natural Gas_Gas Furnace - Tube Inserts_A_Technical Potential | F6 | Commercial | OR - Health | Existing | Space Heating | Natural Gas | Gas Furnace - Tube Inserts | A | Incremental Winter Peak Savings (MW) | Technical Potential | 0 | 0 | 0 | 0 | 0 | 0 | 0 | 0 | 0 | 0 | 0 | 0 | 0 | 0 | 0 | 0 | 0 | 0 | 0 | 0 | 0 | 0 | 0 | 0 | 0 | 0 | 0
F7_Commercial_OR - Health_Existing_Space Heating_Natural Gas_Gas Furnace - Tube Inserts_A_Technical Potential | F7 | Commercial | OR - Health | Existing | Space Heating | Natural Gas | Gas Furnace - Tube Inserts | A | Cumulative Energy Savings (MWh or mTherms) | Technical Potential | 0 | 0 | 0 | 0 | 0 | 0 | 0 | 0 | 0 | 0 | 0 | 0 | 0 | 0 | 0 | 0 | 0 | 0 | 0 | 0 | 0 | 0 | 0 | 0 | 0 | 0 | 0
F8_Commercial_OR - Health_Existing_Space Heating_Natural Gas_Gas Furnace - Tube Inserts_A_Technical Potential | F8 | Commercial | OR - Health | Existing | Space Heating | Natural Gas | Gas Furnace - Tube Inserts | A | Cumulative Summer Peak Savings (MW) | Technical Potential | 0 | 0 | 0 | 0 | 0 | 0 | 0 | 0 | 0 | 0 | 0 | 0 | 0 | 0 | 0 | 0 | 0 | 0 | 0 | 0 | 0 | 0 | 0 | 0 | 0 | 0 | 0
F9_Commercial_OR - Health_Existing_Space Heating_Natural Gas_Gas Furnace - Tube Inserts_A_Technical Potential | F9 | Commercial | OR - Health | Existing | Space Heating | Natural Gas | Gas Furnace - Tube Inserts | A | Cumulative Winter Peak Savings (MW) | Technical Potential | 0 | 0 | 0 | 0 | 0 | 0 | 0 | 0 | 0 | 0 | 0 | 0 | 0 | 0 | 0 | 0 | 0 | 0 | 0 | 0 | 0 | 0 | 0 | 0 | 0 | 0 | 0
F10_Commercial_OR - Health_Existing_Space Heating_Natural Gas_Gas Furnace - Tube Inserts_A_Technical Potential | F10 | Commercial | OR - Health | Existing | Space Heating | Natural Gas | Gas Furnace - Tube Inserts | A | Purchases (Incremental) | Technical Potential | 0 | 0 | 473.4971 | 254.7849 | 861.9119 | 1402.0179 | 2128.0674 | 2574.3501 | 3891.1243 | 4512.6837 | 5245.4306 | 5710.8536 | 5746.9127 | 5210.0595 | 4020.4329 | 2208.9503 | 0 | 0 | 0 | 0 | 0 | 0 | 0 | 0 | 0 | 0 | 0
F11_Commercial_OR - Health_Existing_Space Heating_Natural Gas_Gas Furnace - Tube Inserts_A_Technical Potential | F11 | Commercial | OR - Health | Existing | Space Heating | Natural Gas | Gas Furnace - Tube Inserts | A | Purchases (Cumulative) | Technical Potential | 0 | 0 | 473.4971 | 728.282 | 1590.1939 | 2992.2118 | 5120.2792 | 7694.6293 | 11585.7535 | 16098.4373 | 21343.8679 | 27054.7215 | 32801.6342 | 38011.6937 | 42032.1266 | 44241.0769 | 44241.0769 | 44241.0769 | 44241.0769 | 44241.0769 | 44241.0769 | 44241.0769 | 44241.0769 | 44241.0769 | 44241.0769 | 44241.0769 | 44241.0769
F1_Commercial_OR - Health_Existing_Space Heating_Natural Gas_Gas Boiler - Insulate Steam Lines/Condensate Tank_A_Technical Potential | F1 | Commercial | OR - Health | Existing | Space Heating | Natural Gas | Gas Boiler - Insulate Steam Lines/Condensate Tank | A | Integrated Unit Energy Savings (kWh or therms) | Technical Potential | 0 | 0 | 1.1177 | 1.1011 | 1.0843 | 1.0675 | 1.0507 | 1.0339 | 1.0171 | 1.0004 | 0.98369 | 0.96699 | 0.95034 | 0.93373 | 0.91722 | 0.9008 | 0.88452 | 0.86839 | 0.85241 | 0.83656 | 0.82083 | 0.80523 | 0.78985 | 0.77468 | 0.75968 | 0.74485 | 0.73016
F2_Commercial_OR - Health_Existing_Space Heating_Natural Gas_Gas Boiler - Insulate Steam Lines/Condensate Tank_A_Technical Potential | F2 | Commercial | OR - Health | Existing | Space Heating | Natural Gas | Gas Boiler - Insulate Steam Lines/Condensate Tank | A | Integrated Unit Summer Peak Savings (kW) | Technical Potential | 0 | 0 | 0 | 0 | 0 | 0 | 0 | 0 | 0 | 0 | 0 | 0 | 0 | 0 | 0 | 0 | 0 | 0 | 0 | 0 | 0 | 0 | 0 | 0 | 0 | 0 | 0
F3_Commercial_OR - Health_Existing_Space Heating_Natural Gas_Gas Boiler - Insulate Steam Lines/Condensate Tank_A_Technical Potential | F3 | Commercial | OR - Health | Existing | Space Heating | Natural Gas | Gas Boiler - Insulate Steam Lines/Condensate Tank | A | Integrated Unit Winter Peak Savings (kW) | Technical Potential | 0 | 0 | 0 | 0 | 0 | 0 | 0 | 0 | 0 | 0 | 0 | 0 | 0 | 0 | 0 | 0 | 0 | 0 | 0 | 0 | 0 | 0 | 0 | 0 | 0 | 0 | 0
F4_Commercial_OR - Health_Existing_Space Heating_Natural Gas_Gas Boiler - Insulate Steam Lines/Condensate Tank_A_Technical Potential | F4 | Commercial | OR - Health | Existing | Space Heating | Natural Gas | Gas Boiler - Insulate Steam Lines/Condensate Tank | A | Incremental Energy Savings (MWh or mTherms) | Technical Potential | 0 | 0 | 0.15623 | 0.31591 | 0.3111 | 0.30628 | 0.30146 | 0.29664 | 0.29183 | 0.28703 | 0.28223 | 0.27744 | 0.27266 | 0.2679 | 0.26316 | 0.25845 | 0.25378 | 0.12777 | 4.8454e-17 | 4.7553e-16 | 0 | 0 | 0 | 0 | 0 | 0 | 0
F5_Commercial_OR - Health_Existing_Space Heating_Natural Gas_Gas Boiler - Insulate Steam Lines/Condensate Tank_A_Technical Potential | F5 | Commercial | OR - Health | Existing | Space Heating | Natural Gas | Gas Boiler - Insulate Steam Lines/Condensate Tank | A | Incremental Summer Peak Savings (MW) | Technical Potential | 0 | 0 | 0 | 0 | 0 | 0 | 0 | 0 | 0 | 0 | 0 | 0 | 0 | 0 | 0 | 0 | 0 | 0 | 0 | 0 | 0 | 0 | 0 | 0 | 0 | 0 | 0
F6_Commercial_OR - Health_Existing_Space Heating_Natural Gas_Gas Boiler - Insulate Steam Lines/Condensate Tank_A_Technical Potential | F6 | Commercial | OR - Health | Existing | Space Heating | Natural Gas | Gas Boiler - Insulate Steam Lines/Condensate Tank | A | Incremental Winter Peak Savings (MW) | Technical Potential | 0 | 0 | 0 | 0 | 0 | 0 | 0 | 0 | 0 | 0 | 0 | 0 | 0 | 0 | 0 | 0 | 0 | 0 | 0 | 0 | 0 | 0 | 0 | 0 | 0 | 0 | 0
F7_Commercial_OR - Health_Existing_Space Heating_Natural Gas_Gas Boiler - Insulate Steam Lines/Condensate Tank_A_Technical Potential | F7 | Commercial | OR - Health | Existing | Space Heating | Natural Gas | Gas Boiler - Insulate Steam Lines/Condensate Tank | A | Cumulative Energy Savings (MWh or mTherms) | Technical Potential | 0 | 0 | 0.15623 | 0.46981 | 0.77376 | 1.0681 | 1.3527 | 1.6277 | 1.8931 | 2.149 | 2.3954 | 2.6321 | 2.8595 | 3.0774 | 3.2861 | 3.4858 | 3.6766 | 3.7373 | 3.6685 | 3.6003 | 3.5326 | 3.4654 | 3.3993 | 3.334 | 3.2694 | 3.2056 | 3.1423
F8_Commercial_OR - Health_Existing_Space Heating_Natural Gas_Gas Boiler - Insulate Steam Lines/Condensate Tank_A_Technical Potential | F8 | Commercial | OR - Health | Existing | Space Heating | Natural Gas | Gas Boiler - Insulate Steam Lines/Condensate Tank | A | Cumulative Summer Peak Savings (MW) | Technical Potential | 0 | 0 | 0 | 0 | 0 | 0 | 0 | 0 | 0 | 0 | 0 | 0 | 0 | 0 | 0 | 0 | 0 | 0 | 0 | 0 | 0 | 0 | 0 | 0 | 0 | 0 | 0
F9_Commercial_OR - Health_Existing_Space Heating_Natural Gas_Gas Boiler - Insulate Steam Lines/Condensate Tank_A_Technical Potential | F9 | Commercial | OR - Health | Existing | Space Heating | Natural Gas | Gas Boiler - Insulate Steam Lines/Condensate Tank | A | Cumulative Winter Peak Savings (MW) | Technical Potential | 0 | 0 | 0 | 0 | 0 | 0 | 0 | 0 | 0 | 0 | 0 | 0 | 0 | 0 | 0 | 0 | 0 | 0 | 0 | 0 | 0 | 0 | 0 | 0 | 0 | 0 | 0
F10_Commercial_OR - Health_Existing_Space Heating_Natural Gas_Gas Boiler - Insulate Steam Lines/Condensate Tank_A_Technical Potential | F10 | Commercial | OR - Health | Existing | Space Heating | Natural Gas | Gas Boiler - Insulate Steam Lines/Condensate Tank | A | Purchases (Incremental) | Technical Potential | 0 | 0 | 139.7774 | 286.9115 | 286.9115 | 286.9115 | 286.9115 | 286.9115 | 286.9115 | 286.9115 | 286.9115 | 286.9115 | 286.9115 | 286.9115 | 286.9115 | 286.9115 | 286.9115 | 147.1341 | 5.6843e-14 | 5.6843e-13 | 0 | 0 | 0 | 0 | 0 | 0 | 0
F11_Commercial_OR - Health_Existing_Space Heating_Natural Gas_Gas Boiler - Insulate Steam Lines/Condensate Tank_A_Technical Potential | F11 | Commercial | OR - Health | Existing | Space Heating | Natural Gas | Gas Boiler - Insulate Steam Lines/Condensate Tank | A | Purchases (Cumulative) | Technical Potential | 0 | 0 | 139.7774 | 426.6889 | 713.6005 | 1000.512 | 1287.4235 | 1574.3351 | 1861.2466 | 2148.1581 | 2435.0697 | 2721.9812 | 3008.8927 | 3295.8042 | 3582.7158 | 3869.6273 | 4156.5388 | 4303.673 | 4303.673 | 4303.673 | 4303.673 | 4303.673 | 4303.673 | 4303.673 | 4303.673 | 4303.673 | 4303.673
F1_Commercial_OR - Health_Existing_Space Heating_Natural Gas_Gas Boiler - Insulate Hot Water Lines_A_Technical Potential | F1 | Commercial | OR - Health | Existing | Space Heating | Natural Gas | Gas Boiler - Insulate Hot Water Lines | A | Integrated Unit Energy Savings (kWh or therms) | Technical Potential | 0 | 0 | 0.74525 | 0.72922 | 0.71236 | 0.69492 | 0.67666 | 0.65742 | 0.63707 | 0.61558 | 0.593 | 0.5696 | 0.54581 | 0.52218 | 0.49936 | 0.47795 | 0.4584 | 0.44165 | 0.42765 | 0.41516 | 0.40447 | 0.39425 | 0.38672 | 0.37929 | 0.37194 | 0.36468 | 0.35748
F2_Commercial_OR - Health_Existing_Space Heating_Natural Gas_Gas Boiler - Insulate Hot Water Lines_A_Technical Potential | F2 | Commercial | OR - Health | Existing | Space Heating | Natural Gas | Gas Boiler - Insulate Hot Water Lines | A | Integrated Unit Summer Peak Savings (kW) | Technical Potential | 0 | 0 | 0 | 0 | 0 | 0 | 0 | 0 | 0 | 0 | 0 | 0 | 0 | 0 | 0 | 0 | 0 | 0 | 0 | 0 | 0 | 0 | 0 | 0 | 0 | 0 | 0
F3_Commercial_OR - Health_Existing_Space Heating_Natural Gas_Gas Boiler - Insulate Hot Water Lines_A_Technical Potential | F3 | Commercial | OR - Health | Existing | Space Heating | Natural Gas | Gas Boiler - Insulate Hot Water Lines | A | Integrated Unit Winter Peak Savings (kW) | Technical Potential | 0 | 0 | 0 | 0 | 0 | 0 | 0 | 0 | 0 | 0 | 0 | 0 | 0 | 0 | 0 | 0 | 0 | 0 | 0 | 0 | 0 | 0 | 0 | 0 | 0 | 0 | 0
F4_Commercial_OR - Health_Existing_Space Heating_Natural Gas_Gas Boiler - Insulate Hot Water Lines_A_Technical Potential | F4 | Commercial | OR - Health | Existing | Space Heating | Natural Gas | Gas Boiler - Insulate Hot Water Lines | A | Incremental Energy Savings (MWh or mTherms) | Technical Potential | 0 | 0 | 0.10417 | 0.20922 | 0.20439 | 0.19938 | 0.19414 | 0.18862 | 0.18278 | 0.17662 | 0.17014 | 0.16342 | 0.1566 | 0.07683 | 0 | 2.4451e-16 | 0 | 2.7616e-16 | 4.8618e-17 | 2.5959e-16 | 4.5983e-17 | 0 | 0 | 0 | 0 | 0 | 0
F5_Commercial_OR - Health_Existing_Space Heating_Natural Gas_Gas Boiler - Insulate Hot Water Lines_A_Technical Potential | F5 | Commercial | OR - Health | Existing | Space Heating | Natural Gas | Gas Boiler - Insulate Hot Water Lines | A | Incremental Summer Peak Savings (MW) | Technical Potential | 0 | 0 | 0 | 0 | 0 | 0 | 0 | 0 | 0 | 0 | 0 | 0 | 0 | 0 | 0 | 0 | 0 | 0 | 0 | 0 | 0 | 0 | 0 | 0 | 0 | 0 | 0
F6_Commercial_OR - Health_Existing_Space Heating_Natural Gas_Gas Boiler - Insulate Hot Water Lines_A_Technical Potential | F6 | Commercial | OR - Health | Existing | Space Heating | Natural Gas | Gas Boiler - Insulate Hot Water Lines | A | Incremental Winter Peak Savings (MW) | Technical Potential | 0 | 0 | 0 | 0 | 0 | 0 | 0 | 0 | 0 | 0 | 0 | 0 | 0 | 0 | 0 | 0 | 0 | 0 | 0 | 0 | 0 | 0 | 0 | 0 | 0 | 0 | 0
F7_Commercial_OR - Health_Existing_Space Heating_Natural Gas_Gas Boiler - Insulate Hot Water Lines_A_Technical Potential | F7 | Commercial | OR - Health | Existing | Space Heating | Natural Gas | Gas Boiler - Insulate Hot Water Lines | A | Cumulative Energy Savings (MWh or mTherms) | Technical Potential | 0 | 0 | 0.10417 | 0.31115 | 0.50834 | 0.69527 | 0.87115 | 1.035 | 1.1858 | 1.3224 | 1.444 | 1.5504 | 1.6423 | 1.648 | 1.576 | 1.5084 | 1.4467 | 1.3939 | 1.3497 | 1.3103 | 1.2765 | 1.2443 | 1.2205 | 1.1971 | 1.1739 | 1.1509 | 1.1282
F8_Commercial_OR - Health_Existing_Space Heating_Natural Gas_Gas Boiler - Insulate Hot Water Lines_A_Technical Potential | F8 | Commercial | OR - Health | Existing | Space Heating | Natural Gas | Gas Boiler - Insulate Hot Water Lines | A | Cumulative Summer Peak Savings (MW) | Technical Potential | 0 | 0 | 0 | 0 | 0 | 0 | 0 | 0 | 0 | 0 | 0 | 0 | 0 | 0 | 0 | 0 | 0 | 0 | 0 | 0 | 0 | 0 | 0 | 0 | 0 | 0 | 0
F9_Commercial_OR - Health_Existing_Space Heating_Natural Gas_Gas Boiler - Insulate Hot Water Lines_A_Technical Potential | F9 | Commercial | OR - Health | Existing | Space Heating | Natural Gas | Gas Boiler - Insulate Hot Water Lines | A | Cumulative Winter Peak Savings (MW) | Technical Potential | 0 | 0 | 0 | 0 | 0 | 0 | 0 | 0 | 0 | 0 | 0 | 0 | 0 | 0 | 0 | 0 | 0 | 0 | 0 | 0 | 0 | 0 | 0 | 0 | 0 | 0 | 0
F10_Commercial_OR - Health_Existing_Space Heating_Natural Gas_Gas Boiler - Insulate Hot Water Lines_A_Technical Potential | F10 | Commercial | OR - Health | Existing | Space Heating | Natural Gas | Gas Boiler - Insulate Hot Water Lines | A | Purchases (Incremental) | Technical Potential | 0 | 0 | 139.7774 | 286.9115 | 286.9115 | 286.9115 | 286.9115 | 286.9115 | 286.9115 | 286.9115 | 286.9115 | 286.9115 | 286.9115 | 147.1341 | 0 | 5.1159e-13 | 0 | 6.2528e-13 | 1.1369e-13 | 6.2528e-13 | 1.1369e-13 | 0 | 0 | 0 | 0 | 0 | 0
F11_Commercial_OR - Health_Existing_Space Heating_Natural Gas_Gas Boiler - Insulate Hot Water Lines_A_Technical Potential | F11 | Commercial | OR - Health | Existing | Space Heating | Natural Gas | Gas Boiler - Insulate Hot Water Lines | A | Purchases (Cumulative) | Technical Potential | 0 | 0 | 139.7774 | 426.6889 | 713.6005 | 1000.512 | 1287.4235 | 1574.3351 | 1861.2466 | 2148.1581 | 2435.0697 | 2721.9812 | 3008.8927 | 3156.0268 | 3156.0268 | 3156.0268 | 3156.0268 | 3156.0268 | 3156.0268 | 3156.0268 | 3156.0268 | 3156.0268 | 3156.0268 | 3156.0268 | 3156.0268 | 3156.0268 | 3156.0268
F1_Commercial_OR - Health_Existing_Space Heating_Natural Gas_Condensing RTU_A_Technical Potential | F1 | Commercial | OR - Health | Existing | Space Heating | Natural Gas | Condensing RTU | A | Integrated Unit Energy Savings (kWh or therms) | Technical Potential | 0 | 0 | 0.0066353 | 0.0064369 | 0.0062289 | 0.0060223 | 0.0058153 | 0.0056013 | 0.005378 | 0.0051471 | 0.0049115 | 0.0046751 | 0.0044437 | 0.0042203 | 0.0040081 | 0.0038105 | 0.0036308 | 0.0034779 | 0.0033511 | 0.0032382 | 0.0031412 | 0.0030492 | 0.0029839 | 0.00292 | 0.0028576 | 0.0027964 | 0.0027363
F2_Commercial_OR - Health_Existing_Space Heating_Natural Gas_Condensing RTU_A_Technical Potential | F2 | Commercial | OR - Health | Existing | Space Heating | Natural Gas | Condensing RTU | A | Integrated Unit Summer Peak Savings (kW) | Technical Potential | 0 | 0 | 0 | 0 | 0 | 0 | 0 | 0 | 0 | 0 | 0 | 0 | 0 | 0 | 0 | 0 | 0 | 0 | 0 | 0 | 0 | 0 | 0 | 0 | 0 | 0 | 0
F3_Commercial_OR - Health_Existing_Space Heating_Natural Gas_Condensing RTU_A_Technical Potential | F3 | Commercial | OR - Health | Existing | Space Heating | Natural Gas | Condensing RTU | A | Integrated Unit Winter Peak Savings (kW) | Technical Potential | 0 | 0 | 0 | 0 | 0 | 0 | 0 | 0 | 0 | 0 | 0 | 0 | 0 | 0 | 0 | 0 | 0 | 0 | 0 | 0 | 0 | 0 | 0 | 0 | 0 | 0 | 0
F4_Commercial_OR - Health_Existing_Space Heating_Natural Gas_Condensing RTU_A_Technical Potential | F4 | Commercial | OR - Health | Existing | Space Heating | Natural Gas | Condensing RTU | A | Incremental Energy Savings (MWh or mTherms) | Technical Potential | 0 | 0 | 0.0087272 | 0.017378 | 0.016817 | 0.016259 | 0.0157 | 0.007755 | 0 | 0 | 2.2335e-18 | 0 | 0 | 0 | 0 | 2.0794e-17 | 0 | 0 | 0 | 0 | 0 | 0 | 0 | 0 | 0 | 0 | 0
F5_Commercial_OR - Health_Existing_Space Heating_Natural Gas_Condensing RTU_A_Technical Potential | F5 | Commercial | OR - Health | Existing | Space Heating | Natural Gas | Condensing RTU | A | Incremental Summer Peak Savings (MW) | Technical Potential | 0 | 0 | 0 | 0 | 0 | 0 | 0 | 0 | 0 | 0 | 0 | 0 | 0 | 0 | 0 | 0 | 0 | 0 | 0 | 0 | 0 | 0 | 0 | 0 | 0 | 0 | 0
F6_Commercial_OR - Health_Existing_Space Heating_Natural Gas_Condensing RTU_A_Technical Potential | F6 | Commercial | OR - Health | Existing | Space Heating | Natural Gas | Condensing RTU | A | Incremental Winter Peak Savings (MW) | Technical Potential | 0 | 0 | 0 | 0 | 0 | 0 | 0 | 0 | 0 | 0 | 0 | 0 | 0 | 0 | 0 | 0 | 0 | 0 | 0 | 0 | 0 | 0 | 0 | 0 | 0 | 0 | 0
F7_Commercial_OR - Health_Existing_Space Heating_Natural Gas_Condensing RTU_A_Technical Potential | F7 | Commercial | OR - Health | Existing | Space Heating | Natural Gas | Condensing RTU | A | Cumulative Energy Savings (MWh or mTherms) | Technical Potential | 0 | 0 | 0.0087272 | 0.025844 | 0.041826 | 0.056697 | 0.070448 | 0.075611 | 0.072596 | 0.06948 | 0.0663 | 0.063109 | 0.059985 | 0.056969 | 0.054105 | 0.051437 | 0.049011 | 0.046948 | 0.045236 | 0.043712 | 0.042402 | 0.04116 | 0.040279 | 0.039417 | 0.038574 | 0.037748 | 0.036937
F8_Commercial_OR - Health_Existing_Space Heating_Natural Gas_Condensing RTU_A_Technical Potential | F8 | Commercial | OR - Health | Existing | Space Heating | Natural Gas | Condensing RTU | A | Cumulative Summer Peak Savings (MW) | Technical Potential | 0 | 0 | 0 | 0 | 0 | 0 | 0 | 0 | 0 | 0 | 0 | 0 | 0 | 0 | 0 | 0 | 0 | 0 | 0 | 0 | 0 | 0 | 0 | 0 | 0 | 0 | 0
F9_Commercial_OR - Health_Existing_Space Heating_Natural Gas_Condensing RTU_A_Technical Potential | F9 | Commercial | OR - Health | Existing | Space Heating | Natural Gas | Condensing RTU | A | Cumulative Winter Peak Savings (MW) | Technical Potential | 0 | 0 | 0 | 0 | 0 | 0 | 0 | 0 | 0 | 0 | 0 | 0 | 0 | 0 | 0 | 0 | 0 | 0 | 0 | 0 | 0 | 0 | 0 | 0 | 0 | 0 | 0
F10_Commercial_OR - Health_Existing_Space Heating_Natural Gas_Condensing RTU_A_Technical Potential | F10 | Commercial | OR - Health | Existing | Space Heating | Natural Gas | Condensing RTU | A | Purchases (Incremental) | Technical Potential | 0 | 0 | 1315.2697 | 2699.7642 | 2699.7642 | 2699.7642 | 2699.7642 | 1384.4945 | 0 | 0 | 4.5475e-13 | 0 | 0 | 0 | 0 | 5.457e-12 | 0 | 0 | 0 | 0 | 0 | 0 | 0 | 0 | 0 | 0 | 0
F11_Commercial_OR - Health_Existing_Space Heating_Natural Gas_Condensing RTU_A_Technical Potential | F11 | Commercial | OR - Health | Existing | Space Heating | Natural Gas | Condensing RTU | A | Purchases (Cumulative) | Technical Potential | 0 | 0 | 1315.2697 | 4015.034 | 6714.7982 | 9414.5624 | 12114.3266 | 13498.8211 | 13498.8211 | 13498.8211 | 13498.8211 | 13498.8211 | 13498.8211 | 13498.8211 | 13498.8211 | 13498.8211 | 13498.8211 | 13498.8211 | 13498.8211 | 13498.8211 | 13498.8211 | 13498.8211 | 13498.8211 | 13498.8211 | 13498.8211 | 13498.8211 | 13498.8211
F1_Commercial_OR - Health_Existing_Space Heating_Natural Gas_Hydronic Heating Radiator Replacement_A_Technical Potential | F1 | Commercial | OR - Health | Existing | Space Heating | Natural Gas | Hydronic Heating Radiator Replacement | A | Integrated Unit Energy Savings (kWh or therms) | Technical Potential | 0 | 0 | 9.3922 | 9.1621 | 8.9205 | 8.6706 | 8.4101 | 8.1361 | 7.8485 | 7.5482 | 7.2377 | 6.9215 | 6.6099 | 6.3078 | 6.0198 | 5.7506 | 5.5058 | 5.299 | 5.1293 | 4.9784 | 4.8497 | 4.7268 | 4.6365 | 4.5474 | 4.4593 | 4.3722 | 4.2859
F2_Commercial_OR - Health_Existing_Space Heating_Natural Gas_Hydronic Heating Radiator Replacement_A_Technical Potential | F2 | Commercial | OR - Health | Existing | Space Heating | Natural Gas | Hydronic Heating Radiator Replacement | A | Integrated Unit Summer Peak Savings (kW) | Technical Potential | 0 | 0 | 0 | 0 | 0 | 0 | 0 | 0 | 0 | 0 | 0 | 0 | 0 | 0 | 0 | 0 | 0 | 0 | 0 | 0 | 0 | 0 | 0 | 0 | 0 | 0 | 0
F3_Commercial_OR - Health_Existing_Space Heating_Natural Gas_Hydronic Heating Radiator Replacement_A_Technical Potential | F3 | Commercial | OR - Health | Existing | Space Heating | Natural Gas | Hydronic Heating Radiator Replacement | A | Integrated Unit Winter Peak Savings (kW) | Technical Potential | 0 | 0 | 0 | 0 | 0 | 0 | 0 | 0 | 0 | 0 | 0 | 0 | 0 | 0 | 0 | 0 | 0 | 0 | 0 | 0 | 0 | 0 | 0 | 0 | 0 | 0 | 0
F4_Commercial_OR - Health_Existing_Space Heating_Natural Gas_Hydronic Heating Radiator Replacement_A_Technical Potential | F4 | Commercial | OR - Health | Existing | Space Heating | Natural Gas | Hydronic Heating Radiator Replacement | A | Incremental Energy Savings (MWh or mTherms) | Technical Potential | 0 | 0 | 0.22393 | 0.44838 | 0.43655 | 0.42432 | 0.41157 | 0.39817 | 0.38409 | 0.3694 | 0.3542 | 0.33873 | 0.32348 | 0.30869 | 0.2946 | 0.28142 | 0.26944 | 0.25932 | 0.25102 | 0.24363 | 0.23734 | 0.23132 | 0 | 0 | 0 | 0 | 0
F5_Commercial_OR - Health_Existing_Space Heating_Natural Gas_Hydronic Heating Radiator Replacement_A_Technical Potential | F5 | Commercial | OR - Health | Existing | Space Heating | Natural Gas | Hydronic Heating Radiator Replacement | A | Incremental Summer Peak Savings (MW) | Technical Potential | 0 | 0 | 0 | 0 | 0 | 0 | 0 | 0 | 0 | 0 | 0 | 0 | 0 | 0 | 0 | 0 | 0 | 0 | 0 | 0 | 0 | 0 | 0 | 0 | 0 | 0 | 0
F6_Commercial_OR - Health_Existing_Space Heating_Natural Gas_Hydronic Heating Radiator Replacement_A_Technical Potential | F6 | Commercial | OR - Health | Existing | Space Heating | Natural Gas | Hydronic Heating Radiator Replacement | A | Incremental Winter Peak Savings (MW) | Technical Potential | 0 | 0 | 0 | 0 | 0 | 0 | 0 | 0 | 0 | 0 | 0 | 0 | 0 | 0 | 0 | 0 | 0 | 0 | 0 | 0 | 0 | 0 | 0 | 0 | 0 | 0 | 0
F7_Commercial_OR - Health_Existing_Space Heating_Natural Gas_Hydronic Heating Radiator Replacement_A_Technical Potential | F7 | Commercial | OR - Health | Existing | Space Heating | Natural Gas | Hydronic Heating Radiator Replacement | A | Cumulative Energy Savings (MWh or mTherms) | Technical Potential | 0 | 0 | 0.22393 | 0.66682 | 1.0858 | 1.4797 | 1.8468 | 2.1848 | 2.4917 | 2.7657 | 3.0062 | 3.2135 | 3.3924 | 3.546 | 3.6787 | 3.7956 | 3.9035 | 4.0162 | 4.1386 | 4.2604 | 4.3877 | 4.5078 | 4.4217 | 4.3367 | 4.2527 | 4.1696 | 4.0873
F8_Commercial_OR - Health_Existing_Space Heating_Natural Gas_Hydronic Heating Radiator Replacement_A_Technical Potential | F8 | Commercial | OR - Health | Existing | Space Heating | Natural Gas | Hydronic Heating Radiator Replacement | A | Cumulative Summer Peak Savings (MW) | Technical Potential | 0 | 0 | 0 | 0 | 0 | 0 | 0 | 0 | 0 | 0 | 0 | 0 | 0 | 0 | 0 | 0 | 0 | 0 | 0 | 0 | 0 | 0 | 0 | 0 | 0 | 0 | 0
F9_Commercial_OR - Health_Existing_Space Heating_Natural Gas_Hydronic Heating Radiator Replacement_A_Technical Potential | F9 | Commercial | OR - Health | Existing | Space Heating | Natural Gas | Hydronic Heating Radiator Replacement | A | Cumulative Winter Peak Savings (MW) | Technical Potential | 0 | 0 | 0 | 0 | 0 | 0 | 0 | 0 | 0 | 0 | 0 | 0 | 0 | 0 | 0 | 0 | 0 | 0 | 0 | 0 | 0 | 0 | 0 | 0 | 0 | 0 | 0
F10_Commercial_OR - Health_Existing_Space Heating_Natural Gas_Hydronic Heating Radiator Replacement_A_Technical Potential | F10 | Commercial | OR - Health | Existing | Space Heating | Natural Gas | Hydronic Heating Radiator Replacement | A | Purchases (Incremental) | Technical Potential | 0 | 0 | 23.8416 | 48.9381 | 48.9381 | 48.9381 | 48.9381 | 48.9381 | 48.9381 | 48.9381 | 48.9381 | 48.9381 | 48.9381 | 48.9381 | 48.9381 | 48.9381 | 48.9381 | 48.9381 | 48.9381 | 48.9381 | 48.9381 | 48.9381 | 0 | 0 | 0 | 0 | 0
F11_Commercial_OR - Health_Existing_Space Heating_Natural Gas_Hydronic Heating Radiator Replacement_A_Technical Potential | F11 | Commercial | OR - Health | Existing | Space Heating | Natural Gas | Hydronic Heating Radiator Replacement | A | Purchases (Cumulative) | Technical Potential | 0 | 0 | 23.8416 | 72.7798 | 121.7179 | 170.656 | 219.5941 | 268.5322 | 317.4703 | 366.4084 | 415.3465 | 464.2846 | 513.2227 | 562.1608 | 611.0989 | 660.0371 | 708.9752 | 757.9133 | 806.8514 | 855.7895 | 904.7276 | 953.6657 | 953.6657 | 953.6657 | 953.6657 | 953.6657 | 953.6657
F1_Commercial_OR - Health_Existing_Space Heating_Natural Gas_Thermostat - Connected_A_Technical Potential | F1 | Commercial | OR - Health | Existing | Space Heating | Natural Gas | Thermostat - Connected | A | Integrated Unit Energy Savings (kWh or therms) | Technical Potential | 0 | 0 | 8.7859 | 8.5576 | 8.319 | 8.0732 | 7.8181 | 7.5511 | 7.2721 | 6.9821 | 6.6836 | 6.3806 | 6.0829 | 5.7948 | 5.5206 | 5.2646 | 5.0317 | 4.8344 | 4.6715 | 4.5262 | 4.4017 | 4.2829 | 4.2004 | 4.1191 | 4.0387 | 3.9594 | 3.8808
F2_Commercial_OR - Health_Existing_Space Heating_Natural Gas_Thermostat - Connected_A_Technical Potential | F2 | Commercial | OR - Health | Existing | Space Heating | Natural Gas | Thermostat - Connected | A | Integrated Unit Summer Peak Savings (kW) | Technical Potential | 0 | 0 | 0 | 0 | 0 | 0 | 0 | 0 | 0 | 0 | 0 | 0 | 0 | 0 | 0 | 0 | 0 | 0 | 0 | 0 | 0 | 0 | 0 | 0 | 0 | 0 | 0
F3_Commercial_OR - Health_Existing_Space Heating_Natural Gas_Thermostat - Connected_A_Technical Potential | F3 | Commercial | OR - Health | Existing | Space Heating | Natural Gas | Thermostat - Connected | A | Integrated Unit Winter Peak Savings (kW) | Technical Potential | 0 | 0 | 0 | 0 | 0 | 0 | 0 | 0 | 0 | 0 | 0 | 0 | 0 | 0 | 0 | 0 | 0 | 0 | 0 | 0 | 0 | 0 | 0 | 0 | 0 | 0 | 0
F4_Commercial_OR - Health_Existing_Space Heating_Natural Gas_Thermostat - Connected_A_Technical Potential | F4 | Commercial | OR - Health | Existing | Space Heating | Natural Gas | Thermostat - Connected | A | Incremental Energy Savings (MWh or mTherms) | Technical Potential | 0 | 0 | 0.20517 | 0.24537 | 0.29189 | 0.32883 | 0.36322 | 0.23381 | 0.2248 | 0.18002 | 0.11116 | 0.018184 | 0 | 0 | 0 | 0 | 0 | 0 | 0 | 0 | 0 | 0 | 0 | 0 | 0 | 0 | 0
F5_Commercial_OR - Health_Existing_Space Heating_Natural Gas_Thermostat - Connected_A_Technical Potential | F5 | Commercial | OR - Health | Existing | Space Heating | Natural Gas | Thermostat - Connected | A | Incremental Summer Peak Savings (MW) | Technical Potential | 0 | 0 | 0 | 0 | 0 | 0 | 0 | 0 | 0 | 0 | 0 | 0 | 0 | 0 | 0 | 0 | 0 | 0 | 0 | 0 | 0 | 0 | 0 | 0 | 0 | 0 | 0
F6_Commercial_OR - Health_Existing_Space Heating_Natural Gas_Thermostat - Connected_A_Technical Potential | F6 | Commercial | OR - Health | Existing | Space Heating | Natural Gas | Thermostat - Connected | A | Incremental Winter Peak Savings (MW) | Technical Potential | 0 | 0 | 0 | 0 | 0 | 0 | 0 | 0 | 0 | 0 | 0 | 0 | 0 | 0 | 0 | 0 | 0 | 0 | 0 | 0 | 0 | 0 | 0 | 0 | 0 | 0 | 0
F7_Commercial_OR - Health_Existing_Space Heating_Natural Gas_Thermostat - Connected_A_Technical Potential | F7 | Commercial | OR - Health | Existing | Space Heating | Natural Gas | Thermostat - Connected | A | Cumulative Energy Savings (MWh or mTherms) | Technical Potential | 0 | 0 | 0.20517 | 0.44522 | 0.72469 | 1.0321 | 1.3627 | 1.55 | 1.7175 | 1.8291 | 1.862 | 1.7958 | 1.712 | 1.6309 | 1.5537 | 1.4817 | 1.4162 | 1.3606 | 1.3148 | 1.2739 | 1.2388 | 1.2054 | 1.1822 | 1.1593 | 1.1367 | 1.1143 | 1.0922
F8_Commercial_OR - Health_Existing_Space Heating_Natural Gas_Thermostat - Connected_A_Technical Potential | F8 | Commercial | OR - Health | Existing | Space Heating | Natural Gas | Thermostat - Connected | A | Cumulative Summer Peak Savings (MW) | Technical Potential | 0 | 0 | 0 | 0 | 0 | 0 | 0 | 0 | 0 | 0 | 0 | 0 | 0 | 0 | 0 | 0 | 0 | 0 | 0 | 0 | 0 | 0 | 0 | 0 | 0 | 0 | 0
F9_Commercial_OR - Health_Existing_Space Heating_Natural Gas_Thermostat - Connected_A_Technical Potential | F9 | Commercial | OR - Health | Existing | Space Heating | Natural Gas | Thermostat - Connected | A | Cumulative Winter Peak Savings (MW) | Technical Potential | 0 | 0 | 0 | 0 | 0 | 0 | 0 | 0 | 0 | 0 | 0 | 0 | 0 | 0 | 0 | 0 | 0 | 0 | 0 | 0 | 0 | 0 | 0 | 0 | 0 | 0 | 0
F10_Commercial_OR - Health_Existing_Space Heating_Natural Gas_Thermostat - Connected_A_Technical Potential | F10 | Commercial | OR - Health | Existing | Space Heating | Natural Gas | Thermostat - Connected | A | Purchases (Incremental) | Technical Potential | 0 | 0 | 23.3525 | 28.6731 | 35.0875 | 40.7311 | 46.4589 | 30.9636 | 30.9125 | 25.7834 | 16.6324 | 2.8499 | 0 | 0 | 0 | 0 | 0 | 0 | 0 | 0 | 0 | 0 | 0 | 0 | 0 | 0 | 0
F11_Commercial_OR - Health_Existing_Space Heating_Natural Gas_Thermostat - Connected_A_Technical Potential | F11 | Commercial | OR - Health | Existing | Space Heating | Natural Gas | Thermostat - Connected | A | Purchases (Cumulative) | Technical Potential | 0 | 0 | 23.3525 | 52.0256 | 87.1131 | 127.8442 | 174.3031 | 205.2667 | 236.1792 | 261.9626 | 278.595 | 281.4449 | 281.4449 | 281.4449 | 281.4449 | 281.4449 | 281.4449 | 281.4449 | 281.4449 | 281.4449 | 281.4449 | 281.4449 | 281.4449 | 281.4449 | 281.4449 | 281.4449 | 281.4449
F1_Commercial_OR - Health_Existing_Water Heating_Natural Gas_Water Heater - Thermostatic Shower Restriction Valve_A_Technical Potential | F1 | Commercial | OR - Health | Existing | Water Heating | Natural Gas | Water Heater - Thermostatic Shower Restriction Valve | A | Integrated Unit Energy Savings (kWh or therms) | Technical Potential | 0 | 0 | 1.2644 | 1.2292 | 1.1972 | 1.1677 | 1.1405 | 1.1152 | 1.0922 | 1.0712 | 1.0513 | 1.0326 | 1.0271 | 1.023 | 1.0204 | 1.0146 | 1.0101 | 1.0065 | 1.0036 | 1.0011 | 0.99965 | 0.99882 | 0.99843 | 0.99811 | 0.99713 | 0.99693 | 0.99677
F2_Commercial_OR - Health_Existing_Water Heating_Natural Gas_Water Heater - Thermostatic Shower Restriction Valve_A_Technical Potential | F2 | Commercial | OR - Health | Existing | Water Heating | Natural Gas | Water Heater - Thermostatic Shower Restriction Valve | A | Integrated Unit Summer Peak Savings (kW) | Technical Potential | 0 | 0 | 0 | 0 | 0 | 0 | 0 | 0 | 0 | 0 | 0 | 0 | 0 | 0 | 0 | 0 | 0 | 0 | 0 | 0 | 0 | 0 | 0 | 0 | 0 | 0 | 0
F3_Commercial_OR - Health_Existing_Water Heating_Natural Gas_Water Heater - Thermostatic Shower Restriction Valve_A_Technical Potential | F3 | Commercial | OR - Health | Existing | Water Heating | Natural Gas | Water Heater - Thermostatic Shower Restriction Valve | A | Integrated Unit Winter Peak Savings (kW) | Technical Potential | 0 | 0 | 0 | 0 | 0 | 0 | 0 | 0 | 0 | 0 | 0 | 0 | 0 | 0 | 0 | 0 | 0 | 0 | 0 | 0 | 0 | 0 | 0 | 0 | 0 | 0 | 0
F4_Commercial_OR - Health_Existing_Water Heating_Natural Gas_Water Heater - Thermostatic Shower Restriction Valve_A_Technical Potential | F4 | Commercial | OR - Health | Existing | Water Heating | Natural Gas | Water Heater - Thermostatic Shower Restriction Valve | A | Incremental Energy Savings (MWh or mTherms) | Technical Potential | 0 | 0 | 0 | 0 | 0 | 0 | 0 | 0 | 0 | 0 | 0 | 0 | 0 | 0 | 0 | 0 | 0 | 0 | 0 | 0 | 0 | 0 | 0 | 0 | 0 | 0 | 0
F5_Commercial_OR - Health_Existing_Water Heating_Natural Gas_Water Heater - Thermostatic Shower Restriction Valve_A_Technical Potential | F5 | Commercial | OR - Health | Existing | Water Heating | Natural Gas | Water Heater - Thermostatic Shower Restriction Valve | A | Incremental Summer Peak Savings (MW) | Technical Potential | 0 | 0 | 0 | 0 | 0 | 0 | 0 | 0 | 0 | 0 | 0 | 0 | 0 | 0 | 0 | 0 | 0 | 0 | 0 | 0 | 0 | 0 | 0 | 0 | 0 | 0 | 0
F6_Commercial_OR - Health_Existing_Water Heating_Natural Gas_Water Heater - Thermostatic Shower Restriction Valve_A_Technical Potential | F6 | Commercial | OR - Health | Existing | Water Heating | Natural Gas | Water Heater - Thermostatic Shower Restriction Valve | A | Incremental Winter Peak Savings (MW) | Technical Potential | 0 | 0 | 0 | 0 | 0 | 0 | 0 | 0 | 0 | 0 | 0 | 0 | 0 | 0 | 0 | 0 | 0 | 0 | 0 | 0 | 0 | 0 | 0 | 0 | 0 | 0 | 0
F7_Commercial_OR - Health_Existing_Water Heating_Natural Gas_Water Heater - Thermostatic Shower Restriction Valve_A_Technical Potential | F7 | Commercial | OR - Health | Existing | Water Heating | Natural Gas | Water Heater - Thermostatic Shower Restriction Valve | A | Cumulative Energy Savings (MWh or mTherms) | Technical Potential | 0 | 0 | 0 | 0 | 0 | 0 | 0 | 0 | 0 | 0 | 0 | 0 | 0 | 0 | 0 | 0 | 0 | 0 | 0 | 0 | 0 | 0 | 0 | 0 | 0 | 0 | 0
F8_Commercial_OR - Health_Existing_Water Heating_Natural Gas_Water Heater - Thermostatic Shower Restriction Valve_A_Technical Potential | F8 | Commercial | OR - Health | Existing | Water Heating | Natural Gas | Water Heater - Thermostatic Shower Restriction Valve | A | Cumulative Summer Peak Savings (MW) | Technical Potential | 0 | 0 | 0 | 0 | 0 | 0 | 0 | 0 | 0 | 0 | 0 | 0 | 0 | 0 | 0 | 0 | 0 | 0 | 0 | 0 | 0 | 0 | 0 | 0 | 0 | 0 | 0
F9_Commercial_OR - Health_Existing_Water Heating_Natural Gas_Water Heater - Thermostatic Shower Restriction Valve_A_Technical Potential | F9 | Commercial | OR - Health | Existing | Water Heating | Natural Gas | Water Heater - Thermostatic Shower Restriction Valve | A | Cumulative Winter Peak Savings (MW) | Technical Potential | 0 | 0 | 0 | 0 | 0 | 0 | 0 | 0 | 0 | 0 | 0 | 0 | 0 | 0 | 0 | 0 | 0 | 0 | 0 | 0 | 0 | 0 | 0 | 0 | 0 | 0 | 0
F10_Commercial_OR - Health_Existing_Water Heating_Natural Gas_Water Heater - Thermostatic Shower Restriction Valve_A_Technical Potential | F10 | Commercial | OR - Health | Existing | Water Heating | Natural Gas | Water Heater - Thermostatic Shower Restriction Valve | A | Purchases (Incremental) | Technical Potential | 0 | 0 | 0 | 0 | 0 | 0 | 0 | 0 | 0 | 0 | 0 | 0 | 0 | 0 | 0 | 0 | 0 | 0 | 0 | 0 | 0 | 0 | 0 | 0 | 0 | 0 | 0
F11_Commercial_OR - Health_Existing_Water Heating_Natural Gas_Water Heater - Thermostatic Shower Restriction Valve_A_Technical Potential | F11 | Commercial | OR - Health | Existing | Water Heating | Natural Gas | Water Heater - Thermostatic Shower Restriction Valve | A | Purchases (Cumulative) | Technical Potential | 0 | 0 | 0 | 0 | 0 | 0 | 0 | 0 | 0 | 0 | 0 | 0 | 0 | 0 | 0 | 0 | 0 | 0 | 0 | 0 | 0 | 0 | 0 | 0 | 0 | 0 | 0
F1_Commercial_OR - Health_Existing_Water Heating_Natural Gas_Water Heater - Pre-Rinse Spray Valve_A_Technical Potential | F1 | Commercial | OR - Health | Existing | Water Heating | Natural Gas | Water Heater - Pre-Rinse Spray Valve | A | Integrated Unit Energy Savings (kWh or therms) | Technical Potential | 0 | 0 | 2.3289 | 2.2625 | 2.2018 | 2.1454 | 2.0931 | 2.0441 | 1.9991 | 1.958 | 1.919 | 1.8827 | 1.8711 | 1.8623 | 1.8574 | 1.8468 | 1.8385 | 1.8319 | 1.8266 | 1.8221 | 1.8195 | 1.818 | 1.8173 | 1.8167 | 1.8149 | 1.8145 | 1.8142
F2_Commercial_OR - Health_Existing_Water Heating_Natural Gas_Water Heater - Pre-Rinse Spray Valve_A_Technical Potential | F2 | Commercial | OR - Health | Existing | Water Heating | Natural Gas | Water Heater - Pre-Rinse Spray Valve | A | Integrated Unit Summer Peak Savings (kW) | Technical Potential | 0 | 0 | 0 | 0 | 0 | 0 | 0 | 0 | 0 | 0 | 0 | 0 | 0 | 0 | 0 | 0 | 0 | 0 | 0 | 0 | 0 | 0 | 0 | 0 | 0 | 0 | 0
F3_Commercial_OR - Health_Existing_Water Heating_Natural Gas_Water Heater - Pre-Rinse Spray Valve_A_Technical Potential | F3 | Commercial | OR - Health | Existing | Water Heating | Natural Gas | Water Heater - Pre-Rinse Spray Valve | A | Integrated Unit Winter Peak Savings (kW) | Technical Potential | 0 | 0 | 0 | 0 | 0 | 0 | 0 | 0 | 0 | 0 | 0 | 0 | 0 | 0 | 0 | 0 | 0 | 0 | 0 | 0 | 0 | 0 | 0 | 0 | 0 | 0 | 0
F4_Commercial_OR - Health_Existing_Water Heating_Natural Gas_Water Heater - Pre-Rinse Spray Valve_A_Technical Potential | F4 | Commercial | OR - Health | Existing | Water Heating | Natural Gas | Water Heater - Pre-Rinse Spray Valve | A | Incremental Energy Savings (MWh or mTherms) | Technical Potential | 0 | 0 | 0.0030587 | 0.0036486 | 0.004345 | 0.0049147 | 0.0027201 | 0.002948 | 0.0027544 | 0.0022178 | 0.0011769 | 0 | 0 | 0 | 0 | 0 | 0 | 0 | 0 | 0 | 0 | 0 | 0 | 0 | 0 | 0 | 0
F5_Commercial_OR - Health_Existing_Water Heating_Natural Gas_Water Heater - Pre-Rinse Spray Valve_A_Technical Potential | F5 | Commercial | OR - Health | Existing | Water Heating | Natural Gas | Water Heater - Pre-Rinse Spray Valve | A | Incremental Summer Peak Savings (MW) | Technical Potential | 0 | 0 | 0 | 0 | 0 | 0 | 0 | 0 | 0 | 0 | 0 | 0 | 0 | 0 | 0 | 0 | 0 | 0 | 0 | 0 | 0 | 0 | 0 | 0 | 0 | 0 | 0
F6_Commercial_OR - Health_Existing_Water Heating_Natural Gas_Water Heater - Pre-Rinse Spray Valve_A_Technical Potential | F6 | Commercial | OR - Health | Existing | Water Heating | Natural Gas | Water Heater - Pre-Rinse Spray Valve | A | Incremental Winter Peak Savings (MW) | Technical Potential | 0 | 0 | 0 | 0 | 0 | 0 | 0 | 0 | 0 | 0 | 0 | 0 | 0 | 0 | 0 | 0 | 0 | 0 | 0 | 0 | 0 | 0 | 0 | 0 | 0 | 0 | 0
F7_Commercial_OR - Health_Existing_Water Heating_Natural Gas_Water Heater - Pre-Rinse Spray Valve_A_Technical Potential | F7 | Commercial | OR - Health | Existing | Water Heating | Natural Gas | Water Heater - Pre-Rinse Spray Valve | A | Cumulative Energy Savings (MWh or mTherms) | Technical Potential | 0 | 0 | 0.0030587 | 0.0066202 | 0.010787 | 0.015426 | 0.01777 | 0.020302 | 0.02261 | 0.024362 | 0.025054 | 0.02458 | 0.024428 | 0.024314 | 0.02425 | 0.024111 | 0.024003 | 0.023917 | 0.023848 | 0.023789 | 0.023755 | 0.023735 | 0.023726 | 0.023718 | 0.023695 | 0.02369 | 0.023686
F8_Commercial_OR - Health_Existing_Water Heating_Natural Gas_Water Heater - Pre-Rinse Spray Valve_A_Technical Potential | F8 | Commercial | OR - Health | Existing | Water Heating | Natural Gas | Water Heater - Pre-Rinse Spray Valve | A | Cumulative Summer Peak Savings (MW) | Technical Potential | 0 | 0 | 0 | 0 | 0 | 0 | 0 | 0 | 0 | 0 | 0 | 0 | 0 | 0 | 0 | 0 | 0 | 0 | 0 | 0 | 0 | 0 | 0 | 0 | 0 | 0 | 0
F9_Commercial_OR - Health_Existing_Water Heating_Natural Gas_Water Heater - Pre-Rinse Spray Valve_A_Technical Potential | F9 | Commercial | OR - Health | Existing | Water Heating | Natural Gas | Water Heater - Pre-Rinse Spray Valve | A | Cumulative Winter Peak Savings (MW) | Technical Potential | 0 | 0 | 0 | 0 | 0 | 0 | 0 | 0 | 0 | 0 | 0 | 0 | 0 | 0 | 0 | 0 | 0 | 0 | 0 | 0 | 0 | 0 | 0 | 0 | 0 | 0 | 0
F10_Commercial_OR - Health_Existing_Water Heating_Natural Gas_Water Heater - Pre-Rinse Spray Valve_A_Technical Potential | F10 | Commercial | OR - Health | Existing | Water Heating | Natural Gas | Water Heater - Pre-Rinse Spray Valve | A | Purchases (Incremental) | Technical Potential | 0 | 0 | 1.3134 | 1.6126 | 1.9734 | 2.2908 | 1.2995 | 1.4422 | 1.3778 | 1.1327 | 0.61329 | 0 | 0 | 0 | 0 | 0 | 0 | 0 | 0 | 0 | 0 | 0 | 0 | 0 | 0 | 0 | 0
F11_Commercial_OR - Health_Existing_Water Heating_Natural Gas_Water Heater - Pre-Rinse Spray Valve_A_Technical Potential | F11 | Commercial | OR - Health | Existing | Water Heating | Natural Gas | Water Heater - Pre-Rinse Spray Valve | A | Purchases (Cumulative) | Technical Potential | 0 | 0 | 1.3134 | 2.926 | 4.8994 | 7.1902 | 8.4897 | 9.9319 | 11.3097 | 12.4424 | 13.0557 | 13.0557 | 13.0557 | 13.0557 | 13.0557 | 13.0557 | 13.0557 | 13.0557 | 13.0557 | 13.0557 | 13.0557 | 13.0557 | 13.0557 | 13.0557 | 13.0557 | 13.0557 | 13.0557
F1_Commercial_OR - Health_Existing_Water Heating_Natural Gas_Water Heater - Temperature Setback_A_Technical Potential | F1 | Commercial | OR - Health | Existing | Water Heating | Natural Gas | Water Heater - Temperature Setback | A | Integrated Unit Energy Savings (kWh or therms) | Technical Potential | 0 | 0 | 14.4128 | 14.0204 | 13.6589 | 13.3255 | 13.0179 | 12.7327 | 12.47 | 12.2306 | 12.0031 | 11.7898 | 11.7275 | 11.6801 | 11.6508 | 11.585 | 11.5332 | 11.4917 | 11.4586 | 11.4302 | 11.4138 | 11.4044 | 11.3999 | 11.3962 | 11.3851 | 11.3827 | 11.3809
F2_Commercial_OR - Health_Existing_Water Heating_Natural Gas_Water Heater - Temperature Setback_A_Technical Potential | F2 | Commercial | OR - Health | Existing | Water Heating | Natural Gas | Water Heater - Temperature Setback | A | Integrated Unit Summer Peak Savings (kW) | Technical Potential | 0 | 0 | 0 | 0 | 0 | 0 | 0 | 0 | 0 | 0 | 0 | 0 | 0 | 0 | 0 | 0 | 0 | 0 | 0 | 0 | 0 | 0 | 0 | 0 | 0 | 0 | 0
F3_Commercial_OR - Health_Existing_Water Heating_Natural Gas_Water Heater - Temperature Setback_A_Technical Potential | F3 | Commercial | OR - Health | Existing | Water Heating | Natural Gas | Water Heater - Temperature Setback | A | Integrated Unit Winter Peak Savings (kW) | Technical Potential | 0 | 0 | 0 | 0 | 0 | 0 | 0 | 0 | 0 | 0 | 0 | 0 | 0 | 0 | 0 | 0 | 0 | 0 | 0 | 0 | 0 | 0 | 0 | 0 | 0 | 0 | 0
F4_Commercial_OR - Health_Existing_Water Heating_Natural Gas_Water Heater - Temperature Setback_A_Technical Potential | F4 | Commercial | OR - Health | Existing | Water Heating | Natural Gas | Water Heater - Temperature Setback | A | Incremental Energy Savings (MWh or mTherms) | Technical Potential | 0 | 0 | 0.073375 | 0.08764 | 0.034943 | 0.035029 | 0.032272 | 0.037709 | 0 | 0 | 0 | 0 | 0 | 0 | 0 | 0 | 0 | 0 | 0 | 0 | 0 | 0 | 0 | 0 | 0 | 0 | 0
F5_Commercial_OR - Health_Existing_Water Heating_Natural Gas_Water Heater - Temperature Setback_A_Technical Potential | F5 | Commercial | OR - Health | Existing | Water Heating | Natural Gas | Water Heater - Temperature Setback | A | Incremental Summer Peak Savings (MW) | Technical Potential | 0 | 0 | 0 | 0 | 0 | 0 | 0 | 0 | 0 | 0 | 0 | 0 | 0 | 0 | 0 | 0 | 0 | 0 | 0 | 0 | 0 | 0 | 0 | 0 | 0 | 0 | 0
F6_Commercial_OR - Health_Existing_Water Heating_Natural Gas_Water Heater - Temperature Setback_A_Technical Potential | F6 | Commercial | OR - Health | Existing | Water Heating | Natural Gas | Water Heater - Temperature Setback | A | Incremental Winter Peak Savings (MW) | Technical Potential | 0 | 0 | 0 | 0 | 0 | 0 | 0 | 0 | 0 | 0 | 0 | 0 | 0 | 0 | 0 | 0 | 0 | 0 | 0 | 0 | 0 | 0 | 0 | 0 | 0 | 0 | 0
F7_Commercial_OR - Health_Existing_Water Heating_Natural Gas_Water Heater - Temperature Setback_A_Technical Potential | F7 | Commercial | OR - Health | Existing | Water Heating | Natural Gas | Water Heater - Temperature Setback | A | Cumulative Energy Savings (MWh or mTherms) | Technical Potential | 0 | 0 | 0.073375 | 0.15902 | 0.18986 | 0.22026 | 0.24744 | 0.27973 | 0.27396 | 0.2687 | 0.2637 | 0.25902 | 0.25765 | 0.2566 | 0.25596 | 0.25452 | 0.25338 | 0.25247 | 0.25174 | 0.25112 | 0.25075 | 0.25055 | 0.25045 | 0.25037 | 0.25012 | 0.25007 | 0.25003
F8_Commercial_OR - Health_Existing_Water Heating_Natural Gas_Water Heater - Temperature Setback_A_Technical Potential | F8 | Commercial | OR - Health | Existing | Water Heating | Natural Gas | Water Heater - Temperature Setback | A | Cumulative Summer Peak Savings (MW) | Technical Potential | 0 | 0 | 0 | 0 | 0 | 0 | 0 | 0 | 0 | 0 | 0 | 0 | 0 | 0 | 0 | 0 | 0 | 0 | 0 | 0 | 0 | 0 | 0 | 0 | 0 | 0 | 0
F9_Commercial_OR - Health_Existing_Water Heating_Natural Gas_Water Heater - Temperature Setback_A_Technical Potential | F9 | Commercial | OR - Health | Existing | Water Heating | Natural Gas | Water Heater - Temperature Setback | A | Cumulative Winter Peak Savings (MW) | Technical Potential | 0 | 0 | 0 | 0 | 0 | 0 | 0 | 0 | 0 | 0 | 0 | 0 | 0 | 0 | 0 | 0 | 0 | 0 | 0 | 0 | 0 | 0 | 0 | 0 | 0 | 0 | 0
F10_Commercial_OR - Health_Existing_Water Heating_Natural Gas_Water Heater - Temperature Setback_A_Technical Potential | F10 | Commercial | OR - Health | Existing | Water Heating | Natural Gas | Water Heater - Temperature Setback | A | Purchases (Incremental) | Technical Potential | 0 | 0 | 5.091 | 6.2509 | 2.5583 | 2.6287 | 2.479 | 2.9616 | 0 | 0 | 0 | 0 | 0 | 0 | 0 | 0 | 0 | 0 | 0 | 0 | 0 | 0 | 0 | 0 | 0 | 0 | 0
F11_Commercial_OR - Health_Existing_Water Heating_Natural Gas_Water Heater - Temperature Setback_A_Technical Potential | F11 | Commercial | OR - Health | Existing | Water Heating | Natural Gas | Water Heater - Temperature Setback | A | Purchases (Cumulative) | Technical Potential | 0 | 0 | 5.091 | 11.3418 | 13.9001 | 16.5288 | 19.0079 | 21.9695 | 21.9695 | 21.9695 | 21.9695 | 21.9695 | 21.9695 | 21.9695 | 21.9695 | 21.9695 | 21.9695 | 21.9695 | 21.9695 | 21.9695 | 21.9695 | 21.9695 | 21.9695 | 21.9695 | 21.9695 | 21.9695 | 21.9695
F1_Commercial_OR - Health_Existing_Water Heating_Natural Gas_Water Heater - Faucet Aerators_A_Technical Potential | F1 | Commercial | OR - Health | Existing | Water Heating | Natural Gas | Water Heater - Faucet Aerators | A | Integrated Unit Energy Savings (kWh or therms) | Technical Potential | 0 | 0 | 1.8548 | 1.8043 | 1.7578 | 1.7149 | 1.6753 | 1.6386 | 1.6048 | 1.574 | 1.5447 | 1.5172 | 1.5092 | 1.5031 | 1.4993 | 1.4909 | 1.4842 | 1.4789 | 1.4746 | 1.471 | 1.4688 | 1.4676 | 1.467 | 1.4666 | 1.4651 | 1.4648 | 1.4646
F2_Commercial_OR - Health_Existing_Water Heating_Natural Gas_Water Heater - Faucet Aerators_A_Technical Potential | F2 | Commercial | OR - Health | Existing | Water Heating | Natural Gas | Water Heater - Faucet Aerators | A | Integrated Unit Summer Peak Savings (kW) | Technical Potential | 0 | 0 | 0 | 0 | 0 | 0 | 0 | 0 | 0 | 0 | 0 | 0 | 0 | 0 | 0 | 0 | 0 | 0 | 0 | 0 | 0 | 0 | 0 | 0 | 0 | 0 | 0
F3_Commercial_OR - Health_Existing_Water Heating_Natural Gas_Water Heater - Faucet Aerators_A_Technical Potential | F3 | Commercial | OR - Health | Existing | Water Heating | Natural Gas | Water Heater - Faucet Aerators | A | Integrated Unit Winter Peak Savings (kW) | Technical Potential | 0 | 0 | 0 | 0 | 0 | 0 | 0 | 0 | 0 | 0 | 0 | 0 | 0 | 0 | 0 | 0 | 0 | 0 | 0 | 0 | 0 | 0 | 0 | 0 | 0 | 0 | 0
F4_Commercial_OR - Health_Existing_Water Heating_Natural Gas_Water Heater - Faucet Aerators_A_Technical Potential | F4 | Commercial | OR - Health | Existing | Water Heating | Natural Gas | Water Heater - Faucet Aerators | A | Incremental Energy Savings (MWh or mTherms) | Technical Potential | 0 | 0 | 0 | 0 | 0 | 0 | 0 | 0 | 0 | 0 | 0 | 0 | 0 | 0 | 0 | 0 | 0 | 0 | 0 | 0 | 0 | 0 | 0 | 0 | 0 | 0 | 0
F5_Commercial_OR - Health_Existing_Water Heating_Natural Gas_Water Heater - Faucet Aerators_A_Technical Potential | F5 | Commercial | OR - Health | Existing | Water Heating | Natural Gas | Water Heater - Faucet Aerators | A | Incremental Summer Peak Savings (MW) | Technical Potential | 0 | 0 | 0 | 0 | 0 | 0 | 0 | 0 | 0 | 0 | 0 | 0 | 0 | 0 | 0 | 0 | 0 | 0 | 0 | 0 | 0 | 0 | 0 | 0 | 0 | 0 | 0
F6_Commercial_OR - Health_Existing_Water Heating_Natural Gas_Water Heater - Faucet Aerators_A_Technical Potential | F6 | Commercial | OR - Health | Existing | Water Heating | Natural Gas | Water Heater - Faucet Aerators | A | Incremental Winter Peak Savings (MW) | Technical Potential | 0 | 0 | 0 | 0 | 0 | 0 | 0 | 0 | 0 | 0 | 0 | 0 | 0 | 0 | 0 | 0 | 0 | 0 | 0 | 0 | 0 | 0 | 0 | 0 | 0 | 0 | 0
F7_Commercial_OR - Health_Existing_Water Heating_Natural Gas_Water Heater - Faucet Aerators_A_Technical Potential | F7 | Commercial | OR - Health | Existing | Water Heating | Natural Gas | Water Heater - Faucet Aerators | A | Cumulative Energy Savings (MWh or mTherms) | Technical Potential | 0 | 0 | 0 | 0 | 0 | 0 | 0 | 0 | 0 | 0 | 0 | 0 | 0 | 0 | 0 | 0 | 0 | 0 | 0 | 0 | 0 | 0 | 0 | 0 | 0 | 0 | 0
F8_Commercial_OR - Health_Existing_Water Heating_Natural Gas_Water Heater - Faucet Aerators_A_Technical Potential | F8 | Commercial | OR - Health | Existing | Water Heating | Natural Gas | Water Heater - Faucet Aerators | A | Cumulative Summer Peak Savings (MW) | Technical Potential | 0 | 0 | 0 | 0 | 0 | 0 | 0 | 0 | 0 | 0 | 0 | 0 | 0 | 0 | 0 | 0 | 0 | 0 | 0 | 0 | 0 | 0 | 0 | 0 | 0 | 0 | 0
F9_Commercial_OR - Health_Existing_Water Heating_Natural Gas_Water Heater - Faucet Aerators_A_Technical Potential | F9 | Commercial | OR - Health | Existing | Water Heating | Natural Gas | Water Heater - Faucet Aerators | A | Cumulative Winter Peak Savings (MW) | Technical Potential | 0 | 0 | 0 | 0 | 0 | 0 | 0 | 0 | 0 | 0 | 0 | 0 | 0 | 0 | 0 | 0 | 0 | 0 | 0 | 0 | 0 | 0 | 0 | 0 | 0 | 0 | 0
F10_Commercial_OR - Health_Existing_Water Heating_Natural Gas_Water Heater - Faucet Aerators_A_Technical Potential | F10 | Commercial | OR - Health | Existing | Water Heating | Natural Gas | Water Heater - Faucet Aerators | A | Purchases (Incremental) | Technical Potential | 0 | 0 | 0 | 0 | 0 | 0 | 0 | 0 | 0 | 0 | 0 | 0 | 0 | 0 | 0 | 0 | 0 | 0 | 0 | 0 | 0 | 0 | 0 | 0 | 0 | 0 | 0
F11_Commercial_OR - Health_Existing_Water Heating_Natural Gas_Water Heater - Faucet Aerators_A_Technical Potential | F11 | Commercial | OR - Health | Existing | Water Heating | Natural Gas | Water Heater - Faucet Aerators | A | Purchases (Cumulative) | Technical Potential | 0 | 0 | 0 | 0 | 0 | 0 | 0 | 0 | 0 | 0 | 0 | 0 | 0 | 0 | 0 | 0 | 0 | 0 | 0 | 0 | 0 | 0 | 0 | 0 | 0 | 0 | 0
F1_Commercial_OR - Health_Existing_Water Heating_Natural Gas_Water Heater - Low-Flow Showerheads_A_Technical Potential | F1 | Commercial | OR - Health | Existing | Water Heating | Natural Gas | Water Heater - Low-Flow Showerheads | A | Integrated Unit Energy Savings (kWh or therms) | Technical Potential | 0 | 0 | 3.0127 | 2.9307 | 2.8551 | 2.7854 | 2.7211 | 2.6615 | 2.6066 | 2.5565 | 2.509 | 2.4644 | 2.4514 | 2.4415 | 2.4353 | 2.4216 | 2.4108 | 2.4021 | 2.3952 | 2.3892 | 2.3858 | 2.3838 | 2.3829 | 2.3821 | 2.3798 | 2.3793 | 2.3789
F2_Commercial_OR - Health_Existing_Water Heating_Natural Gas_Water Heater - Low-Flow Showerheads_A_Technical Potential | F2 | Commercial | OR - Health | Existing | Water Heating | Natural Gas | Water Heater - Low-Flow Showerheads | A | Integrated Unit Summer Peak Savings (kW) | Technical Potential | 0 | 0 | 0 | 0 | 0 | 0 | 0 | 0 | 0 | 0 | 0 | 0 | 0 | 0 | 0 | 0 | 0 | 0 | 0 | 0 | 0 | 0 | 0 | 0 | 0 | 0 | 0
F3_Commercial_OR - Health_Existing_Water Heating_Natural Gas_Water Heater - Low-Flow Showerheads_A_Technical Potential | F3 | Commercial | OR - Health | Existing | Water Heating | Natural Gas | Water Heater - Low-Flow Showerheads | A | Integrated Unit Winter Peak Savings (kW) | Technical Potential | 0 | 0 | 0 | 0 | 0 | 0 | 0 | 0 | 0 | 0 | 0 | 0 | 0 | 0 | 0 | 0 | 0 | 0 | 0 | 0 | 0 | 0 | 0 | 0 | 0 | 0 | 0
F4_Commercial_OR - Health_Existing_Water Heating_Natural Gas_Water Heater - Low-Flow Showerheads_A_Technical Potential | F4 | Commercial | OR - Health | Existing | Water Heating | Natural Gas | Water Heater - Low-Flow Showerheads | A | Incremental Energy Savings (MWh or mTherms) | Technical Potential | 0 | 0 | 0 | 0 | 0 | 0 | 0 | 0 | 0 | 0 | 0 | 0 | 0 | 0 | 0 | 0 | 0 | 0 | 0 | 0 | 0 | 0 | 0 | 0 | 0 | 0 | 0
F5_Commercial_OR - Health_Existing_Water Heating_Natural Gas_Water Heater - Low-Flow Showerheads_A_Technical Potential | F5 | Commercial | OR - Health | Existing | Water Heating | Natural Gas | Water Heater - Low-Flow Showerheads | A | Incremental Summer Peak Savings (MW) | Technical Potential | 0 | 0 | 0 | 0 | 0 | 0 | 0 | 0 | 0 | 0 | 0 | 0 | 0 | 0 | 0 | 0 | 0 | 0 | 0 | 0 | 0 | 0 | 0 | 0 | 0 | 0 | 0
F6_Commercial_OR - Health_Existing_Water Heating_Natural Gas_Water Heater - Low-Flow Showerheads_A_Technical Potential | F6 | Commercial | OR - Health | Existing | Water Heating | Natural Gas | Water Heater - Low-Flow Showerheads | A | Incremental Winter Peak Savings (MW) | Technical Potential | 0 | 0 | 0 | 0 | 0 | 0 | 0 | 0 | 0 | 0 | 0 | 0 | 0 | 0 | 0 | 0 | 0 | 0 | 0 | 0 | 0 | 0 | 0 | 0 | 0 | 0 | 0
F7_Commercial_OR - Health_Existing_Water Heating_Natural Gas_Water Heater - Low-Flow Showerheads_A_Technical Potential | F7 | Commercial | OR - Health | Existing | Water Heating | Natural Gas | Water Heater - Low-Flow Showerheads | A | Cumulative Energy Savings (MWh or mTherms) | Technical Potential | 0 | 0 | 0 | 0 | 0 | 0 | 0 | 0 | 0 | 0 | 0 | 0 | 0 | 0 | 0 | 0 | 0 | 0 | 0 | 0 | 0 | 0 | 0 | 0 | 0 | 0 | 0
F8_Commercial_OR - Health_Existing_Water Heating_Natural Gas_Water Heater - Low-Flow Showerheads_A_Technical Potential | F8 | Commercial | OR - Health | Existing | Water Heating | Natural Gas | Water Heater - Low-Flow Showerheads | A | Cumulative Summer Peak Savings (MW) | Technical Potential | 0 | 0 | 0 | 0 | 0 | 0 | 0 | 0 | 0 | 0 | 0 | 0 | 0 | 0 | 0 | 0 | 0 | 0 | 0 | 0 | 0 | 0 | 0 | 0 | 0 | 0 | 0
F9_Commercial_OR - Health_Existing_Water Heating_Natural Gas_Water Heater - Low-Flow Showerheads_A_Technical Potential | F9 | Commercial | OR - Health | Existing | Water Heating | Natural Gas | Water Heater - Low-Flow Showerheads | A | Cumulative Winter Peak Savings (MW) | Technical Potential | 0 | 0 | 0 | 0 | 0 | 0 | 0 | 0 | 0 | 0 | 0 | 0 | 0 | 0 | 0 | 0 | 0 | 0 | 0 | 0 | 0 | 0 | 0 | 0 | 0 | 0 | 0
F10_Commercial_OR - Health_Existing_Water Heating_Natural Gas_Water Heater - Low-Flow Showerheads_A_Technical Potential | F10 | Commercial | OR - Health | Existing | Water Heating | Natural Gas | Water Heater - Low-Flow Showerheads | A | Purchases (Incremental) | Technical Potential | 0 | 0 | 0 | 0 | 0 | 0 | 0 | 0 | 0 | 0 | 0 | 0 | 0 | 0 | 0 | 0 | 0 | 0 | 0 | 0 | 0 | 0 | 0 | 0 | 0 | 0 | 0
F11_Commercial_OR - Health_Existing_Water Heating_Natural Gas_Water Heater - Low-Flow Showerheads_A_Technical Potential | F11 | Commercial | OR - Health | Existing | Water Heating | Natural Gas | Water Heater - Low-Flow Showerheads | A | Purchases (Cumulative) | Technical Potential | 0 | 0 | 0 | 0 | 0 | 0 | 0 | 0 | 0 | 0 | 0 | 0 | 0 | 0 | 0 | 0 | 0 | 0 | 0 | 0 | 0 | 0 | 0 | 0 | 0 | 0 | 0
F1_Commercial_OR - Health_Existing_Water Heating_Natural Gas_Water Heater - Tank Blanket/Insulation_A_Technical Potential | F1 | Commercial | OR - Health | Existing | Water Heating | Natural Gas | Water Heater - Tank Blanket/Insulation | A | Integrated Unit Energy Savings (kWh or therms) | Technical Potential | 0 | 0 | 27.874 | 27.1494 | 26.4902 | 25.8901 | 25.3443 | 24.8488 | 24.4003 | 23.9965 | 23.6102 | 23.2417 | 23.1581 | 23.0913 | 23.0378 | 22.9098 | 22.8074 | 22.7254 | 22.6599 | 22.6038 | 22.5712 | 22.5527 | 22.5437 | 22.5365 | 22.5145 | 22.5099 | 22.5062
F2_Commercial_OR - Health_Existing_Water Heating_Natural Gas_Water Heater - Tank Blanket/Insulation_A_Technical Potential | F2 | Commercial | OR - Health | Existing | Water Heating | Natural Gas | Water Heater - Tank Blanket/Insulation | A | Integrated Unit Summer Peak Savings (kW) | Technical Potential | 0 | 0 | 0 | 0 | 0 | 0 | 0 | 0 | 0 | 0 | 0 | 0 | 0 | 0 | 0 | 0 | 0 | 0 | 0 | 0 | 0 | 0 | 0 | 0 | 0 | 0 | 0
F3_Commercial_OR - Health_Existing_Water Heating_Natural Gas_Water Heater - Tank Blanket/Insulation_A_Technical Potential | F3 | Commercial | OR - Health | Existing | Water Heating | Natural Gas | Water Heater - Tank Blanket/Insulation | A | Integrated Unit Winter Peak Savings (kW) | Technical Potential | 0 | 0 | 0 | 0 | 0 | 0 | 0 | 0 | 0 | 0 | 0 | 0 | 0 | 0 | 0 | 0 | 0 | 0 | 0 | 0 | 0 | 0 | 0 | 0 | 0 | 0 | 0
F4_Commercial_OR - Health_Existing_Water Heating_Natural Gas_Water Heater - Tank Blanket/Insulation_A_Technical Potential | F4 | Commercial | OR - Health | Existing | Water Heating | Natural Gas | Water Heater - Tank Blanket/Insulation | A | Incremental Energy Savings (MWh or mTherms) | Technical Potential | 0 | 0 | 0.041737 | 0.049914 | 0.059597 | 0.067616 | 0.075498 | 0.086541 | 0.093223 | 0.093658 | 0.086841 | 0.073482 | 0.056659 | 0.038772 | 0.023147 | 0.010751 | 0 | 0 | 0 | 0 | 0 | 0 | 0 | 0 | 0 | 0 | 0
F5_Commercial_OR - Health_Existing_Water Heating_Natural Gas_Water Heater - Tank Blanket/Insulation_A_Technical Potential | F5 | Commercial | OR - Health | Existing | Water Heating | Natural Gas | Water Heater - Tank Blanket/Insulation | A | Incremental Summer Peak Savings (MW) | Technical Potential | 0 | 0 | 0 | 0 | 0 | 0 | 0 | 0 | 0 | 0 | 0 | 0 | 0 | 0 | 0 | 0 | 0 | 0 | 0 | 0 | 0 | 0 | 0 | 0 | 0 | 0 | 0
F6_Commercial_OR - Health_Existing_Water Heating_Natural Gas_Water Heater - Tank Blanket/Insulation_A_Technical Potential | F6 | Commercial | OR - Health | Existing | Water Heating | Natural Gas | Water Heater - Tank Blanket/Insulation | A | Incremental Winter Peak Savings (MW) | Technical Potential | 0 | 0 | 0 | 0 | 0 | 0 | 0 | 0 | 0 | 0 | 0 | 0 | 0 | 0 | 0 | 0 | 0 | 0 | 0 | 0 | 0 | 0 | 0 | 0 | 0 | 0 | 0
F7_Commercial_OR - Health_Existing_Water Heating_Natural Gas_Water Heater - Tank Blanket/Insulation_A_Technical Potential | F7 | Commercial | OR - Health | Existing | Water Heating | Natural Gas | Water Heater - Tank Blanket/Insulation | A | Cumulative Energy Savings (MWh or mTherms) | Technical Potential | 0 | 0 | 0.041737 | 0.090566 | 0.14796 | 0.21223 | 0.28325 | 0.36425 | 0.4509 | 0.5371 | 0.61529 | 0.67917 | 0.73339 | 0.77004 | 0.79141 | 0.79776 | 0.7942 | 0.79134 | 0.78906 | 0.78711 | 0.78597 | 0.78533 | 0.78501 | 0.78476 | 0.784 | 0.78384 | 0.78371
F8_Commercial_OR - Health_Existing_Water Heating_Natural Gas_Water Heater - Tank Blanket/Insulation_A_Technical Potential | F8 | Commercial | OR - Health | Existing | Water Heating | Natural Gas | Water Heater - Tank Blanket/Insulation | A | Cumulative Summer Peak Savings (MW) | Technical Potential | 0 | 0 | 0 | 0 | 0 | 0 | 0 | 0 | 0 | 0 | 0 | 0 | 0 | 0 | 0 | 0 | 0 | 0 | 0 | 0 | 0 | 0 | 0 | 0 | 0 | 0 | 0
F9_Commercial_OR - Health_Existing_Water Heating_Natural Gas_Water Heater - Tank Blanket/Insulation_A_Technical Potential | F9 | Commercial | OR - Health | Existing | Water Heating | Natural Gas | Water Heater - Tank Blanket/Insulation | A | Cumulative Winter Peak Savings (MW) | Technical Potential | 0 | 0 | 0 | 0 | 0 | 0 | 0 | 0 | 0 | 0 | 0 | 0 | 0 | 0 | 0 | 0 | 0 | 0 | 0 | 0 | 0 | 0 | 0 | 0 | 0 | 0 | 0
F10_Commercial_OR - Health_Existing_Water Heating_Natural Gas_Water Heater - Tank Blanket/Insulation_A_Technical Potential | F10 | Commercial | OR - Health | Existing | Water Heating | Natural Gas | Water Heater - Tank Blanket/Insulation | A | Purchases (Incremental) | Technical Potential | 0 | 0 | 1.4973 | 1.8385 | 2.2498 | 2.6116 | 2.9789 | 3.4827 | 3.8206 | 3.903 | 3.6781 | 3.1616 | 2.4466 | 1.6791 | 1.0048 | 0.46929 | 0 | 0 | 0 | 0 | 0 | 0 | 0 | 0 | 0 | 0 | 0
F11_Commercial_OR - Health_Existing_Water Heating_Natural Gas_Water Heater - Tank Blanket/Insulation_A_Technical Potential | F11 | Commercial | OR - Health | Existing | Water Heating | Natural Gas | Water Heater - Tank Blanket/Insulation | A | Purchases (Cumulative) | Technical Potential | 0 | 0 | 1.4973 | 3.3358 | 5.5856 | 8.1973 | 11.1762 | 14.6589 | 18.4794 | 22.3824 | 26.0605 | 29.2222 | 31.6688 | 33.3478 | 34.3526 | 34.8219 | 34.8219 | 34.8219 | 34.8219 | 34.8219 | 34.8219 | 34.8219 | 34.8219 | 34.8219 | 34.8219 | 34.8219 | 34.8219
F1_Commercial_OR - Health_Existing_Water Heating_Natural Gas_Water Heater - Drainwater Heat Recovery_A_Technical Potential | F1 | Commercial | OR - Health | Existing | Water Heating | Natural Gas | Water Heater - Drainwater Heat Recovery | A | Integrated Unit Energy Savings (kWh or therms) | Technical Potential | 0 | 0 | 3.8314 | 3.7244 | 3.6269 | 3.5369 | 3.4538 | 3.3764 | 3.306 | 3.2417 | 3.1807 | 3.1236 | 3.1066 | 3.0937 | 3.0857 | 3.0682 | 3.0545 | 3.0435 | 3.0347 | 3.0272 | 3.0229 | 3.0204 | 3.0192 | 3.0182 | 3.0153 | 3.0146 | 3.0142
F2_Commercial_OR - Health_Existing_Water Heating_Natural Gas_Water Heater - Drainwater Heat Recovery_A_Technical Potential | F2 | Commercial | OR - Health | Existing | Water Heating | Natural Gas | Water Heater - Drainwater Heat Recovery | A | Integrated Unit Summer Peak Savings (kW) | Technical Potential | 0 | 0 | 0 | 0 | 0 | 0 | 0 | 0 | 0 | 0 | 0 | 0 | 0 | 0 | 0 | 0 | 0 | 0 | 0 | 0 | 0 | 0 | 0 | 0 | 0 | 0 | 0
F3_Commercial_OR - Health_Existing_Water Heating_Natural Gas_Water Heater - Drainwater Heat Recovery_A_Technical Potential | F3 | Commercial | OR - Health | Existing | Water Heating | Natural Gas | Water Heater - Drainwater Heat Recovery | A | Integrated Unit Winter Peak Savings (kW) | Technical Potential | 0 | 0 | 0 | 0 | 0 | 0 | 0 | 0 | 0 | 0 | 0 | 0 | 0 | 0 | 0 | 0 | 0 | 0 | 0 | 0 | 0 | 0 | 0 | 0 | 0 | 0 | 0
F4_Commercial_OR - Health_Existing_Water Heating_Natural Gas_Water Heater - Drainwater Heat Recovery_A_Technical Potential | F4 | Commercial | OR - Health | Existing | Water Heating | Natural Gas | Water Heater - Drainwater Heat Recovery | A | Incremental Energy Savings (MWh or mTherms) | Technical Potential | 0 | 0 | 0 | 0 | 0 | 0 | 0 | 0 | 0 | 0 | 0 | 0 | 0 | 0 | 0 | 0 | 0 | 0 | 0 | 0 | 0 | 0 | 0 | 0 | 0 | 0 | 0
F5_Commercial_OR - Health_Existing_Water Heating_Natural Gas_Water Heater - Drainwater Heat Recovery_A_Technical Potential | F5 | Commercial | OR - Health | Existing | Water Heating | Natural Gas | Water Heater - Drainwater Heat Recovery | A | Incremental Summer Peak Savings (MW) | Technical Potential | 0 | 0 | 0 | 0 | 0 | 0 | 0 | 0 | 0 | 0 | 0 | 0 | 0 | 0 | 0 | 0 | 0 | 0 | 0 | 0 | 0 | 0 | 0 | 0 | 0 | 0 | 0
F6_Commercial_OR - Health_Existing_Water Heating_Natural Gas_Water Heater - Drainwater Heat Recovery_A_Technical Potential | F6 | Commercial | OR - Health | Existing | Water Heating | Natural Gas | Water Heater - Drainwater Heat Recovery | A | Incremental Winter Peak Savings (MW) | Technical Potential | 0 | 0 | 0 | 0 | 0 | 0 | 0 | 0 | 0 | 0 | 0 | 0 | 0 | 0 | 0 | 0 | 0 | 0 | 0 | 0 | 0 | 0 | 0 | 0 | 0 | 0 | 0
F7_Commercial_OR - Health_Existing_Water Heating_Natural Gas_Water Heater - Drainwater Heat Recovery_A_Technical Potential | F7 | Commercial | OR - Health | Existing | Water Heating | Natural Gas | Water Heater - Drainwater Heat Recovery | A | Cumulative Energy Savings (MWh or mTherms) | Technical Potential | 0 | 0 | 0 | 0 | 0 | 0 | 0 | 0 | 0 | 0 | 0 | 0 | 0 | 0 | 0 | 0 | 0 | 0 | 0 | 0 | 0 | 0 | 0 | 0 | 0 | 0 | 0
F8_Commercial_OR - Health_Existing_Water Heating_Natural Gas_Water Heater - Drainwater Heat Recovery_A_Technical Potential | F8 | Commercial | OR - Health | Existing | Water Heating | Natural Gas | Water Heater - Drainwater Heat Recovery | A | Cumulative Summer Peak Savings (MW) | Technical Potential | 0 | 0 | 0 | 0 | 0 | 0 | 0 | 0 | 0 | 0 | 0 | 0 | 0 | 0 | 0 | 0 | 0 | 0 | 0 | 0 | 0 | 0 | 0 | 0 | 0 | 0 | 0
F9_Commercial_OR - Health_Existing_Water Heating_Natural Gas_Water Heater - Drainwater Heat Recovery_A_Technical Potential | F9 | Commercial | OR - Health | Existing | Water Heating | Natural Gas | Water Heater - Drainwater Heat Recovery | A | Cumulative Winter Peak Savings (MW) | Technical Potential | 0 | 0 | 0 | 0 | 0 | 0 | 0 | 0 | 0 | 0 | 0 | 0 | 0 | 0 | 0 | 0 | 0 | 0 | 0 | 0 | 0 | 0 | 0 | 0 | 0 | 0 | 0
F10_Commercial_OR - Health_Existing_Water Heating_Natural Gas_Water Heater - Drainwater Heat Recovery_A_Technical Potential | F10 | Commercial | OR - Health | Existing | Water Heating | Natural Gas | Water Heater - Drainwater Heat Recovery | A | Purchases (Incremental) | Technical Potential | 0 | 0 | 0 | 0 | 0 | 0 | 0 | 0 | 0 | 0 | 0 | 0 | 0 | 0 | 0 | 0 | 0 | 0 | 0 | 0 | 0 | 0 | 0 | 0 | 0 | 0 | 0
F11_Commercial_OR - Health_Existing_Water Heating_Natural Gas_Water Heater - Drainwater Heat Recovery_A_Technical Potential | F11 | Commercial | OR - Health | Existing | Water Heating | Natural Gas | Water Heater - Drainwater Heat Recovery | A | Purchases (Cumulative) | Technical Potential | 0 | 0 | 0 | 0 | 0 | 0 | 0 | 0 | 0 | 0 | 0 | 0 | 0 | 0 | 0 | 0 | 0 | 0 | 0 | 0 | 0 | 0 | 0 | 0 | 0 | 0 | 0
F1_Commercial_OR - Health_Existing_Water Heating_Natural Gas_Water Heater - Circulation Pump Controls_A_Technical Potential | F1 | Commercial | OR - Health | Existing | Water Heating | Natural Gas | Water Heater - Circulation Pump Controls | A | Integrated Unit Energy Savings (kWh or therms) | Technical Potential | 0 | 0 | 201.4414 | 196.1363 | 191.292 | 186.8661 | 182.823 | 179.1296 | 175.7689 | 172.7311 | 169.8316 | 167.0797 | 166.4014 | 165.868 | 165.4523 | 164.5179 | 163.7823 | 163.1938 | 162.723 | 162.3205 | 162.0866 | 161.9533 | 161.8889 | 161.8374 | 161.6789 | 161.6459 | 161.6195
F2_Commercial_OR - Health_Existing_Water Heating_Natural Gas_Water Heater - Circulation Pump Controls_A_Technical Potential | F2 | Commercial | OR - Health | Existing | Water Heating | Natural Gas | Water Heater - Circulation Pump Controls | A | Integrated Unit Summer Peak Savings (kW) | Technical Potential | 0 | 0 | 0 | 0 | 0 | 0 | 0 | 0 | 0 | 0 | 0 | 0 | 0 | 0 | 0 | 0 | 0 | 0 | 0 | 0 | 0 | 0 | 0 | 0 | 0 | 0 | 0
F3_Commercial_OR - Health_Existing_Water Heating_Natural Gas_Water Heater - Circulation Pump Controls_A_Technical Potential | F3 | Commercial | OR - Health | Existing | Water Heating | Natural Gas | Water Heater - Circulation Pump Controls | A | Integrated Unit Winter Peak Savings (kW) | Technical Potential | 0 | 0 | 0 | 0 | 0 | 0 | 0 | 0 | 0 | 0 | 0 | 0 | 0 | 0 | 0 | 0 | 0 | 0 | 0 | 0 | 0 | 0 | 0 | 0 | 0 | 0 | 0
F4_Commercial_OR - Health_Existing_Water Heating_Natural Gas_Water Heater - Circulation Pump Controls_A_Technical Potential | F4 | Commercial | OR - Health | Existing | Water Heating | Natural Gas | Water Heater - Circulation Pump Controls | A | Incremental Energy Savings (MWh or mTherms) | Technical Potential | 0 | 0 | 0.10894 | 0.13024 | 0.15544 | 0.17626 | 0.1967 | 0.22532 | 0.24254 | 0.24349 | 0.22561 | 0.19079 | 0.14704 | 0.10059 | 0 | 0 | 0 | 0 | 0 | 0 | 0 | 0 | 0 | 0 | 0 | 0 | 0
F5_Commercial_OR - Health_Existing_Water Heating_Natural Gas_Water Heater - Circulation Pump Controls_A_Technical Potential | F5 | Commercial | OR - Health | Existing | Water Heating | Natural Gas | Water Heater - Circulation Pump Controls | A | Incremental Summer Peak Savings (MW) | Technical Potential | 0 | 0 | 0 | 0 | 0 | 0 | 0 | 0 | 0 | 0 | 0 | 0 | 0 | 0 | 0 | 0 | 0 | 0 | 0 | 0 | 0 | 0 | 0 | 0 | 0 | 0 | 0
F6_Commercial_OR - Health_Existing_Water Heating_Natural Gas_Water Heater - Circulation Pump Controls_A_Technical Potential | F6 | Commercial | OR - Health | Existing | Water Heating | Natural Gas | Water Heater - Circulation Pump Controls | A | Incremental Winter Peak Savings (MW) | Technical Potential | 0 | 0 | 0 | 0 | 0 | 0 | 0 | 0 | 0 | 0 | 0 | 0 | 0 | 0 | 0 | 0 | 0 | 0 | 0 | 0 | 0 | 0 | 0 | 0 | 0 | 0 | 0
F7_Commercial_OR - Health_Existing_Water Heating_Natural Gas_Water Heater - Circulation Pump Controls_A_Technical Potential | F7 | Commercial | OR - Health | Existing | Water Heating | Natural Gas | Water Heater - Circulation Pump Controls | A | Cumulative Energy Savings (MWh or mTherms) | Technical Potential | 0 | 0 | 0.10894 | 0.23631 | 0.38591 | 0.55325 | 0.73798 | 0.94839 | 1.1731 | 1.3964 | 1.5985 | 1.7634 | 1.9033 | 1.9978 | 1.9928 | 1.9815 | 1.9727 | 1.9656 | 1.9599 | 1.9551 | 1.9522 | 1.9506 | 1.9499 | 1.9492 | 1.9473 | 1.9469 | 1.9466
F8_Commercial_OR - Health_Existing_Water Heating_Natural Gas_Water Heater - Circulation Pump Controls_A_Technical Potential | F8 | Commercial | OR - Health | Existing | Water Heating | Natural Gas | Water Heater - Circulation Pump Controls | A | Cumulative Summer Peak Savings (MW) | Technical Potential | 0 | 0 | 0 | 0 | 0 | 0 | 0 | 0 | 0 | 0 | 0 | 0 | 0 | 0 | 0 | 0 | 0 | 0 | 0 | 0 | 0 | 0 | 0 | 0 | 0 | 0 | 0
F9_Commercial_OR - Health_Existing_Water Heating_Natural Gas_Water Heater - Circulation Pump Controls_A_Technical Potential | F9 | Commercial | OR - Health | Existing | Water Heating | Natural Gas | Water Heater - Circulation Pump Controls | A | Cumulative Winter Peak Savings (MW) | Technical Potential | 0 | 0 | 0 | 0 | 0 | 0 | 0 | 0 | 0 | 0 | 0 | 0 | 0 | 0 | 0 | 0 | 0 | 0 | 0 | 0 | 0 | 0 | 0 | 0 | 0 | 0 | 0
F10_Commercial_OR - Health_Existing_Water Heating_Natural Gas_Water Heater - Circulation Pump Controls_A_Technical Potential | F10 | Commercial | OR - Health | Existing | Water Heating | Natural Gas | Water Heater - Circulation Pump Controls | A | Purchases (Incremental) | Technical Potential | 0 | 0 | 0.5408 | 0.66402 | 0.81257 | 0.94326 | 1.0759 | 1.2579 | 1.3799 | 1.4097 | 1.3284 | 1.1419 | 0.88366 | 0.60644 | 0 | 0 | 0 | 0 | 0 | 0 | 0 | 0 | 0 | 0 | 0 | 0 | 0
F11_Commercial_OR - Health_Existing_Water Heating_Natural Gas_Water Heater - Circulation Pump Controls_A_Technical Potential | F11 | Commercial | OR - Health | Existing | Water Heating | Natural Gas | Water Heater - Circulation Pump Controls | A | Purchases (Cumulative) | Technical Potential | 0 | 0 | 0.5408 | 1.2048 | 2.0174 | 2.9607 | 4.0366 | 5.2944 | 6.6743 | 8.084 | 9.4125 | 10.5544 | 11.438 | 12.0445 | 12.0445 | 12.0445 | 12.0445 | 12.0445 | 12.0445 | 12.0445 | 12.0445 | 12.0445 | 12.0445 | 12.0445 | 12.0445 | 12.0445 | 12.0445
F1_Commercial_OR - Health_Existing_Water Heating_Natural Gas_Water Heater - Pipe Insulation_A_Technical Potential | F1 | Commercial | OR - Health | Existing | Water Heating | Natural Gas | Water Heater - Pipe Insulation | A | Integrated Unit Energy Savings (kWh or therms) | Technical Potential | 0 | 0 | 0.69587 | 0.67651 | 0.65889 | 0.64265 | 0.62766 | 0.61373 | 0.60107 | 0.58953 | 0.57856 | 0.56828 | 0.56528 | 0.56299 | 0.56158 | 0.55841 | 0.55591 | 0.55391 | 0.55232 | 0.55095 | 0.55016 | 0.5497 | 0.54948 | 0.54931 | 0.54877 | 0.54866 | 0.54857
F2_Commercial_OR - Health_Existing_Water Heating_Natural Gas_Water Heater - Pipe Insulation_A_Technical Potential | F2 | Commercial | OR - Health | Existing | Water Heating | Natural Gas | Water Heater - Pipe Insulation | A | Integrated Unit Summer Peak Savings (kW) | Technical Potential | 0 | 0 | 0 | 0 | 0 | 0 | 0 | 0 | 0 | 0 | 0 | 0 | 0 | 0 | 0 | 0 | 0 | 0 | 0 | 0 | 0 | 0 | 0 | 0 | 0 | 0 | 0
F3_Commercial_OR - Health_Existing_Water Heating_Natural Gas_Water Heater - Pipe Insulation_A_Technical Potential | F3 | Commercial | OR - Health | Existing | Water Heating | Natural Gas | Water Heater - Pipe Insulation | A | Integrated Unit Winter Peak Savings (kW) | Technical Potential | 0 | 0 | 0 | 0 | 0 | 0 | 0 | 0 | 0 | 0 | 0 | 0 | 0 | 0 | 0 | 0 | 0 | 0 | 0 | 0 | 0 | 0 | 0 | 0 | 0 | 0 | 0
F4_Commercial_OR - Health_Existing_Water Heating_Natural Gas_Water Heater - Pipe Insulation_A_Technical Potential | F4 | Commercial | OR - Health | Existing | Water Heating | Natural Gas | Water Heater - Pipe Insulation | A | Incremental Energy Savings (MWh or mTherms) | Technical Potential | 0 | 0 | 0.01358 | 0.01621 | 0.01932 | 0.021875 | 0.024369 | 0.027858 | 0.02993 | 0.029989 | 0.027735 | 0.023417 | 0.018025 | 0.01232 | 0.0073541 | 0.0034155 | 0 | 0 | 0 | 0 | 0 | 0 | 0 | 0 | 0 | 0 | 0
F5_Commercial_OR - Health_Existing_Water Heating_Natural Gas_Water Heater - Pipe Insulation_A_Technical Potential | F5 | Commercial | OR - Health | Existing | Water Heating | Natural Gas | Water Heater - Pipe Insulation | A | Incremental Summer Peak Savings (MW) | Technical Potential | 0 | 0 | 0 | 0 | 0 | 0 | 0 | 0 | 0 | 0 | 0 | 0 | 0 | 0 | 0 | 0 | 0 | 0 | 0 | 0 | 0 | 0 | 0 | 0 | 0 | 0 | 0
F6_Commercial_OR - Health_Existing_Water Heating_Natural Gas_Water Heater - Pipe Insulation_A_Technical Potential | F6 | Commercial | OR - Health | Existing | Water Heating | Natural Gas | Water Heater - Pipe Insulation | A | Incremental Winter Peak Savings (MW) | Technical Potential | 0 | 0 | 0 | 0 | 0 | 0 | 0 | 0 | 0 | 0 | 0 | 0 | 0 | 0 | 0 | 0 | 0 | 0 | 0 | 0 | 0 | 0 | 0 | 0 | 0 | 0 | 0
F7_Commercial_OR - Health_Existing_Water Heating_Natural Gas_Water Heater - Pipe Insulation_A_Technical Potential | F7 | Commercial | OR - Health | Existing | Water Heating | Natural Gas | Water Heater - Pipe Insulation | A | Cumulative Energy Savings (MWh or mTherms) | Technical Potential | 0 | 0 | 0.01358 | 0.029413 | 0.047967 | 0.068659 | 0.091427 | 0.11726 | 0.14477 | 0.17198 | 0.19651 | 0.21644 | 0.23332 | 0.2447 | 0.25144 | 0.25343 | 0.2523 | 0.25139 | 0.25067 | 0.25005 | 0.24969 | 0.24948 | 0.24938 | 0.2493 | 0.24906 | 0.24901 | 0.24897
F8_Commercial_OR - Health_Existing_Water Heating_Natural Gas_Water Heater - Pipe Insulation_A_Technical Potential | F8 | Commercial | OR - Health | Existing | Water Heating | Natural Gas | Water Heater - Pipe Insulation | A | Cumulative Summer Peak Savings (MW) | Technical Potential | 0 | 0 | 0 | 0 | 0 | 0 | 0 | 0 | 0 | 0 | 0 | 0 | 0 | 0 | 0 | 0 | 0 | 0 | 0 | 0 | 0 | 0 | 0 | 0 | 0 | 0 | 0
F9_Commercial_OR - Health_Existing_Water Heating_Natural Gas_Water Heater - Pipe Insulation_A_Technical Potential | F9 | Commercial | OR - Health | Existing | Water Heating | Natural Gas | Water Heater - Pipe Insulation | A | Cumulative Winter Peak Savings (MW) | Technical Potential | 0 | 0 | 0 | 0 | 0 | 0 | 0 | 0 | 0 | 0 | 0 | 0 | 0 | 0 | 0 | 0 | 0 | 0 | 0 | 0 | 0 | 0 | 0 | 0 | 0 | 0 | 0
F10_Commercial_OR - Health_Existing_Water Heating_Natural Gas_Water Heater - Pipe Insulation_A_Technical Potential | F10 | Commercial | OR - Health | Existing | Water Heating | Natural Gas | Water Heater - Pipe Insulation | A | Purchases (Incremental) | Technical Potential | 0 | 0 | 19.5154 | 23.9618 | 29.3222 | 34.0385 | 38.8252 | 45.3914 | 49.795 | 50.8691 | 47.9381 | 41.2068 | 31.8876 | 21.8837 | 13.0954 | 6.1164 | 0 | 0 | 0 | 0 | 0 | 0 | 0 | 0 | 0 | 0 | 0
F11_Commercial_OR - Health_Existing_Water Heating_Natural Gas_Water Heater - Pipe Insulation_A_Technical Potential | F11 | Commercial | OR - Health | Existing | Water Heating | Natural Gas | Water Heater - Pipe Insulation | A | Purchases (Cumulative) | Technical Potential | 0 | 0 | 19.5154 | 43.4772 | 72.7995 | 106.838 | 145.6632 | 191.0546 | 240.8496 | 291.7187 | 339.6568 | 380.8636 | 412.7512 | 434.6349 | 447.7303 | 453.8468 | 453.8468 | 453.8468 | 453.8468 | 453.8468 | 453.8468 | 453.8468 | 453.8468 | 453.8468 | 453.8468 | 453.8468 | 453.8468
F1_Commercial_OR - Health_Existing_Water Heating_Natural Gas_Water Heater - Motion Control Faucet_A_Technical Potential | F1 | Commercial | OR - Health | Existing | Water Heating | Natural Gas | Water Heater - Motion Control Faucet | A | Integrated Unit Energy Savings (kWh or therms) | Technical Potential | 0 | 0 | 0 | 0 | 0 | 0 | 0 | 0 | 0 | 0 | 0 | 0 | 0 | 0 | 0 | 0 | 0 | 0 | 0 | 0 | 0 | 0 | 0 | 0 | 0 | 0 | 0
F2_Commercial_OR - Health_Existing_Water Heating_Natural Gas_Water Heater - Motion Control Faucet_A_Technical Potential | F2 | Commercial | OR - Health | Existing | Water Heating | Natural Gas | Water Heater - Motion Control Faucet | A | Integrated Unit Summer Peak Savings (kW) | Technical Potential | 0 | 0 | 0 | 0 | 0 | 0 | 0 | 0 | 0 | 0 | 0 | 0 | 0 | 0 | 0 | 0 | 0 | 0 | 0 | 0 | 0 | 0 | 0 | 0 | 0 | 0 | 0
F3_Commercial_OR - Health_Existing_Water Heating_Natural Gas_Water Heater - Motion Control Faucet_A_Technical Potential | F3 | Commercial | OR - Health | Existing | Water Heating | Natural Gas | Water Heater - Motion Control Faucet | A | Integrated Unit Winter Peak Savings (kW) | Technical Potential | 0 | 0 | 0 | 0 | 0 | 0 | 0 | 0 | 0 | 0 | 0 | 0 | 0 | 0 | 0 | 0 | 0 | 0 | 0 | 0 | 0 | 0 | 0 | 0 | 0 | 0 | 0
F4_Commercial_OR - Health_Existing_Water Heating_Natural Gas_Water Heater - Motion Control Faucet_A_Technical Potential | F4 | Commercial | OR - Health | Existing | Water Heating | Natural Gas | Water Heater - Motion Control Faucet | A | Incremental Energy Savings (MWh or mTherms) | Technical Potential | 0 | 0 | 0 | 0 | 0 | 0 | 0 | 0 | 0 | 0 | 0 | 0 | 0 | 0 | 0 | 0 | 0 | 0 | 0 | 0 | 0 | 0 | 0 | 0 | 0 | 0 | 0
F5_Commercial_OR - Health_Existing_Water Heating_Natural Gas_Water Heater - Motion Control Faucet_A_Technical Potential | F5 | Commercial | OR - Health | Existing | Water Heating | Natural Gas | Water Heater - Motion Control Faucet | A | Incremental Summer Peak Savings (MW) | Technical Potential | 0 | 0 | 0 | 0 | 0 | 0 | 0 | 0 | 0 | 0 | 0 | 0 | 0 | 0 | 0 | 0 | 0 | 0 | 0 | 0 | 0 | 0 | 0 | 0 | 0 | 0 | 0
F6_Commercial_OR - Health_Existing_Water Heating_Natural Gas_Water Heater - Motion Control Faucet_A_Technical Potential | F6 | Commercial | OR - Health | Existing | Water Heating | Natural Gas | Water Heater - Motion Control Faucet | A | Incremental Winter Peak Savings (MW) | Technical Potential | 0 | 0 | 0 | 0 | 0 | 0 | 0 | 0 | 0 | 0 | 0 | 0 | 0 | 0 | 0 | 0 | 0 | 0 | 0 | 0 | 0 | 0 | 0 | 0 | 0 | 0 | 0
F7_Commercial_OR - Health_Existing_Water Heating_Natural Gas_Water Heater - Motion Control Faucet_A_Technical Potential | F7 | Commercial | OR - Health | Existing | Water Heating | Natural Gas | Water Heater - Motion Control Faucet | A | Cumulative Energy Savings (MWh or mTherms) | Technical Potential | 0 | 0 | 0 | 0 | 0 | 0 | 0 | 0 | 0 | 0 | 0 | 0 | 0 | 0 | 0 | 0 | 0 | 0 | 0 | 0 | 0 | 0 | 0 | 0 | 0 | 0 | 0
F8_Commercial_OR - Health_Existing_Water Heating_Natural Gas_Water Heater - Motion Control Faucet_A_Technical Potential | F8 | Commercial | OR - Health | Existing | Water Heating | Natural Gas | Water Heater - Motion Control Faucet | A | Cumulative Summer Peak Savings (MW) | Technical Potential | 0 | 0 | 0 | 0 | 0 | 0 | 0 | 0 | 0 | 0 | 0 | 0 | 0 | 0 | 0 | 0 | 0 | 0 | 0 | 0 | 0 | 0 | 0 | 0 | 0 | 0 | 0
F9_Commercial_OR - Health_Existing_Water Heating_Natural Gas_Water Heater - Motion Control Faucet_A_Technical Potential | F9 | Commercial | OR - Health | Existing | Water Heating | Natural Gas | Water Heater - Motion Control Faucet | A | Cumulative Winter Peak Savings (MW) | Technical Potential | 0 | 0 | 0 | 0 | 0 | 0 | 0 | 0 | 0 | 0 | 0 | 0 | 0 | 0 | 0 | 0 | 0 | 0 | 0 | 0 | 0 | 0 | 0 | 0 | 0 | 0 | 0
F10_Commercial_OR - Health_Existing_Water Heating_Natural Gas_Water Heater - Motion Control Faucet_A_Technical Potential | F10 | Commercial | OR - Health | Existing | Water Heating | Natural Gas | Water Heater - Motion Control Faucet | A | Purchases (Incremental) | Technical Potential | 0 | 0 | 41719.216 | 51224.5438 | 62683.8512 | 72766.0745 | 82998.9225 | 55316.5011 | 55225.1448 | 46062.025 | 29713.8631 | 5091.2642 | 0 | 0 | 0 | 0 | 0 | 0 | 0 | 0 | 0 | 0 | 0 | 0 | 0 | 0 | 0
F11_Commercial_OR - Health_Existing_Water Heating_Natural Gas_Water Heater - Motion Control Faucet_A_Technical Potential | F11 | Commercial | OR - Health | Existing | Water Heating | Natural Gas | Water Heater - Motion Control Faucet | A | Purchases (Cumulative) | Technical Potential | 0 | 0 | 41719.216 | 92943.7598 | 155627.611 | 228393.6854 | 311392.6079 | 366709.109 | 421934.2538 | 467996.2788 | 497710.142 | 502801.4062 | 502801.4062 | 502801.4062 | 502801.4062 | 502801.4062 | 502801.4062 | 502801.4062 | 502801.4062 | 502801.4062 | 502801.4062 | 502801.4062 | 502801.4062 | 502801.4062 | 502801.4062 | 502801.4062 | 502801.4062
F1_Commercial_OR - Health_Existing_Water Heating_Natural Gas_Water Heater - Solar System_A_Technical Potential | F1 | Commercial | OR - Health | Existing | Water Heating | Natural Gas | Water Heater - Solar System | A | Integrated Unit Energy Savings (kWh or therms) | Technical Potential | 0 | 0 | 5.5637 | 5.4061 | 5.2619 | 5.1283 | 5.0043 | 4.8883 | 4.7822 | 4.685 | 4.593 | 4.5072 | 4.4803 | 4.4599 | 4.4485 | 4.4232 | 4.4035 | 4.3876 | 4.375 | 4.3642 | 4.3579 | 4.3543 | 4.3526 | 4.3512 | 4.3469 | 4.346 | 4.3453
F2_Commercial_OR - Health_Existing_Water Heating_Natural Gas_Water Heater - Solar System_A_Technical Potential | F2 | Commercial | OR - Health | Existing | Water Heating | Natural Gas | Water Heater - Solar System | A | Integrated Unit Summer Peak Savings (kW) | Technical Potential | 0 | 0 | 0 | 0 | 0 | 0 | 0 | 0 | 0 | 0 | 0 | 0 | 0 | 0 | 0 | 0 | 0 | 0 | 0 | 0 | 0 | 0 | 0 | 0 | 0 | 0 | 0
F3_Commercial_OR - Health_Existing_Water Heating_Natural Gas_Water Heater - Solar System_A_Technical Potential | F3 | Commercial | OR - Health | Existing | Water Heating | Natural Gas | Water Heater - Solar System | A | Integrated Unit Winter Peak Savings (kW) | Technical Potential | 0 | 0 | 0 | 0 | 0 | 0 | 0 | 0 | 0 | 0 | 0 | 0 | 0 | 0 | 0 | 0 | 0 | 0 | 0 | 0 | 0 | 0 | 0 | 0 | 0 | 0 | 0
F4_Commercial_OR - Health_Existing_Water Heating_Natural Gas_Water Heater - Solar System_A_Technical Potential | F4 | Commercial | OR - Health | Existing | Water Heating | Natural Gas | Water Heater - Solar System | A | Incremental Energy Savings (MWh or mTherms) | Technical Potential | 0 | 0 | 0.019206 | 0.021802 | 0.02491 | 0.027224 | 0.029448 | 0.032851 | 0.034587 | 0.034079 | 0.033449 | 0.029143 | 0.022743 | 0.015581 | 0.009257 | 0.0055899 | 0 | 0 | 0 | 0 | 0 | 0 | 0 | 0 | 0 | 0 | 0
F5_Commercial_OR - Health_Existing_Water Heating_Natural Gas_Water Heater - Solar System_A_Technical Potential | F5 | Commercial | OR - Health | Existing | Water Heating | Natural Gas | Water Heater - Solar System | A | Incremental Summer Peak Savings (MW) | Technical Potential | 0 | 0 | 0 | 0 | 0 | 0 | 0 | 0 | 0 | 0 | 0 | 0 | 0 | 0 | 0 | 0 | 0 | 0 | 0 | 0 | 0 | 0 | 0 | 0 | 0 | 0 | 0
F6_Commercial_OR - Health_Existing_Water Heating_Natural Gas_Water Heater - Solar System_A_Technical Potential | F6 | Commercial | OR - Health | Existing | Water Heating | Natural Gas | Water Heater - Solar System | A | Incremental Winter Peak Savings (MW) | Technical Potential | 0 | 0 | 0 | 0 | 0 | 0 | 0 | 0 | 0 | 0 | 0 | 0 | 0 | 0 | 0 | 0 | 0 | 0 | 0 | 0 | 0 | 0 | 0 | 0 | 0 | 0 | 0
F7_Commercial_OR - Health_Existing_Water Heating_Natural Gas_Water Heater - Solar System_A_Technical Potential | F7 | Commercial | OR - Health | Existing | Water Heating | Natural Gas | Water Heater - Solar System | A | Cumulative Energy Savings (MWh or mTherms) | Technical Potential | 0 | 0 | 0.019206 | 0.040464 | 0.064295 | 0.089885 | 0.11716 | 0.1473 | 0.17868 | 0.20913 | 0.23847 | 0.26317 | 0.28433 | 0.29862 | 0.30711 | 0.31096 | 0.30957 | 0.30846 | 0.30757 | 0.30681 | 0.30637 | 0.30611 | 0.30599 | 0.30589 | 0.3056 | 0.30553 | 0.30548
F8_Commercial_OR - Health_Existing_Water Heating_Natural Gas_Water Heater - Solar System_A_Technical Potential | F8 | Commercial | OR - Health | Existing | Water Heating | Natural Gas | Water Heater - Solar System | A | Cumulative Summer Peak Savings (MW) | Technical Potential | 0 | 0 | 0 | 0 | 0 | 0 | 0 | 0 | 0 | 0 | 0 | 0 | 0 | 0 | 0 | 0 | 0 | 0 | 0 | 0 | 0 | 0 | 0 | 0 | 0 | 0 | 0
F9_Commercial_OR - Health_Existing_Water Heating_Natural Gas_Water Heater - Solar System_A_Technical Potential | F9 | Commercial | OR - Health | Existing | Water Heating | Natural Gas | Water Heater - Solar System | A | Cumulative Winter Peak Savings (MW) | Technical Potential | 0 | 0 | 0 | 0 | 0 | 0 | 0 | 0 | 0 | 0 | 0 | 0 | 0 | 0 | 0 | 0 | 0 | 0 | 0 | 0 | 0 | 0 | 0 | 0 | 0 | 0 | 0
F10_Commercial_OR - Health_Existing_Water Heating_Natural Gas_Water Heater - Solar System_A_Technical Potential | F10 | Commercial | OR - Health | Existing | Water Heating | Natural Gas | Water Heater - Solar System | A | Purchases (Incremental) | Technical Potential | 0 | 0 | 3.452 | 4.033 | 4.734 | 5.3086 | 5.8846 | 6.7204 | 7.2324 | 7.2741 | 7.2826 | 6.4658 | 5.0762 | 3.4936 | 2.0809 | 1.2638 | 0 | 0 | 0 | 0 | 0 | 0 | 0 | 0 | 0 | 0 | 0
F11_Commercial_OR - Health_Existing_Water Heating_Natural Gas_Water Heater - Solar System_A_Technical Potential | F11 | Commercial | OR - Health | Existing | Water Heating | Natural Gas | Water Heater - Solar System | A | Purchases (Cumulative) | Technical Potential | 0 | 0 | 3.452 | 7.4849 | 12.2189 | 17.5275 | 23.4121 | 30.1325 | 37.3649 | 44.6389 | 51.9216 | 58.3873 | 63.4635 | 66.9571 | 69.038 | 70.3018 | 70.3018 | 70.3018 | 70.3018 | 70.3018 | 70.3018 | 70.3018 | 70.3018 | 70.3018 | 70.3018 | 70.3018 | 70.3018
F1_Commercial_OR - Health_Existing_Water Heating_Natural Gas_Commercial Laundry - Ozone Treatment_A_Technical Potential | F1 | Commercial | OR - Health | Existing | Water Heating | Natural Gas | Commercial Laundry - Ozone Treatment | A | Integrated Unit Energy Savings (kWh or therms) | Technical Potential | 0 | 0 | 50.6158 | 49.1725 | 47.851 | 46.6247 | 45.4867 | 44.42 | 43.4423 | 42.5474 | 41.6996 | 40.9111 | 40.6583 | 40.4686 | 40.3615 | 40.1304 | 39.951 | 39.8075 | 39.6926 | 39.5944 | 39.5374 | 39.5049 | 39.4892 | 39.4766 | 39.4379 | 39.4299 | 39.4234
F2_Commercial_OR - Health_Existing_Water Heating_Natural Gas_Commercial Laundry - Ozone Treatment_A_Technical Potential | F2 | Commercial | OR - Health | Existing | Water Heating | Natural Gas | Commercial Laundry - Ozone Treatment | A | Integrated Unit Summer Peak Savings (kW) | Technical Potential | 0 | 0 | 0 | 0 | 0 | 0 | 0 | 0 | 0 | 0 | 0 | 0 | 0 | 0 | 0 | 0 | 0 | 0 | 0 | 0 | 0 | 0 | 0 | 0 | 0 | 0 | 0
F3_Commercial_OR - Health_Existing_Water Heating_Natural Gas_Commercial Laundry - Ozone Treatment_A_Technical Potential | F3 | Commercial | OR - Health | Existing | Water Heating | Natural Gas | Commercial Laundry - Ozone Treatment | A | Integrated Unit Winter Peak Savings (kW) | Technical Potential | 0 | 0 | 0 | 0 | 0 | 0 | 0 | 0 | 0 | 0 | 0 | 0 | 0 | 0 | 0 | 0 | 0 | 0 | 0 | 0 | 0 | 0 | 0 | 0 | 0 | 0 | 0
F4_Commercial_OR - Health_Existing_Water Heating_Natural Gas_Commercial Laundry - Ozone Treatment_A_Technical Potential | F4 | Commercial | OR - Health | Existing | Water Heating | Natural Gas | Commercial Laundry - Ozone Treatment | A | Incremental Energy Savings (MWh or mTherms) | Technical Potential | 0 | 0 | 0.015642 | 0.018658 | 0.022218 | 0.025131 | 0.027966 | 0.031928 | 0.034255 | 0.034273 | 0.031655 | 0.026695 | 0.0079656 | 0 | 0 | 0 | 0 | 0 | 0 | 0 | 0 | 0 | 0 | 0 | 0 | 0 | 0
F5_Commercial_OR - Health_Existing_Water Heating_Natural Gas_Commercial Laundry - Ozone Treatment_A_Technical Potential | F5 | Commercial | OR - Health | Existing | Water Heating | Natural Gas | Commercial Laundry - Ozone Treatment | A | Incremental Summer Peak Savings (MW) | Technical Potential | 0 | 0 | 0 | 0 | 0 | 0 | 0 | 0 | 0 | 0 | 0 | 0 | 0 | 0 | 0 | 0 | 0 | 0 | 0 | 0 | 0 | 0 | 0 | 0 | 0 | 0 | 0
F6_Commercial_OR - Health_Existing_Water Heating_Natural Gas_Commercial Laundry - Ozone Treatment_A_Technical Potential | F6 | Commercial | OR - Health | Existing | Water Heating | Natural Gas | Commercial Laundry - Ozone Treatment | A | Incremental Winter Peak Savings (MW) | Technical Potential | 0 | 0 | 0 | 0 | 0 | 0 | 0 | 0 | 0 | 0 | 0 | 0 | 0 | 0 | 0 | 0 | 0 | 0 | 0 | 0 | 0 | 0 | 0 | 0 | 0 | 0 | 0
F7_Commercial_OR - Health_Existing_Water Heating_Natural Gas_Commercial Laundry - Ozone Treatment_A_Technical Potential | F7 | Commercial | OR - Health | Existing | Water Heating | Natural Gas | Commercial Laundry - Ozone Treatment | A | Cumulative Energy Savings (MWh or mTherms) | Technical Potential | 0 | 0 | 0.015642 | 0.033854 | 0.055163 | 0.07888 | 0.10492 | 0.13439 | 0.16569 | 0.19655 | 0.22428 | 0.24674 | 0.25318 | 0.252 | 0.25133 | 0.24989 | 0.24877 | 0.24788 | 0.24717 | 0.24655 | 0.2462 | 0.246 | 0.2459 | 0.24582 | 0.24558 | 0.24553 | 0.24549
F8_Commercial_OR - Health_Existing_Water Heating_Natural Gas_Commercial Laundry - Ozone Treatment_A_Technical Potential | F8 | Commercial | OR - Health | Existing | Water Heating | Natural Gas | Commercial Laundry - Ozone Treatment | A | Cumulative Summer Peak Savings (MW) | Technical Potential | 0 | 0 | 0 | 0 | 0 | 0 | 0 | 0 | 0 | 0 | 0 | 0 | 0 | 0 | 0 | 0 | 0 | 0 | 0 | 0 | 0 | 0 | 0 | 0 | 0 | 0 | 0
F9_Commercial_OR - Health_Existing_Water Heating_Natural Gas_Commercial Laundry - Ozone Treatment_A_Technical Potential | F9 | Commercial | OR - Health | Existing | Water Heating | Natural Gas | Commercial Laundry - Ozone Treatment | A | Cumulative Winter Peak Savings (MW) | Technical Potential | 0 | 0 | 0 | 0 | 0 | 0 | 0 | 0 | 0 | 0 | 0 | 0 | 0 | 0 | 0 | 0 | 0 | 0 | 0 | 0 | 0 | 0 | 0 | 0 | 0 | 0 | 0
F10_Commercial_OR - Health_Existing_Water Heating_Natural Gas_Commercial Laundry - Ozone Treatment_A_Technical Potential | F10 | Commercial | OR - Health | Existing | Water Heating | Natural Gas | Commercial Laundry - Ozone Treatment | A | Purchases (Incremental) | Technical Potential | 0 | 0 | 0.30903 | 0.37944 | 0.46432 | 0.53901 | 0.61481 | 0.71878 | 0.78852 | 0.80553 | 0.75911 | 0.65252 | 0.19592 | 0 | 0 | 0 | 0 | 0 | 0 | 0 | 0 | 0 | 0 | 0 | 0 | 0 | 0
F11_Commercial_OR - Health_Existing_Water Heating_Natural Gas_Commercial Laundry - Ozone Treatment_A_Technical Potential | F11 | Commercial | OR - Health | Existing | Water Heating | Natural Gas | Commercial Laundry - Ozone Treatment | A | Purchases (Cumulative) | Technical Potential | 0 | 0 | 0.30903 | 0.68847 | 1.1528 | 1.6918 | 2.3066 | 3.0254 | 3.8139 | 4.6194 | 5.3785 | 6.0311 | 6.227 | 6.227 | 6.227 | 6.227 | 6.227 | 6.227 | 6.227 | 6.227 | 6.227 | 6.227 | 6.227 | 6.227 | 6.227 | 6.227 | 6.227
F1_Commercial_OR - Health_Existing_Water Heating_Natural Gas_Commercial Laundry - ENERGY STAR Washer_A_Technical Potential | F1 | Commercial | OR - Health | Existing | Water Heating | Natural Gas | Commercial Laundry - ENERGY STAR Washer | A | Integrated Unit Energy Savings (kWh or therms) | Technical Potential | 0 | 0 | 4.9217 | 4.7843 | 4.6591 | 4.5435 | 4.4367 | 4.3373 | 4.2468 | 4.1642 | 4.0858 | 4.0125 | 3.9907 | 3.9741 | 3.9639 | 3.9414 | 3.9238 | 3.9097 | 3.8984 | 3.8887 | 3.8831 | 3.8799 | 3.8784 | 3.8772 | 3.8734 | 3.8726 | 3.8719
F2_Commercial_OR - Health_Existing_Water Heating_Natural Gas_Commercial Laundry - ENERGY STAR Washer_A_Technical Potential | F2 | Commercial | OR - Health | Existing | Water Heating | Natural Gas | Commercial Laundry - ENERGY STAR Washer | A | Integrated Unit Summer Peak Savings (kW) | Technical Potential | 0 | 0 | 0 | 0 | 0 | 0 | 0 | 0 | 0 | 0 | 0 | 0 | 0 | 0 | 0 | 0 | 0 | 0 | 0 | 0 | 0 | 0 | 0 | 0 | 0 | 0 | 0
F3_Commercial_OR - Health_Existing_Water Heating_Natural Gas_Commercial Laundry - ENERGY STAR Washer_A_Technical Potential | F3 | Commercial | OR - Health | Existing | Water Heating | Natural Gas | Commercial Laundry - ENERGY STAR Washer | A | Integrated Unit Winter Peak Savings (kW) | Technical Potential | 0 | 0 | 0 | 0 | 0 | 0 | 0 | 0 | 0 | 0 | 0 | 0 | 0 | 0 | 0 | 0 | 0 | 0 | 0 | 0 | 0 | 0 | 0 | 0 | 0 | 0 | 0
F4_Commercial_OR - Health_Existing_Water Heating_Natural Gas_Commercial Laundry - ENERGY STAR Washer_A_Technical Potential | F4 | Commercial | OR - Health | Existing | Water Heating | Natural Gas | Commercial Laundry - ENERGY STAR Washer | A | Incremental Energy Savings (MWh or mTherms) | Technical Potential | 0 | 0 | 0.00047415 | 0.00056592 | 0.0006744 | 0.00076345 | 0.00085034 | 0.00097188 | 0.0010439 | 0.00064453 | 0.0004836 | 0.00023541 | 0 | 0 | 0 | 0 | 0 | 0 | 0 | 0 | 0 | 0 | 0 | 0 | 0 | 0 | 0
F5_Commercial_OR - Health_Existing_Water Heating_Natural Gas_Commercial Laundry - ENERGY STAR Washer_A_Technical Potential | F5 | Commercial | OR - Health | Existing | Water Heating | Natural Gas | Commercial Laundry - ENERGY STAR Washer | A | Incremental Summer Peak Savings (MW) | Technical Potential | 0 | 0 | 0 | 0 | 0 | 0 | 0 | 0 | 0 | 0 | 0 | 0 | 0 | 0 | 0 | 0 | 0 | 0 | 0 | 0 | 0 | 0 | 0 | 0 | 0 | 0 | 0
F6_Commercial_OR - Health_Existing_Water Heating_Natural Gas_Commercial Laundry - ENERGY STAR Washer_A_Technical Potential | F6 | Commercial | OR - Health | Existing | Water Heating | Natural Gas | Commercial Laundry - ENERGY STAR Washer | A | Incremental Winter Peak Savings (MW) | Technical Potential | 0 | 0 | 0 | 0 | 0 | 0 | 0 | 0 | 0 | 0 | 0 | 0 | 0 | 0 | 0 | 0 | 0 | 0 | 0 | 0 | 0 | 0 | 0 | 0 | 0 | 0 | 0
F7_Commercial_OR - Health_Existing_Water Heating_Natural Gas_Commercial Laundry - ENERGY STAR Washer_A_Technical Potential | F7 | Commercial | OR - Health | Existing | Water Heating | Natural Gas | Commercial Laundry - ENERGY STAR Washer | A | Cumulative Energy Savings (MWh or mTherms) | Technical Potential | 0 | 0 | 0.00047415 | 0.0010268 | 0.0016744 | 0.0023963 | 0.0031903 | 0.0040907 | 0.0050493 | 0.0055956 | 0.0059739 | 0.006102 | 0.0060689 | 0.0060437 | 0.0060281 | 0.0059939 | 0.0059671 | 0.0059457 | 0.0059285 | 0.0059139 | 0.0059053 | 0.0059005 | 0.0058981 | 0.0058963 | 0.0058905 | 0.0058893 | 0.0058883
F8_Commercial_OR - Health_Existing_Water Heating_Natural Gas_Commercial Laundry - ENERGY STAR Washer_A_Technical Potential | F8 | Commercial | OR - Health | Existing | Water Heating | Natural Gas | Commercial Laundry - ENERGY STAR Washer | A | Cumulative Summer Peak Savings (MW) | Technical Potential | 0 | 0 | 0 | 0 | 0 | 0 | 0 | 0 | 0 | 0 | 0 | 0 | 0 | 0 | 0 | 0 | 0 | 0 | 0 | 0 | 0 | 0 | 0 | 0 | 0 | 0 | 0
F9_Commercial_OR - Health_Existing_Water Heating_Natural Gas_Commercial Laundry - ENERGY STAR Washer_A_Technical Potential | F9 | Commercial | OR - Health | Existing | Water Heating | Natural Gas | Commercial Laundry - ENERGY STAR Washer | A | Cumulative Winter Peak Savings (MW) | Technical Potential | 0 | 0 | 0 | 0 | 0 | 0 | 0 | 0 | 0 | 0 | 0 | 0 | 0 | 0 | 0 | 0 | 0 | 0 | 0 | 0 | 0 | 0 | 0 | 0 | 0 | 0 | 0
F10_Commercial_OR - Health_Existing_Water Heating_Natural Gas_Commercial Laundry - ENERGY STAR Washer_A_Technical Potential | F10 | Commercial | OR - Health | Existing | Water Heating | Natural Gas | Commercial Laundry - ENERGY STAR Washer | A | Purchases (Incremental) | Technical Potential | 0 | 0 | 0.096338 | 0.11829 | 0.14475 | 0.16803 | 0.19166 | 0.22408 | 0.24581 | 0.15478 | 0.11836 | 0.058669 | 0 | 0 | 0 | 0 | 0 | 0 | 0 | 0 | 0 | 0 | 0 | 0 | 0 | 0 | 0
F11_Commercial_OR - Health_Existing_Water Heating_Natural Gas_Commercial Laundry - ENERGY STAR Washer_A_Technical Potential | F11 | Commercial | OR - Health | Existing | Water Heating | Natural Gas | Commercial Laundry - ENERGY STAR Washer | A | Purchases (Cumulative) | Technical Potential | 0 | 0 | 0.096338 | 0.21463 | 0.35938 | 0.52741 | 0.71907 | 0.94315 | 1.189 | 1.3437 | 1.4621 | 1.5208 | 1.5208 | 1.5208 | 1.5208 | 1.5208 | 1.5208 | 1.5208 | 1.5208 | 1.5208 | 1.5208 | 1.5208 | 1.5208 | 1.5208 | 1.5208 | 1.5208 | 1.5208
F1_Commercial_OR - Health_Existing_Water Heating_Natural Gas_Water Heater - Efficient Dishwasher_A_Technical Potential | F1 | Commercial | OR - Health | Existing | Water Heating | Natural Gas | Water Heater - Efficient Dishwasher | A | Integrated Unit Energy Savings (kWh or therms) | Technical Potential | 0 | 0 | 14.251 | 13.8528 | 13.4903 | 13.1554 | 12.8461 | 12.5583 | 12.2961 | 12.0571 | 11.8301 | 11.6176 | 11.5544 | 11.5065 | 11.4769 | 11.4118 | 11.3607 | 11.3199 | 11.2873 | 11.2593 | 11.2431 | 11.2339 | 11.2294 | 11.2258 | 11.2148 | 11.2125 | 11.2107
F2_Commercial_OR - Health_Existing_Water Heating_Natural Gas_Water Heater - Efficient Dishwasher_A_Technical Potential | F2 | Commercial | OR - Health | Existing | Water Heating | Natural Gas | Water Heater - Efficient Dishwasher | A | Integrated Unit Summer Peak Savings (kW) | Technical Potential | 0 | 0 | 0 | 0 | 0 | 0 | 0 | 0 | 0 | 0 | 0 | 0 | 0 | 0 | 0 | 0 | 0 | 0 | 0 | 0 | 0 | 0 | 0 | 0 | 0 | 0 | 0
F3_Commercial_OR - Health_Existing_Water Heating_Natural Gas_Water Heater - Efficient Dishwasher_A_Technical Potential | F3 | Commercial | OR - Health | Existing | Water Heating | Natural Gas | Water Heater - Efficient Dishwasher | A | Integrated Unit Winter Peak Savings (kW) | Technical Potential | 0 | 0 | 0 | 0 | 0 | 0 | 0 | 0 | 0 | 0 | 0 | 0 | 0 | 0 | 0 | 0 | 0 | 0 | 0 | 0 | 0 | 0 | 0 | 0 | 0 | 0 | 0
F4_Commercial_OR - Health_Existing_Water Heating_Natural Gas_Water Heater - Efficient Dishwasher_A_Technical Potential | F4 | Commercial | OR - Health | Existing | Water Heating | Natural Gas | Water Heater - Efficient Dishwasher | A | Incremental Energy Savings (MWh or mTherms) | Technical Potential | 0 | 0 | 0.049545 | 0.059134 | 0.070468 | 0.079772 | 0.088851 | 0.10155 | 0.10908 | 0.10926 | 0.10103 | 0.085283 | 0.065637 | 0.044858 | 0 | 0 | 0 | 0 | 0 | 0 | 0 | 0 | 0 | 0 | 0 | 0 | 0
F5_Commercial_OR - Health_Existing_Water Heating_Natural Gas_Water Heater - Efficient Dishwasher_A_Technical Potential | F5 | Commercial | OR - Health | Existing | Water Heating | Natural Gas | Water Heater - Efficient Dishwasher | A | Incremental Summer Peak Savings (MW) | Technical Potential | 0 | 0 | 0 | 0 | 0 | 0 | 0 | 0 | 0 | 0 | 0 | 0 | 0 | 0 | 0 | 0 | 0 | 0 | 0 | 0 | 0 | 0 | 0 | 0 | 0 | 0 | 0
F6_Commercial_OR - Health_Existing_Water Heating_Natural Gas_Water Heater - Efficient Dishwasher_A_Technical Potential | F6 | Commercial | OR - Health | Existing | Water Heating | Natural Gas | Water Heater - Efficient Dishwasher | A | Incremental Winter Peak Savings (MW) | Technical Potential | 0 | 0 | 0 | 0 | 0 | 0 | 0 | 0 | 0 | 0 | 0 | 0 | 0 | 0 | 0 | 0 | 0 | 0 | 0 | 0 | 0 | 0 | 0 | 0 | 0 | 0 | 0
F7_Commercial_OR - Health_Existing_Water Heating_Natural Gas_Water Heater - Efficient Dishwasher_A_Technical Potential | F7 | Commercial | OR - Health | Existing | Water Heating | Natural Gas | Water Heater - Efficient Dishwasher | A | Cumulative Energy Savings (MWh or mTherms) | Technical Potential | 0 | 0 | 0.049545 | 0.10729 | 0.17495 | 0.25038 | 0.33335 | 0.42743 | 0.52758 | 0.62659 | 0.71582 | 0.78825 | 0.8496 | 0.89093 | 0.88864 | 0.8836 | 0.87965 | 0.87649 | 0.87396 | 0.87179 | 0.87054 | 0.86982 | 0.86948 | 0.8692 | 0.86835 | 0.86817 | 0.86803
F8_Commercial_OR - Health_Existing_Water Heating_Natural Gas_Water Heater - Efficient Dishwasher_A_Technical Potential | F8 | Commercial | OR - Health | Existing | Water Heating | Natural Gas | Water Heater - Efficient Dishwasher | A | Cumulative Summer Peak Savings (MW) | Technical Potential | 0 | 0 | 0 | 0 | 0 | 0 | 0 | 0 | 0 | 0 | 0 | 0 | 0 | 0 | 0 | 0 | 0 | 0 | 0 | 0 | 0 | 0 | 0 | 0 | 0 | 0 | 0
F9_Commercial_OR - Health_Existing_Water Heating_Natural Gas_Water Heater - Efficient Dishwasher_A_Technical Potential | F9 | Commercial | OR - Health | Existing | Water Heating | Natural Gas | Water Heater - Efficient Dishwasher | A | Cumulative Winter Peak Savings (MW) | Technical Potential | 0 | 0 | 0 | 0 | 0 | 0 | 0 | 0 | 0 | 0 | 0 | 0 | 0 | 0 | 0 | 0 | 0 | 0 | 0 | 0 | 0 | 0 | 0 | 0 | 0 | 0 | 0
F10_Commercial_OR - Health_Existing_Water Heating_Natural Gas_Water Heater - Efficient Dishwasher_A_Technical Potential | F10 | Commercial | OR - Health | Existing | Water Heating | Natural Gas | Water Heater - Efficient Dishwasher | A | Purchases (Incremental) | Technical Potential | 0 | 0 | 3.4766 | 4.2687 | 5.2237 | 6.0638 | 6.9166 | 8.0863 | 8.8708 | 9.0622 | 8.54 | 7.3408 | 5.6807 | 3.8985 | 0 | 0 | 0 | 0 | 0 | 0 | 0 | 0 | 0 | 0 | 0 | 0 | 0
F11_Commercial_OR - Health_Existing_Water Heating_Natural Gas_Water Heater - Efficient Dishwasher_A_Technical Potential | F11 | Commercial | OR - Health | Existing | Water Heating | Natural Gas | Water Heater - Efficient Dishwasher | A | Purchases (Cumulative) | Technical Potential | 0 | 0 | 3.4766 | 7.7453 | 12.969 | 19.0328 | 25.9494 | 34.0357 | 42.9065 | 51.9687 | 60.5087 | 67.8495 | 73.5302 | 77.4287 | 77.4287 | 77.4287 | 77.4287 | 77.4287 | 77.4287 | 77.4287 | 77.4287 | 77.4287 | 77.4287 | 77.4287 | 77.4287 | 77.4287 | 77.4287
F1_Commercial_OR - Health_Existing_Water Heating_Natural Gas_Commercial Laundry - Alternative Dry-Cleaning Methods_A_Technical Potential | F1 | Commercial | OR - Health | Existing | Water Heating | Natural Gas | Commercial Laundry - Alternative Dry-Cleaning Methods | A | Integrated Unit Energy Savings (kWh or therms) | Technical Potential | 0 | 0 | 0 | 0 | 0 | 0 | 0 | 0 | 0 | 0 | 0 | 0 | 0 | 0 | 0 | 0 | 0 | 0 | 0 | 0 | 0 | 0 | 0 | 0 | 0 | 0 | 0
F2_Commercial_OR - Health_Existing_Water Heating_Natural Gas_Commercial Laundry - Alternative Dry-Cleaning Methods_A_Technical Potential | F2 | Commercial | OR - Health | Existing | Water Heating | Natural Gas | Commercial Laundry - Alternative Dry-Cleaning Methods | A | Integrated Unit Summer Peak Savings (kW) | Technical Potential | 0 | 0 | 0 | 0 | 0 | 0 | 0 | 0 | 0 | 0 | 0 | 0 | 0 | 0 | 0 | 0 | 0 | 0 | 0 | 0 | 0 | 0 | 0 | 0 | 0 | 0 | 0
F3_Commercial_OR - Health_Existing_Water Heating_Natural Gas_Commercial Laundry - Alternative Dry-Cleaning Methods_A_Technical Potential | F3 | Commercial | OR - Health | Existing | Water Heating | Natural Gas | Commercial Laundry - Alternative Dry-Cleaning Methods | A | Integrated Unit Winter Peak Savings (kW) | Technical Potential | 0 | 0 | 0 | 0 | 0 | 0 | 0 | 0 | 0 | 0 | 0 | 0 | 0 | 0 | 0 | 0 | 0 | 0 | 0 | 0 | 0 | 0 | 0 | 0 | 0 | 0 | 0
F4_Commercial_OR - Health_Existing_Water Heating_Natural Gas_Commercial Laundry - Alternative Dry-Cleaning Methods_A_Technical Potential | F4 | Commercial | OR - Health | Existing | Water Heating | Natural Gas | Commercial Laundry - Alternative Dry-Cleaning Methods | A | Incremental Energy Savings (MWh or mTherms) | Technical Potential | 0 | 0 | 0 | 0 | 0 | 0 | 0 | 0 | 0 | 0 | 0 | 0 | 0 | 0 | 0 | 0 | 0 | 0 | 0 | 0 | 0 | 0 | 0 | 0 | 0 | 0 | 0
F5_Commercial_OR - Health_Existing_Water Heating_Natural Gas_Commercial Laundry - Alternative Dry-Cleaning Methods_A_Technical Potential | F5 | Commercial | OR - Health | Existing | Water Heating | Natural Gas | Commercial Laundry - Alternative Dry-Cleaning Methods | A | Incremental Summer Peak Savings (MW) | Technical Potential | 0 | 0 | 0 | 0 | 0 | 0 | 0 | 0 | 0 | 0 | 0 | 0 | 0 | 0 | 0 | 0 | 0 | 0 | 0 | 0 | 0 | 0 | 0 | 0 | 0 | 0 | 0
F6_Commercial_OR - Health_Existing_Water Heating_Natural Gas_Commercial Laundry - Alternative Dry-Cleaning Methods_A_Technical Potential | F6 | Commercial | OR - Health | Existing | Water Heating | Natural Gas | Commercial Laundry - Alternative Dry-Cleaning Methods | A | Incremental Winter Peak Savings (MW) | Technical Potential | 0 | 0 | 0 | 0 | 0 | 0 | 0 | 0 | 0 | 0 | 0 | 0 | 0 | 0 | 0 | 0 | 0 | 0 | 0 | 0 | 0 | 0 | 0 | 0 | 0 | 0 | 0
F7_Commercial_OR - Health_Existing_Water Heating_Natural Gas_Commercial Laundry - Alternative Dry-Cleaning Methods_A_Technical Potential | F7 | Commercial | OR - Health | Existing | Water Heating | Natural Gas | Commercial Laundry - Alternative Dry-Cleaning Methods | A | Cumulative Energy Savings (MWh or mTherms) | Technical Potential | 0 | 0 | 0 | 0 | 0 | 0 | 0 | 0 | 0 | 0 | 0 | 0 | 0 | 0 | 0 | 0 | 0 | 0 | 0 | 0 | 0 | 0 | 0 | 0 | 0 | 0 | 0
F8_Commercial_OR - Health_Existing_Water Heating_Natural Gas_Commercial Laundry - Alternative Dry-Cleaning Methods_A_Technical Potential | F8 | Commercial | OR - Health | Existing | Water Heating | Natural Gas | Commercial Laundry - Alternative Dry-Cleaning Methods | A | Cumulative Summer Peak Savings (MW) | Technical Potential | 0 | 0 | 0 | 0 | 0 | 0 | 0 | 0 | 0 | 0 | 0 | 0 | 0 | 0 | 0 | 0 | 0 | 0 | 0 | 0 | 0 | 0 | 0 | 0 | 0 | 0 | 0
F9_Commercial_OR - Health_Existing_Water Heating_Natural Gas_Commercial Laundry - Alternative Dry-Cleaning Methods_A_Technical Potential | F9 | Commercial | OR - Health | Existing | Water Heating | Natural Gas | Commercial Laundry - Alternative Dry-Cleaning Methods | A | Cumulative Winter Peak Savings (MW) | Technical Potential | 0 | 0 | 0 | 0 | 0 | 0 | 0 | 0 | 0 | 0 | 0 | 0 | 0 | 0 | 0 | 0 | 0 | 0 | 0 | 0 | 0 | 0 | 0 | 0 | 0 | 0 | 0
F10_Commercial_OR - Health_Existing_Water Heating_Natural Gas_Commercial Laundry - Alternative Dry-Cleaning Methods_A_Technical Potential | F10 | Commercial | OR - Health | Existing | Water Heating | Natural Gas | Commercial Laundry - Alternative Dry-Cleaning Methods | A | Purchases (Incremental) | Technical Potential | 0 | 0 | 0.30903 | 0.37944 | 0.46432 | 0.53901 | 0.61481 | 0.71878 | 0.78852 | 0.80553 | 0.75911 | 0.65252 | 0.50495 | 0.34653 | 0.20737 | 0.096855 | 0 | 0 | 0 | 0 | 0 | 0 | 0 | 0 | 0 | 0 | 0
F11_Commercial_OR - Health_Existing_Water Heating_Natural Gas_Commercial Laundry - Alternative Dry-Cleaning Methods_A_Technical Potential | F11 | Commercial | OR - Health | Existing | Water Heating | Natural Gas | Commercial Laundry - Alternative Dry-Cleaning Methods | A | Purchases (Cumulative) | Technical Potential | 0 | 0 | 0.30903 | 0.68847 | 1.1528 | 1.6918 | 2.3066 | 3.0254 | 3.8139 | 4.6194 | 5.3785 | 6.0311 | 6.536 | 6.8825 | 7.0899 | 7.1868 | 7.1868 | 7.1868 | 7.1868 | 7.1868 | 7.1868 | 7.1868 | 7.1868 | 7.1868 | 7.1868 | 7.1868 | 7.1868
F1_Commercial_OR - Health_Existing_Space Heating_Natural Gas_Advanced Kitchen Ventilation Controls_A_Technical Potential | F1 | Commercial | OR - Health | Existing | Space Heating | Natural Gas | Advanced Kitchen Ventilation Controls | A | Integrated Unit Energy Savings (kWh or therms) | Technical Potential | 0 | 0 | 0.010598 | 0.010418 | 0.01023 | 0.010037 | 0.0098357 | 0.0096255 | 0.0094053 | 0.0091744 | 0.0089329 | 0.0086827 | 0.0084274 | 0.0081714 | 0.0079205 | 0.0076802 | 0.0074552 | 0.0072518 | 0.0070704 | 0.0069029 | 0.006751 | 0.0066043 | 0.0064772 | 0.0063518 | 0.006228 | 0.0061057 | 0.0059845
F2_Commercial_OR - Health_Existing_Space Heating_Natural Gas_Advanced Kitchen Ventilation Controls_A_Technical Potential | F2 | Commercial | OR - Health | Existing | Space Heating | Natural Gas | Advanced Kitchen Ventilation Controls | A | Integrated Unit Summer Peak Savings (kW) | Technical Potential | 0 | 0 | 0 | 0 | 0 | 0 | 0 | 0 | 0 | 0 | 0 | 0 | 0 | 0 | 0 | 0 | 0 | 0 | 0 | 0 | 0 | 0 | 0 | 0 | 0 | 0 | 0
F3_Commercial_OR - Health_Existing_Space Heating_Natural Gas_Advanced Kitchen Ventilation Controls_A_Technical Potential | F3 | Commercial | OR - Health | Existing | Space Heating | Natural Gas | Advanced Kitchen Ventilation Controls | A | Integrated Unit Winter Peak Savings (kW) | Technical Potential | 0 | 0 | 0 | 0 | 0 | 0 | 0 | 0 | 0 | 0 | 0 | 0 | 0 | 0 | 0 | 0 | 0 | 0 | 0 | 0 | 0 | 0 | 0 | 0 | 0 | 0 | 0
F4_Commercial_OR - Health_Existing_Space Heating_Natural Gas_Advanced Kitchen Ventilation Controls_A_Technical Potential | F4 | Commercial | OR - Health | Existing | Space Heating | Natural Gas | Advanced Kitchen Ventilation Controls | A | Incremental Energy Savings (MWh or mTherms) | Technical Potential | 0 | 0 | 0.061665 | 0.12443 | 0.12219 | 0.11988 | 0.11748 | 0.11496 | 0.11233 | 0.10958 | 0.10669 | 0.1037 | 0.10065 | 0.097596 | 0.0946 | 0.09173 | 0.089043 | 0.044417 | 1.2861e-17 | 1.5067e-16 | 0 | 0 | 0 | 0 | 0 | 0 | 0
F5_Commercial_OR - Health_Existing_Space Heating_Natural Gas_Advanced Kitchen Ventilation Controls_A_Technical Potential | F5 | Commercial | OR - Health | Existing | Space Heating | Natural Gas | Advanced Kitchen Ventilation Controls | A | Incremental Summer Peak Savings (MW) | Technical Potential | 0 | 0 | 0 | 0 | 0 | 0 | 0 | 0 | 0 | 0 | 0 | 0 | 0 | 0 | 0 | 0 | 0 | 0 | 0 | 0 | 0 | 0 | 0 | 0 | 0 | 0 | 0
F6_Commercial_OR - Health_Existing_Space Heating_Natural Gas_Advanced Kitchen Ventilation Controls_A_Technical Potential | F6 | Commercial | OR - Health | Existing | Space Heating | Natural Gas | Advanced Kitchen Ventilation Controls | A | Incremental Winter Peak Savings (MW) | Technical Potential | 0 | 0 | 0 | 0 | 0 | 0 | 0 | 0 | 0 | 0 | 0 | 0 | 0 | 0 | 0 | 0 | 0 | 0 | 0 | 0 | 0 | 0 | 0 | 0 | 0 | 0 | 0
F7_Commercial_OR - Health_Existing_Space Heating_Natural Gas_Advanced Kitchen Ventilation Controls_A_Technical Potential | F7 | Commercial | OR - Health | Existing | Space Heating | Natural Gas | Advanced Kitchen Ventilation Controls | A | Cumulative Energy Savings (MWh or mTherms) | Technical Potential | 0 | 0 | 0.061665 | 0.18505 | 0.3039 | 0.41803 | 0.52713 | 0.63083 | 0.72873 | 0.82041 | 0.90551 | 0.98386 | 1.0556 | 1.1211 | 1.1813 | 1.2372 | 1.29 | 1.2992 | 1.2667 | 1.2367 | 1.2095 | 1.1832 | 1.1604 | 1.138 | 1.1158 | 1.0939 | 1.0722
F8_Commercial_OR - Health_Existing_Space Heating_Natural Gas_Advanced Kitchen Ventilation Controls_A_Technical Potential | F8 | Commercial | OR - Health | Existing | Space Heating | Natural Gas | Advanced Kitchen Ventilation Controls | A | Cumulative Summer Peak Savings (MW) | Technical Potential | 0 | 0 | 0 | 0 | 0 | 0 | 0 | 0 | 0 | 0 | 0 | 0 | 0 | 0 | 0 | 0 | 0 | 0 | 0 | 0 | 0 | 0 | 0 | 0 | 0 | 0 | 0
F9_Commercial_OR - Health_Existing_Space Heating_Natural Gas_Advanced Kitchen Ventilation Controls_A_Technical Potential | F9 | Commercial | OR - Health | Existing | Space Heating | Natural Gas | Advanced Kitchen Ventilation Controls | A | Cumulative Winter Peak Savings (MW) | Technical Potential | 0 | 0 | 0 | 0 | 0 | 0 | 0 | 0 | 0 | 0 | 0 | 0 | 0 | 0 | 0 | 0 | 0 | 0 | 0 | 0 | 0 | 0 | 0 | 0 | 0 | 0 | 0
F10_Commercial_OR - Health_Existing_Space Heating_Natural Gas_Advanced Kitchen Ventilation Controls_A_Technical Potential | F10 | Commercial | OR - Health | Existing | Space Heating | Natural Gas | Advanced Kitchen Ventilation Controls | A | Purchases (Incremental) | Technical Potential | 0 | 0 | 5818.7243 | 11943.6973 | 11943.6973 | 11943.6973 | 11943.6973 | 11943.6973 | 11943.6973 | 11943.6973 | 11943.6973 | 11943.6973 | 11943.6973 | 11943.6973 | 11943.6973 | 11943.6973 | 11943.6973 | 6124.973 | 1.819e-12 | 2.1828e-11 | 0 | 0 | 0 | 0 | 0 | 0 | 0
F11_Commercial_OR - Health_Existing_Space Heating_Natural Gas_Advanced Kitchen Ventilation Controls_A_Technical Potential | F11 | Commercial | OR - Health | Existing | Space Heating | Natural Gas | Advanced Kitchen Ventilation Controls | A | Purchases (Cumulative) | Technical Potential | 0 | 0 | 5818.7243 | 17762.4216 | 29706.1188 | 41649.8161 | 53593.5133 | 65537.2106 | 77480.9078 | 89424.6051 | 101368.3023 | 113311.9996 | 125255.6969 | 137199.3941 | 149143.0914 | 161086.7886 | 173030.4859 | 179155.4588 | 179155.4588 | 179155.4588 | 179155.4588 | 179155.4588 | 179155.4588 | 179155.4588 | 179155.4588 | 179155.4588 | 179155.4588
F1_Commercial_OR - Health_Existing_Space Heating_Natural Gas_Infiltration Control - Loading Dock Sealing_A_Technical Potential | F1 | Commercial | OR - Health | Existing | Space Heating | Natural Gas | Infiltration Control - Loading Dock Sealing | A | Integrated Unit Energy Savings (kWh or therms) | Technical Potential | 0 | 0 | 55.5774 | 54.3002 | 52.9552 | 51.5611 | 50.1035 | 48.5667 | 46.9476 | 45.2493 | 43.4831 | 41.6733 | 39.8802 | 38.1319 | 36.4578 | 34.8871 | 33.4534 | 32.2243 | 31.1963 | 30.2797 | 29.495 | 28.7454 | 28.1921 | 27.6464 | 27.1073 | 26.5749 | 26.0474
F2_Commercial_OR - Health_Existing_Space Heating_Natural Gas_Infiltration Control - Loading Dock Sealing_A_Technical Potential | F2 | Commercial | OR - Health | Existing | Space Heating | Natural Gas | Infiltration Control - Loading Dock Sealing | A | Integrated Unit Summer Peak Savings (kW) | Technical Potential | 0 | 0 | 0 | 0 | 0 | 0 | 0 | 0 | 0 | 0 | 0 | 0 | 0 | 0 | 0 | 0 | 0 | 0 | 0 | 0 | 0 | 0 | 0 | 0 | 0 | 0 | 0
F3_Commercial_OR - Health_Existing_Space Heating_Natural Gas_Infiltration Control - Loading Dock Sealing_A_Technical Potential | F3 | Commercial | OR - Health | Existing | Space Heating | Natural Gas | Infiltration Control - Loading Dock Sealing | A | Integrated Unit Winter Peak Savings (kW) | Technical Potential | 0 | 0 | 0 | 0 | 0 | 0 | 0 | 0 | 0 | 0 | 0 | 0 | 0 | 0 | 0 | 0 | 0 | 0 | 0 | 0 | 0 | 0 | 0 | 0 | 0 | 0 | 0
F4_Commercial_OR - Health_Existing_Space Heating_Natural Gas_Infiltration Control - Loading Dock Sealing_A_Technical Potential | F4 | Commercial | OR - Health | Existing | Space Heating | Natural Gas | Infiltration Control - Loading Dock Sealing | A | Incremental Energy Savings (MWh or mTherms) | Technical Potential | 0 | 0 | 0 | 0 | 0 | 0 | 0 | 0 | 0 | 0 | 0 | 0 | 0 | 0 | 0 | 0 | 0 | 0 | 0 | 0 | 0 | 0 | 0 | 0 | 0 | 0 | 0
F5_Commercial_OR - Health_Existing_Space Heating_Natural Gas_Infiltration Control - Loading Dock Sealing_A_Technical Potential | F5 | Commercial | OR - Health | Existing | Space Heating | Natural Gas | Infiltration Control - Loading Dock Sealing | A | Incremental Summer Peak Savings (MW) | Technical Potential | 0 | 0 | 0 | 0 | 0 | 0 | 0 | 0 | 0 | 0 | 0 | 0 | 0 | 0 | 0 | 0 | 0 | 0 | 0 | 0 | 0 | 0 | 0 | 0 | 0 | 0 | 0
F6_Commercial_OR - Health_Existing_Space Heating_Natural Gas_Infiltration Control - Loading Dock Sealing_A_Technical Potential | F6 | Commercial | OR - Health | Existing | Space Heating | Natural Gas | Infiltration Control - Loading Dock Sealing | A | Incremental Winter Peak Savings (MW) | Technical Potential | 0 | 0 | 0 | 0 | 0 | 0 | 0 | 0 | 0 | 0 | 0 | 0 | 0 | 0 | 0 | 0 | 0 | 0 | 0 | 0 | 0 | 0 | 0 | 0 | 0 | 0 | 0
F7_Commercial_OR - Health_Existing_Space Heating_Natural Gas_Infiltration Control - Loading Dock Sealing_A_Technical Potential | F7 | Commercial | OR - Health | Existing | Space Heating | Natural Gas | Infiltration Control - Loading Dock Sealing | A | Cumulative Energy Savings (MWh or mTherms) | Technical Potential | 0 | 0 | 0 | 0 | 0 | 0 | 0 | 0 | 0 | 0 | 0 | 0 | 0 | 0 | 0 | 0 | 0 | 0 | 0 | 0 | 0 | 0 | 0 | 0 | 0 | 0 | 0
F8_Commercial_OR - Health_Existing_Space Heating_Natural Gas_Infiltration Control - Loading Dock Sealing_A_Technical Potential | F8 | Commercial | OR - Health | Existing | Space Heating | Natural Gas | Infiltration Control - Loading Dock Sealing | A | Cumulative Summer Peak Savings (MW) | Technical Potential | 0 | 0 | 0 | 0 | 0 | 0 | 0 | 0 | 0 | 0 | 0 | 0 | 0 | 0 | 0 | 0 | 0 | 0 | 0 | 0 | 0 | 0 | 0 | 0 | 0 | 0 | 0
F9_Commercial_OR - Health_Existing_Space Heating_Natural Gas_Infiltration Control - Loading Dock Sealing_A_Technical Potential | F9 | Commercial | OR - Health | Existing | Space Heating | Natural Gas | Infiltration Control - Loading Dock Sealing | A | Cumulative Winter Peak Savings (MW) | Technical Potential | 0 | 0 | 0 | 0 | 0 | 0 | 0 | 0 | 0 | 0 | 0 | 0 | 0 | 0 | 0 | 0 | 0 | 0 | 0 | 0 | 0 | 0 | 0 | 0 | 0 | 0 | 0
F10_Commercial_OR - Health_Existing_Space Heating_Natural Gas_Infiltration Control - Loading Dock Sealing_A_Technical Potential | F10 | Commercial | OR - Health | Existing | Space Heating | Natural Gas | Infiltration Control - Loading Dock Sealing | A | Purchases (Incremental) | Technical Potential | 0 | 0 | 0 | 0 | 0 | 0 | 0 | 0 | 0 | 0 | 0 | 0 | 0 | 0 | 0 | 0 | 0 | 0 | 0 | 0 | 0 | 0 | 0 | 0 | 0 | 0 | 0
F11_Commercial_OR - Health_Existing_Space Heating_Natural Gas_Infiltration Control - Loading Dock Sealing_A_Technical Potential | F11 | Commercial | OR - Health | Existing | Space Heating | Natural Gas | Infiltration Control - Loading Dock Sealing | A | Purchases (Cumulative) | Technical Potential | 0 | 0 | 0 | 0 | 0 | 0 | 0 | 0 | 0 | 0 | 0 | 0 | 0 | 0 | 0 | 0 | 0 | 0 | 0 | 0 | 0 | 0 | 0 | 0 | 0 | 0 | 0
F1_Commercial_OR - Health_Existing_Space Heating_Natural Gas_Greenhouse Heat Curtain_A_Technical Potential | F1 | Commercial | OR - Health | Existing | Space Heating | Natural Gas | Greenhouse Heat Curtain | A | Integrated Unit Energy Savings (kWh or therms) | Technical Potential | 0 | 0 | 48.6782 | 47.8265 | 46.9239 | 45.9826 | 44.991 | 43.9385 | 42.8185 | 41.6278 | 40.3681 | 39.0526 | 37.7046 | 36.3546 | 35.0395 | 33.7942 | 32.6467 | 31.6355 | 30.761 | 29.9729 | 29.2898 | 28.6325 | 28.0815 | 27.5381 | 27.0013 | 26.471 | 25.9457
F2_Commercial_OR - Health_Existing_Space Heating_Natural Gas_Greenhouse Heat Curtain_A_Technical Potential | F2 | Commercial | OR - Health | Existing | Space Heating | Natural Gas | Greenhouse Heat Curtain | A | Integrated Unit Summer Peak Savings (kW) | Technical Potential | 0 | 0 | 0 | 0 | 0 | 0 | 0 | 0 | 0 | 0 | 0 | 0 | 0 | 0 | 0 | 0 | 0 | 0 | 0 | 0 | 0 | 0 | 0 | 0 | 0 | 0 | 0
F3_Commercial_OR - Health_Existing_Space Heating_Natural Gas_Greenhouse Heat Curtain_A_Technical Potential | F3 | Commercial | OR - Health | Existing | Space Heating | Natural Gas | Greenhouse Heat Curtain | A | Integrated Unit Winter Peak Savings (kW) | Technical Potential | 0 | 0 | 0 | 0 | 0 | 0 | 0 | 0 | 0 | 0 | 0 | 0 | 0 | 0 | 0 | 0 | 0 | 0 | 0 | 0 | 0 | 0 | 0 | 0 | 0 | 0 | 0
F4_Commercial_OR - Health_Existing_Space Heating_Natural Gas_Greenhouse Heat Curtain_A_Technical Potential | F4 | Commercial | OR - Health | Existing | Space Heating | Natural Gas | Greenhouse Heat Curtain | A | Incremental Energy Savings (MWh or mTherms) | Technical Potential | 0 | 0 | 0 | 0 | 0 | 0 | 0 | 0 | 0 | 0 | 0 | 0 | 0 | 0 | 0 | 0 | 0 | 0 | 0 | 0 | 0 | 0 | 0 | 0 | 0 | 0 | 0
F5_Commercial_OR - Health_Existing_Space Heating_Natural Gas_Greenhouse Heat Curtain_A_Technical Potential | F5 | Commercial | OR - Health | Existing | Space Heating | Natural Gas | Greenhouse Heat Curtain | A | Incremental Summer Peak Savings (MW) | Technical Potential | 0 | 0 | 0 | 0 | 0 | 0 | 0 | 0 | 0 | 0 | 0 | 0 | 0 | 0 | 0 | 0 | 0 | 0 | 0 | 0 | 0 | 0 | 0 | 0 | 0 | 0 | 0
F6_Commercial_OR - Health_Existing_Space Heating_Natural Gas_Greenhouse Heat Curtain_A_Technical Potential | F6 | Commercial | OR - Health | Existing | Space Heating | Natural Gas | Greenhouse Heat Curtain | A | Incremental Winter Peak Savings (MW) | Technical Potential | 0 | 0 | 0 | 0 | 0 | 0 | 0 | 0 | 0 | 0 | 0 | 0 | 0 | 0 | 0 | 0 | 0 | 0 | 0 | 0 | 0 | 0 | 0 | 0 | 0 | 0 | 0
F7_Commercial_OR - Health_Existing_Space Heating_Natural Gas_Greenhouse Heat Curtain_A_Technical Potential | F7 | Commercial | OR - Health | Existing | Space Heating | Natural Gas | Greenhouse Heat Curtain | A | Cumulative Energy Savings (MWh or mTherms) | Technical Potential | 0 | 0 | 0 | 0 | 0 | 0 | 0 | 0 | 0 | 0 | 0 | 0 | 0 | 0 | 0 | 0 | 0 | 0 | 0 | 0 | 0 | 0 | 0 | 0 | 0 | 0 | 0
F8_Commercial_OR - Health_Existing_Space Heating_Natural Gas_Greenhouse Heat Curtain_A_Technical Potential | F8 | Commercial | OR - Health | Existing | Space Heating | Natural Gas | Greenhouse Heat Curtain | A | Cumulative Summer Peak Savings (MW) | Technical Potential | 0 | 0 | 0 | 0 | 0 | 0 | 0 | 0 | 0 | 0 | 0 | 0 | 0 | 0 | 0 | 0 | 0 | 0 | 0 | 0 | 0 | 0 | 0 | 0 | 0 | 0 | 0
F9_Commercial_OR - Health_Existing_Space Heating_Natural Gas_Greenhouse Heat Curtain_A_Technical Potential | F9 | Commercial | OR - Health | Existing | Space Heating | Natural Gas | Greenhouse Heat Curtain | A | Cumulative Winter Peak Savings (MW) | Technical Potential | 0 | 0 | 0 | 0 | 0 | 0 | 0 | 0 | 0 | 0 | 0 | 0 | 0 | 0 | 0 | 0 | 0 | 0 | 0 | 0 | 0 | 0 | 0 | 0 | 0 | 0 | 0
F10_Commercial_OR - Health_Existing_Space Heating_Natural Gas_Greenhouse Heat Curtain_A_Technical Potential | F10 | Commercial | OR - Health | Existing | Space Heating | Natural Gas | Greenhouse Heat Curtain | A | Purchases (Incremental) | Technical Potential | 0 | 0 | 0 | 0 | 0 | 0 | 0 | 0 | 0 | 0 | 0 | 0 | 0 | 0 | 0 | 0 | 0 | 0 | 0 | 0 | 0 | 0 | 0 | 0 | 0 | 0 | 0
F11_Commercial_OR - Health_Existing_Space Heating_Natural Gas_Greenhouse Heat Curtain_A_Technical Potential | F11 | Commercial | OR - Health | Existing | Space Heating | Natural Gas | Greenhouse Heat Curtain | A | Purchases (Cumulative) | Technical Potential | 0 | 0 | 0 | 0 | 0 | 0 | 0 | 0 | 0 | 0 | 0 | 0 | 0 | 0 | 0 | 0 | 0 | 0 | 0 | 0 | 0 | 0 | 0 | 0 | 0 | 0 | 0
F1_Commercial_OR - Health_Existing_Space Heating_Natural Gas_Ventilation - Parking Garages, Demand Controlled_A_Technical Potential | F1 | Commercial | OR - Health | Existing | Space Heating | Natural Gas | Ventilation - Parking Garages, Demand Controlled | A | Integrated Unit Energy Savings (kWh or therms) | Technical Potential | 0 | 0 | 0 | 0 | 0 | 0 | 0 | 0 | 0 | 0 | 0 | 0 | 0 | 0 | 0 | 0 | 0 | 0 | 0 | 0 | 0 | 0 | 0 | 0 | 0 | 0 | 0
F2_Commercial_OR - Health_Existing_Space Heating_Natural Gas_Ventilation - Parking Garages, Demand Controlled_A_Technical Potential | F2 | Commercial | OR - Health | Existing | Space Heating | Natural Gas | Ventilation - Parking Garages, Demand Controlled | A | Integrated Unit Summer Peak Savings (kW) | Technical Potential | 0 | 0 | 0 | 0 | 0 | 0 | 0 | 0 | 0 | 0 | 0 | 0 | 0 | 0 | 0 | 0 | 0 | 0 | 0 | 0 | 0 | 0 | 0 | 0 | 0 | 0 | 0
F3_Commercial_OR - Health_Existing_Space Heating_Natural Gas_Ventilation - Parking Garages, Demand Controlled_A_Technical Potential | F3 | Commercial | OR - Health | Existing | Space Heating | Natural Gas | Ventilation - Parking Garages, Demand Controlled | A | Integrated Unit Winter Peak Savings (kW) | Technical Potential | 0 | 0 | 0 | 0 | 0 | 0 | 0 | 0 | 0 | 0 | 0 | 0 | 0 | 0 | 0 | 0 | 0 | 0 | 0 | 0 | 0 | 0 | 0 | 0 | 0 | 0 | 0
F4_Commercial_OR - Health_Existing_Space Heating_Natural Gas_Ventilation - Parking Garages, Demand Controlled_A_Technical Potential | F4 | Commercial | OR - Health | Existing | Space Heating | Natural Gas | Ventilation - Parking Garages, Demand Controlled | A | Incremental Energy Savings (MWh or mTherms) | Technical Potential | 0 | 0 | 0 | 0 | 0 | 0 | 0 | 0 | 0 | 0 | 0 | 0 | 0 | 0 | 0 | 0 | 0 | 0 | 0 | 0 | 0 | 0 | 0 | 0 | 0 | 0 | 0
F5_Commercial_OR - Health_Existing_Space Heating_Natural Gas_Ventilation - Parking Garages, Demand Controlled_A_Technical Potential | F5 | Commercial | OR - Health | Existing | Space Heating | Natural Gas | Ventilation - Parking Garages, Demand Controlled | A | Incremental Summer Peak Savings (MW) | Technical Potential | 0 | 0 | 0 | 0 | 0 | 0 | 0 | 0 | 0 | 0 | 0 | 0 | 0 | 0 | 0 | 0 | 0 | 0 | 0 | 0 | 0 | 0 | 0 | 0 | 0 | 0 | 0
F6_Commercial_OR - Health_Existing_Space Heating_Natural Gas_Ventilation - Parking Garages, Demand Controlled_A_Technical Potential | F6 | Commercial | OR - Health | Existing | Space Heating | Natural Gas | Ventilation - Parking Garages, Demand Controlled | A | Incremental Winter Peak Savings (MW) | Technical Potential | 0 | 0 | 0 | 0 | 0 | 0 | 0 | 0 | 0 | 0 | 0 | 0 | 0 | 0 | 0 | 0 | 0 | 0 | 0 | 0 | 0 | 0 | 0 | 0 | 0 | 0 | 0
F7_Commercial_OR - Health_Existing_Space Heating_Natural Gas_Ventilation - Parking Garages, Demand Controlled_A_Technical Potential | F7 | Commercial | OR - Health | Existing | Space Heating | Natural Gas | Ventilation - Parking Garages, Demand Controlled | A | Cumulative Energy Savings (MWh or mTherms) | Technical Potential | 0 | 0 | 0 | 0 | 0 | 0 | 0 | 0 | 0 | 0 | 0 | 0 | 0 | 0 | 0 | 0 | 0 | 0 | 0 | 0 | 0 | 0 | 0 | 0 | 0 | 0 | 0
F8_Commercial_OR - Health_Existing_Space Heating_Natural Gas_Ventilation - Parking Garages, Demand Controlled_A_Technical Potential | F8 | Commercial | OR - Health | Existing | Space Heating | Natural Gas | Ventilation - Parking Garages, Demand Controlled | A | Cumulative Summer Peak Savings (MW) | Technical Potential | 0 | 0 | 0 | 0 | 0 | 0 | 0 | 0 | 0 | 0 | 0 | 0 | 0 | 0 | 0 | 0 | 0 | 0 | 0 | 0 | 0 | 0 | 0 | 0 | 0 | 0 | 0
F9_Commercial_OR - Health_Existing_Space Heating_Natural Gas_Ventilation - Parking Garages, Demand Controlled_A_Technical Potential | F9 | Commercial | OR - Health | Existing | Space Heating | Natural Gas | Ventilation - Parking Garages, Demand Controlled | A | Cumulative Winter Peak Savings (MW) | Technical Potential | 0 | 0 | 0 | 0 | 0 | 0 | 0 | 0 | 0 | 0 | 0 | 0 | 0 | 0 | 0 | 0 | 0 | 0 | 0 | 0 | 0 | 0 | 0 | 0 | 0 | 0 | 0
F10_Commercial_OR - Health_Existing_Space Heating_Natural Gas_Ventilation - Parking Garages, Demand Controlled_A_Technical Potential | F10 | Commercial | OR - Health | Existing | Space Heating | Natural Gas | Ventilation - Parking Garages, Demand Controlled | A | Purchases (Incremental) | Technical Potential | 0 | 0 | 0 | 0 | 0 | 0 | 0 | 0 | 0 | 0 | 0 | 0 | 0 | 0 | 0 | 0 | 0 | 0 | 0 | 0 | 0 | 0 | 0 | 0 | 0 | 0 | 0
F11_Commercial_OR - Health_Existing_Space Heating_Natural Gas_Ventilation - Parking Garages, Demand Controlled_A_Technical Potential | F11 | Commercial | OR - Health | Existing | Space Heating | Natural Gas | Ventilation - Parking Garages, Demand Controlled | A | Purchases (Cumulative) | Technical Potential | 0 | 0 | 0 | 0 | 0 | 0 | 0 | 0 | 0 | 0 | 0 | 0 | 0 | 0 | 0 | 0 | 0 | 0 | 0 | 0 | 0 | 0 | 0 | 0 | 0 | 0 | 0
F1_Commercial_OR - Health_Existing_Miscellaneous_Natural Gas_Pool Heater - Night Covers_A_Technical Potential | F1 | Commercial | OR - Health | Existing | Miscellaneous | Natural Gas | Pool Heater - Night Covers | A | Integrated Unit Energy Savings (kWh or therms) | Technical Potential | 0 | 0 | 0 | 0 | 0 | 0 | 0 | 0 | 0 | 0 | 0 | 0 | 0 | 0 | 0 | 0 | 0 | 0 | 0 | 0 | 0 | 0 | 0 | 0 | 0 | 0 | 0
F2_Commercial_OR - Health_Existing_Miscellaneous_Natural Gas_Pool Heater - Night Covers_A_Technical Potential | F2 | Commercial | OR - Health | Existing | Miscellaneous | Natural Gas | Pool Heater - Night Covers | A | Integrated Unit Summer Peak Savings (kW) | Technical Potential | 0 | 0 | 0 | 0 | 0 | 0 | 0 | 0 | 0 | 0 | 0 | 0 | 0 | 0 | 0 | 0 | 0 | 0 | 0 | 0 | 0 | 0 | 0 | 0 | 0 | 0 | 0
F3_Commercial_OR - Health_Existing_Miscellaneous_Natural Gas_Pool Heater - Night Covers_A_Technical Potential | F3 | Commercial | OR - Health | Existing | Miscellaneous | Natural Gas | Pool Heater - Night Covers | A | Integrated Unit Winter Peak Savings (kW) | Technical Potential | 0 | 0 | 0 | 0 | 0 | 0 | 0 | 0 | 0 | 0 | 0 | 0 | 0 | 0 | 0 | 0 | 0 | 0 | 0 | 0 | 0 | 0 | 0 | 0 | 0 | 0 | 0
F4_Commercial_OR - Health_Existing_Miscellaneous_Natural Gas_Pool Heater - Night Covers_A_Technical Potential | F4 | Commercial | OR - Health | Existing | Miscellaneous | Natural Gas | Pool Heater - Night Covers | A | Incremental Energy Savings (MWh or mTherms) | Technical Potential | 0 | 0 | 0 | 0 | 0 | 0 | 0 | 0 | 0 | 0 | 0 | 0 | 0 | 0 | 0 | 0 | 0 | 0 | 0 | 0 | 0 | 0 | 0 | 0 | 0 | 0 | 0
F5_Commercial_OR - Health_Existing_Miscellaneous_Natural Gas_Pool Heater - Night Covers_A_Technical Potential | F5 | Commercial | OR - Health | Existing | Miscellaneous | Natural Gas | Pool Heater - Night Covers | A | Incremental Summer Peak Savings (MW) | Technical Potential | 0 | 0 | 0 | 0 | 0 | 0 | 0 | 0 | 0 | 0 | 0 | 0 | 0 | 0 | 0 | 0 | 0 | 0 | 0 | 0 | 0 | 0 | 0 | 0 | 0 | 0 | 0
F6_Commercial_OR - Health_Existing_Miscellaneous_Natural Gas_Pool Heater - Night Covers_A_Technical Potential | F6 | Commercial | OR - Health | Existing | Miscellaneous | Natural Gas | Pool Heater - Night Covers | A | Incremental Winter Peak Savings (MW) | Technical Potential | 0 | 0 | 0 | 0 | 0 | 0 | 0 | 0 | 0 | 0 | 0 | 0 | 0 | 0 | 0 | 0 | 0 | 0 | 0 | 0 | 0 | 0 | 0 | 0 | 0 | 0 | 0
F7_Commercial_OR - Health_Existing_Miscellaneous_Natural Gas_Pool Heater - Night Covers_A_Technical Potential | F7 | Commercial | OR - Health | Existing | Miscellaneous | Natural Gas | Pool Heater - Night Covers | A | Cumulative Energy Savings (MWh or mTherms) | Technical Potential | 0 | 0 | 0 | 0 | 0 | 0 | 0 | 0 | 0 | 0 | 0 | 0 | 0 | 0 | 0 | 0 | 0 | 0 | 0 | 0 | 0 | 0 | 0 | 0 | 0 | 0 | 0
F8_Commercial_OR - Health_Existing_Miscellaneous_Natural Gas_Pool Heater - Night Covers_A_Technical Potential | F8 | Commercial | OR - Health | Existing | Miscellaneous | Natural Gas | Pool Heater - Night Covers | A | Cumulative Summer Peak Savings (MW) | Technical Potential | 0 | 0 | 0 | 0 | 0 | 0 | 0 | 0 | 0 | 0 | 0 | 0 | 0 | 0 | 0 | 0 | 0 | 0 | 0 | 0 | 0 | 0 | 0 | 0 | 0 | 0 | 0
F9_Commercial_OR - Health_Existing_Miscellaneous_Natural Gas_Pool Heater - Night Covers_A_Technical Potential | F9 | Commercial | OR - Health | Existing | Miscellaneous | Natural Gas | Pool Heater - Night Covers | A | Cumulative Winter Peak Savings (MW) | Technical Potential | 0 | 0 | 0 | 0 | 0 | 0 | 0 | 0 | 0 | 0 | 0 | 0 | 0 | 0 | 0 | 0 | 0 | 0 | 0 | 0 | 0 | 0 | 0 | 0 | 0 | 0 | 0
F10_Commercial_OR - Health_Existing_Miscellaneous_Natural Gas_Pool Heater - Night Covers_A_Technical Potential | F10 | Commercial | OR - Health | Existing | Miscellaneous | Natural Gas | Pool Heater - Night Covers | A | Purchases (Incremental) | Technical Potential | 0 | 0 | 0 | 0 | 0 | 0 | 0 | 0 | 0 | 0 | 0 | 0 | 0 | 0 | 0 | 0 | 0 | 0 | 0 | 0 | 0 | 0 | 0 | 0 | 0 | 0 | 0
F11_Commercial_OR - Health_Existing_Miscellaneous_Natural Gas_Pool Heater - Night Covers_A_Technical Potential | F11 | Commercial | OR - Health | Existing | Miscellaneous | Natural Gas | Pool Heater - Night Covers | A | Purchases (Cumulative) | Technical Potential | 0 | 0 | 0 | 0 | 0 | 0 | 0 | 0 | 0 | 0 | 0 | 0 | 0 | 0 | 0 | 0 | 0 | 0 | 0 | 0 | 0 | 0 | 0 | 0 | 0 | 0 | 0
F1_Commercial_OR - Health_Existing_Space Heating_Natural Gas_Advanced New Construction Designs_A_Technical Potential | F1 | Commercial | OR - Health | Existing | Space Heating | Natural Gas | Advanced New Construction Designs | A | Integrated Unit Energy Savings (kWh or therms) | Technical Potential | 0 | 0 | 0 | 0 | 0 | 0 | 0 | 0 | 0 | 0 | 0 | 0 | 0 | 0 | 0 | 0 | 0 | 0 | 0 | 0 | 0 | 0 | 0 | 0 | 0 | 0 | 0
F2_Commercial_OR - Health_Existing_Space Heating_Natural Gas_Advanced New Construction Designs_A_Technical Potential | F2 | Commercial | OR - Health | Existing | Space Heating | Natural Gas | Advanced New Construction Designs | A | Integrated Unit Summer Peak Savings (kW) | Technical Potential | 0 | 0 | 0 | 0 | 0 | 0 | 0 | 0 | 0 | 0 | 0 | 0 | 0 | 0 | 0 | 0 | 0 | 0 | 0 | 0 | 0 | 0 | 0 | 0 | 0 | 0 | 0
F3_Commercial_OR - Health_Existing_Space Heating_Natural Gas_Advanced New Construction Designs_A_Technical Potential | F3 | Commercial | OR - Health | Existing | Space Heating | Natural Gas | Advanced New Construction Designs | A | Integrated Unit Winter Peak Savings (kW) | Technical Potential | 0 | 0 | 0 | 0 | 0 | 0 | 0 | 0 | 0 | 0 | 0 | 0 | 0 | 0 | 0 | 0 | 0 | 0 | 0 | 0 | 0 | 0 | 0 | 0 | 0 | 0 | 0
F4_Commercial_OR - Health_Existing_Space Heating_Natural Gas_Advanced New Construction Designs_A_Technical Potential | F4 | Commercial | OR - Health | Existing | Space Heating | Natural Gas | Advanced New Construction Designs | A | Incremental Energy Savings (MWh or mTherms) | Technical Potential | 0 | 0 | 0 | 0 | 0 | 0 | 0 | 0 | 0 | 0 | 0 | 0 | 0 | 0 | 0 | 0 | 0 | 0 | 0 | 0 | 0 | 0 | 0 | 0 | 0 | 0 | 0
F5_Commercial_OR - Health_Existing_Space Heating_Natural Gas_Advanced New Construction Designs_A_Technical Potential | F5 | Commercial | OR - Health | Existing | Space Heating | Natural Gas | Advanced New Construction Designs | A | Incremental Summer Peak Savings (MW) | Technical Potential | 0 | 0 | 0 | 0 | 0 | 0 | 0 | 0 | 0 | 0 | 0 | 0 | 0 | 0 | 0 | 0 | 0 | 0 | 0 | 0 | 0 | 0 | 0 | 0 | 0 | 0 | 0
F6_Commercial_OR - Health_Existing_Space Heating_Natural Gas_Advanced New Construction Designs_A_Technical Potential | F6 | Commercial | OR - Health | Existing | Space Heating | Natural Gas | Advanced New Construction Designs | A | Incremental Winter Peak Savings (MW) | Technical Potential | 0 | 0 | 0 | 0 | 0 | 0 | 0 | 0 | 0 | 0 | 0 | 0 | 0 | 0 | 0 | 0 | 0 | 0 | 0 | 0 | 0 | 0 | 0 | 0 | 0 | 0 | 0
F7_Commercial_OR - Health_Existing_Space Heating_Natural Gas_Advanced New Construction Designs_A_Technical Potential | F7 | Commercial | OR - Health | Existing | Space Heating | Natural Gas | Advanced New Construction Designs | A | Cumulative Energy Savings (MWh or mTherms) | Technical Potential | 0 | 0 | 0 | 0 | 0 | 0 | 0 | 0 | 0 | 0 | 0 | 0 | 0 | 0 | 0 | 0 | 0 | 0 | 0 | 0 | 0 | 0 | 0 | 0 | 0 | 0 | 0
F8_Commercial_OR - Health_Existing_Space Heating_Natural Gas_Advanced New Construction Designs_A_Technical Potential | F8 | Commercial | OR - Health | Existing | Space Heating | Natural Gas | Advanced New Construction Designs | A | Cumulative Summer Peak Savings (MW) | Technical Potential | 0 | 0 | 0 | 0 | 0 | 0 | 0 | 0 | 0 | 0 | 0 | 0 | 0 | 0 | 0 | 0 | 0 | 0 | 0 | 0 | 0 | 0 | 0 | 0 | 0 | 0 | 0
F9_Commercial_OR - Health_Existing_Space Heating_Natural Gas_Advanced New Construction Designs_A_Technical Potential | F9 | Commercial | OR - Health | Existing | Space Heating | Natural Gas | Advanced New Construction Designs | A | Cumulative Winter Peak Savings (MW) | Technical Potential | 0 | 0 | 0 | 0 | 0 | 0 | 0 | 0 | 0 | 0 | 0 | 0 | 0 | 0 | 0 | 0 | 0 | 0 | 0 | 0 | 0 | 0 | 0 | 0 | 0 | 0 | 0
F10_Commercial_OR - Health_Existing_Space Heating_Natural Gas_Advanced New Construction Designs_A_Technical Potential | F10 | Commercial | OR - Health | Existing | Space Heating | Natural Gas | Advanced New Construction Designs | A | Purchases (Incremental) | Technical Potential | 0 | 0 | 0 | 0 | 0 | 0 | 0 | 0 | 0 | 0 | 0 | 0 | 0 | 0 | 0 | 0 | 0 | 0 | 0 | 0 | 0 | 0 | 0 | 0 | 0 | 0 | 0
F11_Commercial_OR - Health_Existing_Space Heating_Natural Gas_Advanced New Construction Designs_A_Technical Potential | F11 | Commercial | OR - Health | Existing | Space Heating | Natural Gas | Advanced New Construction Designs | A | Purchases (Cumulative) | Technical Potential | 0 | 0 | 0 | 0 | 0 | 0 | 0 | 0 | 0 | 0 | 0 | 0 | 0 | 0 | 0 | 0 | 0 | 0 | 0 | 0 | 0 | 0 | 0 | 0 | 0 | 0 | 0
F1_Commercial_OR - Health_Existing_Water Heating_Natural Gas_Advanced New Construction Designs_A_Technical Potential | F1 | Commercial | OR - Health | Existing | Water Heating | Natural Gas | Advanced New Construction Designs | A | Integrated Unit Energy Savings (kWh or therms) | Technical Potential | 0 | 0 | 0 | 0 | 0 | 0 | 0 | 0 | 0 | 0 | 0 | 0 | 0 | 0 | 0 | 0 | 0 | 0 | 0 | 0 | 0 | 0 | 0 | 0 | 0 | 0 | 0
F2_Commercial_OR - Health_Existing_Water Heating_Natural Gas_Advanced New Construction Designs_A_Technical Potential | F2 | Commercial | OR - Health | Existing | Water Heating | Natural Gas | Advanced New Construction Designs | A | Integrated Unit Summer Peak Savings (kW) | Technical Potential | 0 | 0 | 0 | 0 | 0 | 0 | 0 | 0 | 0 | 0 | 0 | 0 | 0 | 0 | 0 | 0 | 0 | 0 | 0 | 0 | 0 | 0 | 0 | 0 | 0 | 0 | 0
F3_Commercial_OR - Health_Existing_Water Heating_Natural Gas_Advanced New Construction Designs_A_Technical Potential | F3 | Commercial | OR - Health | Existing | Water Heating | Natural Gas | Advanced New Construction Designs | A | Integrated Unit Winter Peak Savings (kW) | Technical Potential | 0 | 0 | 0 | 0 | 0 | 0 | 0 | 0 | 0 | 0 | 0 | 0 | 0 | 0 | 0 | 0 | 0 | 0 | 0 | 0 | 0 | 0 | 0 | 0 | 0 | 0 | 0
F4_Commercial_OR - Health_Existing_Water Heating_Natural Gas_Advanced New Construction Designs_A_Technical Potential | F4 | Commercial | OR - Health | Existing | Water Heating | Natural Gas | Advanced New Construction Designs | A | Incremental Energy Savings (MWh or mTherms) | Technical Potential | 0 | 0 | 0 | 0 | 0 | 0 | 0 | 0 | 0 | 0 | 0 | 0 | 0 | 0 | 0 | 0 | 0 | 0 | 0 | 0 | 0 | 0 | 0 | 0 | 0 | 0 | 0
F5_Commercial_OR - Health_Existing_Water Heating_Natural Gas_Advanced New Construction Designs_A_Technical Potential | F5 | Commercial | OR - Health | Existing | Water Heating | Natural Gas | Advanced New Construction Designs | A | Incremental Summer Peak Savings (MW) | Technical Potential | 0 | 0 | 0 | 0 | 0 | 0 | 0 | 0 | 0 | 0 | 0 | 0 | 0 | 0 | 0 | 0 | 0 | 0 | 0 | 0 | 0 | 0 | 0 | 0 | 0 | 0 | 0
F6_Commercial_OR - Health_Existing_Water Heating_Natural Gas_Advanced New Construction Designs_A_Technical Potential | F6 | Commercial | OR - Health | Existing | Water Heating | Natural Gas | Advanced New Construction Designs | A | Incremental Winter Peak Savings (MW) | Technical Potential | 0 | 0 | 0 | 0 | 0 | 0 | 0 | 0 | 0 | 0 | 0 | 0 | 0 | 0 | 0 | 0 | 0 | 0 | 0 | 0 | 0 | 0 | 0 | 0 | 0 | 0 | 0
F7_Commercial_OR - Health_Existing_Water Heating_Natural Gas_Advanced New Construction Designs_A_Technical Potential | F7 | Commercial | OR - Health | Existing | Water Heating | Natural Gas | Advanced New Construction Designs | A | Cumulative Energy Savings (MWh or mTherms) | Technical Potential | 0 | 0 | 0 | 0 | 0 | 0 | 0 | 0 | 0 | 0 | 0 | 0 | 0 | 0 | 0 | 0 | 0 | 0 | 0 | 0 | 0 | 0 | 0 | 0 | 0 | 0 | 0
F8_Commercial_OR - Health_Existing_Water Heating_Natural Gas_Advanced New Construction Designs_A_Technical Potential | F8 | Commercial | OR - Health | Existing | Water Heating | Natural Gas | Advanced New Construction Designs | A | Cumulative Summer Peak Savings (MW) | Technical Potential | 0 | 0 | 0 | 0 | 0 | 0 | 0 | 0 | 0 | 0 | 0 | 0 | 0 | 0 | 0 | 0 | 0 | 0 | 0 | 0 | 0 | 0 | 0 | 0 | 0 | 0 | 0
F9_Commercial_OR - Health_Existing_Water Heating_Natural Gas_Advanced New Construction Designs_A_Technical Potential | F9 | Commercial | OR - Health | Existing | Water Heating | Natural Gas | Advanced New Construction Designs | A | Cumulative Winter Peak Savings (MW) | Technical Potential | 0 | 0 | 0 | 0 | 0 | 0 | 0 | 0 | 0 | 0 | 0 | 0 | 0 | 0 | 0 | 0 | 0 | 0 | 0 | 0 | 0 | 0 | 0 | 0 | 0 | 0 | 0
F10_Commercial_OR - Health_Existing_Water Heating_Natural Gas_Advanced New Construction Designs_A_Technical Potential | F10 | Commercial | OR - Health | Existing | Water Heating | Natural Gas | Advanced New Construction Designs | A | Purchases (Incremental) | Technical Potential | 0 | 0 | 0 | 0 | 0 | 0 | 0 | 0 | 0 | 0 | 0 | 0 | 0 | 0 | 0 | 0 | 0 | 0 | 0 | 0 | 0 | 0 | 0 | 0 | 0 | 0 | 0
F11_Commercial_OR - Health_Existing_Water Heating_Natural Gas_Advanced New Construction Designs_A_Technical Potential | F11 | Commercial | OR - Health | Existing | Water Heating | Natural Gas | Advanced New Construction Designs | A | Purchases (Cumulative) | Technical Potential | 0 | 0 | 0 | 0 | 0 | 0 | 0 | 0 | 0 | 0 | 0 | 0 | 0 | 0 | 0 | 0 | 0 | 0 | 0 | 0 | 0 | 0 | 0 | 0 | 0 | 0 | 0
F1_Commercial_OR - Health_Existing_Space Heating_Natural Gas_Strategic Energy Management_A_Technical Potential | F1 | Commercial | OR - Health | Existing | Space Heating | Natural Gas | Strategic Energy Management | A | Integrated Unit Energy Savings (kWh or therms) | Technical Potential | 0 | 0 | 0.0064351 | 0.0062628 | 0.006082 | 0.0058955 | 0.0057016 | 0.005502 | 0.005294 | 0.0050792 | 0.0048596 | 0.004639 | 0.0044225 | 0.0042131 | 0.0040137 | 0.0038276 | 0.0036583 | 0.0035148 | 0.0033964 | 0.0032908 | 0.0032002 | 0.0031138 | 0.0030539 | 0.0029948 | 0.0029363 | 0.0028787 | 0.0028215
F2_Commercial_OR - Health_Existing_Space Heating_Natural Gas_Strategic Energy Management_A_Technical Potential | F2 | Commercial | OR - Health | Existing | Space Heating | Natural Gas | Strategic Energy Management | A | Integrated Unit Summer Peak Savings (kW) | Technical Potential | 0 | 0 | 0 | 0 | 0 | 0 | 0 | 0 | 0 | 0 | 0 | 0 | 0 | 0 | 0 | 0 | 0 | 0 | 0 | 0 | 0 | 0 | 0 | 0 | 0 | 0 | 0
F3_Commercial_OR - Health_Existing_Space Heating_Natural Gas_Strategic Energy Management_A_Technical Potential | F3 | Commercial | OR - Health | Existing | Space Heating | Natural Gas | Strategic Energy Management | A | Integrated Unit Winter Peak Savings (kW) | Technical Potential | 0 | 0 | 0 | 0 | 0 | 0 | 0 | 0 | 0 | 0 | 0 | 0 | 0 | 0 | 0 | 0 | 0 | 0 | 0 | 0 | 0 | 0 | 0 | 0 | 0 | 0 | 0
F4_Commercial_OR - Health_Existing_Space Heating_Natural Gas_Strategic Energy Management_A_Technical Potential | F4 | Commercial | OR - Health | Existing | Space Heating | Natural Gas | Strategic Energy Management | A | Incremental Energy Savings (MWh or mTherms) | Technical Potential | 0 | 0 | 0.13854 | 0.27676 | 0.26877 | 0.13361 | 0 | 0 | 0 | 0 | 0 | 0 | 0 | 0 | 0 | 0 | 0 | 0 | 0 | 0 | 0 | 0 | 0 | 0 | 0 | 0 | 0
F5_Commercial_OR - Health_Existing_Space Heating_Natural Gas_Strategic Energy Management_A_Technical Potential | F5 | Commercial | OR - Health | Existing | Space Heating | Natural Gas | Strategic Energy Management | A | Incremental Summer Peak Savings (MW) | Technical Potential | 0 | 0 | 0 | 0 | 0 | 0 | 0 | 0 | 0 | 0 | 0 | 0 | 0 | 0 | 0 | 0 | 0 | 0 | 0 | 0 | 0 | 0 | 0 | 0 | 0 | 0 | 0
F6_Commercial_OR - Health_Existing_Space Heating_Natural Gas_Strategic Energy Management_A_Technical Potential | F6 | Commercial | OR - Health | Existing | Space Heating | Natural Gas | Strategic Energy Management | A | Incremental Winter Peak Savings (MW) | Technical Potential | 0 | 0 | 0 | 0 | 0 | 0 | 0 | 0 | 0 | 0 | 0 | 0 | 0 | 0 | 0 | 0 | 0 | 0 | 0 | 0 | 0 | 0 | 0 | 0 | 0 | 0 | 0
F7_Commercial_OR - Health_Existing_Space Heating_Natural Gas_Strategic Energy Management_A_Technical Potential | F7 | Commercial | OR - Health | Existing | Space Heating | Natural Gas | Strategic Energy Management | A | Cumulative Energy Savings (MWh or mTherms) | Technical Potential | 0 | 0 | 0.13854 | 0.41159 | 0.66849 | 0.78159 | 0.75589 | 0.72942 | 0.70185 | 0.67337 | 0.64427 | 0.61502 | 0.58632 | 0.55855 | 0.53212 | 0.50745 | 0.485 | 0.46597 | 0.45027 | 0.43627 | 0.42427 | 0.41282 | 0.40487 | 0.39703 | 0.38929 | 0.38164 | 0.37406
F8_Commercial_OR - Health_Existing_Space Heating_Natural Gas_Strategic Energy Management_A_Technical Potential | F8 | Commercial | OR - Health | Existing | Space Heating | Natural Gas | Strategic Energy Management | A | Cumulative Summer Peak Savings (MW) | Technical Potential | 0 | 0 | 0 | 0 | 0 | 0 | 0 | 0 | 0 | 0 | 0 | 0 | 0 | 0 | 0 | 0 | 0 | 0 | 0 | 0 | 0 | 0 | 0 | 0 | 0 | 0 | 0
F9_Commercial_OR - Health_Existing_Space Heating_Natural Gas_Strategic Energy Management_A_Technical Potential | F9 | Commercial | OR - Health | Existing | Space Heating | Natural Gas | Strategic Energy Management | A | Cumulative Winter Peak Savings (MW) | Technical Potential | 0 | 0 | 0 | 0 | 0 | 0 | 0 | 0 | 0 | 0 | 0 | 0 | 0 | 0 | 0 | 0 | 0 | 0 | 0 | 0 | 0 | 0 | 0 | 0 | 0 | 0 | 0
F10_Commercial_OR - Health_Existing_Space Heating_Natural Gas_Strategic Energy Management_A_Technical Potential | F10 | Commercial | OR - Health | Existing | Space Heating | Natural Gas | Strategic Energy Management | A | Purchases (Incremental) | Technical Potential | 0 | 0 | 21529.2799 | 44191.6798 | 44191.6798 | 22662.3999 | 0 | 0 | 0 | 0 | 0 | 0 | 0 | 0 | 0 | 0 | 0 | 0 | 0 | 0 | 0 | 0 | 0 | 0 | 0 | 0 | 0
F11_Commercial_OR - Health_Existing_Space Heating_Natural Gas_Strategic Energy Management_A_Technical Potential | F11 | Commercial | OR - Health | Existing | Space Heating | Natural Gas | Strategic Energy Management | A | Purchases (Cumulative) | Technical Potential | 0 | 0 | 21529.2799 | 65720.9598 | 109912.6396 | 132575.0395 | 132575.0395 | 132575.0395 | 132575.0395 | 132575.0395 | 132575.0395 | 132575.0395 | 132575.0395 | 132575.0395 | 132575.0395 | 132575.0395 | 132575.0395 | 132575.0395 | 132575.0395 | 132575.0395 | 132575.0395 | 132575.0395 | 132575.0395 | 132575.0395 | 132575.0395 | 132575.0395 | 132575.0395
F1_Commercial_OR - Health_Existing_Water Heating_Natural Gas_Strategic Energy Management_A_Technical Potential | F1 | Commercial | OR - Health | Existing | Water Heating | Natural Gas | Strategic Energy Management | A | Integrated Unit Energy Savings (kWh or therms) | Technical Potential | 0 | 0 | 0.0014968 | 0.001454 | 0.0014147 | 0.0013781 | 0.0013442 | 0.0013124 | 0.0012831 | 0.0012564 | 0.001231 | 0.0012074 | 0.0011999 | 0.0011943 | 0.0011911 | 0.0011843 | 0.001179 | 0.0011748 | 0.0011714 | 0.0011685 | 0.0011668 | 0.0011659 | 0.0011654 | 0.001165 | 0.0011639 | 0.0011636 | 0.0011635
F2_Commercial_OR - Health_Existing_Water Heating_Natural Gas_Strategic Energy Management_A_Technical Potential | F2 | Commercial | OR - Health | Existing | Water Heating | Natural Gas | Strategic Energy Management | A | Integrated Unit Summer Peak Savings (kW) | Technical Potential | 0 | 0 | 0 | 0 | 0 | 0 | 0 | 0 | 0 | 0 | 0 | 0 | 0 | 0 | 0 | 0 | 0 | 0 | 0 | 0 | 0 | 0 | 0 | 0 | 0 | 0 | 0
F3_Commercial_OR - Health_Existing_Water Heating_Natural Gas_Strategic Energy Management_A_Technical Potential | F3 | Commercial | OR - Health | Existing | Water Heating | Natural Gas | Strategic Energy Management | A | Integrated Unit Winter Peak Savings (kW) | Technical Potential | 0 | 0 | 0 | 0 | 0 | 0 | 0 | 0 | 0 | 0 | 0 | 0 | 0 | 0 | 0 | 0 | 0 | 0 | 0 | 0 | 0 | 0 | 0 | 0 | 0 | 0 | 0
F4_Commercial_OR - Health_Existing_Water Heating_Natural Gas_Strategic Energy Management_A_Technical Potential | F4 | Commercial | OR - Health | Existing | Water Heating | Natural Gas | Strategic Energy Management | A | Incremental Energy Savings (MWh or mTherms) | Technical Potential | 0 | 0 | 0.029852 | 0.059519 | 0.057911 | 0.028931 | 0 | 0 | 0 | 0 | 0 | 0 | 0 | 0 | 0 | 0 | 0 | 0 | 0 | 0 | 0 | 0 | 0 | 0 | 0 | 0 | 0
F5_Commercial_OR - Health_Existing_Water Heating_Natural Gas_Strategic Energy Management_A_Technical Potential | F5 | Commercial | OR - Health | Existing | Water Heating | Natural Gas | Strategic Energy Management | A | Incremental Summer Peak Savings (MW) | Technical Potential | 0 | 0 | 0 | 0 | 0 | 0 | 0 | 0 | 0 | 0 | 0 | 0 | 0 | 0 | 0 | 0 | 0 | 0 | 0 | 0 | 0 | 0 | 0 | 0 | 0 | 0 | 0
F6_Commercial_OR - Health_Existing_Water Heating_Natural Gas_Strategic Energy Management_A_Technical Potential | F6 | Commercial | OR - Health | Existing | Water Heating | Natural Gas | Strategic Energy Management | A | Incremental Winter Peak Savings (MW) | Technical Potential | 0 | 0 | 0 | 0 | 0 | 0 | 0 | 0 | 0 | 0 | 0 | 0 | 0 | 0 | 0 | 0 | 0 | 0 | 0 | 0 | 0 | 0 | 0 | 0 | 0 | 0 | 0
F7_Commercial_OR - Health_Existing_Water Heating_Natural Gas_Strategic Energy Management_A_Technical Potential | F7 | Commercial | OR - Health | Existing | Water Heating | Natural Gas | Strategic Energy Management | A | Cumulative Energy Savings (MWh or mTherms) | Technical Potential | 0 | 0 | 0.029852 | 0.088516 | 0.14403 | 0.16925 | 0.16508 | 0.16117 | 0.15758 | 0.15429 | 0.15118 | 0.14828 | 0.14736 | 0.14667 | 0.14628 | 0.14545 | 0.14479 | 0.14427 | 0.14386 | 0.1435 | 0.1433 | 0.14318 | 0.14312 | 0.14308 | 0.14294 | 0.14291 | 0.14288
F8_Commercial_OR - Health_Existing_Water Heating_Natural Gas_Strategic Energy Management_A_Technical Potential | F8 | Commercial | OR - Health | Existing | Water Heating | Natural Gas | Strategic Energy Management | A | Cumulative Summer Peak Savings (MW) | Technical Potential | 0 | 0 | 0 | 0 | 0 | 0 | 0 | 0 | 0 | 0 | 0 | 0 | 0 | 0 | 0 | 0 | 0 | 0 | 0 | 0 | 0 | 0 | 0 | 0 | 0 | 0 | 0
F9_Commercial_OR - Health_Existing_Water Heating_Natural Gas_Strategic Energy Management_A_Technical Potential | F9 | Commercial | OR - Health | Existing | Water Heating | Natural Gas | Strategic Energy Management | A | Cumulative Winter Peak Savings (MW) | Technical Potential | 0 | 0 | 0 | 0 | 0 | 0 | 0 | 0 | 0 | 0 | 0 | 0 | 0 | 0 | 0 | 0 | 0 | 0 | 0 | 0 | 0 | 0 | 0 | 0 | 0 | 0 | 0
F10_Commercial_OR - Health_Existing_Water Heating_Natural Gas_Strategic Energy Management_A_Technical Potential | F10 | Commercial | OR - Health | Existing | Water Heating | Natural Gas | Strategic Energy Management | A | Purchases (Incremental) | Technical Potential | 0 | 0 | 19943.2945 | 40936.236 | 40936.236 | 20992.9416 | 0 | 0 | 0 | 0 | 0 | 0 | 0 | 0 | 0 | 0 | 0 | 0 | 0 | 0 | 0 | 0 | 0 | 0 | 0 | 0 | 0
F11_Commercial_OR - Health_Existing_Water Heating_Natural Gas_Strategic Energy Management_A_Technical Potential | F11 | Commercial | OR - Health | Existing | Water Heating | Natural Gas | Strategic Energy Management | A | Purchases (Cumulative) | Technical Potential | 0 | 0 | 19943.2945 | 60879.5305 | 101815.7666 | 122808.7081 | 122808.7081 | 122808.7081 | 122808.7081 | 122808.7081 | 122808.7081 | 122808.7081 | 122808.7081 | 122808.7081 | 122808.7081 | 122808.7081 | 122808.7081 | 122808.7081 | 122808.7081 | 122808.7081 | 122808.7081 | 122808.7081 | 122808.7081 | 122808.7081 | 122808.7081 | 122808.7081 | 122808.7081
F1_Commercial_OR - Health_Existing_Space Heating_Natural Gas_Retrocommissioning_A_Technical Potential | F1 | Commercial | OR - Health | Existing | Space Heating | Natural Gas | Retrocommissioning | A | Integrated Unit Energy Savings (kWh or therms) | Technical Potential | 0 | 0 | 0.0078981 | 0.0076795 | 0.007451 | 0.007219 | 0.0069816 | 0.0067372 | 0.0064826 | 0.0062195 | 0.0059507 | 0.0056805 | 0.0054155 | 0.0051589 | 0.0049149 | 0.004687 | 0.0044796 | 0.0043039 | 0.0041589 | 0.0040296 | 0.0039187 | 0.0038129 | 0.0037395 | 0.0036671 | 0.0035956 | 0.0035249 | 0.003455
F2_Commercial_OR - Health_Existing_Space Heating_Natural Gas_Retrocommissioning_A_Technical Potential | F2 | Commercial | OR - Health | Existing | Space Heating | Natural Gas | Retrocommissioning | A | Integrated Unit Summer Peak Savings (kW) | Technical Potential | 0 | 0 | 0 | 0 | 0 | 0 | 0 | 0 | 0 | 0 | 0 | 0 | 0 | 0 | 0 | 0 | 0 | 0 | 0 | 0 | 0 | 0 | 0 | 0 | 0 | 0 | 0
F3_Commercial_OR - Health_Existing_Space Heating_Natural Gas_Retrocommissioning_A_Technical Potential | F3 | Commercial | OR - Health | Existing | Space Heating | Natural Gas | Retrocommissioning | A | Integrated Unit Winter Peak Savings (kW) | Technical Potential | 0 | 0 | 0 | 0 | 0 | 0 | 0 | 0 | 0 | 0 | 0 | 0 | 0 | 0 | 0 | 0 | 0 | 0 | 0 | 0 | 0 | 0 | 0 | 0 | 0 | 0 | 0
F4_Commercial_OR - Health_Existing_Space Heating_Natural Gas_Retrocommissioning_A_Technical Potential | F4 | Commercial | OR - Health | Existing | Space Heating | Natural Gas | Retrocommissioning | A | Incremental Energy Savings (MWh or mTherms) | Technical Potential | 0 | 0 | 0.26808 | 0.53504 | 0.51912 | 0.25793 | 0 | 0 | 0 | 0 | 0 | 0 | 0 | 0 | 0 | 0 | 0 | 0 | 0 | 0 | 0 | 0 | 0 | 0 | 0 | 0 | 0
F5_Commercial_OR - Health_Existing_Space Heating_Natural Gas_Retrocommissioning_A_Technical Potential | F5 | Commercial | OR - Health | Existing | Space Heating | Natural Gas | Retrocommissioning | A | Incremental Summer Peak Savings (MW) | Technical Potential | 0 | 0 | 0 | 0 | 0 | 0 | 0 | 0 | 0 | 0 | 0 | 0 | 0 | 0 | 0 | 0 | 0 | 0 | 0 | 0 | 0 | 0 | 0 | 0 | 0 | 0 | 0
F6_Commercial_OR - Health_Existing_Space Heating_Natural Gas_Retrocommissioning_A_Technical Potential | F6 | Commercial | OR - Health | Existing | Space Heating | Natural Gas | Retrocommissioning | A | Incremental Winter Peak Savings (MW) | Technical Potential | 0 | 0 | 0 | 0 | 0 | 0 | 0 | 0 | 0 | 0 | 0 | 0 | 0 | 0 | 0 | 0 | 0 | 0 | 0 | 0 | 0 | 0 | 0 | 0 | 0 | 0 | 0
F7_Commercial_OR - Health_Existing_Space Heating_Natural Gas_Retrocommissioning_A_Technical Potential | F7 | Commercial | OR - Health | Existing | Space Heating | Natural Gas | Retrocommissioning | A | Cumulative Energy Savings (MWh or mTherms) | Technical Potential | 0 | 0 | 0.26808 | 0.79571 | 1.2912 | 1.5089 | 1.4593 | 1.4082 | 1.355 | 1.3 | 1.2438 | 1.1873 | 1.1319 | 1.0783 | 1.0273 | 0.97965 | 0.93631 | 0.89958 | 0.86927 | 0.84224 | 0.81907 | 0.79696 | 0.78161 | 0.76648 | 0.75153 | 0.73676 | 0.72214
F8_Commercial_OR - Health_Existing_Space Heating_Natural Gas_Retrocommissioning_A_Technical Potential | F8 | Commercial | OR - Health | Existing | Space Heating | Natural Gas | Retrocommissioning | A | Cumulative Summer Peak Savings (MW) | Technical Potential | 0 | 0 | 0 | 0 | 0 | 0 | 0 | 0 | 0 | 0 | 0 | 0 | 0 | 0 | 0 | 0 | 0 | 0 | 0 | 0 | 0 | 0 | 0 | 0 | 0 | 0 | 0
F9_Commercial_OR - Health_Existing_Space Heating_Natural Gas_Retrocommissioning_A_Technical Potential | F9 | Commercial | OR - Health | Existing | Space Heating | Natural Gas | Retrocommissioning | A | Cumulative Winter Peak Savings (MW) | Technical Potential | 0 | 0 | 0 | 0 | 0 | 0 | 0 | 0 | 0 | 0 | 0 | 0 | 0 | 0 | 0 | 0 | 0 | 0 | 0 | 0 | 0 | 0 | 0 | 0 | 0 | 0 | 0
F10_Commercial_OR - Health_Existing_Space Heating_Natural Gas_Retrocommissioning_A_Technical Potential | F10 | Commercial | OR - Health | Existing | Space Heating | Natural Gas | Retrocommissioning | A | Purchases (Incremental) | Technical Potential | 0 | 0 | 33942.5584 | 69671.5673 | 69671.5673 | 35729.0089 | 0 | 0 | 0 | 0 | 0 | 0 | 0 | 0 | 0 | 0 | 0 | 0 | 0 | 0 | 0 | 0 | 0 | 0 | 0 | 0 | 0
F11_Commercial_OR - Health_Existing_Space Heating_Natural Gas_Retrocommissioning_A_Technical Potential | F11 | Commercial | OR - Health | Existing | Space Heating | Natural Gas | Retrocommissioning | A | Purchases (Cumulative) | Technical Potential | 0 | 0 | 33942.5584 | 103614.1258 | 173285.6931 | 209014.702 | 209014.702 | 209014.702 | 209014.702 | 209014.702 | 209014.702 | 209014.702 | 209014.702 | 209014.702 | 209014.702 | 209014.702 | 209014.702 | 209014.702 | 209014.702 | 209014.702 | 209014.702 | 209014.702 | 209014.702 | 209014.702 | 209014.702 | 209014.702 | 209014.702
F1_Commercial_OR - Health_Existing_Water Heating_Natural Gas_Retrocommissioning_A_Technical Potential | F1 | Commercial | OR - Health | Existing | Water Heating | Natural Gas | Retrocommissioning | A | Integrated Unit Energy Savings (kWh or therms) | Technical Potential | 0 | 0 | 0.0018376 | 0.0017842 | 0.0017353 | 0.0016901 | 0.0016485 | 0.0016094 | 0.0015736 | 0.0015407 | 0.0015096 | 0.0014808 | 0.0014715 | 0.0014647 | 0.0014608 | 0.0014524 | 0.0014459 | 0.0014407 | 0.0014366 | 0.001433 | 0.0014309 | 0.0014298 | 0.0014292 | 0.0014287 | 0.0014273 | 0.0014271 | 0.0014268
F2_Commercial_OR - Health_Existing_Water Heating_Natural Gas_Retrocommissioning_A_Technical Potential | F2 | Commercial | OR - Health | Existing | Water Heating | Natural Gas | Retrocommissioning | A | Integrated Unit Summer Peak Savings (kW) | Technical Potential | 0 | 0 | 0 | 0 | 0 | 0 | 0 | 0 | 0 | 0 | 0 | 0 | 0 | 0 | 0 | 0 | 0 | 0 | 0 | 0 | 0 | 0 | 0 | 0 | 0 | 0 | 0
F3_Commercial_OR - Health_Existing_Water Heating_Natural Gas_Retrocommissioning_A_Technical Potential | F3 | Commercial | OR - Health | Existing | Water Heating | Natural Gas | Retrocommissioning | A | Integrated Unit Winter Peak Savings (kW) | Technical Potential | 0 | 0 | 0 | 0 | 0 | 0 | 0 | 0 | 0 | 0 | 0 | 0 | 0 | 0 | 0 | 0 | 0 | 0 | 0 | 0 | 0 | 0 | 0 | 0 | 0 | 0 | 0
F4_Commercial_OR - Health_Existing_Water Heating_Natural Gas_Retrocommissioning_A_Technical Potential | F4 | Commercial | OR - Health | Existing | Water Heating | Natural Gas | Retrocommissioning | A | Incremental Energy Savings (MWh or mTherms) | Technical Potential | 0 | 0 | 0.057778 | 0.11515 | 0.11199 | 0.055937 | 2.3989e-17 | 1.171e-17 | 4.5798e-17 | 0 | 0 | 0 | 0 | 0 | 0 | 0 | 0 | 0 | 0 | 0 | 0 | 0 | 0 | 0 | 0 | 0 | 0
F5_Commercial_OR - Health_Existing_Water Heating_Natural Gas_Retrocommissioning_A_Technical Potential | F5 | Commercial | OR - Health | Existing | Water Heating | Natural Gas | Retrocommissioning | A | Incremental Summer Peak Savings (MW) | Technical Potential | 0 | 0 | 0 | 0 | 0 | 0 | 0 | 0 | 0 | 0 | 0 | 0 | 0 | 0 | 0 | 0 | 0 | 0 | 0 | 0 | 0 | 0 | 0 | 0 | 0 | 0 | 0
F6_Commercial_OR - Health_Existing_Water Heating_Natural Gas_Retrocommissioning_A_Technical Potential | F6 | Commercial | OR - Health | Existing | Water Heating | Natural Gas | Retrocommissioning | A | Incremental Winter Peak Savings (MW) | Technical Potential | 0 | 0 | 0 | 0 | 0 | 0 | 0 | 0 | 0 | 0 | 0 | 0 | 0 | 0 | 0 | 0 | 0 | 0 | 0 | 0 | 0 | 0 | 0 | 0 | 0 | 0 | 0
F7_Commercial_OR - Health_Existing_Water Heating_Natural Gas_Retrocommissioning_A_Technical Potential | F7 | Commercial | OR - Health | Existing | Water Heating | Natural Gas | Retrocommissioning | A | Cumulative Energy Savings (MWh or mTherms) | Technical Potential | 0 | 0 | 0.057778 | 0.17125 | 0.27854 | 0.32723 | 0.31918 | 0.31162 | 0.30467 | 0.29832 | 0.29229 | 0.2867 | 0.28491 | 0.28358 | 0.28283 | 0.28121 | 0.27996 | 0.27895 | 0.27814 | 0.27746 | 0.27706 | 0.27683 | 0.27672 | 0.27663 | 0.27636 | 0.2763 | 0.27626
F8_Commercial_OR - Health_Existing_Water Heating_Natural Gas_Retrocommissioning_A_Technical Potential | F8 | Commercial | OR - Health | Existing | Water Heating | Natural Gas | Retrocommissioning | A | Cumulative Summer Peak Savings (MW) | Technical Potential | 0 | 0 | 0 | 0 | 0 | 0 | 0 | 0 | 0 | 0 | 0 | 0 | 0 | 0 | 0 | 0 | 0 | 0 | 0 | 0 | 0 | 0 | 0 | 0 | 0 | 0 | 0
F9_Commercial_OR - Health_Existing_Water Heating_Natural Gas_Retrocommissioning_A_Technical Potential | F9 | Commercial | OR - Health | Existing | Water Heating | Natural Gas | Retrocommissioning | A | Cumulative Winter Peak Savings (MW) | Technical Potential | 0 | 0 | 0 | 0 | 0 | 0 | 0 | 0 | 0 | 0 | 0 | 0 | 0 | 0 | 0 | 0 | 0 | 0 | 0 | 0 | 0 | 0 | 0 | 0 | 0 | 0 | 0
F10_Commercial_OR - Health_Existing_Water Heating_Natural Gas_Retrocommissioning_A_Technical Potential | F10 | Commercial | OR - Health | Existing | Water Heating | Natural Gas | Retrocommissioning | A | Purchases (Incremental) | Technical Potential | 0 | 0 | 31442.1309 | 64539.1109 | 64539.1109 | 33096.9799 | 1.4552e-11 | 7.276e-12 | 2.9104e-11 | 0 | 0 | 0 | 0 | 0 | 0 | 0 | 0 | 0 | 0 | 0 | 0 | 0 | 0 | 0 | 0 | 0 | 0
F11_Commercial_OR - Health_Existing_Water Heating_Natural Gas_Retrocommissioning_A_Technical Potential | F11 | Commercial | OR - Health | Existing | Water Heating | Natural Gas | Retrocommissioning | A | Purchases (Cumulative) | Technical Potential | 0 | 0 | 31442.1309 | 95981.2418 | 160520.3527 | 193617.3326 | 193617.3326 | 193617.3326 | 193617.3326 | 193617.3326 | 193617.3326 | 193617.3326 | 193617.3326 | 193617.3326 | 193617.3326 | 193617.3326 | 193617.3326 | 193617.3326 | 193617.3326 | 193617.3326 | 193617.3326 | 193617.3326 | 193617.3326 | 193617.3326 | 193617.3326 | 193617.3326 | 193617.3326
F1_Commercial_OR - Health_New_Space Heating_Natural Gas_Insulation - Ceiling_A_Technical Potential | F1 | Commercial | OR - Health | New | Space Heating | Natural Gas | Insulation - Ceiling | A | Integrated Unit Energy Savings (kWh or therms) | Technical Potential | 0 | 0 | 0 | 0 | 0 | 0 | 0 | 0 | 0 | 0 | 0 | 0 | 0 | 0 | 0 | 0 | 0 | 0 | 0 | 0 | 0 | 0 | 0 | 0 | 0 | 0 | 0
F2_Commercial_OR - Health_New_Space Heating_Natural Gas_Insulation - Ceiling_A_Technical Potential | F2 | Commercial | OR - Health | New | Space Heating | Natural Gas | Insulation - Ceiling | A | Integrated Unit Summer Peak Savings (kW) | Technical Potential | 0 | 0 | 0 | 0 | 0 | 0 | 0 | 0 | 0 | 0 | 0 | 0 | 0 | 0 | 0 | 0 | 0 | 0 | 0 | 0 | 0 | 0 | 0 | 0 | 0 | 0 | 0
F3_Commercial_OR - Health_New_Space Heating_Natural Gas_Insulation - Ceiling_A_Technical Potential | F3 | Commercial | OR - Health | New | Space Heating | Natural Gas | Insulation - Ceiling | A | Integrated Unit Winter Peak Savings (kW) | Technical Potential | 0 | 0 | 0 | 0 | 0 | 0 | 0 | 0 | 0 | 0 | 0 | 0 | 0 | 0 | 0 | 0 | 0 | 0 | 0 | 0 | 0 | 0 | 0 | 0 | 0 | 0 | 0
F4_Commercial_OR - Health_New_Space Heating_Natural Gas_Insulation - Ceiling_A_Technical Potential | F4 | Commercial | OR - Health | New | Space Heating | Natural Gas | Insulation - Ceiling | A | Incremental Energy Savings (MWh or mTherms) | Technical Potential | 0 | 0 | 0 | 0 | 0 | 0 | 0 | 0 | 0 | 0 | 0 | 0 | 0 | 0 | 0 | 0 | 0 | 0 | 0 | 0 | 0 | 0 | 0 | 0 | 0 | 0 | 0
F5_Commercial_OR - Health_New_Space Heating_Natural Gas_Insulation - Ceiling_A_Technical Potential | F5 | Commercial | OR - Health | New | Space Heating | Natural Gas | Insulation - Ceiling | A | Incremental Summer Peak Savings (MW) | Technical Potential | 0 | 0 | 0 | 0 | 0 | 0 | 0 | 0 | 0 | 0 | 0 | 0 | 0 | 0 | 0 | 0 | 0 | 0 | 0 | 0 | 0 | 0 | 0 | 0 | 0 | 0 | 0
F6_Commercial_OR - Health_New_Space Heating_Natural Gas_Insulation - Ceiling_A_Technical Potential | F6 | Commercial | OR - Health | New | Space Heating | Natural Gas | Insulation - Ceiling | A | Incremental Winter Peak Savings (MW) | Technical Potential | 0 | 0 | 0 | 0 | 0 | 0 | 0 | 0 | 0 | 0 | 0 | 0 | 0 | 0 | 0 | 0 | 0 | 0 | 0 | 0 | 0 | 0 | 0 | 0 | 0 | 0 | 0
F7_Commercial_OR - Health_New_Space Heating_Natural Gas_Insulation - Ceiling_A_Technical Potential | F7 | Commercial | OR - Health | New | Space Heating | Natural Gas | Insulation - Ceiling | A | Cumulative Energy Savings (MWh or mTherms) | Technical Potential | 0 | 0 | 0 | 0 | 0 | 0 | 0 | 0 | 0 | 0 | 0 | 0 | 0 | 0 | 0 | 0 | 0 | 0 | 0 | 0 | 0 | 0 | 0 | 0 | 0 | 0 | 0
F8_Commercial_OR - Health_New_Space Heating_Natural Gas_Insulation - Ceiling_A_Technical Potential | F8 | Commercial | OR - Health | New | Space Heating | Natural Gas | Insulation - Ceiling | A | Cumulative Summer Peak Savings (MW) | Technical Potential | 0 | 0 | 0 | 0 | 0 | 0 | 0 | 0 | 0 | 0 | 0 | 0 | 0 | 0 | 0 | 0 | 0 | 0 | 0 | 0 | 0 | 0 | 0 | 0 | 0 | 0 | 0
F9_Commercial_OR - Health_New_Space Heating_Natural Gas_Insulation - Ceiling_A_Technical Potential | F9 | Commercial | OR - Health | New | Space Heating | Natural Gas | Insulation - Ceiling | A | Cumulative Winter Peak Savings (MW) | Technical Potential | 0 | 0 | 0 | 0 | 0 | 0 | 0 | 0 | 0 | 0 | 0 | 0 | 0 | 0 | 0 | 0 | 0 | 0 | 0 | 0 | 0 | 0 | 0 | 0 | 0 | 0 | 0
F10_Commercial_OR - Health_New_Space Heating_Natural Gas_Insulation - Ceiling_A_Technical Potential | F10 | Commercial | OR - Health | New | Space Heating | Natural Gas | Insulation - Ceiling | A | Purchases (Incremental) | Technical Potential | 0 | 0 | 0 | 0 | 0 | 0 | 0 | 0 | 0 | 0 | 0 | 0 | 0 | 0 | 0 | 0 | 0 | 0 | 0 | 0 | 0 | 0 | 0 | 0 | 0 | 0 | 0
F11_Commercial_OR - Health_New_Space Heating_Natural Gas_Insulation - Ceiling_A_Technical Potential | F11 | Commercial | OR - Health | New | Space Heating | Natural Gas | Insulation - Ceiling | A | Purchases (Cumulative) | Technical Potential | 0 | 0 | 0 | 0 | 0 | 0 | 0 | 0 | 0 | 0 | 0 | 0 | 0 | 0 | 0 | 0 | 0 | 0 | 0 | 0 | 0 | 0 | 0 | 0 | 0 | 0 | 0
F1_Commercial_OR - Health_New_Space Heating_Natural Gas_Insulation - Ducting_A_Technical Potential | F1 | Commercial | OR - Health | New | Space Heating | Natural Gas | Insulation - Ducting | A | Integrated Unit Energy Savings (kWh or therms) | Technical Potential | 0 | 0 | 0 | 0 | 0 | 0 | 0 | 0 | 0 | 0 | 0 | 0 | 0 | 0 | 0 | 0 | 0 | 0 | 0 | 0 | 0 | 0 | 0 | 0 | 0 | 0 | 0
F2_Commercial_OR - Health_New_Space Heating_Natural Gas_Insulation - Ducting_A_Technical Potential | F2 | Commercial | OR - Health | New | Space Heating | Natural Gas | Insulation - Ducting | A | Integrated Unit Summer Peak Savings (kW) | Technical Potential | 0 | 0 | 0 | 0 | 0 | 0 | 0 | 0 | 0 | 0 | 0 | 0 | 0 | 0 | 0 | 0 | 0 | 0 | 0 | 0 | 0 | 0 | 0 | 0 | 0 | 0 | 0
F3_Commercial_OR - Health_New_Space Heating_Natural Gas_Insulation - Ducting_A_Technical Potential | F3 | Commercial | OR - Health | New | Space Heating | Natural Gas | Insulation - Ducting | A | Integrated Unit Winter Peak Savings (kW) | Technical Potential | 0 | 0 | 0 | 0 | 0 | 0 | 0 | 0 | 0 | 0 | 0 | 0 | 0 | 0 | 0 | 0 | 0 | 0 | 0 | 0 | 0 | 0 | 0 | 0 | 0 | 0 | 0
F4_Commercial_OR - Health_New_Space Heating_Natural Gas_Insulation - Ducting_A_Technical Potential | F4 | Commercial | OR - Health | New | Space Heating | Natural Gas | Insulation - Ducting | A | Incremental Energy Savings (MWh or mTherms) | Technical Potential | 0 | 0 | 0 | 0 | 0 | 0 | 0 | 0 | 0 | 0 | 0 | 0 | 0 | 0 | 0 | 0 | 0 | 0 | 0 | 0 | 0 | 0 | 0 | 0 | 0 | 0 | 0
F5_Commercial_OR - Health_New_Space Heating_Natural Gas_Insulation - Ducting_A_Technical Potential | F5 | Commercial | OR - Health | New | Space Heating | Natural Gas | Insulation - Ducting | A | Incremental Summer Peak Savings (MW) | Technical Potential | 0 | 0 | 0 | 0 | 0 | 0 | 0 | 0 | 0 | 0 | 0 | 0 | 0 | 0 | 0 | 0 | 0 | 0 | 0 | 0 | 0 | 0 | 0 | 0 | 0 | 0 | 0
F6_Commercial_OR - Health_New_Space Heating_Natural Gas_Insulation - Ducting_A_Technical Potential | F6 | Commercial | OR - Health | New | Space Heating | Natural Gas | Insulation - Ducting | A | Incremental Winter Peak Savings (MW) | Technical Potential | 0 | 0 | 0 | 0 | 0 | 0 | 0 | 0 | 0 | 0 | 0 | 0 | 0 | 0 | 0 | 0 | 0 | 0 | 0 | 0 | 0 | 0 | 0 | 0 | 0 | 0 | 0
F7_Commercial_OR - Health_New_Space Heating_Natural Gas_Insulation - Ducting_A_Technical Potential | F7 | Commercial | OR - Health | New | Space Heating | Natural Gas | Insulation - Ducting | A | Cumulative Energy Savings (MWh or mTherms) | Technical Potential | 0 | 0 | 0 | 0 | 0 | 0 | 0 | 0 | 0 | 0 | 0 | 0 | 0 | 0 | 0 | 0 | 0 | 0 | 0 | 0 | 0 | 0 | 0 | 0 | 0 | 0 | 0
F8_Commercial_OR - Health_New_Space Heating_Natural Gas_Insulation - Ducting_A_Technical Potential | F8 | Commercial | OR - Health | New | Space Heating | Natural Gas | Insulation - Ducting | A | Cumulative Summer Peak Savings (MW) | Technical Potential | 0 | 0 | 0 | 0 | 0 | 0 | 0 | 0 | 0 | 0 | 0 | 0 | 0 | 0 | 0 | 0 | 0 | 0 | 0 | 0 | 0 | 0 | 0 | 0 | 0 | 0 | 0
F9_Commercial_OR - Health_New_Space Heating_Natural Gas_Insulation - Ducting_A_Technical Potential | F9 | Commercial | OR - Health | New | Space Heating | Natural Gas | Insulation - Ducting | A | Cumulative Winter Peak Savings (MW) | Technical Potential | 0 | 0 | 0 | 0 | 0 | 0 | 0 | 0 | 0 | 0 | 0 | 0 | 0 | 0 | 0 | 0 | 0 | 0 | 0 | 0 | 0 | 0 | 0 | 0 | 0 | 0 | 0
F10_Commercial_OR - Health_New_Space Heating_Natural Gas_Insulation - Ducting_A_Technical Potential | F10 | Commercial | OR - Health | New | Space Heating | Natural Gas | Insulation - Ducting | A | Purchases (Incremental) | Technical Potential | 0 | 0 | 0 | 0 | 0 | 0 | 0 | 0 | 0 | 0 | 0 | 0 | 0 | 0 | 0 | 0 | 0 | 0 | 0 | 0 | 0 | 0 | 0 | 0 | 0 | 0 | 0
F11_Commercial_OR - Health_New_Space Heating_Natural Gas_Insulation - Ducting_A_Technical Potential | F11 | Commercial | OR - Health | New | Space Heating | Natural Gas | Insulation - Ducting | A | Purchases (Cumulative) | Technical Potential | 0 | 0 | 0 | 0 | 0 | 0 | 0 | 0 | 0 | 0 | 0 | 0 | 0 | 0 | 0 | 0 | 0 | 0 | 0 | 0 | 0 | 0 | 0 | 0 | 0 | 0 | 0
F1_Commercial_OR - Health_New_Space Heating_Natural Gas_Insulation - Wall Cavity_A_Technical Potential | F1 | Commercial | OR - Health | New | Space Heating | Natural Gas | Insulation - Wall Cavity | A | Integrated Unit Energy Savings (kWh or therms) | Technical Potential | 0 | 0 | 0 | 0 | 0 | 0 | 0 | 0 | 0 | 0 | 0 | 0 | 0 | 0 | 0 | 0 | 0 | 0 | 0 | 0 | 0 | 0 | 0 | 0 | 0 | 0 | 0
F2_Commercial_OR - Health_New_Space Heating_Natural Gas_Insulation - Wall Cavity_A_Technical Potential | F2 | Commercial | OR - Health | New | Space Heating | Natural Gas | Insulation - Wall Cavity | A | Integrated Unit Summer Peak Savings (kW) | Technical Potential | 0 | 0 | 0 | 0 | 0 | 0 | 0 | 0 | 0 | 0 | 0 | 0 | 0 | 0 | 0 | 0 | 0 | 0 | 0 | 0 | 0 | 0 | 0 | 0 | 0 | 0 | 0
F3_Commercial_OR - Health_New_Space Heating_Natural Gas_Insulation - Wall Cavity_A_Technical Potential | F3 | Commercial | OR - Health | New | Space Heating | Natural Gas | Insulation - Wall Cavity | A | Integrated Unit Winter Peak Savings (kW) | Technical Potential | 0 | 0 | 0 | 0 | 0 | 0 | 0 | 0 | 0 | 0 | 0 | 0 | 0 | 0 | 0 | 0 | 0 | 0 | 0 | 0 | 0 | 0 | 0 | 0 | 0 | 0 | 0
F4_Commercial_OR - Health_New_Space Heating_Natural Gas_Insulation - Wall Cavity_A_Technical Potential | F4 | Commercial | OR - Health | New | Space Heating | Natural Gas | Insulation - Wall Cavity | A | Incremental Energy Savings (MWh or mTherms) | Technical Potential | 0 | 0 | 0 | 0 | 0 | 0 | 0 | 0 | 0 | 0 | 0 | 0 | 0 | 0 | 0 | 0 | 0 | 0 | 0 | 0 | 0 | 0 | 0 | 0 | 0 | 0 | 0
F5_Commercial_OR - Health_New_Space Heating_Natural Gas_Insulation - Wall Cavity_A_Technical Potential | F5 | Commercial | OR - Health | New | Space Heating | Natural Gas | Insulation - Wall Cavity | A | Incremental Summer Peak Savings (MW) | Technical Potential | 0 | 0 | 0 | 0 | 0 | 0 | 0 | 0 | 0 | 0 | 0 | 0 | 0 | 0 | 0 | 0 | 0 | 0 | 0 | 0 | 0 | 0 | 0 | 0 | 0 | 0 | 0
F6_Commercial_OR - Health_New_Space Heating_Natural Gas_Insulation - Wall Cavity_A_Technical Potential | F6 | Commercial | OR - Health | New | Space Heating | Natural Gas | Insulation - Wall Cavity | A | Incremental Winter Peak Savings (MW) | Technical Potential | 0 | 0 | 0 | 0 | 0 | 0 | 0 | 0 | 0 | 0 | 0 | 0 | 0 | 0 | 0 | 0 | 0 | 0 | 0 | 0 | 0 | 0 | 0 | 0 | 0 | 0 | 0
F7_Commercial_OR - Health_New_Space Heating_Natural Gas_Insulation - Wall Cavity_A_Technical Potential | F7 | Commercial | OR - Health | New | Space Heating | Natural Gas | Insulation - Wall Cavity | A | Cumulative Energy Savings (MWh or mTherms) | Technical Potential | 0 | 0 | 0 | 0 | 0 | 0 | 0 | 0 | 0 | 0 | 0 | 0 | 0 | 0 | 0 | 0 | 0 | 0 | 0 | 0 | 0 | 0 | 0 | 0 | 0 | 0 | 0
F8_Commercial_OR - Health_New_Space Heating_Natural Gas_Insulation - Wall Cavity_A_Technical Potential | F8 | Commercial | OR - Health | New | Space Heating | Natural Gas | Insulation - Wall Cavity | A | Cumulative Summer Peak Savings (MW) | Technical Potential | 0 | 0 | 0 | 0 | 0 | 0 | 0 | 0 | 0 | 0 | 0 | 0 | 0 | 0 | 0 | 0 | 0 | 0 | 0 | 0 | 0 | 0 | 0 | 0 | 0 | 0 | 0
F9_Commercial_OR - Health_New_Space Heating_Natural Gas_Insulation - Wall Cavity_A_Technical Potential | F9 | Commercial | OR - Health | New | Space Heating | Natural Gas | Insulation - Wall Cavity | A | Cumulative Winter Peak Savings (MW) | Technical Potential | 0 | 0 | 0 | 0 | 0 | 0 | 0 | 0 | 0 | 0 | 0 | 0 | 0 | 0 | 0 | 0 | 0 | 0 | 0 | 0 | 0 | 0 | 0 | 0 | 0 | 0 | 0
F10_Commercial_OR - Health_New_Space Heating_Natural Gas_Insulation - Wall Cavity_A_Technical Potential | F10 | Commercial | OR - Health | New | Space Heating | Natural Gas | Insulation - Wall Cavity | A | Purchases (Incremental) | Technical Potential | 0 | 0 | 0 | 0 | 0 | 0 | 0 | 0 | 0 | 0 | 0 | 0 | 0 | 0 | 0 | 0 | 0 | 0 | 0 | 0 | 0 | 0 | 0 | 0 | 0 | 0 | 0
F11_Commercial_OR - Health_New_Space Heating_Natural Gas_Insulation - Wall Cavity_A_Technical Potential | F11 | Commercial | OR - Health | New | Space Heating | Natural Gas | Insulation - Wall Cavity | A | Purchases (Cumulative) | Technical Potential | 0 | 0 | 0 | 0 | 0 | 0 | 0 | 0 | 0 | 0 | 0 | 0 | 0 | 0 | 0 | 0 | 0 | 0 | 0 | 0 | 0 | 0 | 0 | 0 | 0 | 0 | 0
F1_Commercial_OR - Health_New_Space Heating_Natural Gas_Green Roof - Vegetated Rooftop_A_Technical Potential | F1 | Commercial | OR - Health | New | Space Heating | Natural Gas | Green Roof - Vegetated Rooftop | A | Integrated Unit Energy Savings (kWh or therms) | Technical Potential | 0 | 0 | 0 | 0 | 0 | 0 | 0 | 0 | 0 | 0 | 0 | 0 | 0 | 0 | 0 | 0 | 0 | 0 | 0 | 0 | 0 | 0 | 0 | 0 | 0 | 0 | 0
F2_Commercial_OR - Health_New_Space Heating_Natural Gas_Green Roof - Vegetated Rooftop_A_Technical Potential | F2 | Commercial | OR - Health | New | Space Heating | Natural Gas | Green Roof - Vegetated Rooftop | A | Integrated Unit Summer Peak Savings (kW) | Technical Potential | 0 | 0 | 0 | 0 | 0 | 0 | 0 | 0 | 0 | 0 | 0 | 0 | 0 | 0 | 0 | 0 | 0 | 0 | 0 | 0 | 0 | 0 | 0 | 0 | 0 | 0 | 0
F3_Commercial_OR - Health_New_Space Heating_Natural Gas_Green Roof - Vegetated Rooftop_A_Technical Potential | F3 | Commercial | OR - Health | New | Space Heating | Natural Gas | Green Roof - Vegetated Rooftop | A | Integrated Unit Winter Peak Savings (kW) | Technical Potential | 0 | 0 | 0 | 0 | 0 | 0 | 0 | 0 | 0 | 0 | 0 | 0 | 0 | 0 | 0 | 0 | 0 | 0 | 0 | 0 | 0 | 0 | 0 | 0 | 0 | 0 | 0
F4_Commercial_OR - Health_New_Space Heating_Natural Gas_Green Roof - Vegetated Rooftop_A_Technical Potential | F4 | Commercial | OR - Health | New | Space Heating | Natural Gas | Green Roof - Vegetated Rooftop | A | Incremental Energy Savings (MWh or mTherms) | Technical Potential | 0 | 0 | 0 | 0 | 0 | 0 | 0 | 0 | 0 | 0 | 0 | 0 | 0 | 0 | 0 | 0 | 0 | 0 | 0 | 0 | 0 | 0 | 0 | 0 | 0 | 0 | 0
F5_Commercial_OR - Health_New_Space Heating_Natural Gas_Green Roof - Vegetated Rooftop_A_Technical Potential | F5 | Commercial | OR - Health | New | Space Heating | Natural Gas | Green Roof - Vegetated Rooftop | A | Incremental Summer Peak Savings (MW) | Technical Potential | 0 | 0 | 0 | 0 | 0 | 0 | 0 | 0 | 0 | 0 | 0 | 0 | 0 | 0 | 0 | 0 | 0 | 0 | 0 | 0 | 0 | 0 | 0 | 0 | 0 | 0 | 0
F6_Commercial_OR - Health_New_Space Heating_Natural Gas_Green Roof - Vegetated Rooftop_A_Technical Potential | F6 | Commercial | OR - Health | New | Space Heating | Natural Gas | Green Roof - Vegetated Rooftop | A | Incremental Winter Peak Savings (MW) | Technical Potential | 0 | 0 | 0 | 0 | 0 | 0 | 0 | 0 | 0 | 0 | 0 | 0 | 0 | 0 | 0 | 0 | 0 | 0 | 0 | 0 | 0 | 0 | 0 | 0 | 0 | 0 | 0
F7_Commercial_OR - Health_New_Space Heating_Natural Gas_Green Roof - Vegetated Rooftop_A_Technical Potential | F7 | Commercial | OR - Health | New | Space Heating | Natural Gas | Green Roof - Vegetated Rooftop | A | Cumulative Energy Savings (MWh or mTherms) | Technical Potential | 0 | 0 | 0 | 0 | 0 | 0 | 0 | 0 | 0 | 0 | 0 | 0 | 0 | 0 | 0 | 0 | 0 | 0 | 0 | 0 | 0 | 0 | 0 | 0 | 0 | 0 | 0
F8_Commercial_OR - Health_New_Space Heating_Natural Gas_Green Roof - Vegetated Rooftop_A_Technical Potential | F8 | Commercial | OR - Health | New | Space Heating | Natural Gas | Green Roof - Vegetated Rooftop | A | Cumulative Summer Peak Savings (MW) | Technical Potential | 0 | 0 | 0 | 0 | 0 | 0 | 0 | 0 | 0 | 0 | 0 | 0 | 0 | 0 | 0 | 0 | 0 | 0 | 0 | 0 | 0 | 0 | 0 | 0 | 0 | 0 | 0
F9_Commercial_OR - Health_New_Space Heating_Natural Gas_Green Roof - Vegetated Rooftop_A_Technical Potential | F9 | Commercial | OR - Health | New | Space Heating | Natural Gas | Green Roof - Vegetated Rooftop | A | Cumulative Winter Peak Savings (MW) | Technical Potential | 0 | 0 | 0 | 0 | 0 | 0 | 0 | 0 | 0 | 0 | 0 | 0 | 0 | 0 | 0 | 0 | 0 | 0 | 0 | 0 | 0 | 0 | 0 | 0 | 0 | 0 | 0
F10_Commercial_OR - Health_New_Space Heating_Natural Gas_Green Roof - Vegetated Rooftop_A_Technical Potential | F10 | Commercial | OR - Health | New | Space Heating | Natural Gas | Green Roof - Vegetated Rooftop | A | Purchases (Incremental) | Technical Potential | 0 | 0 | 0 | 0 | 0 | 0 | 0 | 0 | 0 | 0 | 0 | 0 | 0 | 0 | 0 | 0 | 0 | 0 | 0 | 0 | 0 | 0 | 0 | 0 | 0 | 0 | 0
F11_Commercial_OR - Health_New_Space Heating_Natural Gas_Green Roof - Vegetated Rooftop_A_Technical Potential | F11 | Commercial | OR - Health | New | Space Heating | Natural Gas | Green Roof - Vegetated Rooftop | A | Purchases (Cumulative) | Technical Potential | 0 | 0 | 0 | 0 | 0 | 0 | 0 | 0 | 0 | 0 | 0 | 0 | 0 | 0 | 0 | 0 | 0 | 0 | 0 | 0 | 0 | 0 | 0 | 0 | 0 | 0 | 0
F1_Commercial_OR - Health_New_Space Heating_Natural Gas_Ducting - Repair and Sealing_A_Technical Potential | F1 | Commercial | OR - Health | New | Space Heating | Natural Gas | Ducting - Repair and Sealing | A | Integrated Unit Energy Savings (kWh or therms) | Technical Potential | 0 | 0 | 0 | 0 | 0 | 0 | 0 | 0 | 0 | 0 | 0 | 0 | 0 | 0 | 0 | 0 | 0 | 0 | 0 | 0 | 0 | 0 | 0 | 0 | 0 | 0 | 0
F2_Commercial_OR - Health_New_Space Heating_Natural Gas_Ducting - Repair and Sealing_A_Technical Potential | F2 | Commercial | OR - Health | New | Space Heating | Natural Gas | Ducting - Repair and Sealing | A | Integrated Unit Summer Peak Savings (kW) | Technical Potential | 0 | 0 | 0 | 0 | 0 | 0 | 0 | 0 | 0 | 0 | 0 | 0 | 0 | 0 | 0 | 0 | 0 | 0 | 0 | 0 | 0 | 0 | 0 | 0 | 0 | 0 | 0
F3_Commercial_OR - Health_New_Space Heating_Natural Gas_Ducting - Repair and Sealing_A_Technical Potential | F3 | Commercial | OR - Health | New | Space Heating | Natural Gas | Ducting - Repair and Sealing | A | Integrated Unit Winter Peak Savings (kW) | Technical Potential | 0 | 0 | 0 | 0 | 0 | 0 | 0 | 0 | 0 | 0 | 0 | 0 | 0 | 0 | 0 | 0 | 0 | 0 | 0 | 0 | 0 | 0 | 0 | 0 | 0 | 0 | 0
F4_Commercial_OR - Health_New_Space Heating_Natural Gas_Ducting - Repair and Sealing_A_Technical Potential | F4 | Commercial | OR - Health | New | Space Heating | Natural Gas | Ducting - Repair and Sealing | A | Incremental Energy Savings (MWh or mTherms) | Technical Potential | 0 | 0 | 0 | 0 | 0 | 0 | 0 | 0 | 0 | 0 | 0 | 0 | 0 | 0 | 0 | 0 | 0 | 0 | 0 | 0 | 0 | 0 | 0 | 0 | 0 | 0 | 0
F5_Commercial_OR - Health_New_Space Heating_Natural Gas_Ducting - Repair and Sealing_A_Technical Potential | F5 | Commercial | OR - Health | New | Space Heating | Natural Gas | Ducting - Repair and Sealing | A | Incremental Summer Peak Savings (MW) | Technical Potential | 0 | 0 | 0 | 0 | 0 | 0 | 0 | 0 | 0 | 0 | 0 | 0 | 0 | 0 | 0 | 0 | 0 | 0 | 0 | 0 | 0 | 0 | 0 | 0 | 0 | 0 | 0
F6_Commercial_OR - Health_New_Space Heating_Natural Gas_Ducting - Repair and Sealing_A_Technical Potential | F6 | Commercial | OR - Health | New | Space Heating | Natural Gas | Ducting - Repair and Sealing | A | Incremental Winter Peak Savings (MW) | Technical Potential | 0 | 0 | 0 | 0 | 0 | 0 | 0 | 0 | 0 | 0 | 0 | 0 | 0 | 0 | 0 | 0 | 0 | 0 | 0 | 0 | 0 | 0 | 0 | 0 | 0 | 0 | 0
F7_Commercial_OR - Health_New_Space Heating_Natural Gas_Ducting - Repair and Sealing_A_Technical Potential | F7 | Commercial | OR - Health | New | Space Heating | Natural Gas | Ducting - Repair and Sealing | A | Cumulative Energy Savings (MWh or mTherms) | Technical Potential | 0 | 0 | 0 | 0 | 0 | 0 | 0 | 0 | 0 | 0 | 0 | 0 | 0 | 0 | 0 | 0 | 0 | 0 | 0 | 0 | 0 | 0 | 0 | 0 | 0 | 0 | 0
F8_Commercial_OR - Health_New_Space Heating_Natural Gas_Ducting - Repair and Sealing_A_Technical Potential | F8 | Commercial | OR - Health | New | Space Heating | Natural Gas | Ducting - Repair and Sealing | A | Cumulative Summer Peak Savings (MW) | Technical Potential | 0 | 0 | 0 | 0 | 0 | 0 | 0 | 0 | 0 | 0 | 0 | 0 | 0 | 0 | 0 | 0 | 0 | 0 | 0 | 0 | 0 | 0 | 0 | 0 | 0 | 0 | 0
F9_Commercial_OR - Health_New_Space Heating_Natural Gas_Ducting - Repair and Sealing_A_Technical Potential | F9 | Commercial | OR - Health | New | Space Heating | Natural Gas | Ducting - Repair and Sealing | A | Cumulative Winter Peak Savings (MW) | Technical Potential | 0 | 0 | 0 | 0 | 0 | 0 | 0 | 0 | 0 | 0 | 0 | 0 | 0 | 0 | 0 | 0 | 0 | 0 | 0 | 0 | 0 | 0 | 0 | 0 | 0 | 0 | 0
F10_Commercial_OR - Health_New_Space Heating_Natural Gas_Ducting - Repair and Sealing_A_Technical Potential | F10 | Commercial | OR - Health | New | Space Heating | Natural Gas | Ducting - Repair and Sealing | A | Purchases (Incremental) | Technical Potential | 0 | 0 | 0 | 0 | 0 | 0 | 0 | 0 | 0 | 0 | 0 | 0 | 0 | 0 | 0 | 0 | 0 | 0 | 0 | 0 | 0 | 0 | 0 | 0 | 0 | 0 | 0
F11_Commercial_OR - Health_New_Space Heating_Natural Gas_Ducting - Repair and Sealing_A_Technical Potential | F11 | Commercial | OR - Health | New | Space Heating | Natural Gas | Ducting - Repair and Sealing | A | Purchases (Cumulative) | Technical Potential | 0 | 0 | 0 | 0 | 0 | 0 | 0 | 0 | 0 | 0 | 0 | 0 | 0 | 0 | 0 | 0 | 0 | 0 | 0 | 0 | 0 | 0 | 0 | 0 | 0 | 0 | 0
F1_Commercial_OR - Health_New_Space Heating_Natural Gas_Windows - High Efficiency Glazing_A_Technical Potential | F1 | Commercial | OR - Health | New | Space Heating | Natural Gas | Windows - High Efficiency Glazing | A | Integrated Unit Energy Savings (kWh or therms) | Technical Potential | 0 | 0 | 0 | 0 | 0 | 0 | 0 | 0 | 0 | 0 | 0 | 0 | 0 | 0 | 0 | 0 | 0 | 0 | 0 | 0 | 0 | 0 | 0 | 0 | 0 | 0 | 0
F2_Commercial_OR - Health_New_Space Heating_Natural Gas_Windows - High Efficiency Glazing_A_Technical Potential | F2 | Commercial | OR - Health | New | Space Heating | Natural Gas | Windows - High Efficiency Glazing | A | Integrated Unit Summer Peak Savings (kW) | Technical Potential | 0 | 0 | 0 | 0 | 0 | 0 | 0 | 0 | 0 | 0 | 0 | 0 | 0 | 0 | 0 | 0 | 0 | 0 | 0 | 0 | 0 | 0 | 0 | 0 | 0 | 0 | 0
F3_Commercial_OR - Health_New_Space Heating_Natural Gas_Windows - High Efficiency Glazing_A_Technical Potential | F3 | Commercial | OR - Health | New | Space Heating | Natural Gas | Windows - High Efficiency Glazing | A | Integrated Unit Winter Peak Savings (kW) | Technical Potential | 0 | 0 | 0 | 0 | 0 | 0 | 0 | 0 | 0 | 0 | 0 | 0 | 0 | 0 | 0 | 0 | 0 | 0 | 0 | 0 | 0 | 0 | 0 | 0 | 0 | 0 | 0
F4_Commercial_OR - Health_New_Space Heating_Natural Gas_Windows - High Efficiency Glazing_A_Technical Potential | F4 | Commercial | OR - Health | New | Space Heating | Natural Gas | Windows - High Efficiency Glazing | A | Incremental Energy Savings (MWh or mTherms) | Technical Potential | 0 | 0 | 0 | 0 | 0 | 0 | 0 | 0 | 0 | 0 | 0 | 0 | 0 | 0 | 0 | 0 | 0 | 0 | 0 | 0 | 0 | 0 | 0 | 0 | 0 | 0 | 0
F5_Commercial_OR - Health_New_Space Heating_Natural Gas_Windows - High Efficiency Glazing_A_Technical Potential | F5 | Commercial | OR - Health | New | Space Heating | Natural Gas | Windows - High Efficiency Glazing | A | Incremental Summer Peak Savings (MW) | Technical Potential | 0 | 0 | 0 | 0 | 0 | 0 | 0 | 0 | 0 | 0 | 0 | 0 | 0 | 0 | 0 | 0 | 0 | 0 | 0 | 0 | 0 | 0 | 0 | 0 | 0 | 0 | 0
F6_Commercial_OR - Health_New_Space Heating_Natural Gas_Windows - High Efficiency Glazing_A_Technical Potential | F6 | Commercial | OR - Health | New | Space Heating | Natural Gas | Windows - High Efficiency Glazing | A | Incremental Winter Peak Savings (MW) | Technical Potential | 0 | 0 | 0 | 0 | 0 | 0 | 0 | 0 | 0 | 0 | 0 | 0 | 0 | 0 | 0 | 0 | 0 | 0 | 0 | 0 | 0 | 0 | 0 | 0 | 0 | 0 | 0
F7_Commercial_OR - Health_New_Space Heating_Natural Gas_Windows - High Efficiency Glazing_A_Technical Potential | F7 | Commercial | OR - Health | New | Space Heating | Natural Gas | Windows - High Efficiency Glazing | A | Cumulative Energy Savings (MWh or mTherms) | Technical Potential | 0 | 0 | 0 | 0 | 0 | 0 | 0 | 0 | 0 | 0 | 0 | 0 | 0 | 0 | 0 | 0 | 0 | 0 | 0 | 0 | 0 | 0 | 0 | 0 | 0 | 0 | 0
F8_Commercial_OR - Health_New_Space Heating_Natural Gas_Windows - High Efficiency Glazing_A_Technical Potential | F8 | Commercial | OR - Health | New | Space Heating | Natural Gas | Windows - High Efficiency Glazing | A | Cumulative Summer Peak Savings (MW) | Technical Potential | 0 | 0 | 0 | 0 | 0 | 0 | 0 | 0 | 0 | 0 | 0 | 0 | 0 | 0 | 0 | 0 | 0 | 0 | 0 | 0 | 0 | 0 | 0 | 0 | 0 | 0 | 0
F9_Commercial_OR - Health_New_Space Heating_Natural Gas_Windows - High Efficiency Glazing_A_Technical Potential | F9 | Commercial | OR - Health | New | Space Heating | Natural Gas | Windows - High Efficiency Glazing | A | Cumulative Winter Peak Savings (MW) | Technical Potential | 0 | 0 | 0 | 0 | 0 | 0 | 0 | 0 | 0 | 0 | 0 | 0 | 0 | 0 | 0 | 0 | 0 | 0 | 0 | 0 | 0 | 0 | 0 | 0 | 0 | 0 | 0
F10_Commercial_OR - Health_New_Space Heating_Natural Gas_Windows - High Efficiency Glazing_A_Technical Potential | F10 | Commercial | OR - Health | New | Space Heating | Natural Gas | Windows - High Efficiency Glazing | A | Purchases (Incremental) | Technical Potential | 0 | 0 | 0 | 0 | 0 | 0 | 0 | 0 | 0 | 0 | 0 | 0 | 0 | 0 | 0 | 0 | 0 | 0 | 0 | 0 | 0 | 0 | 0 | 0 | 0 | 0 | 0
F11_Commercial_OR - Health_New_Space Heating_Natural Gas_Windows - High Efficiency Glazing_A_Technical Potential | F11 | Commercial | OR - Health | New | Space Heating | Natural Gas | Windows - High Efficiency Glazing | A | Purchases (Cumulative) | Technical Potential | 0 | 0 | 0 | 0 | 0 | 0 | 0 | 0 | 0 | 0 | 0 | 0 | 0 | 0 | 0 | 0 | 0 | 0 | 0 | 0 | 0 | 0 | 0 | 0 | 0 | 0 | 0
F1_Commercial_OR - Health_New_Space Heating_Natural Gas_Windows - Secondary Glazing Systems_A_Technical Potential | F1 | Commercial | OR - Health | New | Space Heating | Natural Gas | Windows - Secondary Glazing Systems | A | Integrated Unit Energy Savings (kWh or therms) | Technical Potential | 0 | 0 | 0 | 0 | 0 | 0 | 0 | 0 | 0 | 0 | 0 | 0 | 0 | 0 | 0 | 0 | 0 | 0 | 0 | 0 | 0 | 0 | 0 | 0 | 0 | 0 | 0
F2_Commercial_OR - Health_New_Space Heating_Natural Gas_Windows - Secondary Glazing Systems_A_Technical Potential | F2 | Commercial | OR - Health | New | Space Heating | Natural Gas | Windows - Secondary Glazing Systems | A | Integrated Unit Summer Peak Savings (kW) | Technical Potential | 0 | 0 | 0 | 0 | 0 | 0 | 0 | 0 | 0 | 0 | 0 | 0 | 0 | 0 | 0 | 0 | 0 | 0 | 0 | 0 | 0 | 0 | 0 | 0 | 0 | 0 | 0
F3_Commercial_OR - Health_New_Space Heating_Natural Gas_Windows - Secondary Glazing Systems_A_Technical Potential | F3 | Commercial | OR - Health | New | Space Heating | Natural Gas | Windows - Secondary Glazing Systems | A | Integrated Unit Winter Peak Savings (kW) | Technical Potential | 0 | 0 | 0 | 0 | 0 | 0 | 0 | 0 | 0 | 0 | 0 | 0 | 0 | 0 | 0 | 0 | 0 | 0 | 0 | 0 | 0 | 0 | 0 | 0 | 0 | 0 | 0
F4_Commercial_OR - Health_New_Space Heating_Natural Gas_Windows - Secondary Glazing Systems_A_Technical Potential | F4 | Commercial | OR - Health | New | Space Heating | Natural Gas | Windows - Secondary Glazing Systems | A | Incremental Energy Savings (MWh or mTherms) | Technical Potential | 0 | 0 | 0 | 0 | 0 | 0 | 0 | 0 | 0 | 0 | 0 | 0 | 0 | 0 | 0 | 0 | 0 | 0 | 0 | 0 | 0 | 0 | 0 | 0 | 0 | 0 | 0
F5_Commercial_OR - Health_New_Space Heating_Natural Gas_Windows - Secondary Glazing Systems_A_Technical Potential | F5 | Commercial | OR - Health | New | Space Heating | Natural Gas | Windows - Secondary Glazing Systems | A | Incremental Summer Peak Savings (MW) | Technical Potential | 0 | 0 | 0 | 0 | 0 | 0 | 0 | 0 | 0 | 0 | 0 | 0 | 0 | 0 | 0 | 0 | 0 | 0 | 0 | 0 | 0 | 0 | 0 | 0 | 0 | 0 | 0
F6_Commercial_OR - Health_New_Space Heating_Natural Gas_Windows - Secondary Glazing Systems_A_Technical Potential | F6 | Commercial | OR - Health | New | Space Heating | Natural Gas | Windows - Secondary Glazing Systems | A | Incremental Winter Peak Savings (MW) | Technical Potential | 0 | 0 | 0 | 0 | 0 | 0 | 0 | 0 | 0 | 0 | 0 | 0 | 0 | 0 | 0 | 0 | 0 | 0 | 0 | 0 | 0 | 0 | 0 | 0 | 0 | 0 | 0
F7_Commercial_OR - Health_New_Space Heating_Natural Gas_Windows - Secondary Glazing Systems_A_Technical Potential | F7 | Commercial | OR - Health | New | Space Heating | Natural Gas | Windows - Secondary Glazing Systems | A | Cumulative Energy Savings (MWh or mTherms) | Technical Potential | 0 | 0 | 0 | 0 | 0 | 0 | 0 | 0 | 0 | 0 | 0 | 0 | 0 | 0 | 0 | 0 | 0 | 0 | 0 | 0 | 0 | 0 | 0 | 0 | 0 | 0 | 0
F8_Commercial_OR - Health_New_Space Heating_Natural Gas_Windows - Secondary Glazing Systems_A_Technical Potential | F8 | Commercial | OR - Health | New | Space Heating | Natural Gas | Windows - Secondary Glazing Systems | A | Cumulative Summer Peak Savings (MW) | Technical Potential | 0 | 0 | 0 | 0 | 0 | 0 | 0 | 0 | 0 | 0 | 0 | 0 | 0 | 0 | 0 | 0 | 0 | 0 | 0 | 0 | 0 | 0 | 0 | 0 | 0 | 0 | 0
F9_Commercial_OR - Health_New_Space Heating_Natural Gas_Windows - Secondary Glazing Systems_A_Technical Potential | F9 | Commercial | OR - Health | New | Space Heating | Natural Gas | Windows - Secondary Glazing Systems | A | Cumulative Winter Peak Savings (MW) | Technical Potential | 0 | 0 | 0 | 0 | 0 | 0 | 0 | 0 | 0 | 0 | 0 | 0 | 0 | 0 | 0 | 0 | 0 | 0 | 0 | 0 | 0 | 0 | 0 | 0 | 0 | 0 | 0
F10_Commercial_OR - Health_New_Space Heating_Natural Gas_Windows - Secondary Glazing Systems_A_Technical Potential | F10 | Commercial | OR - Health | New | Space Heating | Natural Gas | Windows - Secondary Glazing Systems | A | Purchases (Incremental) | Technical Potential | 0 | 0 | 0 | 0 | 0 | 0 | 0 | 0 | 0 | 0 | 0 | 0 | 0 | 0 | 0 | 0 | 0 | 0 | 0 | 0 | 0 | 0 | 0 | 0 | 0 | 0 | 0
F11_Commercial_OR - Health_New_Space Heating_Natural Gas_Windows - Secondary Glazing Systems_A_Technical Potential | F11 | Commercial | OR - Health | New | Space Heating | Natural Gas | Windows - Secondary Glazing Systems | A | Purchases (Cumulative) | Technical Potential | 0 | 0 | 0 | 0 | 0 | 0 | 0 | 0 | 0 | 0 | 0 | 0 | 0 | 0 | 0 | 0 | 0 | 0 | 0 | 0 | 0 | 0 | 0 | 0 | 0 | 0 | 0
F1_Commercial_OR - Health_New_Space Heating_Natural Gas_HVAC - Energy Recovery Ventilator_A_Technical Potential | F1 | Commercial | OR - Health | New | Space Heating | Natural Gas | HVAC - Energy Recovery Ventilator | A | Integrated Unit Energy Savings (kWh or therms) | Technical Potential | 0 | 0 | 0 | 0 | 0 | 0 | 0 | 0 | 0 | 0 | 0 | 0 | 0 | 0 | 0 | 0 | 0 | 0 | 0 | 0 | 0 | 0 | 0 | 0 | 0 | 0 | 0
F2_Commercial_OR - Health_New_Space Heating_Natural Gas_HVAC - Energy Recovery Ventilator_A_Technical Potential | F2 | Commercial | OR - Health | New | Space Heating | Natural Gas | HVAC - Energy Recovery Ventilator | A | Integrated Unit Summer Peak Savings (kW) | Technical Potential | 0 | 0 | 0 | 0 | 0 | 0 | 0 | 0 | 0 | 0 | 0 | 0 | 0 | 0 | 0 | 0 | 0 | 0 | 0 | 0 | 0 | 0 | 0 | 0 | 0 | 0 | 0
F3_Commercial_OR - Health_New_Space Heating_Natural Gas_HVAC - Energy Recovery Ventilator_A_Technical Potential | F3 | Commercial | OR - Health | New | Space Heating | Natural Gas | HVAC - Energy Recovery Ventilator | A | Integrated Unit Winter Peak Savings (kW) | Technical Potential | 0 | 0 | 0 | 0 | 0 | 0 | 0 | 0 | 0 | 0 | 0 | 0 | 0 | 0 | 0 | 0 | 0 | 0 | 0 | 0 | 0 | 0 | 0 | 0 | 0 | 0 | 0
F4_Commercial_OR - Health_New_Space Heating_Natural Gas_HVAC - Energy Recovery Ventilator_A_Technical Potential | F4 | Commercial | OR - Health | New | Space Heating | Natural Gas | HVAC - Energy Recovery Ventilator | A | Incremental Energy Savings (MWh or mTherms) | Technical Potential | 0 | 0 | 0 | 0 | 0 | 0 | 0 | 0 | 0 | 0 | 0 | 0 | 0 | 0 | 0 | 0 | 0 | 0 | 0 | 0 | 0 | 0 | 0 | 0 | 0 | 0 | 0
F5_Commercial_OR - Health_New_Space Heating_Natural Gas_HVAC - Energy Recovery Ventilator_A_Technical Potential | F5 | Commercial | OR - Health | New | Space Heating | Natural Gas | HVAC - Energy Recovery Ventilator | A | Incremental Summer Peak Savings (MW) | Technical Potential | 0 | 0 | 0 | 0 | 0 | 0 | 0 | 0 | 0 | 0 | 0 | 0 | 0 | 0 | 0 | 0 | 0 | 0 | 0 | 0 | 0 | 0 | 0 | 0 | 0 | 0 | 0
F6_Commercial_OR - Health_New_Space Heating_Natural Gas_HVAC - Energy Recovery Ventilator_A_Technical Potential | F6 | Commercial | OR - Health | New | Space Heating | Natural Gas | HVAC - Energy Recovery Ventilator | A | Incremental Winter Peak Savings (MW) | Technical Potential | 0 | 0 | 0 | 0 | 0 | 0 | 0 | 0 | 0 | 0 | 0 | 0 | 0 | 0 | 0 | 0 | 0 | 0 | 0 | 0 | 0 | 0 | 0 | 0 | 0 | 0 | 0
F7_Commercial_OR - Health_New_Space Heating_Natural Gas_HVAC - Energy Recovery Ventilator_A_Technical Potential | F7 | Commercial | OR - Health | New | Space Heating | Natural Gas | HVAC - Energy Recovery Ventilator | A | Cumulative Energy Savings (MWh or mTherms) | Technical Potential | 0 | 0 | 0 | 0 | 0 | 0 | 0 | 0 | 0 | 0 | 0 | 0 | 0 | 0 | 0 | 0 | 0 | 0 | 0 | 0 | 0 | 0 | 0 | 0 | 0 | 0 | 0
F8_Commercial_OR - Health_New_Space Heating_Natural Gas_HVAC - Energy Recovery Ventilator_A_Technical Potential | F8 | Commercial | OR - Health | New | Space Heating | Natural Gas | HVAC - Energy Recovery Ventilator | A | Cumulative Summer Peak Savings (MW) | Technical Potential | 0 | 0 | 0 | 0 | 0 | 0 | 0 | 0 | 0 | 0 | 0 | 0 | 0 | 0 | 0 | 0 | 0 | 0 | 0 | 0 | 0 | 0 | 0 | 0 | 0 | 0 | 0
F9_Commercial_OR - Health_New_Space Heating_Natural Gas_HVAC - Energy Recovery Ventilator_A_Technical Potential | F9 | Commercial | OR - Health | New | Space Heating | Natural Gas | HVAC - Energy Recovery Ventilator | A | Cumulative Winter Peak Savings (MW) | Technical Potential | 0 | 0 | 0 | 0 | 0 | 0 | 0 | 0 | 0 | 0 | 0 | 0 | 0 | 0 | 0 | 0 | 0 | 0 | 0 | 0 | 0 | 0 | 0 | 0 | 0 | 0 | 0
F10_Commercial_OR - Health_New_Space Heating_Natural Gas_HVAC - Energy Recovery Ventilator_A_Technical Potential | F10 | Commercial | OR - Health | New | Space Heating | Natural Gas | HVAC - Energy Recovery Ventilator | A | Purchases (Incremental) | Technical Potential | 0 | 0 | 0 | 0 | 0 | 0 | 0 | 0 | 0 | 0 | 0 | 0 | 0 | 0 | 0 | 0 | 0 | 0 | 0 | 0 | 0 | 0 | 0 | 0 | 0 | 0 | 0
F11_Commercial_OR - Health_New_Space Heating_Natural Gas_HVAC - Energy Recovery Ventilator_A_Technical Potential | F11 | Commercial | OR - Health | New | Space Heating | Natural Gas | HVAC - Energy Recovery Ventilator | A | Purchases (Cumulative) | Technical Potential | 0 | 0 | 0 | 0 | 0 | 0 | 0 | 0 | 0 | 0 | 0 | 0 | 0 | 0 | 0 | 0 | 0 | 0 | 0 | 0 | 0 | 0 | 0 | 0 | 0 | 0 | 0
F1_Commercial_OR - Health_New_Space Heating_Natural Gas_Building Shell - Air Sealing (Infiltration Control)_A_Technical Potential | F1 | Commercial | OR - Health | New | Space Heating | Natural Gas | Building Shell - Air Sealing (Infiltration Control) | A | Integrated Unit Energy Savings (kWh or therms) | Technical Potential | 0 | 0 | 0 | 0 | 0 | 0 | 0 | 0 | 0 | 0 | 0 | 0 | 0 | 0 | 0 | 0 | 0 | 0 | 0 | 0 | 0 | 0 | 0 | 0 | 0 | 0 | 0
F2_Commercial_OR - Health_New_Space Heating_Natural Gas_Building Shell - Air Sealing (Infiltration Control)_A_Technical Potential | F2 | Commercial | OR - Health | New | Space Heating | Natural Gas | Building Shell - Air Sealing (Infiltration Control) | A | Integrated Unit Summer Peak Savings (kW) | Technical Potential | 0 | 0 | 0 | 0 | 0 | 0 | 0 | 0 | 0 | 0 | 0 | 0 | 0 | 0 | 0 | 0 | 0 | 0 | 0 | 0 | 0 | 0 | 0 | 0 | 0 | 0 | 0
F3_Commercial_OR - Health_New_Space Heating_Natural Gas_Building Shell - Air Sealing (Infiltration Control)_A_Technical Potential | F3 | Commercial | OR - Health | New | Space Heating | Natural Gas | Building Shell - Air Sealing (Infiltration Control) | A | Integrated Unit Winter Peak Savings (kW) | Technical Potential | 0 | 0 | 0 | 0 | 0 | 0 | 0 | 0 | 0 | 0 | 0 | 0 | 0 | 0 | 0 | 0 | 0 | 0 | 0 | 0 | 0 | 0 | 0 | 0 | 0 | 0 | 0
F4_Commercial_OR - Health_New_Space Heating_Natural Gas_Building Shell - Air Sealing (Infiltration Control)_A_Technical Potential | F4 | Commercial | OR - Health | New | Space Heating | Natural Gas | Building Shell - Air Sealing (Infiltration Control) | A | Incremental Energy Savings (MWh or mTherms) | Technical Potential | 0 | 0 | 0 | 0 | 0 | 0 | 0 | 0 | 0 | 0 | 0 | 0 | 0 | 0 | 0 | 0 | 0 | 0 | 0 | 0 | 0 | 0 | 0 | 0 | 0 | 0 | 0
F5_Commercial_OR - Health_New_Space Heating_Natural Gas_Building Shell - Air Sealing (Infiltration Control)_A_Technical Potential | F5 | Commercial | OR - Health | New | Space Heating | Natural Gas | Building Shell - Air Sealing (Infiltration Control) | A | Incremental Summer Peak Savings (MW) | Technical Potential | 0 | 0 | 0 | 0 | 0 | 0 | 0 | 0 | 0 | 0 | 0 | 0 | 0 | 0 | 0 | 0 | 0 | 0 | 0 | 0 | 0 | 0 | 0 | 0 | 0 | 0 | 0
F6_Commercial_OR - Health_New_Space Heating_Natural Gas_Building Shell - Air Sealing (Infiltration Control)_A_Technical Potential | F6 | Commercial | OR - Health | New | Space Heating | Natural Gas | Building Shell - Air Sealing (Infiltration Control) | A | Incremental Winter Peak Savings (MW) | Technical Potential | 0 | 0 | 0 | 0 | 0 | 0 | 0 | 0 | 0 | 0 | 0 | 0 | 0 | 0 | 0 | 0 | 0 | 0 | 0 | 0 | 0 | 0 | 0 | 0 | 0 | 0 | 0
F7_Commercial_OR - Health_New_Space Heating_Natural Gas_Building Shell - Air Sealing (Infiltration Control)_A_Technical Potential | F7 | Commercial | OR - Health | New | Space Heating | Natural Gas | Building Shell - Air Sealing (Infiltration Control) | A | Cumulative Energy Savings (MWh or mTherms) | Technical Potential | 0 | 0 | 0 | 0 | 0 | 0 | 0 | 0 | 0 | 0 | 0 | 0 | 0 | 0 | 0 | 0 | 0 | 0 | 0 | 0 | 0 | 0 | 0 | 0 | 0 | 0 | 0
F8_Commercial_OR - Health_New_Space Heating_Natural Gas_Building Shell - Air Sealing (Infiltration Control)_A_Technical Potential | F8 | Commercial | OR - Health | New | Space Heating | Natural Gas | Building Shell - Air Sealing (Infiltration Control) | A | Cumulative Summer Peak Savings (MW) | Technical Potential | 0 | 0 | 0 | 0 | 0 | 0 | 0 | 0 | 0 | 0 | 0 | 0 | 0 | 0 | 0 | 0 | 0 | 0 | 0 | 0 | 0 | 0 | 0 | 0 | 0 | 0 | 0
F9_Commercial_OR - Health_New_Space Heating_Natural Gas_Building Shell - Air Sealing (Infiltration Control)_A_Technical Potential | F9 | Commercial | OR - Health | New | Space Heating | Natural Gas | Building Shell - Air Sealing (Infiltration Control) | A | Cumulative Winter Peak Savings (MW) | Technical Potential | 0 | 0 | 0 | 0 | 0 | 0 | 0 | 0 | 0 | 0 | 0 | 0 | 0 | 0 | 0 | 0 | 0 | 0 | 0 | 0 | 0 | 0 | 0 | 0 | 0 | 0 | 0
F10_Commercial_OR - Health_New_Space Heating_Natural Gas_Building Shell - Air Sealing (Infiltration Control)_A_Technical Potential | F10 | Commercial | OR - Health | New | Space Heating | Natural Gas | Building Shell - Air Sealing (Infiltration Control) | A | Purchases (Incremental) | Technical Potential | 0 | 0 | 0 | 0 | 0 | 0 | 0 | 0 | 0 | 0 | 0 | 0 | 0 | 0 | 0 | 0 | 0 | 0 | 0 | 0 | 0 | 0 | 0 | 0 | 0 | 0 | 0
F11_Commercial_OR - Health_New_Space Heating_Natural Gas_Building Shell - Air Sealing (Infiltration Control)_A_Technical Potential | F11 | Commercial | OR - Health | New | Space Heating | Natural Gas | Building Shell - Air Sealing (Infiltration Control) | A | Purchases (Cumulative) | Technical Potential | 0 | 0 | 0 | 0 | 0 | 0 | 0 | 0 | 0 | 0 | 0 | 0 | 0 | 0 | 0 | 0 | 0 | 0 | 0 | 0 | 0 | 0 | 0 | 0 | 0 | 0 | 0
F1_Commercial_OR - Health_New_Space Heating_Natural Gas_Ventilation - Demand Controlled_A_Technical Potential | F1 | Commercial | OR - Health | New | Space Heating | Natural Gas | Ventilation - Demand Controlled | A | Integrated Unit Energy Savings (kWh or therms) | Technical Potential | 0 | 0 | 0 | 0 | 0 | 0 | 0 | 0 | 0 | 0 | 0 | 0 | 0 | 0 | 0 | 0 | 0 | 0 | 0 | 0 | 0 | 0 | 0 | 0 | 0 | 0 | 0
F2_Commercial_OR - Health_New_Space Heating_Natural Gas_Ventilation - Demand Controlled_A_Technical Potential | F2 | Commercial | OR - Health | New | Space Heating | Natural Gas | Ventilation - Demand Controlled | A | Integrated Unit Summer Peak Savings (kW) | Technical Potential | 0 | 0 | 0 | 0 | 0 | 0 | 0 | 0 | 0 | 0 | 0 | 0 | 0 | 0 | 0 | 0 | 0 | 0 | 0 | 0 | 0 | 0 | 0 | 0 | 0 | 0 | 0
F3_Commercial_OR - Health_New_Space Heating_Natural Gas_Ventilation - Demand Controlled_A_Technical Potential | F3 | Commercial | OR - Health | New | Space Heating | Natural Gas | Ventilation - Demand Controlled | A | Integrated Unit Winter Peak Savings (kW) | Technical Potential | 0 | 0 | 0 | 0 | 0 | 0 | 0 | 0 | 0 | 0 | 0 | 0 | 0 | 0 | 0 | 0 | 0 | 0 | 0 | 0 | 0 | 0 | 0 | 0 | 0 | 0 | 0
F4_Commercial_OR - Health_New_Space Heating_Natural Gas_Ventilation - Demand Controlled_A_Technical Potential | F4 | Commercial | OR - Health | New | Space Heating | Natural Gas | Ventilation - Demand Controlled | A | Incremental Energy Savings (MWh or mTherms) | Technical Potential | 0 | 0 | 0 | 0 | 0 | 0 | 0 | 0 | 0 | 0 | 0 | 0 | 0 | 0 | 0 | 0 | 0 | 0 | 0 | 0 | 0 | 0 | 0 | 0 | 0 | 0 | 0
F5_Commercial_OR - Health_New_Space Heating_Natural Gas_Ventilation - Demand Controlled_A_Technical Potential | F5 | Commercial | OR - Health | New | Space Heating | Natural Gas | Ventilation - Demand Controlled | A | Incremental Summer Peak Savings (MW) | Technical Potential | 0 | 0 | 0 | 0 | 0 | 0 | 0 | 0 | 0 | 0 | 0 | 0 | 0 | 0 | 0 | 0 | 0 | 0 | 0 | 0 | 0 | 0 | 0 | 0 | 0 | 0 | 0
F6_Commercial_OR - Health_New_Space Heating_Natural Gas_Ventilation - Demand Controlled_A_Technical Potential | F6 | Commercial | OR - Health | New | Space Heating | Natural Gas | Ventilation - Demand Controlled | A | Incremental Winter Peak Savings (MW) | Technical Potential | 0 | 0 | 0 | 0 | 0 | 0 | 0 | 0 | 0 | 0 | 0 | 0 | 0 | 0 | 0 | 0 | 0 | 0 | 0 | 0 | 0 | 0 | 0 | 0 | 0 | 0 | 0
F7_Commercial_OR - Health_New_Space Heating_Natural Gas_Ventilation - Demand Controlled_A_Technical Potential | F7 | Commercial | OR - Health | New | Space Heating | Natural Gas | Ventilation - Demand Controlled | A | Cumulative Energy Savings (MWh or mTherms) | Technical Potential | 0 | 0 | 0 | 0 | 0 | 0 | 0 | 0 | 0 | 0 | 0 | 0 | 0 | 0 | 0 | 0 | 0 | 0 | 0 | 0 | 0 | 0 | 0 | 0 | 0 | 0 | 0
F8_Commercial_OR - Health_New_Space Heating_Natural Gas_Ventilation - Demand Controlled_A_Technical Potential | F8 | Commercial | OR - Health | New | Space Heating | Natural Gas | Ventilation - Demand Controlled | A | Cumulative Summer Peak Savings (MW) | Technical Potential | 0 | 0 | 0 | 0 | 0 | 0 | 0 | 0 | 0 | 0 | 0 | 0 | 0 | 0 | 0 | 0 | 0 | 0 | 0 | 0 | 0 | 0 | 0 | 0 | 0 | 0 | 0
F9_Commercial_OR - Health_New_Space Heating_Natural Gas_Ventilation - Demand Controlled_A_Technical Potential | F9 | Commercial | OR - Health | New | Space Heating | Natural Gas | Ventilation - Demand Controlled | A | Cumulative Winter Peak Savings (MW) | Technical Potential | 0 | 0 | 0 | 0 | 0 | 0 | 0 | 0 | 0 | 0 | 0 | 0 | 0 | 0 | 0 | 0 | 0 | 0 | 0 | 0 | 0 | 0 | 0 | 0 | 0 | 0 | 0
F10_Commercial_OR - Health_New_Space Heating_Natural Gas_Ventilation - Demand Controlled_A_Technical Potential | F10 | Commercial | OR - Health | New | Space Heating | Natural Gas | Ventilation - Demand Controlled | A | Purchases (Incremental) | Technical Potential | 0 | 0 | 0 | 0 | 0 | 0 | 0 | 0 | 0 | 0 | 0 | 0 | 0 | 0 | 0 | 0 | 0 | 0 | 0 | 0 | 0 | 0 | 0 | 0 | 0 | 0 | 0
F11_Commercial_OR - Health_New_Space Heating_Natural Gas_Ventilation - Demand Controlled_A_Technical Potential | F11 | Commercial | OR - Health | New | Space Heating | Natural Gas | Ventilation - Demand Controlled | A | Purchases (Cumulative) | Technical Potential | 0 | 0 | 0 | 0 | 0 | 0 | 0 | 0 | 0 | 0 | 0 | 0 | 0 | 0 | 0 | 0 | 0 | 0 | 0 | 0 | 0 | 0 | 0 | 0 | 0 | 0 | 0
F1_Commercial_OR - Health_New_Space Heating_Natural Gas_HVAC - Dedicated Outdoor Air System (DOAS)_A_Technical Potential | F1 | Commercial | OR - Health | New | Space Heating | Natural Gas | HVAC - Dedicated Outdoor Air System (DOAS) | A | Integrated Unit Energy Savings (kWh or therms) | Technical Potential | 0 | 0 | 0 | 0 | 0 | 0 | 0 | 0 | 0 | 0 | 0 | 0 | 0 | 0 | 0 | 0 | 0 | 0 | 0 | 0 | 0 | 0 | 0 | 0 | 0 | 0 | 0
F2_Commercial_OR - Health_New_Space Heating_Natural Gas_HVAC - Dedicated Outdoor Air System (DOAS)_A_Technical Potential | F2 | Commercial | OR - Health | New | Space Heating | Natural Gas | HVAC - Dedicated Outdoor Air System (DOAS) | A | Integrated Unit Summer Peak Savings (kW) | Technical Potential | 0 | 0 | 0 | 0 | 0 | 0 | 0 | 0 | 0 | 0 | 0 | 0 | 0 | 0 | 0 | 0 | 0 | 0 | 0 | 0 | 0 | 0 | 0 | 0 | 0 | 0 | 0
F3_Commercial_OR - Health_New_Space Heating_Natural Gas_HVAC - Dedicated Outdoor Air System (DOAS)_A_Technical Potential | F3 | Commercial | OR - Health | New | Space Heating | Natural Gas | HVAC - Dedicated Outdoor Air System (DOAS) | A | Integrated Unit Winter Peak Savings (kW) | Technical Potential | 0 | 0 | 0 | 0 | 0 | 0 | 0 | 0 | 0 | 0 | 0 | 0 | 0 | 0 | 0 | 0 | 0 | 0 | 0 | 0 | 0 | 0 | 0 | 0 | 0 | 0 | 0
F4_Commercial_OR - Health_New_Space Heating_Natural Gas_HVAC - Dedicated Outdoor Air System (DOAS)_A_Technical Potential | F4 | Commercial | OR - Health | New | Space Heating | Natural Gas | HVAC - Dedicated Outdoor Air System (DOAS) | A | Incremental Energy Savings (MWh or mTherms) | Technical Potential | 0 | 0 | 0 | 0 | 0 | 0 | 0 | 0 | 0 | 0 | 0 | 0 | 0 | 0 | 0 | 0 | 0 | 0 | 0 | 0 | 0 | 0 | 0 | 0 | 0 | 0 | 0
F5_Commercial_OR - Health_New_Space Heating_Natural Gas_HVAC - Dedicated Outdoor Air System (DOAS)_A_Technical Potential | F5 | Commercial | OR - Health | New | Space Heating | Natural Gas | HVAC - Dedicated Outdoor Air System (DOAS) | A | Incremental Summer Peak Savings (MW) | Technical Potential | 0 | 0 | 0 | 0 | 0 | 0 | 0 | 0 | 0 | 0 | 0 | 0 | 0 | 0 | 0 | 0 | 0 | 0 | 0 | 0 | 0 | 0 | 0 | 0 | 0 | 0 | 0
F6_Commercial_OR - Health_New_Space Heating_Natural Gas_HVAC - Dedicated Outdoor Air System (DOAS)_A_Technical Potential | F6 | Commercial | OR - Health | New | Space Heating | Natural Gas | HVAC - Dedicated Outdoor Air System (DOAS) | A | Incremental Winter Peak Savings (MW) | Technical Potential | 0 | 0 | 0 | 0 | 0 | 0 | 0 | 0 | 0 | 0 | 0 | 0 | 0 | 0 | 0 | 0 | 0 | 0 | 0 | 0 | 0 | 0 | 0 | 0 | 0 | 0 | 0
F7_Commercial_OR - Health_New_Space Heating_Natural Gas_HVAC - Dedicated Outdoor Air System (DOAS)_A_Technical Potential | F7 | Commercial | OR - Health | New | Space Heating | Natural Gas | HVAC - Dedicated Outdoor Air System (DOAS) | A | Cumulative Energy Savings (MWh or mTherms) | Technical Potential | 0 | 0 | 0 | 0 | 0 | 0 | 0 | 0 | 0 | 0 | 0 | 0 | 0 | 0 | 0 | 0 | 0 | 0 | 0 | 0 | 0 | 0 | 0 | 0 | 0 | 0 | 0
F8_Commercial_OR - Health_New_Space Heating_Natural Gas_HVAC - Dedicated Outdoor Air System (DOAS)_A_Technical Potential | F8 | Commercial | OR - Health | New | Space Heating | Natural Gas | HVAC - Dedicated Outdoor Air System (DOAS) | A | Cumulative Summer Peak Savings (MW) | Technical Potential | 0 | 0 | 0 | 0 | 0 | 0 | 0 | 0 | 0 | 0 | 0 | 0 | 0 | 0 | 0 | 0 | 0 | 0 | 0 | 0 | 0 | 0 | 0 | 0 | 0 | 0 | 0
F9_Commercial_OR - Health_New_Space Heating_Natural Gas_HVAC - Dedicated Outdoor Air System (DOAS)_A_Technical Potential | F9 | Commercial | OR - Health | New | Space Heating | Natural Gas | HVAC - Dedicated Outdoor Air System (DOAS) | A | Cumulative Winter Peak Savings (MW) | Technical Potential | 0 | 0 | 0 | 0 | 0 | 0 | 0 | 0 | 0 | 0 | 0 | 0 | 0 | 0 | 0 | 0 | 0 | 0 | 0 | 0 | 0 | 0 | 0 | 0 | 0 | 0 | 0
F10_Commercial_OR - Health_New_Space Heating_Natural Gas_HVAC - Dedicated Outdoor Air System (DOAS)_A_Technical Potential | F10 | Commercial | OR - Health | New | Space Heating | Natural Gas | HVAC - Dedicated Outdoor Air System (DOAS) | A | Purchases (Incremental) | Technical Potential | 0 | 0 | 0 | 0 | 0 | 0 | 0 | 0 | 0 | 0 | 0 | 0 | 0 | 0 | 0 | 0 | 0 | 0 | 0 | 0 | 0 | 0 | 0 | 0 | 0 | 0 | 0
F11_Commercial_OR - Health_New_Space Heating_Natural Gas_HVAC - Dedicated Outdoor Air System (DOAS)_A_Technical Potential | F11 | Commercial | OR - Health | New | Space Heating | Natural Gas | HVAC - Dedicated Outdoor Air System (DOAS) | A | Purchases (Cumulative) | Technical Potential | 0 | 0 | 0 | 0 | 0 | 0 | 0 | 0 | 0 | 0 | 0 | 0 | 0 | 0 | 0 | 0 | 0 | 0 | 0 | 0 | 0 | 0 | 0 | 0 | 0 | 0 | 0
F1_Commercial_OR - Health_New_Space Heating_Natural Gas_Destratification Fans (HVLS)_A_Technical Potential | F1 | Commercial | OR - Health | New | Space Heating | Natural Gas | Destratification Fans (HVLS) | A | Integrated Unit Energy Savings (kWh or therms) | Technical Potential | 0 | 0 | 0 | 0 | 0 | 0 | 0 | 0 | 0 | 0 | 0 | 0 | 0 | 0 | 0 | 0 | 0 | 0 | 0 | 0 | 0 | 0 | 0 | 0 | 0 | 0 | 0
F2_Commercial_OR - Health_New_Space Heating_Natural Gas_Destratification Fans (HVLS)_A_Technical Potential | F2 | Commercial | OR - Health | New | Space Heating | Natural Gas | Destratification Fans (HVLS) | A | Integrated Unit Summer Peak Savings (kW) | Technical Potential | 0 | 0 | 0 | 0 | 0 | 0 | 0 | 0 | 0 | 0 | 0 | 0 | 0 | 0 | 0 | 0 | 0 | 0 | 0 | 0 | 0 | 0 | 0 | 0 | 0 | 0 | 0
F3_Commercial_OR - Health_New_Space Heating_Natural Gas_Destratification Fans (HVLS)_A_Technical Potential | F3 | Commercial | OR - Health | New | Space Heating | Natural Gas | Destratification Fans (HVLS) | A | Integrated Unit Winter Peak Savings (kW) | Technical Potential | 0 | 0 | 0 | 0 | 0 | 0 | 0 | 0 | 0 | 0 | 0 | 0 | 0 | 0 | 0 | 0 | 0 | 0 | 0 | 0 | 0 | 0 | 0 | 0 | 0 | 0 | 0
F4_Commercial_OR - Health_New_Space Heating_Natural Gas_Destratification Fans (HVLS)_A_Technical Potential | F4 | Commercial | OR - Health | New | Space Heating | Natural Gas | Destratification Fans (HVLS) | A | Incremental Energy Savings (MWh or mTherms) | Technical Potential | 0 | 0 | 0 | 0 | 0 | 0 | 0 | 0 | 0 | 0 | 0 | 0 | 0 | 0 | 0 | 0 | 0 | 0 | 0 | 0 | 0 | 0 | 0 | 0 | 0 | 0 | 0
F5_Commercial_OR - Health_New_Space Heating_Natural Gas_Destratification Fans (HVLS)_A_Technical Potential | F5 | Commercial | OR - Health | New | Space Heating | Natural Gas | Destratification Fans (HVLS) | A | Incremental Summer Peak Savings (MW) | Technical Potential | 0 | 0 | 0 | 0 | 0 | 0 | 0 | 0 | 0 | 0 | 0 | 0 | 0 | 0 | 0 | 0 | 0 | 0 | 0 | 0 | 0 | 0 | 0 | 0 | 0 | 0 | 0
F6_Commercial_OR - Health_New_Space Heating_Natural Gas_Destratification Fans (HVLS)_A_Technical Potential | F6 | Commercial | OR - Health | New | Space Heating | Natural Gas | Destratification Fans (HVLS) | A | Incremental Winter Peak Savings (MW) | Technical Potential | 0 | 0 | 0 | 0 | 0 | 0 | 0 | 0 | 0 | 0 | 0 | 0 | 0 | 0 | 0 | 0 | 0 | 0 | 0 | 0 | 0 | 0 | 0 | 0 | 0 | 0 | 0
F7_Commercial_OR - Health_New_Space Heating_Natural Gas_Destratification Fans (HVLS)_A_Technical Potential | F7 | Commercial | OR - Health | New | Space Heating | Natural Gas | Destratification Fans (HVLS) | A | Cumulative Energy Savings (MWh or mTherms) | Technical Potential | 0 | 0 | 0 | 0 | 0 | 0 | 0 | 0 | 0 | 0 | 0 | 0 | 0 | 0 | 0 | 0 | 0 | 0 | 0 | 0 | 0 | 0 | 0 | 0 | 0 | 0 | 0
F8_Commercial_OR - Health_New_Space Heating_Natural Gas_Destratification Fans (HVLS)_A_Technical Potential | F8 | Commercial | OR - Health | New | Space Heating | Natural Gas | Destratification Fans (HVLS) | A | Cumulative Summer Peak Savings (MW) | Technical Potential | 0 | 0 | 0 | 0 | 0 | 0 | 0 | 0 | 0 | 0 | 0 | 0 | 0 | 0 | 0 | 0 | 0 | 0 | 0 | 0 | 0 | 0 | 0 | 0 | 0 | 0 | 0
F9_Commercial_OR - Health_New_Space Heating_Natural Gas_Destratification Fans (HVLS)_A_Technical Potential | F9 | Commercial | OR - Health | New | Space Heating | Natural Gas | Destratification Fans (HVLS) | A | Cumulative Winter Peak Savings (MW) | Technical Potential | 0 | 0 | 0 | 0 | 0 | 0 | 0 | 0 | 0 | 0 | 0 | 0 | 0 | 0 | 0 | 0 | 0 | 0 | 0 | 0 | 0 | 0 | 0 | 0 | 0 | 0 | 0
F10_Commercial_OR - Health_New_Space Heating_Natural Gas_Destratification Fans (HVLS)_A_Technical Potential | F10 | Commercial | OR - Health | New | Space Heating | Natural Gas | Destratification Fans (HVLS) | A | Purchases (Incremental) | Technical Potential | 0 | 0 | 0 | 0 | 0 | 0 | 0 | 0 | 0 | 0 | 0 | 0 | 0 | 0 | 0 | 0 | 0 | 0 | 0 | 0 | 0 | 0 | 0 | 0 | 0 | 0 | 0
F11_Commercial_OR - Health_New_Space Heating_Natural Gas_Destratification Fans (HVLS)_A_Technical Potential | F11 | Commercial | OR - Health | New | Space Heating | Natural Gas | Destratification Fans (HVLS) | A | Purchases (Cumulative) | Technical Potential | 0 | 0 | 0 | 0 | 0 | 0 | 0 | 0 | 0 | 0 | 0 | 0 | 0 | 0 | 0 | 0 | 0 | 0 | 0 | 0 | 0 | 0 | 0 | 0 | 0 | 0 | 0
F1_Commercial_OR - Health_New_Space Heating_Natural Gas_Gas Boiler - Maintenance_A_Technical Potential | F1 | Commercial | OR - Health | New | Space Heating | Natural Gas | Gas Boiler - Maintenance | A | Integrated Unit Energy Savings (kWh or therms) | Technical Potential | 0 | 0 | 0 | 0 | 0 | 0 | 0 | 0 | 0 | 0 | 0 | 0 | 0 | 0 | 0 | 0 | 0 | 0 | 0 | 0 | 0 | 0 | 0 | 0 | 0 | 0 | 0
F2_Commercial_OR - Health_New_Space Heating_Natural Gas_Gas Boiler - Maintenance_A_Technical Potential | F2 | Commercial | OR - Health | New | Space Heating | Natural Gas | Gas Boiler - Maintenance | A | Integrated Unit Summer Peak Savings (kW) | Technical Potential | 0 | 0 | 0 | 0 | 0 | 0 | 0 | 0 | 0 | 0 | 0 | 0 | 0 | 0 | 0 | 0 | 0 | 0 | 0 | 0 | 0 | 0 | 0 | 0 | 0 | 0 | 0
F3_Commercial_OR - Health_New_Space Heating_Natural Gas_Gas Boiler - Maintenance_A_Technical Potential | F3 | Commercial | OR - Health | New | Space Heating | Natural Gas | Gas Boiler - Maintenance | A | Integrated Unit Winter Peak Savings (kW) | Technical Potential | 0 | 0 | 0 | 0 | 0 | 0 | 0 | 0 | 0 | 0 | 0 | 0 | 0 | 0 | 0 | 0 | 0 | 0 | 0 | 0 | 0 | 0 | 0 | 0 | 0 | 0 | 0
F4_Commercial_OR - Health_New_Space Heating_Natural Gas_Gas Boiler - Maintenance_A_Technical Potential | F4 | Commercial | OR - Health | New | Space Heating | Natural Gas | Gas Boiler - Maintenance | A | Incremental Energy Savings (MWh or mTherms) | Technical Potential | 0 | 0 | 0 | 0 | 0 | 0 | 0 | 0 | 0 | 0 | 0 | 0 | 0 | 0 | 0 | 0 | 0 | 0 | 0 | 0 | 0 | 0 | 0 | 0 | 0 | 0 | 0
F5_Commercial_OR - Health_New_Space Heating_Natural Gas_Gas Boiler - Maintenance_A_Technical Potential | F5 | Commercial | OR - Health | New | Space Heating | Natural Gas | Gas Boiler - Maintenance | A | Incremental Summer Peak Savings (MW) | Technical Potential | 0 | 0 | 0 | 0 | 0 | 0 | 0 | 0 | 0 | 0 | 0 | 0 | 0 | 0 | 0 | 0 | 0 | 0 | 0 | 0 | 0 | 0 | 0 | 0 | 0 | 0 | 0
F6_Commercial_OR - Health_New_Space Heating_Natural Gas_Gas Boiler - Maintenance_A_Technical Potential | F6 | Commercial | OR - Health | New | Space Heating | Natural Gas | Gas Boiler - Maintenance | A | Incremental Winter Peak Savings (MW) | Technical Potential | 0 | 0 | 0 | 0 | 0 | 0 | 0 | 0 | 0 | 0 | 0 | 0 | 0 | 0 | 0 | 0 | 0 | 0 | 0 | 0 | 0 | 0 | 0 | 0 | 0 | 0 | 0
F7_Commercial_OR - Health_New_Space Heating_Natural Gas_Gas Boiler - Maintenance_A_Technical Potential | F7 | Commercial | OR - Health | New | Space Heating | Natural Gas | Gas Boiler - Maintenance | A | Cumulative Energy Savings (MWh or mTherms) | Technical Potential | 0 | 0 | 0 | 0 | 0 | 0 | 0 | 0 | 0 | 0 | 0 | 0 | 0 | 0 | 0 | 0 | 0 | 0 | 0 | 0 | 0 | 0 | 0 | 0 | 0 | 0 | 0
F8_Commercial_OR - Health_New_Space Heating_Natural Gas_Gas Boiler - Maintenance_A_Technical Potential | F8 | Commercial | OR - Health | New | Space Heating | Natural Gas | Gas Boiler - Maintenance | A | Cumulative Summer Peak Savings (MW) | Technical Potential | 0 | 0 | 0 | 0 | 0 | 0 | 0 | 0 | 0 | 0 | 0 | 0 | 0 | 0 | 0 | 0 | 0 | 0 | 0 | 0 | 0 | 0 | 0 | 0 | 0 | 0 | 0
F9_Commercial_OR - Health_New_Space Heating_Natural Gas_Gas Boiler - Maintenance_A_Technical Potential | F9 | Commercial | OR - Health | New | Space Heating | Natural Gas | Gas Boiler - Maintenance | A | Cumulative Winter Peak Savings (MW) | Technical Potential | 0 | 0 | 0 | 0 | 0 | 0 | 0 | 0 | 0 | 0 | 0 | 0 | 0 | 0 | 0 | 0 | 0 | 0 | 0 | 0 | 0 | 0 | 0 | 0 | 0 | 0 | 0
F10_Commercial_OR - Health_New_Space Heating_Natural Gas_Gas Boiler - Maintenance_A_Technical Potential | F10 | Commercial | OR - Health | New | Space Heating | Natural Gas | Gas Boiler - Maintenance | A | Purchases (Incremental) | Technical Potential | 0 | 0 | 0 | 0 | 0 | 0 | 0 | 0 | 0 | 0 | 0 | 0 | 0 | 0 | 0 | 0 | 0 | 0 | 0 | 0 | 0 | 0 | 0 | 0 | 0 | 0 | 0
F11_Commercial_OR - Health_New_Space Heating_Natural Gas_Gas Boiler - Maintenance_A_Technical Potential | F11 | Commercial | OR - Health | New | Space Heating | Natural Gas | Gas Boiler - Maintenance | A | Purchases (Cumulative) | Technical Potential | 0 | 0 | 0 | 0 | 0 | 0 | 0 | 0 | 0 | 0 | 0 | 0 | 0 | 0 | 0 | 0 | 0 | 0 | 0 | 0 | 0 | 0 | 0 | 0 | 0 | 0 | 0
F1_Commercial_OR - Health_New_Space Heating_Natural Gas_Gas Furnace - Maintenance_A_Technical Potential | F1 | Commercial | OR - Health | New | Space Heating | Natural Gas | Gas Furnace - Maintenance | A | Integrated Unit Energy Savings (kWh or therms) | Technical Potential | 0 | 0 | 0 | 0 | 0 | 0 | 0 | 0 | 0 | 0 | 0 | 0 | 0 | 0 | 0 | 0 | 0 | 0 | 0 | 0 | 0 | 0 | 0 | 0 | 0 | 0 | 0
F2_Commercial_OR - Health_New_Space Heating_Natural Gas_Gas Furnace - Maintenance_A_Technical Potential | F2 | Commercial | OR - Health | New | Space Heating | Natural Gas | Gas Furnace - Maintenance | A | Integrated Unit Summer Peak Savings (kW) | Technical Potential | 0 | 0 | 0 | 0 | 0 | 0 | 0 | 0 | 0 | 0 | 0 | 0 | 0 | 0 | 0 | 0 | 0 | 0 | 0 | 0 | 0 | 0 | 0 | 0 | 0 | 0 | 0
F3_Commercial_OR - Health_New_Space Heating_Natural Gas_Gas Furnace - Maintenance_A_Technical Potential | F3 | Commercial | OR - Health | New | Space Heating | Natural Gas | Gas Furnace - Maintenance | A | Integrated Unit Winter Peak Savings (kW) | Technical Potential | 0 | 0 | 0 | 0 | 0 | 0 | 0 | 0 | 0 | 0 | 0 | 0 | 0 | 0 | 0 | 0 | 0 | 0 | 0 | 0 | 0 | 0 | 0 | 0 | 0 | 0 | 0
F4_Commercial_OR - Health_New_Space Heating_Natural Gas_Gas Furnace - Maintenance_A_Technical Potential | F4 | Commercial | OR - Health | New | Space Heating | Natural Gas | Gas Furnace - Maintenance | A | Incremental Energy Savings (MWh or mTherms) | Technical Potential | 0 | 0 | 0 | 0 | 0 | 0 | 0 | 0 | 0 | 0 | 0 | 0 | 0 | 0 | 0 | 0 | 0 | 0 | 0 | 0 | 0 | 0 | 0 | 0 | 0 | 0 | 0
F5_Commercial_OR - Health_New_Space Heating_Natural Gas_Gas Furnace - Maintenance_A_Technical Potential | F5 | Commercial | OR - Health | New | Space Heating | Natural Gas | Gas Furnace - Maintenance | A | Incremental Summer Peak Savings (MW) | Technical Potential | 0 | 0 | 0 | 0 | 0 | 0 | 0 | 0 | 0 | 0 | 0 | 0 | 0 | 0 | 0 | 0 | 0 | 0 | 0 | 0 | 0 | 0 | 0 | 0 | 0 | 0 | 0
F6_Commercial_OR - Health_New_Space Heating_Natural Gas_Gas Furnace - Maintenance_A_Technical Potential | F6 | Commercial | OR - Health | New | Space Heating | Natural Gas | Gas Furnace - Maintenance | A | Incremental Winter Peak Savings (MW) | Technical Potential | 0 | 0 | 0 | 0 | 0 | 0 | 0 | 0 | 0 | 0 | 0 | 0 | 0 | 0 | 0 | 0 | 0 | 0 | 0 | 0 | 0 | 0 | 0 | 0 | 0 | 0 | 0
F7_Commercial_OR - Health_New_Space Heating_Natural Gas_Gas Furnace - Maintenance_A_Technical Potential | F7 | Commercial | OR - Health | New | Space Heating | Natural Gas | Gas Furnace - Maintenance | A | Cumulative Energy Savings (MWh or mTherms) | Technical Potential | 0 | 0 | 0 | 0 | 0 | 0 | 0 | 0 | 0 | 0 | 0 | 0 | 0 | 0 | 0 | 0 | 0 | 0 | 0 | 0 | 0 | 0 | 0 | 0 | 0 | 0 | 0
F8_Commercial_OR - Health_New_Space Heating_Natural Gas_Gas Furnace - Maintenance_A_Technical Potential | F8 | Commercial | OR - Health | New | Space Heating | Natural Gas | Gas Furnace - Maintenance | A | Cumulative Summer Peak Savings (MW) | Technical Potential | 0 | 0 | 0 | 0 | 0 | 0 | 0 | 0 | 0 | 0 | 0 | 0 | 0 | 0 | 0 | 0 | 0 | 0 | 0 | 0 | 0 | 0 | 0 | 0 | 0 | 0 | 0
F9_Commercial_OR - Health_New_Space Heating_Natural Gas_Gas Furnace - Maintenance_A_Technical Potential | F9 | Commercial | OR - Health | New | Space Heating | Natural Gas | Gas Furnace - Maintenance | A | Cumulative Winter Peak Savings (MW) | Technical Potential | 0 | 0 | 0 | 0 | 0 | 0 | 0 | 0 | 0 | 0 | 0 | 0 | 0 | 0 | 0 | 0 | 0 | 0 | 0 | 0 | 0 | 0 | 0 | 0 | 0 | 0 | 0
F10_Commercial_OR - Health_New_Space Heating_Natural Gas_Gas Furnace - Maintenance_A_Technical Potential | F10 | Commercial | OR - Health | New | Space Heating | Natural Gas | Gas Furnace - Maintenance | A | Purchases (Incremental) | Technical Potential | 0 | 0 | 0 | 0 | 0 | 0 | 0 | 0 | 0 | 0 | 0 | 0 | 0 | 0 | 0 | 0 | 0 | 0 | 0 | 0 | 0 | 0 | 0 | 0 | 0 | 0 | 0
F11_Commercial_OR - Health_New_Space Heating_Natural Gas_Gas Furnace - Maintenance_A_Technical Potential | F11 | Commercial | OR - Health | New | Space Heating | Natural Gas | Gas Furnace - Maintenance | A | Purchases (Cumulative) | Technical Potential | 0 | 0 | 0 | 0 | 0 | 0 | 0 | 0 | 0 | 0 | 0 | 0 | 0 | 0 | 0 | 0 | 0 | 0 | 0 | 0 | 0 | 0 | 0 | 0 | 0 | 0 | 0
F1_Commercial_OR - Health_New_Space Heating_Natural Gas_Gas Boiler - Hot Water Reset_A_Technical Potential | F1 | Commercial | OR - Health | New | Space Heating | Natural Gas | Gas Boiler - Hot Water Reset | A | Integrated Unit Energy Savings (kWh or therms) | Technical Potential | 0 | 0 | 0 | 0 | 0 | 0 | 0 | 0 | 0 | 0 | 0 | 0 | 0 | 0 | 0 | 0 | 0 | 0 | 0 | 0 | 0 | 0 | 0 | 0 | 0 | 0 | 0
F2_Commercial_OR - Health_New_Space Heating_Natural Gas_Gas Boiler - Hot Water Reset_A_Technical Potential | F2 | Commercial | OR - Health | New | Space Heating | Natural Gas | Gas Boiler - Hot Water Reset | A | Integrated Unit Summer Peak Savings (kW) | Technical Potential | 0 | 0 | 0 | 0 | 0 | 0 | 0 | 0 | 0 | 0 | 0 | 0 | 0 | 0 | 0 | 0 | 0 | 0 | 0 | 0 | 0 | 0 | 0 | 0 | 0 | 0 | 0
F3_Commercial_OR - Health_New_Space Heating_Natural Gas_Gas Boiler - Hot Water Reset_A_Technical Potential | F3 | Commercial | OR - Health | New | Space Heating | Natural Gas | Gas Boiler - Hot Water Reset | A | Integrated Unit Winter Peak Savings (kW) | Technical Potential | 0 | 0 | 0 | 0 | 0 | 0 | 0 | 0 | 0 | 0 | 0 | 0 | 0 | 0 | 0 | 0 | 0 | 0 | 0 | 0 | 0 | 0 | 0 | 0 | 0 | 0 | 0
F4_Commercial_OR - Health_New_Space Heating_Natural Gas_Gas Boiler - Hot Water Reset_A_Technical Potential | F4 | Commercial | OR - Health | New | Space Heating | Natural Gas | Gas Boiler - Hot Water Reset | A | Incremental Energy Savings (MWh or mTherms) | Technical Potential | 0 | 0 | 0 | 0 | 0 | 0 | 0 | 0 | 0 | 0 | 0 | 0 | 0 | 0 | 0 | 0 | 0 | 0 | 0 | 0 | 0 | 0 | 0 | 0 | 0 | 0 | 0
F5_Commercial_OR - Health_New_Space Heating_Natural Gas_Gas Boiler - Hot Water Reset_A_Technical Potential | F5 | Commercial | OR - Health | New | Space Heating | Natural Gas | Gas Boiler - Hot Water Reset | A | Incremental Summer Peak Savings (MW) | Technical Potential | 0 | 0 | 0 | 0 | 0 | 0 | 0 | 0 | 0 | 0 | 0 | 0 | 0 | 0 | 0 | 0 | 0 | 0 | 0 | 0 | 0 | 0 | 0 | 0 | 0 | 0 | 0
F6_Commercial_OR - Health_New_Space Heating_Natural Gas_Gas Boiler - Hot Water Reset_A_Technical Potential | F6 | Commercial | OR - Health | New | Space Heating | Natural Gas | Gas Boiler - Hot Water Reset | A | Incremental Winter Peak Savings (MW) | Technical Potential | 0 | 0 | 0 | 0 | 0 | 0 | 0 | 0 | 0 | 0 | 0 | 0 | 0 | 0 | 0 | 0 | 0 | 0 | 0 | 0 | 0 | 0 | 0 | 0 | 0 | 0 | 0
F7_Commercial_OR - Health_New_Space Heating_Natural Gas_Gas Boiler - Hot Water Reset_A_Technical Potential | F7 | Commercial | OR - Health | New | Space Heating | Natural Gas | Gas Boiler - Hot Water Reset | A | Cumulative Energy Savings (MWh or mTherms) | Technical Potential | 0 | 0 | 0 | 0 | 0 | 0 | 0 | 0 | 0 | 0 | 0 | 0 | 0 | 0 | 0 | 0 | 0 | 0 | 0 | 0 | 0 | 0 | 0 | 0 | 0 | 0 | 0
F8_Commercial_OR - Health_New_Space Heating_Natural Gas_Gas Boiler - Hot Water Reset_A_Technical Potential | F8 | Commercial | OR - Health | New | Space Heating | Natural Gas | Gas Boiler - Hot Water Reset | A | Cumulative Summer Peak Savings (MW) | Technical Potential | 0 | 0 | 0 | 0 | 0 | 0 | 0 | 0 | 0 | 0 | 0 | 0 | 0 | 0 | 0 | 0 | 0 | 0 | 0 | 0 | 0 | 0 | 0 | 0 | 0 | 0 | 0
F9_Commercial_OR - Health_New_Space Heating_Natural Gas_Gas Boiler - Hot Water Reset_A_Technical Potential | F9 | Commercial | OR - Health | New | Space Heating | Natural Gas | Gas Boiler - Hot Water Reset | A | Cumulative Winter Peak Savings (MW) | Technical Potential | 0 | 0 | 0 | 0 | 0 | 0 | 0 | 0 | 0 | 0 | 0 | 0 | 0 | 0 | 0 | 0 | 0 | 0 | 0 | 0 | 0 | 0 | 0 | 0 | 0 | 0 | 0
F10_Commercial_OR - Health_New_Space Heating_Natural Gas_Gas Boiler - Hot Water Reset_A_Technical Potential | F10 | Commercial | OR - Health | New | Space Heating | Natural Gas | Gas Boiler - Hot Water Reset | A | Purchases (Incremental) | Technical Potential | 0 | 0 | 0 | 0 | 0 | 0 | 0 | 0 | 0 | 0 | 0 | 0 | 0 | 0 | 0 | 0 | 0 | 0 | 0 | 0 | 0 | 0 | 0 | 0 | 0 | 0 | 0
F11_Commercial_OR - Health_New_Space Heating_Natural Gas_Gas Boiler - Hot Water Reset_A_Technical Potential | F11 | Commercial | OR - Health | New | Space Heating | Natural Gas | Gas Boiler - Hot Water Reset | A | Purchases (Cumulative) | Technical Potential | 0 | 0 | 0 | 0 | 0 | 0 | 0 | 0 | 0 | 0 | 0 | 0 | 0 | 0 | 0 | 0 | 0 | 0 | 0 | 0 | 0 | 0 | 0 | 0 | 0 | 0 | 0
F1_Commercial_OR - Health_New_Space Heating_Natural Gas_Gas Boiler - Steam Trap Replacement_A_Technical Potential | F1 | Commercial | OR - Health | New | Space Heating | Natural Gas | Gas Boiler - Steam Trap Replacement | A | Integrated Unit Energy Savings (kWh or therms) | Technical Potential | 0 | 0 | 0 | 0 | 0 | 0 | 0 | 0 | 0 | 0 | 0 | 0 | 0 | 0 | 0 | 0 | 0 | 0 | 0 | 0 | 0 | 0 | 0 | 0 | 0 | 0 | 0
F2_Commercial_OR - Health_New_Space Heating_Natural Gas_Gas Boiler - Steam Trap Replacement_A_Technical Potential | F2 | Commercial | OR - Health | New | Space Heating | Natural Gas | Gas Boiler - Steam Trap Replacement | A | Integrated Unit Summer Peak Savings (kW) | Technical Potential | 0 | 0 | 0 | 0 | 0 | 0 | 0 | 0 | 0 | 0 | 0 | 0 | 0 | 0 | 0 | 0 | 0 | 0 | 0 | 0 | 0 | 0 | 0 | 0 | 0 | 0 | 0
F3_Commercial_OR - Health_New_Space Heating_Natural Gas_Gas Boiler - Steam Trap Replacement_A_Technical Potential | F3 | Commercial | OR - Health | New | Space Heating | Natural Gas | Gas Boiler - Steam Trap Replacement | A | Integrated Unit Winter Peak Savings (kW) | Technical Potential | 0 | 0 | 0 | 0 | 0 | 0 | 0 | 0 | 0 | 0 | 0 | 0 | 0 | 0 | 0 | 0 | 0 | 0 | 0 | 0 | 0 | 0 | 0 | 0 | 0 | 0 | 0
F4_Commercial_OR - Health_New_Space Heating_Natural Gas_Gas Boiler - Steam Trap Replacement_A_Technical Potential | F4 | Commercial | OR - Health | New | Space Heating | Natural Gas | Gas Boiler - Steam Trap Replacement | A | Incremental Energy Savings (MWh or mTherms) | Technical Potential | 0 | 0 | 0 | 0 | 0 | 0 | 0 | 0 | 0 | 0 | 0 | 0 | 0 | 0 | 0 | 0 | 0 | 0 | 0 | 0 | 0 | 0 | 0 | 0 | 0 | 0 | 0
F5_Commercial_OR - Health_New_Space Heating_Natural Gas_Gas Boiler - Steam Trap Replacement_A_Technical Potential | F5 | Commercial | OR - Health | New | Space Heating | Natural Gas | Gas Boiler - Steam Trap Replacement | A | Incremental Summer Peak Savings (MW) | Technical Potential | 0 | 0 | 0 | 0 | 0 | 0 | 0 | 0 | 0 | 0 | 0 | 0 | 0 | 0 | 0 | 0 | 0 | 0 | 0 | 0 | 0 | 0 | 0 | 0 | 0 | 0 | 0
F6_Commercial_OR - Health_New_Space Heating_Natural Gas_Gas Boiler - Steam Trap Replacement_A_Technical Potential | F6 | Commercial | OR - Health | New | Space Heating | Natural Gas | Gas Boiler - Steam Trap Replacement | A | Incremental Winter Peak Savings (MW) | Technical Potential | 0 | 0 | 0 | 0 | 0 | 0 | 0 | 0 | 0 | 0 | 0 | 0 | 0 | 0 | 0 | 0 | 0 | 0 | 0 | 0 | 0 | 0 | 0 | 0 | 0 | 0 | 0
F7_Commercial_OR - Health_New_Space Heating_Natural Gas_Gas Boiler - Steam Trap Replacement_A_Technical Potential | F7 | Commercial | OR - Health | New | Space Heating | Natural Gas | Gas Boiler - Steam Trap Replacement | A | Cumulative Energy Savings (MWh or mTherms) | Technical Potential | 0 | 0 | 0 | 0 | 0 | 0 | 0 | 0 | 0 | 0 | 0 | 0 | 0 | 0 | 0 | 0 | 0 | 0 | 0 | 0 | 0 | 0 | 0 | 0 | 0 | 0 | 0
F8_Commercial_OR - Health_New_Space Heating_Natural Gas_Gas Boiler - Steam Trap Replacement_A_Technical Potential | F8 | Commercial | OR - Health | New | Space Heating | Natural Gas | Gas Boiler - Steam Trap Replacement | A | Cumulative Summer Peak Savings (MW) | Technical Potential | 0 | 0 | 0 | 0 | 0 | 0 | 0 | 0 | 0 | 0 | 0 | 0 | 0 | 0 | 0 | 0 | 0 | 0 | 0 | 0 | 0 | 0 | 0 | 0 | 0 | 0 | 0
F9_Commercial_OR - Health_New_Space Heating_Natural Gas_Gas Boiler - Steam Trap Replacement_A_Technical Potential | F9 | Commercial | OR - Health | New | Space Heating | Natural Gas | Gas Boiler - Steam Trap Replacement | A | Cumulative Winter Peak Savings (MW) | Technical Potential | 0 | 0 | 0 | 0 | 0 | 0 | 0 | 0 | 0 | 0 | 0 | 0 | 0 | 0 | 0 | 0 | 0 | 0 | 0 | 0 | 0 | 0 | 0 | 0 | 0 | 0 | 0
F10_Commercial_OR - Health_New_Space Heating_Natural Gas_Gas Boiler - Steam Trap Replacement_A_Technical Potential | F10 | Commercial | OR - Health | New | Space Heating | Natural Gas | Gas Boiler - Steam Trap Replacement | A | Purchases (Incremental) | Technical Potential | 0 | 0 | 0 | 0 | 0 | 0 | 0 | 0 | 0 | 0 | 0 | 0 | 0 | 0 | 0 | 0 | 0 | 0 | 0 | 0 | 0 | 0 | 0 | 0 | 0 | 0 | 0
F11_Commercial_OR - Health_New_Space Heating_Natural Gas_Gas Boiler - Steam Trap Replacement_A_Technical Potential | F11 | Commercial | OR - Health | New | Space Heating | Natural Gas | Gas Boiler - Steam Trap Replacement | A | Purchases (Cumulative) | Technical Potential | 0 | 0 | 0 | 0 | 0 | 0 | 0 | 0 | 0 | 0 | 0 | 0 | 0 | 0 | 0 | 0 | 0 | 0 | 0 | 0 | 0 | 0 | 0 | 0 | 0 | 0 | 0
F1_Commercial_OR - Health_New_Space Heating_Natural Gas_Gas Boiler - High Turndown Burner_A_Technical Potential | F1 | Commercial | OR - Health | New | Space Heating | Natural Gas | Gas Boiler - High Turndown Burner | A | Integrated Unit Energy Savings (kWh or therms) | Technical Potential | 0 | 0 | 0 | 0 | 0 | 0 | 0 | 0 | 0 | 0 | 0 | 0 | 0 | 0 | 0 | 0 | 0 | 0 | 0 | 0 | 0 | 0 | 0 | 0 | 0 | 0 | 0
F2_Commercial_OR - Health_New_Space Heating_Natural Gas_Gas Boiler - High Turndown Burner_A_Technical Potential | F2 | Commercial | OR - Health | New | Space Heating | Natural Gas | Gas Boiler - High Turndown Burner | A | Integrated Unit Summer Peak Savings (kW) | Technical Potential | 0 | 0 | 0 | 0 | 0 | 0 | 0 | 0 | 0 | 0 | 0 | 0 | 0 | 0 | 0 | 0 | 0 | 0 | 0 | 0 | 0 | 0 | 0 | 0 | 0 | 0 | 0
F3_Commercial_OR - Health_New_Space Heating_Natural Gas_Gas Boiler - High Turndown Burner_A_Technical Potential | F3 | Commercial | OR - Health | New | Space Heating | Natural Gas | Gas Boiler - High Turndown Burner | A | Integrated Unit Winter Peak Savings (kW) | Technical Potential | 0 | 0 | 0 | 0 | 0 | 0 | 0 | 0 | 0 | 0 | 0 | 0 | 0 | 0 | 0 | 0 | 0 | 0 | 0 | 0 | 0 | 0 | 0 | 0 | 0 | 0 | 0
F4_Commercial_OR - Health_New_Space Heating_Natural Gas_Gas Boiler - High Turndown Burner_A_Technical Potential | F4 | Commercial | OR - Health | New | Space Heating | Natural Gas | Gas Boiler - High Turndown Burner | A | Incremental Energy Savings (MWh or mTherms) | Technical Potential | 0 | 0 | 0 | 0 | 0 | 0 | 0 | 0 | 0 | 0 | 0 | 0 | 0 | 0 | 0 | 0 | 0 | 0 | 0 | 0 | 0 | 0 | 0 | 0 | 0 | 0 | 0
F5_Commercial_OR - Health_New_Space Heating_Natural Gas_Gas Boiler - High Turndown Burner_A_Technical Potential | F5 | Commercial | OR - Health | New | Space Heating | Natural Gas | Gas Boiler - High Turndown Burner | A | Incremental Summer Peak Savings (MW) | Technical Potential | 0 | 0 | 0 | 0 | 0 | 0 | 0 | 0 | 0 | 0 | 0 | 0 | 0 | 0 | 0 | 0 | 0 | 0 | 0 | 0 | 0 | 0 | 0 | 0 | 0 | 0 | 0
F6_Commercial_OR - Health_New_Space Heating_Natural Gas_Gas Boiler - High Turndown Burner_A_Technical Potential | F6 | Commercial | OR - Health | New | Space Heating | Natural Gas | Gas Boiler - High Turndown Burner | A | Incremental Winter Peak Savings (MW) | Technical Potential | 0 | 0 | 0 | 0 | 0 | 0 | 0 | 0 | 0 | 0 | 0 | 0 | 0 | 0 | 0 | 0 | 0 | 0 | 0 | 0 | 0 | 0 | 0 | 0 | 0 | 0 | 0
F7_Commercial_OR - Health_New_Space Heating_Natural Gas_Gas Boiler - High Turndown Burner_A_Technical Potential | F7 | Commercial | OR - Health | New | Space Heating | Natural Gas | Gas Boiler - High Turndown Burner | A | Cumulative Energy Savings (MWh or mTherms) | Technical Potential | 0 | 0 | 0 | 0 | 0 | 0 | 0 | 0 | 0 | 0 | 0 | 0 | 0 | 0 | 0 | 0 | 0 | 0 | 0 | 0 | 0 | 0 | 0 | 0 | 0 | 0 | 0
F8_Commercial_OR - Health_New_Space Heating_Natural Gas_Gas Boiler - High Turndown Burner_A_Technical Potential | F8 | Commercial | OR - Health | New | Space Heating | Natural Gas | Gas Boiler - High Turndown Burner | A | Cumulative Summer Peak Savings (MW) | Technical Potential | 0 | 0 | 0 | 0 | 0 | 0 | 0 | 0 | 0 | 0 | 0 | 0 | 0 | 0 | 0 | 0 | 0 | 0 | 0 | 0 | 0 | 0 | 0 | 0 | 0 | 0 | 0
F9_Commercial_OR - Health_New_Space Heating_Natural Gas_Gas Boiler - High Turndown Burner_A_Technical Potential | F9 | Commercial | OR - Health | New | Space Heating | Natural Gas | Gas Boiler - High Turndown Burner | A | Cumulative Winter Peak Savings (MW) | Technical Potential | 0 | 0 | 0 | 0 | 0 | 0 | 0 | 0 | 0 | 0 | 0 | 0 | 0 | 0 | 0 | 0 | 0 | 0 | 0 | 0 | 0 | 0 | 0 | 0 | 0 | 0 | 0
F10_Commercial_OR - Health_New_Space Heating_Natural Gas_Gas Boiler - High Turndown Burner_A_Technical Potential | F10 | Commercial | OR - Health | New | Space Heating | Natural Gas | Gas Boiler - High Turndown Burner | A | Purchases (Incremental) | Technical Potential | 0 | 0 | 0 | 0 | 0 | 0 | 0 | 0 | 0 | 0 | 0 | 0 | 0 | 0 | 0 | 0 | 0 | 0 | 0 | 0 | 0 | 0 | 0 | 0 | 0 | 0 | 0
F11_Commercial_OR - Health_New_Space Heating_Natural Gas_Gas Boiler - High Turndown Burner_A_Technical Potential | F11 | Commercial | OR - Health | New | Space Heating | Natural Gas | Gas Boiler - High Turndown Burner | A | Purchases (Cumulative) | Technical Potential | 0 | 0 | 0 | 0 | 0 | 0 | 0 | 0 | 0 | 0 | 0 | 0 | 0 | 0 | 0 | 0 | 0 | 0 | 0 | 0 | 0 | 0 | 0 | 0 | 0 | 0 | 0
F1_Commercial_OR - Health_New_Space Heating_Natural Gas_Gas Boiler - Burner Control Optimization_A_Technical Potential | F1 | Commercial | OR - Health | New | Space Heating | Natural Gas | Gas Boiler - Burner Control Optimization | A | Integrated Unit Energy Savings (kWh or therms) | Technical Potential | 0 | 0 | 0 | 0 | 0 | 0 | 0 | 0 | 0 | 0 | 0 | 0 | 0 | 0 | 0 | 0 | 0 | 0 | 0 | 0 | 0 | 0 | 0 | 0 | 0 | 0 | 0
F2_Commercial_OR - Health_New_Space Heating_Natural Gas_Gas Boiler - Burner Control Optimization_A_Technical Potential | F2 | Commercial | OR - Health | New | Space Heating | Natural Gas | Gas Boiler - Burner Control Optimization | A | Integrated Unit Summer Peak Savings (kW) | Technical Potential | 0 | 0 | 0 | 0 | 0 | 0 | 0 | 0 | 0 | 0 | 0 | 0 | 0 | 0 | 0 | 0 | 0 | 0 | 0 | 0 | 0 | 0 | 0 | 0 | 0 | 0 | 0
F3_Commercial_OR - Health_New_Space Heating_Natural Gas_Gas Boiler - Burner Control Optimization_A_Technical Potential | F3 | Commercial | OR - Health | New | Space Heating | Natural Gas | Gas Boiler - Burner Control Optimization | A | Integrated Unit Winter Peak Savings (kW) | Technical Potential | 0 | 0 | 0 | 0 | 0 | 0 | 0 | 0 | 0 | 0 | 0 | 0 | 0 | 0 | 0 | 0 | 0 | 0 | 0 | 0 | 0 | 0 | 0 | 0 | 0 | 0 | 0
F4_Commercial_OR - Health_New_Space Heating_Natural Gas_Gas Boiler - Burner Control Optimization_A_Technical Potential | F4 | Commercial | OR - Health | New | Space Heating | Natural Gas | Gas Boiler - Burner Control Optimization | A | Incremental Energy Savings (MWh or mTherms) | Technical Potential | 0 | 0 | 0 | 0 | 0 | 0 | 0 | 0 | 0 | 0 | 0 | 0 | 0 | 0 | 0 | 0 | 0 | 0 | 0 | 0 | 0 | 0 | 0 | 0 | 0 | 0 | 0
F5_Commercial_OR - Health_New_Space Heating_Natural Gas_Gas Boiler - Burner Control Optimization_A_Technical Potential | F5 | Commercial | OR - Health | New | Space Heating | Natural Gas | Gas Boiler - Burner Control Optimization | A | Incremental Summer Peak Savings (MW) | Technical Potential | 0 | 0 | 0 | 0 | 0 | 0 | 0 | 0 | 0 | 0 | 0 | 0 | 0 | 0 | 0 | 0 | 0 | 0 | 0 | 0 | 0 | 0 | 0 | 0 | 0 | 0 | 0
F6_Commercial_OR - Health_New_Space Heating_Natural Gas_Gas Boiler - Burner Control Optimization_A_Technical Potential | F6 | Commercial | OR - Health | New | Space Heating | Natural Gas | Gas Boiler - Burner Control Optimization | A | Incremental Winter Peak Savings (MW) | Technical Potential | 0 | 0 | 0 | 0 | 0 | 0 | 0 | 0 | 0 | 0 | 0 | 0 | 0 | 0 | 0 | 0 | 0 | 0 | 0 | 0 | 0 | 0 | 0 | 0 | 0 | 0 | 0
F7_Commercial_OR - Health_New_Space Heating_Natural Gas_Gas Boiler - Burner Control Optimization_A_Technical Potential | F7 | Commercial | OR - Health | New | Space Heating | Natural Gas | Gas Boiler - Burner Control Optimization | A | Cumulative Energy Savings (MWh or mTherms) | Technical Potential | 0 | 0 | 0 | 0 | 0 | 0 | 0 | 0 | 0 | 0 | 0 | 0 | 0 | 0 | 0 | 0 | 0 | 0 | 0 | 0 | 0 | 0 | 0 | 0 | 0 | 0 | 0
F8_Commercial_OR - Health_New_Space Heating_Natural Gas_Gas Boiler - Burner Control Optimization_A_Technical Potential | F8 | Commercial | OR - Health | New | Space Heating | Natural Gas | Gas Boiler - Burner Control Optimization | A | Cumulative Summer Peak Savings (MW) | Technical Potential | 0 | 0 | 0 | 0 | 0 | 0 | 0 | 0 | 0 | 0 | 0 | 0 | 0 | 0 | 0 | 0 | 0 | 0 | 0 | 0 | 0 | 0 | 0 | 0 | 0 | 0 | 0
F9_Commercial_OR - Health_New_Space Heating_Natural Gas_Gas Boiler - Burner Control Optimization_A_Technical Potential | F9 | Commercial | OR - Health | New | Space Heating | Natural Gas | Gas Boiler - Burner Control Optimization | A | Cumulative Winter Peak Savings (MW) | Technical Potential | 0 | 0 | 0 | 0 | 0 | 0 | 0 | 0 | 0 | 0 | 0 | 0 | 0 | 0 | 0 | 0 | 0 | 0 | 0 | 0 | 0 | 0 | 0 | 0 | 0 | 0 | 0
F10_Commercial_OR - Health_New_Space Heating_Natural Gas_Gas Boiler - Burner Control Optimization_A_Technical Potential | F10 | Commercial | OR - Health | New | Space Heating | Natural Gas | Gas Boiler - Burner Control Optimization | A | Purchases (Incremental) | Technical Potential | 0 | 0 | 0 | 0 | 0 | 0 | 0 | 0 | 0 | 0 | 0 | 0 | 0 | 0 | 0 | 0 | 0 | 0 | 0 | 0 | 0 | 0 | 0 | 0 | 0 | 0 | 0
F11_Commercial_OR - Health_New_Space Heating_Natural Gas_Gas Boiler - Burner Control Optimization_A_Technical Potential | F11 | Commercial | OR - Health | New | Space Heating | Natural Gas | Gas Boiler - Burner Control Optimization | A | Purchases (Cumulative) | Technical Potential | 0 | 0 | 0 | 0 | 0 | 0 | 0 | 0 | 0 | 0 | 0 | 0 | 0 | 0 | 0 | 0 | 0 | 0 | 0 | 0 | 0 | 0 | 0 | 0 | 0 | 0 | 0
F1_Commercial_OR - Health_New_Space Heating_Natural Gas_Gas Boiler - Stack Economizer_A_Technical Potential | F1 | Commercial | OR - Health | New | Space Heating | Natural Gas | Gas Boiler - Stack Economizer | A | Integrated Unit Energy Savings (kWh or therms) | Technical Potential | 0 | 0 | 0 | 0 | 0 | 0 | 0 | 0 | 0 | 0 | 0 | 0 | 0 | 0 | 0 | 0 | 0 | 0 | 0 | 0 | 0 | 0 | 0 | 0 | 0 | 0 | 0
F2_Commercial_OR - Health_New_Space Heating_Natural Gas_Gas Boiler - Stack Economizer_A_Technical Potential | F2 | Commercial | OR - Health | New | Space Heating | Natural Gas | Gas Boiler - Stack Economizer | A | Integrated Unit Summer Peak Savings (kW) | Technical Potential | 0 | 0 | 0 | 0 | 0 | 0 | 0 | 0 | 0 | 0 | 0 | 0 | 0 | 0 | 0 | 0 | 0 | 0 | 0 | 0 | 0 | 0 | 0 | 0 | 0 | 0 | 0
F3_Commercial_OR - Health_New_Space Heating_Natural Gas_Gas Boiler - Stack Economizer_A_Technical Potential | F3 | Commercial | OR - Health | New | Space Heating | Natural Gas | Gas Boiler - Stack Economizer | A | Integrated Unit Winter Peak Savings (kW) | Technical Potential | 0 | 0 | 0 | 0 | 0 | 0 | 0 | 0 | 0 | 0 | 0 | 0 | 0 | 0 | 0 | 0 | 0 | 0 | 0 | 0 | 0 | 0 | 0 | 0 | 0 | 0 | 0
F4_Commercial_OR - Health_New_Space Heating_Natural Gas_Gas Boiler - Stack Economizer_A_Technical Potential | F4 | Commercial | OR - Health | New | Space Heating | Natural Gas | Gas Boiler - Stack Economizer | A | Incremental Energy Savings (MWh or mTherms) | Technical Potential | 0 | 0 | 0 | 0 | 0 | 0 | 0 | 0 | 0 | 0 | 0 | 0 | 0 | 0 | 0 | 0 | 0 | 0 | 0 | 0 | 0 | 0 | 0 | 0 | 0 | 0 | 0
F5_Commercial_OR - Health_New_Space Heating_Natural Gas_Gas Boiler - Stack Economizer_A_Technical Potential | F5 | Commercial | OR - Health | New | Space Heating | Natural Gas | Gas Boiler - Stack Economizer | A | Incremental Summer Peak Savings (MW) | Technical Potential | 0 | 0 | 0 | 0 | 0 | 0 | 0 | 0 | 0 | 0 | 0 | 0 | 0 | 0 | 0 | 0 | 0 | 0 | 0 | 0 | 0 | 0 | 0 | 0 | 0 | 0 | 0
F6_Commercial_OR - Health_New_Space Heating_Natural Gas_Gas Boiler - Stack Economizer_A_Technical Potential | F6 | Commercial | OR - Health | New | Space Heating | Natural Gas | Gas Boiler - Stack Economizer | A | Incremental Winter Peak Savings (MW) | Technical Potential | 0 | 0 | 0 | 0 | 0 | 0 | 0 | 0 | 0 | 0 | 0 | 0 | 0 | 0 | 0 | 0 | 0 | 0 | 0 | 0 | 0 | 0 | 0 | 0 | 0 | 0 | 0
F7_Commercial_OR - Health_New_Space Heating_Natural Gas_Gas Boiler - Stack Economizer_A_Technical Potential | F7 | Commercial | OR - Health | New | Space Heating | Natural Gas | Gas Boiler - Stack Economizer | A | Cumulative Energy Savings (MWh or mTherms) | Technical Potential | 0 | 0 | 0 | 0 | 0 | 0 | 0 | 0 | 0 | 0 | 0 | 0 | 0 | 0 | 0 | 0 | 0 | 0 | 0 | 0 | 0 | 0 | 0 | 0 | 0 | 0 | 0
F8_Commercial_OR - Health_New_Space Heating_Natural Gas_Gas Boiler - Stack Economizer_A_Technical Potential | F8 | Commercial | OR - Health | New | Space Heating | Natural Gas | Gas Boiler - Stack Economizer | A | Cumulative Summer Peak Savings (MW) | Technical Potential | 0 | 0 | 0 | 0 | 0 | 0 | 0 | 0 | 0 | 0 | 0 | 0 | 0 | 0 | 0 | 0 | 0 | 0 | 0 | 0 | 0 | 0 | 0 | 0 | 0 | 0 | 0
F9_Commercial_OR - Health_New_Space Heating_Natural Gas_Gas Boiler - Stack Economizer_A_Technical Potential | F9 | Commercial | OR - Health | New | Space Heating | Natural Gas | Gas Boiler - Stack Economizer | A | Cumulative Winter Peak Savings (MW) | Technical Potential | 0 | 0 | 0 | 0 | 0 | 0 | 0 | 0 | 0 | 0 | 0 | 0 | 0 | 0 | 0 | 0 | 0 | 0 | 0 | 0 | 0 | 0 | 0 | 0 | 0 | 0 | 0
F10_Commercial_OR - Health_New_Space Heating_Natural Gas_Gas Boiler - Stack Economizer_A_Technical Potential | F10 | Commercial | OR - Health | New | Space Heating | Natural Gas | Gas Boiler - Stack Economizer | A | Purchases (Incremental) | Technical Potential | 0 | 0 | 0 | 0 | 0 | 0 | 0 | 0 | 0 | 0 | 0 | 0 | 0 | 0 | 0 | 0 | 0 | 0 | 0 | 0 | 0 | 0 | 0 | 0 | 0 | 0 | 0
F11_Commercial_OR - Health_New_Space Heating_Natural Gas_Gas Boiler - Stack Economizer_A_Technical Potential | F11 | Commercial | OR - Health | New | Space Heating | Natural Gas | Gas Boiler - Stack Economizer | A | Purchases (Cumulative) | Technical Potential | 0 | 0 | 0 | 0 | 0 | 0 | 0 | 0 | 0 | 0 | 0 | 0 | 0 | 0 | 0 | 0 | 0 | 0 | 0 | 0 | 0 | 0 | 0 | 0 | 0 | 0 | 0
F1_Commercial_OR - Health_New_Space Heating_Natural Gas_Gas Boiler - Thermostatic Radiator Valves_A_Technical Potential | F1 | Commercial | OR - Health | New | Space Heating | Natural Gas | Gas Boiler - Thermostatic Radiator Valves | A | Integrated Unit Energy Savings (kWh or therms) | Technical Potential | 0 | 0 | 0 | 0 | 0 | 0 | 0 | 0 | 0 | 0 | 0 | 0 | 0 | 0 | 0 | 0 | 0 | 0 | 0 | 0 | 0 | 0 | 0 | 0 | 0 | 0 | 0
F2_Commercial_OR - Health_New_Space Heating_Natural Gas_Gas Boiler - Thermostatic Radiator Valves_A_Technical Potential | F2 | Commercial | OR - Health | New | Space Heating | Natural Gas | Gas Boiler - Thermostatic Radiator Valves | A | Integrated Unit Summer Peak Savings (kW) | Technical Potential | 0 | 0 | 0 | 0 | 0 | 0 | 0 | 0 | 0 | 0 | 0 | 0 | 0 | 0 | 0 | 0 | 0 | 0 | 0 | 0 | 0 | 0 | 0 | 0 | 0 | 0 | 0
F3_Commercial_OR - Health_New_Space Heating_Natural Gas_Gas Boiler - Thermostatic Radiator Valves_A_Technical Potential | F3 | Commercial | OR - Health | New | Space Heating | Natural Gas | Gas Boiler - Thermostatic Radiator Valves | A | Integrated Unit Winter Peak Savings (kW) | Technical Potential | 0 | 0 | 0 | 0 | 0 | 0 | 0 | 0 | 0 | 0 | 0 | 0 | 0 | 0 | 0 | 0 | 0 | 0 | 0 | 0 | 0 | 0 | 0 | 0 | 0 | 0 | 0
F4_Commercial_OR - Health_New_Space Heating_Natural Gas_Gas Boiler - Thermostatic Radiator Valves_A_Technical Potential | F4 | Commercial | OR - Health | New | Space Heating | Natural Gas | Gas Boiler - Thermostatic Radiator Valves | A | Incremental Energy Savings (MWh or mTherms) | Technical Potential | 0 | 0 | 0 | 0 | 0 | 0 | 0 | 0 | 0 | 0 | 0 | 0 | 0 | 0 | 0 | 0 | 0 | 0 | 0 | 0 | 0 | 0 | 0 | 0 | 0 | 0 | 0
F5_Commercial_OR - Health_New_Space Heating_Natural Gas_Gas Boiler - Thermostatic Radiator Valves_A_Technical Potential | F5 | Commercial | OR - Health | New | Space Heating | Natural Gas | Gas Boiler - Thermostatic Radiator Valves | A | Incremental Summer Peak Savings (MW) | Technical Potential | 0 | 0 | 0 | 0 | 0 | 0 | 0 | 0 | 0 | 0 | 0 | 0 | 0 | 0 | 0 | 0 | 0 | 0 | 0 | 0 | 0 | 0 | 0 | 0 | 0 | 0 | 0
F6_Commercial_OR - Health_New_Space Heating_Natural Gas_Gas Boiler - Thermostatic Radiator Valves_A_Technical Potential | F6 | Commercial | OR - Health | New | Space Heating | Natural Gas | Gas Boiler - Thermostatic Radiator Valves | A | Incremental Winter Peak Savings (MW) | Technical Potential | 0 | 0 | 0 | 0 | 0 | 0 | 0 | 0 | 0 | 0 | 0 | 0 | 0 | 0 | 0 | 0 | 0 | 0 | 0 | 0 | 0 | 0 | 0 | 0 | 0 | 0 | 0
F7_Commercial_OR - Health_New_Space Heating_Natural Gas_Gas Boiler - Thermostatic Radiator Valves_A_Technical Potential | F7 | Commercial | OR - Health | New | Space Heating | Natural Gas | Gas Boiler - Thermostatic Radiator Valves | A | Cumulative Energy Savings (MWh or mTherms) | Technical Potential | 0 | 0 | 0 | 0 | 0 | 0 | 0 | 0 | 0 | 0 | 0 | 0 | 0 | 0 | 0 | 0 | 0 | 0 | 0 | 0 | 0 | 0 | 0 | 0 | 0 | 0 | 0
F8_Commercial_OR - Health_New_Space Heating_Natural Gas_Gas Boiler - Thermostatic Radiator Valves_A_Technical Potential | F8 | Commercial | OR - Health | New | Space Heating | Natural Gas | Gas Boiler - Thermostatic Radiator Valves | A | Cumulative Summer Peak Savings (MW) | Technical Potential | 0 | 0 | 0 | 0 | 0 | 0 | 0 | 0 | 0 | 0 | 0 | 0 | 0 | 0 | 0 | 0 | 0 | 0 | 0 | 0 | 0 | 0 | 0 | 0 | 0 | 0 | 0
F9_Commercial_OR - Health_New_Space Heating_Natural Gas_Gas Boiler - Thermostatic Radiator Valves_A_Technical Potential | F9 | Commercial | OR - Health | New | Space Heating | Natural Gas | Gas Boiler - Thermostatic Radiator Valves | A | Cumulative Winter Peak Savings (MW) | Technical Potential | 0 | 0 | 0 | 0 | 0 | 0 | 0 | 0 | 0 | 0 | 0 | 0 | 0 | 0 | 0 | 0 | 0 | 0 | 0 | 0 | 0 | 0 | 0 | 0 | 0 | 0 | 0
F10_Commercial_OR - Health_New_Space Heating_Natural Gas_Gas Boiler - Thermostatic Radiator Valves_A_Technical Potential | F10 | Commercial | OR - Health | New | Space Heating | Natural Gas | Gas Boiler - Thermostatic Radiator Valves | A | Purchases (Incremental) | Technical Potential | 0 | 0 | 0 | 0 | 0 | 0 | 0 | 0 | 0 | 0 | 0 | 0 | 0 | 0 | 0 | 0 | 0 | 0 | 0 | 0 | 0 | 0 | 0 | 0 | 0 | 0 | 0
F11_Commercial_OR - Health_New_Space Heating_Natural Gas_Gas Boiler - Thermostatic Radiator Valves_A_Technical Potential | F11 | Commercial | OR - Health | New | Space Heating | Natural Gas | Gas Boiler - Thermostatic Radiator Valves | A | Purchases (Cumulative) | Technical Potential | 0 | 0 | 0 | 0 | 0 | 0 | 0 | 0 | 0 | 0 | 0 | 0 | 0 | 0 | 0 | 0 | 0 | 0 | 0 | 0 | 0 | 0 | 0 | 0 | 0 | 0 | 0
F1_Commercial_OR - Health_New_Space Heating_Natural Gas_HVAC - Shut Off Damper_A_Technical Potential | F1 | Commercial | OR - Health | New | Space Heating | Natural Gas | HVAC - Shut Off Damper | A | Integrated Unit Energy Savings (kWh or therms) | Technical Potential | 0 | 0 | 0 | 0 | 0 | 0 | 0 | 0 | 0 | 0 | 0 | 0 | 0 | 0 | 0 | 0 | 0 | 0 | 0 | 0 | 0 | 0 | 0 | 0 | 0 | 0 | 0
F2_Commercial_OR - Health_New_Space Heating_Natural Gas_HVAC - Shut Off Damper_A_Technical Potential | F2 | Commercial | OR - Health | New | Space Heating | Natural Gas | HVAC - Shut Off Damper | A | Integrated Unit Summer Peak Savings (kW) | Technical Potential | 0 | 0 | 0 | 0 | 0 | 0 | 0 | 0 | 0 | 0 | 0 | 0 | 0 | 0 | 0 | 0 | 0 | 0 | 0 | 0 | 0 | 0 | 0 | 0 | 0 | 0 | 0
F3_Commercial_OR - Health_New_Space Heating_Natural Gas_HVAC - Shut Off Damper_A_Technical Potential | F3 | Commercial | OR - Health | New | Space Heating | Natural Gas | HVAC - Shut Off Damper | A | Integrated Unit Winter Peak Savings (kW) | Technical Potential | 0 | 0 | 0 | 0 | 0 | 0 | 0 | 0 | 0 | 0 | 0 | 0 | 0 | 0 | 0 | 0 | 0 | 0 | 0 | 0 | 0 | 0 | 0 | 0 | 0 | 0 | 0
F4_Commercial_OR - Health_New_Space Heating_Natural Gas_HVAC - Shut Off Damper_A_Technical Potential | F4 | Commercial | OR - Health | New | Space Heating | Natural Gas | HVAC - Shut Off Damper | A | Incremental Energy Savings (MWh or mTherms) | Technical Potential | 0 | 0 | 0 | 0 | 0 | 0 | 0 | 0 | 0 | 0 | 0 | 0 | 0 | 0 | 0 | 0 | 0 | 0 | 0 | 0 | 0 | 0 | 0 | 0 | 0 | 0 | 0
F5_Commercial_OR - Health_New_Space Heating_Natural Gas_HVAC - Shut Off Damper_A_Technical Potential | F5 | Commercial | OR - Health | New | Space Heating | Natural Gas | HVAC - Shut Off Damper | A | Incremental Summer Peak Savings (MW) | Technical Potential | 0 | 0 | 0 | 0 | 0 | 0 | 0 | 0 | 0 | 0 | 0 | 0 | 0 | 0 | 0 | 0 | 0 | 0 | 0 | 0 | 0 | 0 | 0 | 0 | 0 | 0 | 0
F6_Commercial_OR - Health_New_Space Heating_Natural Gas_HVAC - Shut Off Damper_A_Technical Potential | F6 | Commercial | OR - Health | New | Space Heating | Natural Gas | HVAC - Shut Off Damper | A | Incremental Winter Peak Savings (MW) | Technical Potential | 0 | 0 | 0 | 0 | 0 | 0 | 0 | 0 | 0 | 0 | 0 | 0 | 0 | 0 | 0 | 0 | 0 | 0 | 0 | 0 | 0 | 0 | 0 | 0 | 0 | 0 | 0
F7_Commercial_OR - Health_New_Space Heating_Natural Gas_HVAC - Shut Off Damper_A_Technical Potential | F7 | Commercial | OR - Health | New | Space Heating | Natural Gas | HVAC - Shut Off Damper | A | Cumulative Energy Savings (MWh or mTherms) | Technical Potential | 0 | 0 | 0 | 0 | 0 | 0 | 0 | 0 | 0 | 0 | 0 | 0 | 0 | 0 | 0 | 0 | 0 | 0 | 0 | 0 | 0 | 0 | 0 | 0 | 0 | 0 | 0
F8_Commercial_OR - Health_New_Space Heating_Natural Gas_HVAC - Shut Off Damper_A_Technical Potential | F8 | Commercial | OR - Health | New | Space Heating | Natural Gas | HVAC - Shut Off Damper | A | Cumulative Summer Peak Savings (MW) | Technical Potential | 0 | 0 | 0 | 0 | 0 | 0 | 0 | 0 | 0 | 0 | 0 | 0 | 0 | 0 | 0 | 0 | 0 | 0 | 0 | 0 | 0 | 0 | 0 | 0 | 0 | 0 | 0
F9_Commercial_OR - Health_New_Space Heating_Natural Gas_HVAC - Shut Off Damper_A_Technical Potential | F9 | Commercial | OR - Health | New | Space Heating | Natural Gas | HVAC - Shut Off Damper | A | Cumulative Winter Peak Savings (MW) | Technical Potential | 0 | 0 | 0 | 0 | 0 | 0 | 0 | 0 | 0 | 0 | 0 | 0 | 0 | 0 | 0 | 0 | 0 | 0 | 0 | 0 | 0 | 0 | 0 | 0 | 0 | 0 | 0
F10_Commercial_OR - Health_New_Space Heating_Natural Gas_HVAC - Shut Off Damper_A_Technical Potential | F10 | Commercial | OR - Health | New | Space Heating | Natural Gas | HVAC - Shut Off Damper | A | Purchases (Incremental) | Technical Potential | 0 | 0 | 0 | 0 | 0 | 0 | 0 | 0 | 0 | 0 | 0 | 0 | 0 | 0 | 0 | 0 | 0 | 0 | 0 | 0 | 0 | 0 | 0 | 0 | 0 | 0 | 0
F11_Commercial_OR - Health_New_Space Heating_Natural Gas_HVAC - Shut Off Damper_A_Technical Potential | F11 | Commercial | OR - Health | New | Space Heating | Natural Gas | HVAC - Shut Off Damper | A | Purchases (Cumulative) | Technical Potential | 0 | 0 | 0 | 0 | 0 | 0 | 0 | 0 | 0 | 0 | 0 | 0 | 0 | 0 | 0 | 0 | 0 | 0 | 0 | 0 | 0 | 0 | 0 | 0 | 0 | 0 | 0
F1_Commercial_OR - Health_New_Space Heating_Natural Gas_Gas Furnace - Tube Inserts_A_Technical Potential | F1 | Commercial | OR - Health | New | Space Heating | Natural Gas | Gas Furnace - Tube Inserts | A | Integrated Unit Energy Savings (kWh or therms) | Technical Potential | 0 | 0 | 0 | 0 | 0 | 0 | 0 | 0 | 0 | 0 | 0 | 0 | 0 | 0 | 0 | 0 | 0 | 0 | 0 | 0 | 0 | 0 | 0 | 0 | 0 | 0 | 0
F2_Commercial_OR - Health_New_Space Heating_Natural Gas_Gas Furnace - Tube Inserts_A_Technical Potential | F2 | Commercial | OR - Health | New | Space Heating | Natural Gas | Gas Furnace - Tube Inserts | A | Integrated Unit Summer Peak Savings (kW) | Technical Potential | 0 | 0 | 0 | 0 | 0 | 0 | 0 | 0 | 0 | 0 | 0 | 0 | 0 | 0 | 0 | 0 | 0 | 0 | 0 | 0 | 0 | 0 | 0 | 0 | 0 | 0 | 0
F3_Commercial_OR - Health_New_Space Heating_Natural Gas_Gas Furnace - Tube Inserts_A_Technical Potential | F3 | Commercial | OR - Health | New | Space Heating | Natural Gas | Gas Furnace - Tube Inserts | A | Integrated Unit Winter Peak Savings (kW) | Technical Potential | 0 | 0 | 0 | 0 | 0 | 0 | 0 | 0 | 0 | 0 | 0 | 0 | 0 | 0 | 0 | 0 | 0 | 0 | 0 | 0 | 0 | 0 | 0 | 0 | 0 | 0 | 0
F4_Commercial_OR - Health_New_Space Heating_Natural Gas_Gas Furnace - Tube Inserts_A_Technical Potential | F4 | Commercial | OR - Health | New | Space Heating | Natural Gas | Gas Furnace - Tube Inserts | A | Incremental Energy Savings (MWh or mTherms) | Technical Potential | 0 | 0 | 0 | 0 | 0 | 0 | 0 | 0 | 0 | 0 | 0 | 0 | 0 | 0 | 0 | 0 | 0 | 0 | 0 | 0 | 0 | 0 | 0 | 0 | 0 | 0 | 0
F5_Commercial_OR - Health_New_Space Heating_Natural Gas_Gas Furnace - Tube Inserts_A_Technical Potential | F5 | Commercial | OR - Health | New | Space Heating | Natural Gas | Gas Furnace - Tube Inserts | A | Incremental Summer Peak Savings (MW) | Technical Potential | 0 | 0 | 0 | 0 | 0 | 0 | 0 | 0 | 0 | 0 | 0 | 0 | 0 | 0 | 0 | 0 | 0 | 0 | 0 | 0 | 0 | 0 | 0 | 0 | 0 | 0 | 0
F6_Commercial_OR - Health_New_Space Heating_Natural Gas_Gas Furnace - Tube Inserts_A_Technical Potential | F6 | Commercial | OR - Health | New | Space Heating | Natural Gas | Gas Furnace - Tube Inserts | A | Incremental Winter Peak Savings (MW) | Technical Potential | 0 | 0 | 0 | 0 | 0 | 0 | 0 | 0 | 0 | 0 | 0 | 0 | 0 | 0 | 0 | 0 | 0 | 0 | 0 | 0 | 0 | 0 | 0 | 0 | 0 | 0 | 0
F7_Commercial_OR - Health_New_Space Heating_Natural Gas_Gas Furnace - Tube Inserts_A_Technical Potential | F7 | Commercial | OR - Health | New | Space Heating | Natural Gas | Gas Furnace - Tube Inserts | A | Cumulative Energy Savings (MWh or mTherms) | Technical Potential | 0 | 0 | 0 | 0 | 0 | 0 | 0 | 0 | 0 | 0 | 0 | 0 | 0 | 0 | 0 | 0 | 0 | 0 | 0 | 0 | 0 | 0 | 0 | 0 | 0 | 0 | 0
F8_Commercial_OR - Health_New_Space Heating_Natural Gas_Gas Furnace - Tube Inserts_A_Technical Potential | F8 | Commercial | OR - Health | New | Space Heating | Natural Gas | Gas Furnace - Tube Inserts | A | Cumulative Summer Peak Savings (MW) | Technical Potential | 0 | 0 | 0 | 0 | 0 | 0 | 0 | 0 | 0 | 0 | 0 | 0 | 0 | 0 | 0 | 0 | 0 | 0 | 0 | 0 | 0 | 0 | 0 | 0 | 0 | 0 | 0
F9_Commercial_OR - Health_New_Space Heating_Natural Gas_Gas Furnace - Tube Inserts_A_Technical Potential | F9 | Commercial | OR - Health | New | Space Heating | Natural Gas | Gas Furnace - Tube Inserts | A | Cumulative Winter Peak Savings (MW) | Technical Potential | 0 | 0 | 0 | 0 | 0 | 0 | 0 | 0 | 0 | 0 | 0 | 0 | 0 | 0 | 0 | 0 | 0 | 0 | 0 | 0 | 0 | 0 | 0 | 0 | 0 | 0 | 0
F10_Commercial_OR - Health_New_Space Heating_Natural Gas_Gas Furnace - Tube Inserts_A_Technical Potential | F10 | Commercial | OR - Health | New | Space Heating | Natural Gas | Gas Furnace - Tube Inserts | A | Purchases (Incremental) | Technical Potential | 0 | 0 | 0 | 0 | 0 | 0 | 0 | 0 | 0 | 0 | 0 | 0 | 0 | 0 | 0 | 0 | 0 | 0 | 0 | 0 | 0 | 0 | 0 | 0 | 0 | 0 | 0
F11_Commercial_OR - Health_New_Space Heating_Natural Gas_Gas Furnace - Tube Inserts_A_Technical Potential | F11 | Commercial | OR - Health | New | Space Heating | Natural Gas | Gas Furnace - Tube Inserts | A | Purchases (Cumulative) | Technical Potential | 0 | 0 | 0 | 0 | 0 | 0 | 0 | 0 | 0 | 0 | 0 | 0 | 0 | 0 | 0 | 0 | 0 | 0 | 0 | 0 | 0 | 0 | 0 | 0 | 0 | 0 | 0
F1_Commercial_OR - Health_New_Space Heating_Natural Gas_Gas Boiler - Insulate Steam Lines/Condensate Tank_A_Technical Potential | F1 | Commercial | OR - Health | New | Space Heating | Natural Gas | Gas Boiler - Insulate Steam Lines/Condensate Tank | A | Integrated Unit Energy Savings (kWh or therms) | Technical Potential | 0 | 0 | 0 | 0 | 0 | 0 | 0 | 0 | 0 | 0 | 0 | 0 | 0 | 0 | 0 | 0 | 0 | 0 | 0 | 0 | 0 | 0 | 0 | 0 | 0 | 0 | 0
F2_Commercial_OR - Health_New_Space Heating_Natural Gas_Gas Boiler - Insulate Steam Lines/Condensate Tank_A_Technical Potential | F2 | Commercial | OR - Health | New | Space Heating | Natural Gas | Gas Boiler - Insulate Steam Lines/Condensate Tank | A | Integrated Unit Summer Peak Savings (kW) | Technical Potential | 0 | 0 | 0 | 0 | 0 | 0 | 0 | 0 | 0 | 0 | 0 | 0 | 0 | 0 | 0 | 0 | 0 | 0 | 0 | 0 | 0 | 0 | 0 | 0 | 0 | 0 | 0
F3_Commercial_OR - Health_New_Space Heating_Natural Gas_Gas Boiler - Insulate Steam Lines/Condensate Tank_A_Technical Potential | F3 | Commercial | OR - Health | New | Space Heating | Natural Gas | Gas Boiler - Insulate Steam Lines/Condensate Tank | A | Integrated Unit Winter Peak Savings (kW) | Technical Potential | 0 | 0 | 0 | 0 | 0 | 0 | 0 | 0 | 0 | 0 | 0 | 0 | 0 | 0 | 0 | 0 | 0 | 0 | 0 | 0 | 0 | 0 | 0 | 0 | 0 | 0 | 0
F4_Commercial_OR - Health_New_Space Heating_Natural Gas_Gas Boiler - Insulate Steam Lines/Condensate Tank_A_Technical Potential | F4 | Commercial | OR - Health | New | Space Heating | Natural Gas | Gas Boiler - Insulate Steam Lines/Condensate Tank | A | Incremental Energy Savings (MWh or mTherms) | Technical Potential | 0 | 0 | 0 | 0 | 0 | 0 | 0 | 0 | 0 | 0 | 0 | 0 | 0 | 0 | 0 | 0 | 0 | 0 | 0 | 0 | 0 | 0 | 0 | 0 | 0 | 0 | 0
F5_Commercial_OR - Health_New_Space Heating_Natural Gas_Gas Boiler - Insulate Steam Lines/Condensate Tank_A_Technical Potential | F5 | Commercial | OR - Health | New | Space Heating | Natural Gas | Gas Boiler - Insulate Steam Lines/Condensate Tank | A | Incremental Summer Peak Savings (MW) | Technical Potential | 0 | 0 | 0 | 0 | 0 | 0 | 0 | 0 | 0 | 0 | 0 | 0 | 0 | 0 | 0 | 0 | 0 | 0 | 0 | 0 | 0 | 0 | 0 | 0 | 0 | 0 | 0
F6_Commercial_OR - Health_New_Space Heating_Natural Gas_Gas Boiler - Insulate Steam Lines/Condensate Tank_A_Technical Potential | F6 | Commercial | OR - Health | New | Space Heating | Natural Gas | Gas Boiler - Insulate Steam Lines/Condensate Tank | A | Incremental Winter Peak Savings (MW) | Technical Potential | 0 | 0 | 0 | 0 | 0 | 0 | 0 | 0 | 0 | 0 | 0 | 0 | 0 | 0 | 0 | 0 | 0 | 0 | 0 | 0 | 0 | 0 | 0 | 0 | 0 | 0 | 0
F7_Commercial_OR - Health_New_Space Heating_Natural Gas_Gas Boiler - Insulate Steam Lines/Condensate Tank_A_Technical Potential | F7 | Commercial | OR - Health | New | Space Heating | Natural Gas | Gas Boiler - Insulate Steam Lines/Condensate Tank | A | Cumulative Energy Savings (MWh or mTherms) | Technical Potential | 0 | 0 | 0 | 0 | 0 | 0 | 0 | 0 | 0 | 0 | 0 | 0 | 0 | 0 | 0 | 0 | 0 | 0 | 0 | 0 | 0 | 0 | 0 | 0 | 0 | 0 | 0
F8_Commercial_OR - Health_New_Space Heating_Natural Gas_Gas Boiler - Insulate Steam Lines/Condensate Tank_A_Technical Potential | F8 | Commercial | OR - Health | New | Space Heating | Natural Gas | Gas Boiler - Insulate Steam Lines/Condensate Tank | A | Cumulative Summer Peak Savings (MW) | Technical Potential | 0 | 0 | 0 | 0 | 0 | 0 | 0 | 0 | 0 | 0 | 0 | 0 | 0 | 0 | 0 | 0 | 0 | 0 | 0 | 0 | 0 | 0 | 0 | 0 | 0 | 0 | 0
F9_Commercial_OR - Health_New_Space Heating_Natural Gas_Gas Boiler - Insulate Steam Lines/Condensate Tank_A_Technical Potential | F9 | Commercial | OR - Health | New | Space Heating | Natural Gas | Gas Boiler - Insulate Steam Lines/Condensate Tank | A | Cumulative Winter Peak Savings (MW) | Technical Potential | 0 | 0 | 0 | 0 | 0 | 0 | 0 | 0 | 0 | 0 | 0 | 0 | 0 | 0 | 0 | 0 | 0 | 0 | 0 | 0 | 0 | 0 | 0 | 0 | 0 | 0 | 0
F10_Commercial_OR - Health_New_Space Heating_Natural Gas_Gas Boiler - Insulate Steam Lines/Condensate Tank_A_Technical Potential | F10 | Commercial | OR - Health | New | Space Heating | Natural Gas | Gas Boiler - Insulate Steam Lines/Condensate Tank | A | Purchases (Incremental) | Technical Potential | 0 | 0 | 0 | 0 | 0 | 0 | 0 | 0 | 0 | 0 | 0 | 0 | 0 | 0 | 0 | 0 | 0 | 0 | 0 | 0 | 0 | 0 | 0 | 0 | 0 | 0 | 0
F11_Commercial_OR - Health_New_Space Heating_Natural Gas_Gas Boiler - Insulate Steam Lines/Condensate Tank_A_Technical Potential | F11 | Commercial | OR - Health | New | Space Heating | Natural Gas | Gas Boiler - Insulate Steam Lines/Condensate Tank | A | Purchases (Cumulative) | Technical Potential | 0 | 0 | 0 | 0 | 0 | 0 | 0 | 0 | 0 | 0 | 0 | 0 | 0 | 0 | 0 | 0 | 0 | 0 | 0 | 0 | 0 | 0 | 0 | 0 | 0 | 0 | 0
F1_Commercial_OR - Health_New_Space Heating_Natural Gas_Gas Boiler - Insulate Hot Water Lines_A_Technical Potential | F1 | Commercial | OR - Health | New | Space Heating | Natural Gas | Gas Boiler - Insulate Hot Water Lines | A | Integrated Unit Energy Savings (kWh or therms) | Technical Potential | 0 | 0 | 0 | 0 | 0 | 0 | 0 | 0 | 0 | 0 | 0 | 0 | 0 | 0 | 0 | 0 | 0 | 0 | 0 | 0 | 0 | 0 | 0 | 0 | 0 | 0 | 0
F2_Commercial_OR - Health_New_Space Heating_Natural Gas_Gas Boiler - Insulate Hot Water Lines_A_Technical Potential | F2 | Commercial | OR - Health | New | Space Heating | Natural Gas | Gas Boiler - Insulate Hot Water Lines | A | Integrated Unit Summer Peak Savings (kW) | Technical Potential | 0 | 0 | 0 | 0 | 0 | 0 | 0 | 0 | 0 | 0 | 0 | 0 | 0 | 0 | 0 | 0 | 0 | 0 | 0 | 0 | 0 | 0 | 0 | 0 | 0 | 0 | 0
F3_Commercial_OR - Health_New_Space Heating_Natural Gas_Gas Boiler - Insulate Hot Water Lines_A_Technical Potential | F3 | Commercial | OR - Health | New | Space Heating | Natural Gas | Gas Boiler - Insulate Hot Water Lines | A | Integrated Unit Winter Peak Savings (kW) | Technical Potential | 0 | 0 | 0 | 0 | 0 | 0 | 0 | 0 | 0 | 0 | 0 | 0 | 0 | 0 | 0 | 0 | 0 | 0 | 0 | 0 | 0 | 0 | 0 | 0 | 0 | 0 | 0
F4_Commercial_OR - Health_New_Space Heating_Natural Gas_Gas Boiler - Insulate Hot Water Lines_A_Technical Potential | F4 | Commercial | OR - Health | New | Space Heating | Natural Gas | Gas Boiler - Insulate Hot Water Lines | A | Incremental Energy Savings (MWh or mTherms) | Technical Potential | 0 | 0 | 0 | 0 | 0 | 0 | 0 | 0 | 0 | 0 | 0 | 0 | 0 | 0 | 0 | 0 | 0 | 0 | 0 | 0 | 0 | 0 | 0 | 0 | 0 | 0 | 0
F5_Commercial_OR - Health_New_Space Heating_Natural Gas_Gas Boiler - Insulate Hot Water Lines_A_Technical Potential | F5 | Commercial | OR - Health | New | Space Heating | Natural Gas | Gas Boiler - Insulate Hot Water Lines | A | Incremental Summer Peak Savings (MW) | Technical Potential | 0 | 0 | 0 | 0 | 0 | 0 | 0 | 0 | 0 | 0 | 0 | 0 | 0 | 0 | 0 | 0 | 0 | 0 | 0 | 0 | 0 | 0 | 0 | 0 | 0 | 0 | 0
F6_Commercial_OR - Health_New_Space Heating_Natural Gas_Gas Boiler - Insulate Hot Water Lines_A_Technical Potential | F6 | Commercial | OR - Health | New | Space Heating | Natural Gas | Gas Boiler - Insulate Hot Water Lines | A | Incremental Winter Peak Savings (MW) | Technical Potential | 0 | 0 | 0 | 0 | 0 | 0 | 0 | 0 | 0 | 0 | 0 | 0 | 0 | 0 | 0 | 0 | 0 | 0 | 0 | 0 | 0 | 0 | 0 | 0 | 0 | 0 | 0
F7_Commercial_OR - Health_New_Space Heating_Natural Gas_Gas Boiler - Insulate Hot Water Lines_A_Technical Potential | F7 | Commercial | OR - Health | New | Space Heating | Natural Gas | Gas Boiler - Insulate Hot Water Lines | A | Cumulative Energy Savings (MWh or mTherms) | Technical Potential | 0 | 0 | 0 | 0 | 0 | 0 | 0 | 0 | 0 | 0 | 0 | 0 | 0 | 0 | 0 | 0 | 0 | 0 | 0 | 0 | 0 | 0 | 0 | 0 | 0 | 0 | 0
F8_Commercial_OR - Health_New_Space Heating_Natural Gas_Gas Boiler - Insulate Hot Water Lines_A_Technical Potential | F8 | Commercial | OR - Health | New | Space Heating | Natural Gas | Gas Boiler - Insulate Hot Water Lines | A | Cumulative Summer Peak Savings (MW) | Technical Potential | 0 | 0 | 0 | 0 | 0 | 0 | 0 | 0 | 0 | 0 | 0 | 0 | 0 | 0 | 0 | 0 | 0 | 0 | 0 | 0 | 0 | 0 | 0 | 0 | 0 | 0 | 0
F9_Commercial_OR - Health_New_Space Heating_Natural Gas_Gas Boiler - Insulate Hot Water Lines_A_Technical Potential | F9 | Commercial | OR - Health | New | Space Heating | Natural Gas | Gas Boiler - Insulate Hot Water Lines | A | Cumulative Winter Peak Savings (MW) | Technical Potential | 0 | 0 | 0 | 0 | 0 | 0 | 0 | 0 | 0 | 0 | 0 | 0 | 0 | 0 | 0 | 0 | 0 | 0 | 0 | 0 | 0 | 0 | 0 | 0 | 0 | 0 | 0
F10_Commercial_OR - Health_New_Space Heating_Natural Gas_Gas Boiler - Insulate Hot Water Lines_A_Technical Potential | F10 | Commercial | OR - Health | New | Space Heating | Natural Gas | Gas Boiler - Insulate Hot Water Lines | A | Purchases (Incremental) | Technical Potential | 0 | 0 | 0 | 0 | 0 | 0 | 0 | 0 | 0 | 0 | 0 | 0 | 0 | 0 | 0 | 0 | 0 | 0 | 0 | 0 | 0 | 0 | 0 | 0 | 0 | 0 | 0
F11_Commercial_OR - Health_New_Space Heating_Natural Gas_Gas Boiler - Insulate Hot Water Lines_A_Technical Potential | F11 | Commercial | OR - Health | New | Space Heating | Natural Gas | Gas Boiler - Insulate Hot Water Lines | A | Purchases (Cumulative) | Technical Potential | 0 | 0 | 0 | 0 | 0 | 0 | 0 | 0 | 0 | 0 | 0 | 0 | 0 | 0 | 0 | 0 | 0 | 0 | 0 | 0 | 0 | 0 | 0 | 0 | 0 | 0 | 0
F1_Commercial_OR - Health_New_Space Heating_Natural Gas_Condensing RTU_A_Technical Potential | F1 | Commercial | OR - Health | New | Space Heating | Natural Gas | Condensing RTU | A | Integrated Unit Energy Savings (kWh or therms) | Technical Potential | 0 | 0 | 0 | 0 | 0 | 0 | 0 | 0 | 0 | 0 | 0 | 0 | 0 | 0 | 0 | 0 | 0 | 0 | 0 | 0 | 0 | 0 | 0 | 0 | 0 | 0 | 0
F2_Commercial_OR - Health_New_Space Heating_Natural Gas_Condensing RTU_A_Technical Potential | F2 | Commercial | OR - Health | New | Space Heating | Natural Gas | Condensing RTU | A | Integrated Unit Summer Peak Savings (kW) | Technical Potential | 0 | 0 | 0 | 0 | 0 | 0 | 0 | 0 | 0 | 0 | 0 | 0 | 0 | 0 | 0 | 0 | 0 | 0 | 0 | 0 | 0 | 0 | 0 | 0 | 0 | 0 | 0
F3_Commercial_OR - Health_New_Space Heating_Natural Gas_Condensing RTU_A_Technical Potential | F3 | Commercial | OR - Health | New | Space Heating | Natural Gas | Condensing RTU | A | Integrated Unit Winter Peak Savings (kW) | Technical Potential | 0 | 0 | 0 | 0 | 0 | 0 | 0 | 0 | 0 | 0 | 0 | 0 | 0 | 0 | 0 | 0 | 0 | 0 | 0 | 0 | 0 | 0 | 0 | 0 | 0 | 0 | 0
F4_Commercial_OR - Health_New_Space Heating_Natural Gas_Condensing RTU_A_Technical Potential | F4 | Commercial | OR - Health | New | Space Heating | Natural Gas | Condensing RTU | A | Incremental Energy Savings (MWh or mTherms) | Technical Potential | 0 | 0 | 0 | 0 | 0 | 0 | 0 | 0 | 0 | 0 | 0 | 0 | 0 | 0 | 0 | 0 | 0 | 0 | 0 | 0 | 0 | 0 | 0 | 0 | 0 | 0 | 0
F5_Commercial_OR - Health_New_Space Heating_Natural Gas_Condensing RTU_A_Technical Potential | F5 | Commercial | OR - Health | New | Space Heating | Natural Gas | Condensing RTU | A | Incremental Summer Peak Savings (MW) | Technical Potential | 0 | 0 | 0 | 0 | 0 | 0 | 0 | 0 | 0 | 0 | 0 | 0 | 0 | 0 | 0 | 0 | 0 | 0 | 0 | 0 | 0 | 0 | 0 | 0 | 0 | 0 | 0
F6_Commercial_OR - Health_New_Space Heating_Natural Gas_Condensing RTU_A_Technical Potential | F6 | Commercial | OR - Health | New | Space Heating | Natural Gas | Condensing RTU | A | Incremental Winter Peak Savings (MW) | Technical Potential | 0 | 0 | 0 | 0 | 0 | 0 | 0 | 0 | 0 | 0 | 0 | 0 | 0 | 0 | 0 | 0 | 0 | 0 | 0 | 0 | 0 | 0 | 0 | 0 | 0 | 0 | 0
F7_Commercial_OR - Health_New_Space Heating_Natural Gas_Condensing RTU_A_Technical Potential | F7 | Commercial | OR - Health | New | Space Heating | Natural Gas | Condensing RTU | A | Cumulative Energy Savings (MWh or mTherms) | Technical Potential | 0 | 0 | 0 | 0 | 0 | 0 | 0 | 0 | 0 | 0 | 0 | 0 | 0 | 0 | 0 | 0 | 0 | 0 | 0 | 0 | 0 | 0 | 0 | 0 | 0 | 0 | 0
F8_Commercial_OR - Health_New_Space Heating_Natural Gas_Condensing RTU_A_Technical Potential | F8 | Commercial | OR - Health | New | Space Heating | Natural Gas | Condensing RTU | A | Cumulative Summer Peak Savings (MW) | Technical Potential | 0 | 0 | 0 | 0 | 0 | 0 | 0 | 0 | 0 | 0 | 0 | 0 | 0 | 0 | 0 | 0 | 0 | 0 | 0 | 0 | 0 | 0 | 0 | 0 | 0 | 0 | 0
F9_Commercial_OR - Health_New_Space Heating_Natural Gas_Condensing RTU_A_Technical Potential | F9 | Commercial | OR - Health | New | Space Heating | Natural Gas | Condensing RTU | A | Cumulative Winter Peak Savings (MW) | Technical Potential | 0 | 0 | 0 | 0 | 0 | 0 | 0 | 0 | 0 | 0 | 0 | 0 | 0 | 0 | 0 | 0 | 0 | 0 | 0 | 0 | 0 | 0 | 0 | 0 | 0 | 0 | 0
F10_Commercial_OR - Health_New_Space Heating_Natural Gas_Condensing RTU_A_Technical Potential | F10 | Commercial | OR - Health | New | Space Heating | Natural Gas | Condensing RTU | A | Purchases (Incremental) | Technical Potential | 0 | 0 | 0 | 0 | 0 | 0 | 0 | 0 | 0 | 0 | 0 | 0 | 0 | 0 | 0 | 0 | 0 | 0 | 0 | 0 | 0 | 0 | 0 | 0 | 0 | 0 | 0
F11_Commercial_OR - Health_New_Space Heating_Natural Gas_Condensing RTU_A_Technical Potential | F11 | Commercial | OR - Health | New | Space Heating | Natural Gas | Condensing RTU | A | Purchases (Cumulative) | Technical Potential | 0 | 0 | 0 | 0 | 0 | 0 | 0 | 0 | 0 | 0 | 0 | 0 | 0 | 0 | 0 | 0 | 0 | 0 | 0 | 0 | 0 | 0 | 0 | 0 | 0 | 0 | 0
F1_Commercial_OR - Health_New_Space Heating_Natural Gas_Hydronic Heating Radiator Replacement_A_Technical Potential | F1 | Commercial | OR - Health | New | Space Heating | Natural Gas | Hydronic Heating Radiator Replacement | A | Integrated Unit Energy Savings (kWh or therms) | Technical Potential | 0 | 0 | 0 | 0 | 0 | 0 | 0 | 0 | 0 | 0 | 0 | 0 | 0 | 0 | 0 | 0 | 0 | 0 | 0 | 0 | 0 | 0 | 0 | 0 | 0 | 0 | 0
F2_Commercial_OR - Health_New_Space Heating_Natural Gas_Hydronic Heating Radiator Replacement_A_Technical Potential | F2 | Commercial | OR - Health | New | Space Heating | Natural Gas | Hydronic Heating Radiator Replacement | A | Integrated Unit Summer Peak Savings (kW) | Technical Potential | 0 | 0 | 0 | 0 | 0 | 0 | 0 | 0 | 0 | 0 | 0 | 0 | 0 | 0 | 0 | 0 | 0 | 0 | 0 | 0 | 0 | 0 | 0 | 0 | 0 | 0 | 0
F3_Commercial_OR - Health_New_Space Heating_Natural Gas_Hydronic Heating Radiator Replacement_A_Technical Potential | F3 | Commercial | OR - Health | New | Space Heating | Natural Gas | Hydronic Heating Radiator Replacement | A | Integrated Unit Winter Peak Savings (kW) | Technical Potential | 0 | 0 | 0 | 0 | 0 | 0 | 0 | 0 | 0 | 0 | 0 | 0 | 0 | 0 | 0 | 0 | 0 | 0 | 0 | 0 | 0 | 0 | 0 | 0 | 0 | 0 | 0
F4_Commercial_OR - Health_New_Space Heating_Natural Gas_Hydronic Heating Radiator Replacement_A_Technical Potential | F4 | Commercial | OR - Health | New | Space Heating | Natural Gas | Hydronic Heating Radiator Replacement | A | Incremental Energy Savings (MWh or mTherms) | Technical Potential | 0 | 0 | 0 | 0 | 0 | 0 | 0 | 0 | 0 | 0 | 0 | 0 | 0 | 0 | 0 | 0 | 0 | 0 | 0 | 0 | 0 | 0 | 0 | 0 | 0 | 0 | 0
F5_Commercial_OR - Health_New_Space Heating_Natural Gas_Hydronic Heating Radiator Replacement_A_Technical Potential | F5 | Commercial | OR - Health | New | Space Heating | Natural Gas | Hydronic Heating Radiator Replacement | A | Incremental Summer Peak Savings (MW) | Technical Potential | 0 | 0 | 0 | 0 | 0 | 0 | 0 | 0 | 0 | 0 | 0 | 0 | 0 | 0 | 0 | 0 | 0 | 0 | 0 | 0 | 0 | 0 | 0 | 0 | 0 | 0 | 0
F6_Commercial_OR - Health_New_Space Heating_Natural Gas_Hydronic Heating Radiator Replacement_A_Technical Potential | F6 | Commercial | OR - Health | New | Space Heating | Natural Gas | Hydronic Heating Radiator Replacement | A | Incremental Winter Peak Savings (MW) | Technical Potential | 0 | 0 | 0 | 0 | 0 | 0 | 0 | 0 | 0 | 0 | 0 | 0 | 0 | 0 | 0 | 0 | 0 | 0 | 0 | 0 | 0 | 0 | 0 | 0 | 0 | 0 | 0
F7_Commercial_OR - Health_New_Space Heating_Natural Gas_Hydronic Heating Radiator Replacement_A_Technical Potential | F7 | Commercial | OR - Health | New | Space Heating | Natural Gas | Hydronic Heating Radiator Replacement | A | Cumulative Energy Savings (MWh or mTherms) | Technical Potential | 0 | 0 | 0 | 0 | 0 | 0 | 0 | 0 | 0 | 0 | 0 | 0 | 0 | 0 | 0 | 0 | 0 | 0 | 0 | 0 | 0 | 0 | 0 | 0 | 0 | 0 | 0
F8_Commercial_OR - Health_New_Space Heating_Natural Gas_Hydronic Heating Radiator Replacement_A_Technical Potential | F8 | Commercial | OR - Health | New | Space Heating | Natural Gas | Hydronic Heating Radiator Replacement | A | Cumulative Summer Peak Savings (MW) | Technical Potential | 0 | 0 | 0 | 0 | 0 | 0 | 0 | 0 | 0 | 0 | 0 | 0 | 0 | 0 | 0 | 0 | 0 | 0 | 0 | 0 | 0 | 0 | 0 | 0 | 0 | 0 | 0
F9_Commercial_OR - Health_New_Space Heating_Natural Gas_Hydronic Heating Radiator Replacement_A_Technical Potential | F9 | Commercial | OR - Health | New | Space Heating | Natural Gas | Hydronic Heating Radiator Replacement | A | Cumulative Winter Peak Savings (MW) | Technical Potential | 0 | 0 | 0 | 0 | 0 | 0 | 0 | 0 | 0 | 0 | 0 | 0 | 0 | 0 | 0 | 0 | 0 | 0 | 0 | 0 | 0 | 0 | 0 | 0 | 0 | 0 | 0
F10_Commercial_OR - Health_New_Space Heating_Natural Gas_Hydronic Heating Radiator Replacement_A_Technical Potential | F10 | Commercial | OR - Health | New | Space Heating | Natural Gas | Hydronic Heating Radiator Replacement | A | Purchases (Incremental) | Technical Potential | 0 | 0 | 0 | 0 | 0 | 0 | 0 | 0 | 0 | 0 | 0 | 0 | 0 | 0 | 0 | 0 | 0 | 0 | 0 | 0 | 0 | 0 | 0 | 0 | 0 | 0 | 0
F11_Commercial_OR - Health_New_Space Heating_Natural Gas_Hydronic Heating Radiator Replacement_A_Technical Potential | F11 | Commercial | OR - Health | New | Space Heating | Natural Gas | Hydronic Heating Radiator Replacement | A | Purchases (Cumulative) | Technical Potential | 0 | 0 | 0 | 0 | 0 | 0 | 0 | 0 | 0 | 0 | 0 | 0 | 0 | 0 | 0 | 0 | 0 | 0 | 0 | 0 | 0 | 0 | 0 | 0 | 0 | 0 | 0
F1_Commercial_OR - Health_New_Space Heating_Natural Gas_Thermostat - Connected_A_Technical Potential | F1 | Commercial | OR - Health | New | Space Heating | Natural Gas | Thermostat - Connected | A | Integrated Unit Energy Savings (kWh or therms) | Technical Potential | 0 | 0 | 0 | 0 | 0 | 0 | 0 | 0 | 0 | 0 | 0 | 0 | 0 | 0 | 0 | 0 | 0 | 0 | 0 | 0 | 0 | 0 | 0 | 0 | 0 | 0 | 0
F2_Commercial_OR - Health_New_Space Heating_Natural Gas_Thermostat - Connected_A_Technical Potential | F2 | Commercial | OR - Health | New | Space Heating | Natural Gas | Thermostat - Connected | A | Integrated Unit Summer Peak Savings (kW) | Technical Potential | 0 | 0 | 0 | 0 | 0 | 0 | 0 | 0 | 0 | 0 | 0 | 0 | 0 | 0 | 0 | 0 | 0 | 0 | 0 | 0 | 0 | 0 | 0 | 0 | 0 | 0 | 0
F3_Commercial_OR - Health_New_Space Heating_Natural Gas_Thermostat - Connected_A_Technical Potential | F3 | Commercial | OR - Health | New | Space Heating | Natural Gas | Thermostat - Connected | A | Integrated Unit Winter Peak Savings (kW) | Technical Potential | 0 | 0 | 0 | 0 | 0 | 0 | 0 | 0 | 0 | 0 | 0 | 0 | 0 | 0 | 0 | 0 | 0 | 0 | 0 | 0 | 0 | 0 | 0 | 0 | 0 | 0 | 0
F4_Commercial_OR - Health_New_Space Heating_Natural Gas_Thermostat - Connected_A_Technical Potential | F4 | Commercial | OR - Health | New | Space Heating | Natural Gas | Thermostat - Connected | A | Incremental Energy Savings (MWh or mTherms) | Technical Potential | 0 | 0 | 0 | 0 | 0 | 0 | 0 | 0 | 0 | 0 | 0 | 0 | 0 | 0 | 0 | 0 | 0 | 0 | 0 | 0 | 0 | 0 | 0 | 0 | 0 | 0 | 0
F5_Commercial_OR - Health_New_Space Heating_Natural Gas_Thermostat - Connected_A_Technical Potential | F5 | Commercial | OR - Health | New | Space Heating | Natural Gas | Thermostat - Connected | A | Incremental Summer Peak Savings (MW) | Technical Potential | 0 | 0 | 0 | 0 | 0 | 0 | 0 | 0 | 0 | 0 | 0 | 0 | 0 | 0 | 0 | 0 | 0 | 0 | 0 | 0 | 0 | 0 | 0 | 0 | 0 | 0 | 0
F6_Commercial_OR - Health_New_Space Heating_Natural Gas_Thermostat - Connected_A_Technical Potential | F6 | Commercial | OR - Health | New | Space Heating | Natural Gas | Thermostat - Connected | A | Incremental Winter Peak Savings (MW) | Technical Potential | 0 | 0 | 0 | 0 | 0 | 0 | 0 | 0 | 0 | 0 | 0 | 0 | 0 | 0 | 0 | 0 | 0 | 0 | 0 | 0 | 0 | 0 | 0 | 0 | 0 | 0 | 0
F7_Commercial_OR - Health_New_Space Heating_Natural Gas_Thermostat - Connected_A_Technical Potential | F7 | Commercial | OR - Health | New | Space Heating | Natural Gas | Thermostat - Connected | A | Cumulative Energy Savings (MWh or mTherms) | Technical Potential | 0 | 0 | 0 | 0 | 0 | 0 | 0 | 0 | 0 | 0 | 0 | 0 | 0 | 0 | 0 | 0 | 0 | 0 | 0 | 0 | 0 | 0 | 0 | 0 | 0 | 0 | 0
F8_Commercial_OR - Health_New_Space Heating_Natural Gas_Thermostat - Connected_A_Technical Potential | F8 | Commercial | OR - Health | New | Space Heating | Natural Gas | Thermostat - Connected | A | Cumulative Summer Peak Savings (MW) | Technical Potential | 0 | 0 | 0 | 0 | 0 | 0 | 0 | 0 | 0 | 0 | 0 | 0 | 0 | 0 | 0 | 0 | 0 | 0 | 0 | 0 | 0 | 0 | 0 | 0 | 0 | 0 | 0
F9_Commercial_OR - Health_New_Space Heating_Natural Gas_Thermostat - Connected_A_Technical Potential | F9 | Commercial | OR - Health | New | Space Heating | Natural Gas | Thermostat - Connected | A | Cumulative Winter Peak Savings (MW) | Technical Potential | 0 | 0 | 0 | 0 | 0 | 0 | 0 | 0 | 0 | 0 | 0 | 0 | 0 | 0 | 0 | 0 | 0 | 0 | 0 | 0 | 0 | 0 | 0 | 0 | 0 | 0 | 0
F10_Commercial_OR - Health_New_Space Heating_Natural Gas_Thermostat - Connected_A_Technical Potential | F10 | Commercial | OR - Health | New | Space Heating | Natural Gas | Thermostat - Connected | A | Purchases (Incremental) | Technical Potential | 0 | 0 | 0 | 0 | 0 | 0 | 0 | 0 | 0 | 0 | 0 | 0 | 0 | 0 | 0 | 0 | 0 | 0 | 0 | 0 | 0 | 0 | 0 | 0 | 0 | 0 | 0
F11_Commercial_OR - Health_New_Space Heating_Natural Gas_Thermostat - Connected_A_Technical Potential | F11 | Commercial | OR - Health | New | Space Heating | Natural Gas | Thermostat - Connected | A | Purchases (Cumulative) | Technical Potential | 0 | 0 | 0 | 0 | 0 | 0 | 0 | 0 | 0 | 0 | 0 | 0 | 0 | 0 | 0 | 0 | 0 | 0 | 0 | 0 | 0 | 0 | 0 | 0 | 0 | 0 | 0
F1_Commercial_OR - Health_New_Water Heating_Natural Gas_Water Heater - Thermostatic Shower Restriction Valve_A_Technical Potential | F1 | Commercial | OR - Health | New | Water Heating | Natural Gas | Water Heater - Thermostatic Shower Restriction Valve | A | Integrated Unit Energy Savings (kWh or therms) | Technical Potential | 0 | 0 | 0 | 0 | 0 | 0 | 0 | 0 | 0 | 0 | 0 | 0 | 0 | 0 | 0 | 0 | 0 | 0 | 0 | 0 | 0 | 0 | 0 | 0 | 0 | 0 | 0
F2_Commercial_OR - Health_New_Water Heating_Natural Gas_Water Heater - Thermostatic Shower Restriction Valve_A_Technical Potential | F2 | Commercial | OR - Health | New | Water Heating | Natural Gas | Water Heater - Thermostatic Shower Restriction Valve | A | Integrated Unit Summer Peak Savings (kW) | Technical Potential | 0 | 0 | 0 | 0 | 0 | 0 | 0 | 0 | 0 | 0 | 0 | 0 | 0 | 0 | 0 | 0 | 0 | 0 | 0 | 0 | 0 | 0 | 0 | 0 | 0 | 0 | 0
F3_Commercial_OR - Health_New_Water Heating_Natural Gas_Water Heater - Thermostatic Shower Restriction Valve_A_Technical Potential | F3 | Commercial | OR - Health | New | Water Heating | Natural Gas | Water Heater - Thermostatic Shower Restriction Valve | A | Integrated Unit Winter Peak Savings (kW) | Technical Potential | 0 | 0 | 0 | 0 | 0 | 0 | 0 | 0 | 0 | 0 | 0 | 0 | 0 | 0 | 0 | 0 | 0 | 0 | 0 | 0 | 0 | 0 | 0 | 0 | 0 | 0 | 0
F4_Commercial_OR - Health_New_Water Heating_Natural Gas_Water Heater - Thermostatic Shower Restriction Valve_A_Technical Potential | F4 | Commercial | OR - Health | New | Water Heating | Natural Gas | Water Heater - Thermostatic Shower Restriction Valve | A | Incremental Energy Savings (MWh or mTherms) | Technical Potential | 0 | 0 | 0 | 0 | 0 | 0 | 0 | 0 | 0 | 0 | 0 | 0 | 0 | 0 | 0 | 0 | 0 | 0 | 0 | 0 | 0 | 0 | 0 | 0 | 0 | 0 | 0
F5_Commercial_OR - Health_New_Water Heating_Natural Gas_Water Heater - Thermostatic Shower Restriction Valve_A_Technical Potential | F5 | Commercial | OR - Health | New | Water Heating | Natural Gas | Water Heater - Thermostatic Shower Restriction Valve | A | Incremental Summer Peak Savings (MW) | Technical Potential | 0 | 0 | 0 | 0 | 0 | 0 | 0 | 0 | 0 | 0 | 0 | 0 | 0 | 0 | 0 | 0 | 0 | 0 | 0 | 0 | 0 | 0 | 0 | 0 | 0 | 0 | 0
F6_Commercial_OR - Health_New_Water Heating_Natural Gas_Water Heater - Thermostatic Shower Restriction Valve_A_Technical Potential | F6 | Commercial | OR - Health | New | Water Heating | Natural Gas | Water Heater - Thermostatic Shower Restriction Valve | A | Incremental Winter Peak Savings (MW) | Technical Potential | 0 | 0 | 0 | 0 | 0 | 0 | 0 | 0 | 0 | 0 | 0 | 0 | 0 | 0 | 0 | 0 | 0 | 0 | 0 | 0 | 0 | 0 | 0 | 0 | 0 | 0 | 0
F7_Commercial_OR - Health_New_Water Heating_Natural Gas_Water Heater - Thermostatic Shower Restriction Valve_A_Technical Potential | F7 | Commercial | OR - Health | New | Water Heating | Natural Gas | Water Heater - Thermostatic Shower Restriction Valve | A | Cumulative Energy Savings (MWh or mTherms) | Technical Potential | 0 | 0 | 0 | 0 | 0 | 0 | 0 | 0 | 0 | 0 | 0 | 0 | 0 | 0 | 0 | 0 | 0 | 0 | 0 | 0 | 0 | 0 | 0 | 0 | 0 | 0 | 0
F8_Commercial_OR - Health_New_Water Heating_Natural Gas_Water Heater - Thermostatic Shower Restriction Valve_A_Technical Potential | F8 | Commercial | OR - Health | New | Water Heating | Natural Gas | Water Heater - Thermostatic Shower Restriction Valve | A | Cumulative Summer Peak Savings (MW) | Technical Potential | 0 | 0 | 0 | 0 | 0 | 0 | 0 | 0 | 0 | 0 | 0 | 0 | 0 | 0 | 0 | 0 | 0 | 0 | 0 | 0 | 0 | 0 | 0 | 0 | 0 | 0 | 0
F9_Commercial_OR - Health_New_Water Heating_Natural Gas_Water Heater - Thermostatic Shower Restriction Valve_A_Technical Potential | F9 | Commercial | OR - Health | New | Water Heating | Natural Gas | Water Heater - Thermostatic Shower Restriction Valve | A | Cumulative Winter Peak Savings (MW) | Technical Potential | 0 | 0 | 0 | 0 | 0 | 0 | 0 | 0 | 0 | 0 | 0 | 0 | 0 | 0 | 0 | 0 | 0 | 0 | 0 | 0 | 0 | 0 | 0 | 0 | 0 | 0 | 0
F10_Commercial_OR - Health_New_Water Heating_Natural Gas_Water Heater - Thermostatic Shower Restriction Valve_A_Technical Potential | F10 | Commercial | OR - Health | New | Water Heating | Natural Gas | Water Heater - Thermostatic Shower Restriction Valve | A | Purchases (Incremental) | Technical Potential | 0 | 0 | 0 | 0 | 0 | 0 | 0 | 0 | 0 | 0 | 0 | 0 | 0 | 0 | 0 | 0 | 0 | 0 | 0 | 0 | 0 | 0 | 0 | 0 | 0 | 0 | 0
F11_Commercial_OR - Health_New_Water Heating_Natural Gas_Water Heater - Thermostatic Shower Restriction Valve_A_Technical Potential | F11 | Commercial | OR - Health | New | Water Heating | Natural Gas | Water Heater - Thermostatic Shower Restriction Valve | A | Purchases (Cumulative) | Technical Potential | 0 | 0 | 0 | 0 | 0 | 0 | 0 | 0 | 0 | 0 | 0 | 0 | 0 | 0 | 0 | 0 | 0 | 0 | 0 | 0 | 0 | 0 | 0 | 0 | 0 | 0 | 0
F1_Commercial_OR - Health_New_Water Heating_Natural Gas_Water Heater - Pre-Rinse Spray Valve_A_Technical Potential | F1 | Commercial | OR - Health | New | Water Heating | Natural Gas | Water Heater - Pre-Rinse Spray Valve | A | Integrated Unit Energy Savings (kWh or therms) | Technical Potential | 0 | 0 | 0 | 0 | 0 | 0 | 0 | 0 | 0 | 0 | 0 | 0 | 0 | 0 | 0 | 0 | 0 | 0 | 0 | 0 | 0 | 0 | 0 | 0 | 0 | 0 | 0
F2_Commercial_OR - Health_New_Water Heating_Natural Gas_Water Heater - Pre-Rinse Spray Valve_A_Technical Potential | F2 | Commercial | OR - Health | New | Water Heating | Natural Gas | Water Heater - Pre-Rinse Spray Valve | A | Integrated Unit Summer Peak Savings (kW) | Technical Potential | 0 | 0 | 0 | 0 | 0 | 0 | 0 | 0 | 0 | 0 | 0 | 0 | 0 | 0 | 0 | 0 | 0 | 0 | 0 | 0 | 0 | 0 | 0 | 0 | 0 | 0 | 0
F3_Commercial_OR - Health_New_Water Heating_Natural Gas_Water Heater - Pre-Rinse Spray Valve_A_Technical Potential | F3 | Commercial | OR - Health | New | Water Heating | Natural Gas | Water Heater - Pre-Rinse Spray Valve | A | Integrated Unit Winter Peak Savings (kW) | Technical Potential | 0 | 0 | 0 | 0 | 0 | 0 | 0 | 0 | 0 | 0 | 0 | 0 | 0 | 0 | 0 | 0 | 0 | 0 | 0 | 0 | 0 | 0 | 0 | 0 | 0 | 0 | 0
F4_Commercial_OR - Health_New_Water Heating_Natural Gas_Water Heater - Pre-Rinse Spray Valve_A_Technical Potential | F4 | Commercial | OR - Health | New | Water Heating | Natural Gas | Water Heater - Pre-Rinse Spray Valve | A | Incremental Energy Savings (MWh or mTherms) | Technical Potential | 0 | 0 | 0 | 0 | 0 | 0 | 0 | 0 | 0 | 0 | 0 | 0 | 0 | 0 | 0 | 0 | 0 | 0 | 0 | 0 | 0 | 0 | 0 | 0 | 0 | 0 | 0
F5_Commercial_OR - Health_New_Water Heating_Natural Gas_Water Heater - Pre-Rinse Spray Valve_A_Technical Potential | F5 | Commercial | OR - Health | New | Water Heating | Natural Gas | Water Heater - Pre-Rinse Spray Valve | A | Incremental Summer Peak Savings (MW) | Technical Potential | 0 | 0 | 0 | 0 | 0 | 0 | 0 | 0 | 0 | 0 | 0 | 0 | 0 | 0 | 0 | 0 | 0 | 0 | 0 | 0 | 0 | 0 | 0 | 0 | 0 | 0 | 0
F6_Commercial_OR - Health_New_Water Heating_Natural Gas_Water Heater - Pre-Rinse Spray Valve_A_Technical Potential | F6 | Commercial | OR - Health | New | Water Heating | Natural Gas | Water Heater - Pre-Rinse Spray Valve | A | Incremental Winter Peak Savings (MW) | Technical Potential | 0 | 0 | 0 | 0 | 0 | 0 | 0 | 0 | 0 | 0 | 0 | 0 | 0 | 0 | 0 | 0 | 0 | 0 | 0 | 0 | 0 | 0 | 0 | 0 | 0 | 0 | 0
F7_Commercial_OR - Health_New_Water Heating_Natural Gas_Water Heater - Pre-Rinse Spray Valve_A_Technical Potential | F7 | Commercial | OR - Health | New | Water Heating | Natural Gas | Water Heater - Pre-Rinse Spray Valve | A | Cumulative Energy Savings (MWh or mTherms) | Technical Potential | 0 | 0 | 0 | 0 | 0 | 0 | 0 | 0 | 0 | 0 | 0 | 0 | 0 | 0 | 0 | 0 | 0 | 0 | 0 | 0 | 0 | 0 | 0 | 0 | 0 | 0 | 0
F8_Commercial_OR - Health_New_Water Heating_Natural Gas_Water Heater - Pre-Rinse Spray Valve_A_Technical Potential | F8 | Commercial | OR - Health | New | Water Heating | Natural Gas | Water Heater - Pre-Rinse Spray Valve | A | Cumulative Summer Peak Savings (MW) | Technical Potential | 0 | 0 | 0 | 0 | 0 | 0 | 0 | 0 | 0 | 0 | 0 | 0 | 0 | 0 | 0 | 0 | 0 | 0 | 0 | 0 | 0 | 0 | 0 | 0 | 0 | 0 | 0
F9_Commercial_OR - Health_New_Water Heating_Natural Gas_Water Heater - Pre-Rinse Spray Valve_A_Technical Potential | F9 | Commercial | OR - Health | New | Water Heating | Natural Gas | Water Heater - Pre-Rinse Spray Valve | A | Cumulative Winter Peak Savings (MW) | Technical Potential | 0 | 0 | 0 | 0 | 0 | 0 | 0 | 0 | 0 | 0 | 0 | 0 | 0 | 0 | 0 | 0 | 0 | 0 | 0 | 0 | 0 | 0 | 0 | 0 | 0 | 0 | 0
F10_Commercial_OR - Health_New_Water Heating_Natural Gas_Water Heater - Pre-Rinse Spray Valve_A_Technical Potential | F10 | Commercial | OR - Health | New | Water Heating | Natural Gas | Water Heater - Pre-Rinse Spray Valve | A | Purchases (Incremental) | Technical Potential | 0 | 0 | 0 | 0 | 0 | 0 | 0 | 0 | 0 | 0 | 0 | 0 | 0 | 0 | 0 | 0 | 0 | 0 | 0 | 0 | 0 | 0 | 0 | 0 | 0 | 0 | 0
F11_Commercial_OR - Health_New_Water Heating_Natural Gas_Water Heater - Pre-Rinse Spray Valve_A_Technical Potential | F11 | Commercial | OR - Health | New | Water Heating | Natural Gas | Water Heater - Pre-Rinse Spray Valve | A | Purchases (Cumulative) | Technical Potential | 0 | 0 | 0 | 0 | 0 | 0 | 0 | 0 | 0 | 0 | 0 | 0 | 0 | 0 | 0 | 0 | 0 | 0 | 0 | 0 | 0 | 0 | 0 | 0 | 0 | 0 | 0
F1_Commercial_OR - Health_New_Water Heating_Natural Gas_Water Heater - Temperature Setback_A_Technical Potential | F1 | Commercial | OR - Health | New | Water Heating | Natural Gas | Water Heater - Temperature Setback | A | Integrated Unit Energy Savings (kWh or therms) | Technical Potential | 0 | 0 | 0 | 0 | 0 | 0 | 0 | 0 | 0 | 0 | 0 | 0 | 0 | 0 | 0 | 0 | 0 | 0 | 0 | 0 | 0 | 0 | 0 | 0 | 0 | 0 | 0
F2_Commercial_OR - Health_New_Water Heating_Natural Gas_Water Heater - Temperature Setback_A_Technical Potential | F2 | Commercial | OR - Health | New | Water Heating | Natural Gas | Water Heater - Temperature Setback | A | Integrated Unit Summer Peak Savings (kW) | Technical Potential | 0 | 0 | 0 | 0 | 0 | 0 | 0 | 0 | 0 | 0 | 0 | 0 | 0 | 0 | 0 | 0 | 0 | 0 | 0 | 0 | 0 | 0 | 0 | 0 | 0 | 0 | 0
F3_Commercial_OR - Health_New_Water Heating_Natural Gas_Water Heater - Temperature Setback_A_Technical Potential | F3 | Commercial | OR - Health | New | Water Heating | Natural Gas | Water Heater - Temperature Setback | A | Integrated Unit Winter Peak Savings (kW) | Technical Potential | 0 | 0 | 0 | 0 | 0 | 0 | 0 | 0 | 0 | 0 | 0 | 0 | 0 | 0 | 0 | 0 | 0 | 0 | 0 | 0 | 0 | 0 | 0 | 0 | 0 | 0 | 0
F4_Commercial_OR - Health_New_Water Heating_Natural Gas_Water Heater - Temperature Setback_A_Technical Potential | F4 | Commercial | OR - Health | New | Water Heating | Natural Gas | Water Heater - Temperature Setback | A | Incremental Energy Savings (MWh or mTherms) | Technical Potential | 0 | 0 | 0 | 0 | 0 | 0 | 0 | 0 | 0 | 0 | 0 | 0 | 0 | 0 | 0 | 0 | 0 | 0 | 0 | 0 | 0 | 0 | 0 | 0 | 0 | 0 | 0
F5_Commercial_OR - Health_New_Water Heating_Natural Gas_Water Heater - Temperature Setback_A_Technical Potential | F5 | Commercial | OR - Health | New | Water Heating | Natural Gas | Water Heater - Temperature Setback | A | Incremental Summer Peak Savings (MW) | Technical Potential | 0 | 0 | 0 | 0 | 0 | 0 | 0 | 0 | 0 | 0 | 0 | 0 | 0 | 0 | 0 | 0 | 0 | 0 | 0 | 0 | 0 | 0 | 0 | 0 | 0 | 0 | 0
F6_Commercial_OR - Health_New_Water Heating_Natural Gas_Water Heater - Temperature Setback_A_Technical Potential | F6 | Commercial | OR - Health | New | Water Heating | Natural Gas | Water Heater - Temperature Setback | A | Incremental Winter Peak Savings (MW) | Technical Potential | 0 | 0 | 0 | 0 | 0 | 0 | 0 | 0 | 0 | 0 | 0 | 0 | 0 | 0 | 0 | 0 | 0 | 0 | 0 | 0 | 0 | 0 | 0 | 0 | 0 | 0 | 0
F7_Commercial_OR - Health_New_Water Heating_Natural Gas_Water Heater - Temperature Setback_A_Technical Potential | F7 | Commercial | OR - Health | New | Water Heating | Natural Gas | Water Heater - Temperature Setback | A | Cumulative Energy Savings (MWh or mTherms) | Technical Potential | 0 | 0 | 0 | 0 | 0 | 0 | 0 | 0 | 0 | 0 | 0 | 0 | 0 | 0 | 0 | 0 | 0 | 0 | 0 | 0 | 0 | 0 | 0 | 0 | 0 | 0 | 0
F8_Commercial_OR - Health_New_Water Heating_Natural Gas_Water Heater - Temperature Setback_A_Technical Potential | F8 | Commercial | OR - Health | New | Water Heating | Natural Gas | Water Heater - Temperature Setback | A | Cumulative Summer Peak Savings (MW) | Technical Potential | 0 | 0 | 0 | 0 | 0 | 0 | 0 | 0 | 0 | 0 | 0 | 0 | 0 | 0 | 0 | 0 | 0 | 0 | 0 | 0 | 0 | 0 | 0 | 0 | 0 | 0 | 0
F9_Commercial_OR - Health_New_Water Heating_Natural Gas_Water Heater - Temperature Setback_A_Technical Potential | F9 | Commercial | OR - Health | New | Water Heating | Natural Gas | Water Heater - Temperature Setback | A | Cumulative Winter Peak Savings (MW) | Technical Potential | 0 | 0 | 0 | 0 | 0 | 0 | 0 | 0 | 0 | 0 | 0 | 0 | 0 | 0 | 0 | 0 | 0 | 0 | 0 | 0 | 0 | 0 | 0 | 0 | 0 | 0 | 0
F10_Commercial_OR - Health_New_Water Heating_Natural Gas_Water Heater - Temperature Setback_A_Technical Potential | F10 | Commercial | OR - Health | New | Water Heating | Natural Gas | Water Heater - Temperature Setback | A | Purchases (Incremental) | Technical Potential | 0 | 0 | 0 | 0 | 0 | 0 | 0 | 0 | 0 | 0 | 0 | 0 | 0 | 0 | 0 | 0 | 0 | 0 | 0 | 0 | 0 | 0 | 0 | 0 | 0 | 0 | 0
F11_Commercial_OR - Health_New_Water Heating_Natural Gas_Water Heater - Temperature Setback_A_Technical Potential | F11 | Commercial | OR - Health | New | Water Heating | Natural Gas | Water Heater - Temperature Setback | A | Purchases (Cumulative) | Technical Potential | 0 | 0 | 0 | 0 | 0 | 0 | 0 | 0 | 0 | 0 | 0 | 0 | 0 | 0 | 0 | 0 | 0 | 0 | 0 | 0 | 0 | 0 | 0 | 0 | 0 | 0 | 0
F1_Commercial_OR - Health_New_Water Heating_Natural Gas_Water Heater - Faucet Aerators_A_Technical Potential | F1 | Commercial | OR - Health | New | Water Heating | Natural Gas | Water Heater - Faucet Aerators | A | Integrated Unit Energy Savings (kWh or therms) | Technical Potential | 0 | 0 | 0 | 0 | 0 | 0 | 0 | 0 | 0 | 0 | 0 | 0 | 0 | 0 | 0 | 0 | 0 | 0 | 0 | 0 | 0 | 0 | 0 | 0 | 0 | 0 | 0
F2_Commercial_OR - Health_New_Water Heating_Natural Gas_Water Heater - Faucet Aerators_A_Technical Potential | F2 | Commercial | OR - Health | New | Water Heating | Natural Gas | Water Heater - Faucet Aerators | A | Integrated Unit Summer Peak Savings (kW) | Technical Potential | 0 | 0 | 0 | 0 | 0 | 0 | 0 | 0 | 0 | 0 | 0 | 0 | 0 | 0 | 0 | 0 | 0 | 0 | 0 | 0 | 0 | 0 | 0 | 0 | 0 | 0 | 0
F3_Commercial_OR - Health_New_Water Heating_Natural Gas_Water Heater - Faucet Aerators_A_Technical Potential | F3 | Commercial | OR - Health | New | Water Heating | Natural Gas | Water Heater - Faucet Aerators | A | Integrated Unit Winter Peak Savings (kW) | Technical Potential | 0 | 0 | 0 | 0 | 0 | 0 | 0 | 0 | 0 | 0 | 0 | 0 | 0 | 0 | 0 | 0 | 0 | 0 | 0 | 0 | 0 | 0 | 0 | 0 | 0 | 0 | 0
F4_Commercial_OR - Health_New_Water Heating_Natural Gas_Water Heater - Faucet Aerators_A_Technical Potential | F4 | Commercial | OR - Health | New | Water Heating | Natural Gas | Water Heater - Faucet Aerators | A | Incremental Energy Savings (MWh or mTherms) | Technical Potential | 0 | 0 | 0 | 0 | 0 | 0 | 0 | 0 | 0 | 0 | 0 | 0 | 0 | 0 | 0 | 0 | 0 | 0 | 0 | 0 | 0 | 0 | 0 | 0 | 0 | 0 | 0
F5_Commercial_OR - Health_New_Water Heating_Natural Gas_Water Heater - Faucet Aerators_A_Technical Potential | F5 | Commercial | OR - Health | New | Water Heating | Natural Gas | Water Heater - Faucet Aerators | A | Incremental Summer Peak Savings (MW) | Technical Potential | 0 | 0 | 0 | 0 | 0 | 0 | 0 | 0 | 0 | 0 | 0 | 0 | 0 | 0 | 0 | 0 | 0 | 0 | 0 | 0 | 0 | 0 | 0 | 0 | 0 | 0 | 0
F6_Commercial_OR - Health_New_Water Heating_Natural Gas_Water Heater - Faucet Aerators_A_Technical Potential | F6 | Commercial | OR - Health | New | Water Heating | Natural Gas | Water Heater - Faucet Aerators | A | Incremental Winter Peak Savings (MW) | Technical Potential | 0 | 0 | 0 | 0 | 0 | 0 | 0 | 0 | 0 | 0 | 0 | 0 | 0 | 0 | 0 | 0 | 0 | 0 | 0 | 0 | 0 | 0 | 0 | 0 | 0 | 0 | 0
F7_Commercial_OR - Health_New_Water Heating_Natural Gas_Water Heater - Faucet Aerators_A_Technical Potential | F7 | Commercial | OR - Health | New | Water Heating | Natural Gas | Water Heater - Faucet Aerators | A | Cumulative Energy Savings (MWh or mTherms) | Technical Potential | 0 | 0 | 0 | 0 | 0 | 0 | 0 | 0 | 0 | 0 | 0 | 0 | 0 | 0 | 0 | 0 | 0 | 0 | 0 | 0 | 0 | 0 | 0 | 0 | 0 | 0 | 0
F8_Commercial_OR - Health_New_Water Heating_Natural Gas_Water Heater - Faucet Aerators_A_Technical Potential | F8 | Commercial | OR - Health | New | Water Heating | Natural Gas | Water Heater - Faucet Aerators | A | Cumulative Summer Peak Savings (MW) | Technical Potential | 0 | 0 | 0 | 0 | 0 | 0 | 0 | 0 | 0 | 0 | 0 | 0 | 0 | 0 | 0 | 0 | 0 | 0 | 0 | 0 | 0 | 0 | 0 | 0 | 0 | 0 | 0
F9_Commercial_OR - Health_New_Water Heating_Natural Gas_Water Heater - Faucet Aerators_A_Technical Potential | F9 | Commercial | OR - Health | New | Water Heating | Natural Gas | Water Heater - Faucet Aerators | A | Cumulative Winter Peak Savings (MW) | Technical Potential | 0 | 0 | 0 | 0 | 0 | 0 | 0 | 0 | 0 | 0 | 0 | 0 | 0 | 0 | 0 | 0 | 0 | 0 | 0 | 0 | 0 | 0 | 0 | 0 | 0 | 0 | 0
F10_Commercial_OR - Health_New_Water Heating_Natural Gas_Water Heater - Faucet Aerators_A_Technical Potential | F10 | Commercial | OR - Health | New | Water Heating | Natural Gas | Water Heater - Faucet Aerators | A | Purchases (Incremental) | Technical Potential | 0 | 0 | 0 | 0 | 0 | 0 | 0 | 0 | 0 | 0 | 0 | 0 | 0 | 0 | 0 | 0 | 0 | 0 | 0 | 0 | 0 | 0 | 0 | 0 | 0 | 0 | 0
F11_Commercial_OR - Health_New_Water Heating_Natural Gas_Water Heater - Faucet Aerators_A_Technical Potential | F11 | Commercial | OR - Health | New | Water Heating | Natural Gas | Water Heater - Faucet Aerators | A | Purchases (Cumulative) | Technical Potential | 0 | 0 | 0 | 0 | 0 | 0 | 0 | 0 | 0 | 0 | 0 | 0 | 0 | 0 | 0 | 0 | 0 | 0 | 0 | 0 | 0 | 0 | 0 | 0 | 0 | 0 | 0
F1_Commercial_OR - Health_New_Water Heating_Natural Gas_Water Heater - Low-Flow Showerheads_A_Technical Potential | F1 | Commercial | OR - Health | New | Water Heating | Natural Gas | Water Heater - Low-Flow Showerheads | A | Integrated Unit Energy Savings (kWh or therms) | Technical Potential | 0 | 0 | 0 | 0 | 0 | 0 | 0 | 0 | 0 | 0 | 0 | 0 | 0 | 0 | 0 | 0 | 0 | 0 | 0 | 0 | 0 | 0 | 0 | 0 | 0 | 0 | 0
F2_Commercial_OR - Health_New_Water Heating_Natural Gas_Water Heater - Low-Flow Showerheads_A_Technical Potential | F2 | Commercial | OR - Health | New | Water Heating | Natural Gas | Water Heater - Low-Flow Showerheads | A | Integrated Unit Summer Peak Savings (kW) | Technical Potential | 0 | 0 | 0 | 0 | 0 | 0 | 0 | 0 | 0 | 0 | 0 | 0 | 0 | 0 | 0 | 0 | 0 | 0 | 0 | 0 | 0 | 0 | 0 | 0 | 0 | 0 | 0
F3_Commercial_OR - Health_New_Water Heating_Natural Gas_Water Heater - Low-Flow Showerheads_A_Technical Potential | F3 | Commercial | OR - Health | New | Water Heating | Natural Gas | Water Heater - Low-Flow Showerheads | A | Integrated Unit Winter Peak Savings (kW) | Technical Potential | 0 | 0 | 0 | 0 | 0 | 0 | 0 | 0 | 0 | 0 | 0 | 0 | 0 | 0 | 0 | 0 | 0 | 0 | 0 | 0 | 0 | 0 | 0 | 0 | 0 | 0 | 0
F4_Commercial_OR - Health_New_Water Heating_Natural Gas_Water Heater - Low-Flow Showerheads_A_Technical Potential | F4 | Commercial | OR - Health | New | Water Heating | Natural Gas | Water Heater - Low-Flow Showerheads | A | Incremental Energy Savings (MWh or mTherms) | Technical Potential | 0 | 0 | 0 | 0 | 0 | 0 | 0 | 0 | 0 | 0 | 0 | 0 | 0 | 0 | 0 | 0 | 0 | 0 | 0 | 0 | 0 | 0 | 0 | 0 | 0 | 0 | 0
F5_Commercial_OR - Health_New_Water Heating_Natural Gas_Water Heater - Low-Flow Showerheads_A_Technical Potential | F5 | Commercial | OR - Health | New | Water Heating | Natural Gas | Water Heater - Low-Flow Showerheads | A | Incremental Summer Peak Savings (MW) | Technical Potential | 0 | 0 | 0 | 0 | 0 | 0 | 0 | 0 | 0 | 0 | 0 | 0 | 0 | 0 | 0 | 0 | 0 | 0 | 0 | 0 | 0 | 0 | 0 | 0 | 0 | 0 | 0
F6_Commercial_OR - Health_New_Water Heating_Natural Gas_Water Heater - Low-Flow Showerheads_A_Technical Potential | F6 | Commercial | OR - Health | New | Water Heating | Natural Gas | Water Heater - Low-Flow Showerheads | A | Incremental Winter Peak Savings (MW) | Technical Potential | 0 | 0 | 0 | 0 | 0 | 0 | 0 | 0 | 0 | 0 | 0 | 0 | 0 | 0 | 0 | 0 | 0 | 0 | 0 | 0 | 0 | 0 | 0 | 0 | 0 | 0 | 0
F7_Commercial_OR - Health_New_Water Heating_Natural Gas_Water Heater - Low-Flow Showerheads_A_Technical Potential | F7 | Commercial | OR - Health | New | Water Heating | Natural Gas | Water Heater - Low-Flow Showerheads | A | Cumulative Energy Savings (MWh or mTherms) | Technical Potential | 0 | 0 | 0 | 0 | 0 | 0 | 0 | 0 | 0 | 0 | 0 | 0 | 0 | 0 | 0 | 0 | 0 | 0 | 0 | 0 | 0 | 0 | 0 | 0 | 0 | 0 | 0
F8_Commercial_OR - Health_New_Water Heating_Natural Gas_Water Heater - Low-Flow Showerheads_A_Technical Potential | F8 | Commercial | OR - Health | New | Water Heating | Natural Gas | Water Heater - Low-Flow Showerheads | A | Cumulative Summer Peak Savings (MW) | Technical Potential | 0 | 0 | 0 | 0 | 0 | 0 | 0 | 0 | 0 | 0 | 0 | 0 | 0 | 0 | 0 | 0 | 0 | 0 | 0 | 0 | 0 | 0 | 0 | 0 | 0 | 0 | 0
F9_Commercial_OR - Health_New_Water Heating_Natural Gas_Water Heater - Low-Flow Showerheads_A_Technical Potential | F9 | Commercial | OR - Health | New | Water Heating | Natural Gas | Water Heater - Low-Flow Showerheads | A | Cumulative Winter Peak Savings (MW) | Technical Potential | 0 | 0 | 0 | 0 | 0 | 0 | 0 | 0 | 0 | 0 | 0 | 0 | 0 | 0 | 0 | 0 | 0 | 0 | 0 | 0 | 0 | 0 | 0 | 0 | 0 | 0 | 0
F10_Commercial_OR - Health_New_Water Heating_Natural Gas_Water Heater - Low-Flow Showerheads_A_Technical Potential | F10 | Commercial | OR - Health | New | Water Heating | Natural Gas | Water Heater - Low-Flow Showerheads | A | Purchases (Incremental) | Technical Potential | 0 | 0 | 0 | 0 | 0 | 0 | 0 | 0 | 0 | 0 | 0 | 0 | 0 | 0 | 0 | 0 | 0 | 0 | 0 | 0 | 0 | 0 | 0 | 0 | 0 | 0 | 0
F11_Commercial_OR - Health_New_Water Heating_Natural Gas_Water Heater - Low-Flow Showerheads_A_Technical Potential | F11 | Commercial | OR - Health | New | Water Heating | Natural Gas | Water Heater - Low-Flow Showerheads | A | Purchases (Cumulative) | Technical Potential | 0 | 0 | 0 | 0 | 0 | 0 | 0 | 0 | 0 | 0 | 0 | 0 | 0 | 0 | 0 | 0 | 0 | 0 | 0 | 0 | 0 | 0 | 0 | 0 | 0 | 0 | 0
F1_Commercial_OR - Health_New_Water Heating_Natural Gas_Water Heater - Tank Blanket/Insulation_A_Technical Potential | F1 | Commercial | OR - Health | New | Water Heating | Natural Gas | Water Heater - Tank Blanket/Insulation | A | Integrated Unit Energy Savings (kWh or therms) | Technical Potential | 0 | 0 | 0 | 0 | 0 | 0 | 0 | 0 | 0 | 0 | 0 | 0 | 0 | 0 | 0 | 0 | 0 | 0 | 0 | 0 | 0 | 0 | 0 | 0 | 0 | 0 | 0
F2_Commercial_OR - Health_New_Water Heating_Natural Gas_Water Heater - Tank Blanket/Insulation_A_Technical Potential | F2 | Commercial | OR - Health | New | Water Heating | Natural Gas | Water Heater - Tank Blanket/Insulation | A | Integrated Unit Summer Peak Savings (kW) | Technical Potential | 0 | 0 | 0 | 0 | 0 | 0 | 0 | 0 | 0 | 0 | 0 | 0 | 0 | 0 | 0 | 0 | 0 | 0 | 0 | 0 | 0 | 0 | 0 | 0 | 0 | 0 | 0
F3_Commercial_OR - Health_New_Water Heating_Natural Gas_Water Heater - Tank Blanket/Insulation_A_Technical Potential | F3 | Commercial | OR - Health | New | Water Heating | Natural Gas | Water Heater - Tank Blanket/Insulation | A | Integrated Unit Winter Peak Savings (kW) | Technical Potential | 0 | 0 | 0 | 0 | 0 | 0 | 0 | 0 | 0 | 0 | 0 | 0 | 0 | 0 | 0 | 0 | 0 | 0 | 0 | 0 | 0 | 0 | 0 | 0 | 0 | 0 | 0
F4_Commercial_OR - Health_New_Water Heating_Natural Gas_Water Heater - Tank Blanket/Insulation_A_Technical Potential | F4 | Commercial | OR - Health | New | Water Heating | Natural Gas | Water Heater - Tank Blanket/Insulation | A | Incremental Energy Savings (MWh or mTherms) | Technical Potential | 0 | 0 | 0 | 0 | 0 | 0 | 0 | 0 | 0 | 0 | 0 | 0 | 0 | 0 | 0 | 0 | 0 | 0 | 0 | 0 | 0 | 0 | 0 | 0 | 0 | 0 | 0
F5_Commercial_OR - Health_New_Water Heating_Natural Gas_Water Heater - Tank Blanket/Insulation_A_Technical Potential | F5 | Commercial | OR - Health | New | Water Heating | Natural Gas | Water Heater - Tank Blanket/Insulation | A | Incremental Summer Peak Savings (MW) | Technical Potential | 0 | 0 | 0 | 0 | 0 | 0 | 0 | 0 | 0 | 0 | 0 | 0 | 0 | 0 | 0 | 0 | 0 | 0 | 0 | 0 | 0 | 0 | 0 | 0 | 0 | 0 | 0
F6_Commercial_OR - Health_New_Water Heating_Natural Gas_Water Heater - Tank Blanket/Insulation_A_Technical Potential | F6 | Commercial | OR - Health | New | Water Heating | Natural Gas | Water Heater - Tank Blanket/Insulation | A | Incremental Winter Peak Savings (MW) | Technical Potential | 0 | 0 | 0 | 0 | 0 | 0 | 0 | 0 | 0 | 0 | 0 | 0 | 0 | 0 | 0 | 0 | 0 | 0 | 0 | 0 | 0 | 0 | 0 | 0 | 0 | 0 | 0
F7_Commercial_OR - Health_New_Water Heating_Natural Gas_Water Heater - Tank Blanket/Insulation_A_Technical Potential | F7 | Commercial | OR - Health | New | Water Heating | Natural Gas | Water Heater - Tank Blanket/Insulation | A | Cumulative Energy Savings (MWh or mTherms) | Technical Potential | 0 | 0 | 0 | 0 | 0 | 0 | 0 | 0 | 0 | 0 | 0 | 0 | 0 | 0 | 0 | 0 | 0 | 0 | 0 | 0 | 0 | 0 | 0 | 0 | 0 | 0 | 0
F8_Commercial_OR - Health_New_Water Heating_Natural Gas_Water Heater - Tank Blanket/Insulation_A_Technical Potential | F8 | Commercial | OR - Health | New | Water Heating | Natural Gas | Water Heater - Tank Blanket/Insulation | A | Cumulative Summer Peak Savings (MW) | Technical Potential | 0 | 0 | 0 | 0 | 0 | 0 | 0 | 0 | 0 | 0 | 0 | 0 | 0 | 0 | 0 | 0 | 0 | 0 | 0 | 0 | 0 | 0 | 0 | 0 | 0 | 0 | 0
F9_Commercial_OR - Health_New_Water Heating_Natural Gas_Water Heater - Tank Blanket/Insulation_A_Technical Potential | F9 | Commercial | OR - Health | New | Water Heating | Natural Gas | Water Heater - Tank Blanket/Insulation | A | Cumulative Winter Peak Savings (MW) | Technical Potential | 0 | 0 | 0 | 0 | 0 | 0 | 0 | 0 | 0 | 0 | 0 | 0 | 0 | 0 | 0 | 0 | 0 | 0 | 0 | 0 | 0 | 0 | 0 | 0 | 0 | 0 | 0
F10_Commercial_OR - Health_New_Water Heating_Natural Gas_Water Heater - Tank Blanket/Insulation_A_Technical Potential | F10 | Commercial | OR - Health | New | Water Heating | Natural Gas | Water Heater - Tank Blanket/Insulation | A | Purchases (Incremental) | Technical Potential | 0 | 0 | 0 | 0 | 0 | 0 | 0 | 0 | 0 | 0 | 0 | 0 | 0 | 0 | 0 | 0 | 0 | 0 | 0 | 0 | 0 | 0 | 0 | 0 | 0 | 0 | 0
F11_Commercial_OR - Health_New_Water Heating_Natural Gas_Water Heater - Tank Blanket/Insulation_A_Technical Potential | F11 | Commercial | OR - Health | New | Water Heating | Natural Gas | Water Heater - Tank Blanket/Insulation | A | Purchases (Cumulative) | Technical Potential | 0 | 0 | 0 | 0 | 0 | 0 | 0 | 0 | 0 | 0 | 0 | 0 | 0 | 0 | 0 | 0 | 0 | 0 | 0 | 0 | 0 | 0 | 0 | 0 | 0 | 0 | 0
F1_Commercial_OR - Health_New_Water Heating_Natural Gas_Water Heater - Drainwater Heat Recovery_A_Technical Potential | F1 | Commercial | OR - Health | New | Water Heating | Natural Gas | Water Heater - Drainwater Heat Recovery | A | Integrated Unit Energy Savings (kWh or therms) | Technical Potential | 0 | 0 | 0 | 0 | 0 | 0 | 0 | 0 | 0 | 0 | 0 | 0 | 0 | 0 | 0 | 0 | 0 | 0 | 0 | 0 | 0 | 0 | 0 | 0 | 0 | 0 | 0
F2_Commercial_OR - Health_New_Water Heating_Natural Gas_Water Heater - Drainwater Heat Recovery_A_Technical Potential | F2 | Commercial | OR - Health | New | Water Heating | Natural Gas | Water Heater - Drainwater Heat Recovery | A | Integrated Unit Summer Peak Savings (kW) | Technical Potential | 0 | 0 | 0 | 0 | 0 | 0 | 0 | 0 | 0 | 0 | 0 | 0 | 0 | 0 | 0 | 0 | 0 | 0 | 0 | 0 | 0 | 0 | 0 | 0 | 0 | 0 | 0
F3_Commercial_OR - Health_New_Water Heating_Natural Gas_Water Heater - Drainwater Heat Recovery_A_Technical Potential | F3 | Commercial | OR - Health | New | Water Heating | Natural Gas | Water Heater - Drainwater Heat Recovery | A | Integrated Unit Winter Peak Savings (kW) | Technical Potential | 0 | 0 | 0 | 0 | 0 | 0 | 0 | 0 | 0 | 0 | 0 | 0 | 0 | 0 | 0 | 0 | 0 | 0 | 0 | 0 | 0 | 0 | 0 | 0 | 0 | 0 | 0
F4_Commercial_OR - Health_New_Water Heating_Natural Gas_Water Heater - Drainwater Heat Recovery_A_Technical Potential | F4 | Commercial | OR - Health | New | Water Heating | Natural Gas | Water Heater - Drainwater Heat Recovery | A | Incremental Energy Savings (MWh or mTherms) | Technical Potential | 0 | 0 | 0 | 0 | 0 | 0 | 0 | 0 | 0 | 0 | 0 | 0 | 0 | 0 | 0 | 0 | 0 | 0 | 0 | 0 | 0 | 0 | 0 | 0 | 0 | 0 | 0
F5_Commercial_OR - Health_New_Water Heating_Natural Gas_Water Heater - Drainwater Heat Recovery_A_Technical Potential | F5 | Commercial | OR - Health | New | Water Heating | Natural Gas | Water Heater - Drainwater Heat Recovery | A | Incremental Summer Peak Savings (MW) | Technical Potential | 0 | 0 | 0 | 0 | 0 | 0 | 0 | 0 | 0 | 0 | 0 | 0 | 0 | 0 | 0 | 0 | 0 | 0 | 0 | 0 | 0 | 0 | 0 | 0 | 0 | 0 | 0
F6_Commercial_OR - Health_New_Water Heating_Natural Gas_Water Heater - Drainwater Heat Recovery_A_Technical Potential | F6 | Commercial | OR - Health | New | Water Heating | Natural Gas | Water Heater - Drainwater Heat Recovery | A | Incremental Winter Peak Savings (MW) | Technical Potential | 0 | 0 | 0 | 0 | 0 | 0 | 0 | 0 | 0 | 0 | 0 | 0 | 0 | 0 | 0 | 0 | 0 | 0 | 0 | 0 | 0 | 0 | 0 | 0 | 0 | 0 | 0
F7_Commercial_OR - Health_New_Water Heating_Natural Gas_Water Heater - Drainwater Heat Recovery_A_Technical Potential | F7 | Commercial | OR - Health | New | Water Heating | Natural Gas | Water Heater - Drainwater Heat Recovery | A | Cumulative Energy Savings (MWh or mTherms) | Technical Potential | 0 | 0 | 0 | 0 | 0 | 0 | 0 | 0 | 0 | 0 | 0 | 0 | 0 | 0 | 0 | 0 | 0 | 0 | 0 | 0 | 0 | 0 | 0 | 0 | 0 | 0 | 0
F8_Commercial_OR - Health_New_Water Heating_Natural Gas_Water Heater - Drainwater Heat Recovery_A_Technical Potential | F8 | Commercial | OR - Health | New | Water Heating | Natural Gas | Water Heater - Drainwater Heat Recovery | A | Cumulative Summer Peak Savings (MW) | Technical Potential | 0 | 0 | 0 | 0 | 0 | 0 | 0 | 0 | 0 | 0 | 0 | 0 | 0 | 0 | 0 | 0 | 0 | 0 | 0 | 0 | 0 | 0 | 0 | 0 | 0 | 0 | 0
F9_Commercial_OR - Health_New_Water Heating_Natural Gas_Water Heater - Drainwater Heat Recovery_A_Technical Potential | F9 | Commercial | OR - Health | New | Water Heating | Natural Gas | Water Heater - Drainwater Heat Recovery | A | Cumulative Winter Peak Savings (MW) | Technical Potential | 0 | 0 | 0 | 0 | 0 | 0 | 0 | 0 | 0 | 0 | 0 | 0 | 0 | 0 | 0 | 0 | 0 | 0 | 0 | 0 | 0 | 0 | 0 | 0 | 0 | 0 | 0
F10_Commercial_OR - Health_New_Water Heating_Natural Gas_Water Heater - Drainwater Heat Recovery_A_Technical Potential | F10 | Commercial | OR - Health | New | Water Heating | Natural Gas | Water Heater - Drainwater Heat Recovery | A | Purchases (Incremental) | Technical Potential | 0 | 0 | 0 | 0 | 0 | 0 | 0 | 0 | 0 | 0 | 0 | 0 | 0 | 0 | 0 | 0 | 0 | 0 | 0 | 0 | 0 | 0 | 0 | 0 | 0 | 0 | 0
F11_Commercial_OR - Health_New_Water Heating_Natural Gas_Water Heater - Drainwater Heat Recovery_A_Technical Potential | F11 | Commercial | OR - Health | New | Water Heating | Natural Gas | Water Heater - Drainwater Heat Recovery | A | Purchases (Cumulative) | Technical Potential | 0 | 0 | 0 | 0 | 0 | 0 | 0 | 0 | 0 | 0 | 0 | 0 | 0 | 0 | 0 | 0 | 0 | 0 | 0 | 0 | 0 | 0 | 0 | 0 | 0 | 0 | 0
F1_Commercial_OR - Health_New_Water Heating_Natural Gas_Water Heater - Circulation Pump Controls_A_Technical Potential | F1 | Commercial | OR - Health | New | Water Heating | Natural Gas | Water Heater - Circulation Pump Controls | A | Integrated Unit Energy Savings (kWh or therms) | Technical Potential | 0 | 0 | 0 | 0 | 0 | 0 | 0 | 0 | 0 | 0 | 0 | 0 | 0 | 0 | 0 | 0 | 0 | 0 | 0 | 0 | 0 | 0 | 0 | 0 | 0 | 0 | 0
F2_Commercial_OR - Health_New_Water Heating_Natural Gas_Water Heater - Circulation Pump Controls_A_Technical Potential | F2 | Commercial | OR - Health | New | Water Heating | Natural Gas | Water Heater - Circulation Pump Controls | A | Integrated Unit Summer Peak Savings (kW) | Technical Potential | 0 | 0 | 0 | 0 | 0 | 0 | 0 | 0 | 0 | 0 | 0 | 0 | 0 | 0 | 0 | 0 | 0 | 0 | 0 | 0 | 0 | 0 | 0 | 0 | 0 | 0 | 0
F3_Commercial_OR - Health_New_Water Heating_Natural Gas_Water Heater - Circulation Pump Controls_A_Technical Potential | F3 | Commercial | OR - Health | New | Water Heating | Natural Gas | Water Heater - Circulation Pump Controls | A | Integrated Unit Winter Peak Savings (kW) | Technical Potential | 0 | 0 | 0 | 0 | 0 | 0 | 0 | 0 | 0 | 0 | 0 | 0 | 0 | 0 | 0 | 0 | 0 | 0 | 0 | 0 | 0 | 0 | 0 | 0 | 0 | 0 | 0
F4_Commercial_OR - Health_New_Water Heating_Natural Gas_Water Heater - Circulation Pump Controls_A_Technical Potential | F4 | Commercial | OR - Health | New | Water Heating | Natural Gas | Water Heater - Circulation Pump Controls | A | Incremental Energy Savings (MWh or mTherms) | Technical Potential | 0 | 0 | 0 | 0 | 0 | 0 | 0 | 0 | 0 | 0 | 0 | 0 | 0 | 0 | 0 | 0 | 0 | 0 | 0 | 0 | 0 | 0 | 0 | 0 | 0 | 0 | 0
F5_Commercial_OR - Health_New_Water Heating_Natural Gas_Water Heater - Circulation Pump Controls_A_Technical Potential | F5 | Commercial | OR - Health | New | Water Heating | Natural Gas | Water Heater - Circulation Pump Controls | A | Incremental Summer Peak Savings (MW) | Technical Potential | 0 | 0 | 0 | 0 | 0 | 0 | 0 | 0 | 0 | 0 | 0 | 0 | 0 | 0 | 0 | 0 | 0 | 0 | 0 | 0 | 0 | 0 | 0 | 0 | 0 | 0 | 0
F6_Commercial_OR - Health_New_Water Heating_Natural Gas_Water Heater - Circulation Pump Controls_A_Technical Potential | F6 | Commercial | OR - Health | New | Water Heating | Natural Gas | Water Heater - Circulation Pump Controls | A | Incremental Winter Peak Savings (MW) | Technical Potential | 0 | 0 | 0 | 0 | 0 | 0 | 0 | 0 | 0 | 0 | 0 | 0 | 0 | 0 | 0 | 0 | 0 | 0 | 0 | 0 | 0 | 0 | 0 | 0 | 0 | 0 | 0
F7_Commercial_OR - Health_New_Water Heating_Natural Gas_Water Heater - Circulation Pump Controls_A_Technical Potential | F7 | Commercial | OR - Health | New | Water Heating | Natural Gas | Water Heater - Circulation Pump Controls | A | Cumulative Energy Savings (MWh or mTherms) | Technical Potential | 0 | 0 | 0 | 0 | 0 | 0 | 0 | 0 | 0 | 0 | 0 | 0 | 0 | 0 | 0 | 0 | 0 | 0 | 0 | 0 | 0 | 0 | 0 | 0 | 0 | 0 | 0
F8_Commercial_OR - Health_New_Water Heating_Natural Gas_Water Heater - Circulation Pump Controls_A_Technical Potential | F8 | Commercial | OR - Health | New | Water Heating | Natural Gas | Water Heater - Circulation Pump Controls | A | Cumulative Summer Peak Savings (MW) | Technical Potential | 0 | 0 | 0 | 0 | 0 | 0 | 0 | 0 | 0 | 0 | 0 | 0 | 0 | 0 | 0 | 0 | 0 | 0 | 0 | 0 | 0 | 0 | 0 | 0 | 0 | 0 | 0
F9_Commercial_OR - Health_New_Water Heating_Natural Gas_Water Heater - Circulation Pump Controls_A_Technical Potential | F9 | Commercial | OR - Health | New | Water Heating | Natural Gas | Water Heater - Circulation Pump Controls | A | Cumulative Winter Peak Savings (MW) | Technical Potential | 0 | 0 | 0 | 0 | 0 | 0 | 0 | 0 | 0 | 0 | 0 | 0 | 0 | 0 | 0 | 0 | 0 | 0 | 0 | 0 | 0 | 0 | 0 | 0 | 0 | 0 | 0
F10_Commercial_OR - Health_New_Water Heating_Natural Gas_Water Heater - Circulation Pump Controls_A_Technical Potential | F10 | Commercial | OR - Health | New | Water Heating | Natural Gas | Water Heater - Circulation Pump Controls | A | Purchases (Incremental) | Technical Potential | 0 | 0 | 0 | 0 | 0 | 0 | 0 | 0 | 0 | 0 | 0 | 0 | 0 | 0 | 0 | 0 | 0 | 0 | 0 | 0 | 0 | 0 | 0 | 0 | 0 | 0 | 0
F11_Commercial_OR - Health_New_Water Heating_Natural Gas_Water Heater - Circulation Pump Controls_A_Technical Potential | F11 | Commercial | OR - Health | New | Water Heating | Natural Gas | Water Heater - Circulation Pump Controls | A | Purchases (Cumulative) | Technical Potential | 0 | 0 | 0 | 0 | 0 | 0 | 0 | 0 | 0 | 0 | 0 | 0 | 0 | 0 | 0 | 0 | 0 | 0 | 0 | 0 | 0 | 0 | 0 | 0 | 0 | 0 | 0
F1_Commercial_OR - Health_New_Water Heating_Natural Gas_Water Heater - Pipe Insulation_A_Technical Potential | F1 | Commercial | OR - Health | New | Water Heating | Natural Gas | Water Heater - Pipe Insulation | A | Integrated Unit Energy Savings (kWh or therms) | Technical Potential | 0 | 0 | 0 | 0 | 0 | 0 | 0 | 0 | 0 | 0 | 0 | 0 | 0 | 0 | 0 | 0 | 0 | 0 | 0 | 0 | 0 | 0 | 0 | 0 | 0 | 0 | 0
F2_Commercial_OR - Health_New_Water Heating_Natural Gas_Water Heater - Pipe Insulation_A_Technical Potential | F2 | Commercial | OR - Health | New | Water Heating | Natural Gas | Water Heater - Pipe Insulation | A | Integrated Unit Summer Peak Savings (kW) | Technical Potential | 0 | 0 | 0 | 0 | 0 | 0 | 0 | 0 | 0 | 0 | 0 | 0 | 0 | 0 | 0 | 0 | 0 | 0 | 0 | 0 | 0 | 0 | 0 | 0 | 0 | 0 | 0
F3_Commercial_OR - Health_New_Water Heating_Natural Gas_Water Heater - Pipe Insulation_A_Technical Potential | F3 | Commercial | OR - Health | New | Water Heating | Natural Gas | Water Heater - Pipe Insulation | A | Integrated Unit Winter Peak Savings (kW) | Technical Potential | 0 | 0 | 0 | 0 | 0 | 0 | 0 | 0 | 0 | 0 | 0 | 0 | 0 | 0 | 0 | 0 | 0 | 0 | 0 | 0 | 0 | 0 | 0 | 0 | 0 | 0 | 0
F4_Commercial_OR - Health_New_Water Heating_Natural Gas_Water Heater - Pipe Insulation_A_Technical Potential | F4 | Commercial | OR - Health | New | Water Heating | Natural Gas | Water Heater - Pipe Insulation | A | Incremental Energy Savings (MWh or mTherms) | Technical Potential | 0 | 0 | 0 | 0 | 0 | 0 | 0 | 0 | 0 | 0 | 0 | 0 | 0 | 0 | 0 | 0 | 0 | 0 | 0 | 0 | 0 | 0 | 0 | 0 | 0 | 0 | 0
F5_Commercial_OR - Health_New_Water Heating_Natural Gas_Water Heater - Pipe Insulation_A_Technical Potential | F5 | Commercial | OR - Health | New | Water Heating | Natural Gas | Water Heater - Pipe Insulation | A | Incremental Summer Peak Savings (MW) | Technical Potential | 0 | 0 | 0 | 0 | 0 | 0 | 0 | 0 | 0 | 0 | 0 | 0 | 0 | 0 | 0 | 0 | 0 | 0 | 0 | 0 | 0 | 0 | 0 | 0 | 0 | 0 | 0
F6_Commercial_OR - Health_New_Water Heating_Natural Gas_Water Heater - Pipe Insulation_A_Technical Potential | F6 | Commercial | OR - Health | New | Water Heating | Natural Gas | Water Heater - Pipe Insulation | A | Incremental Winter Peak Savings (MW) | Technical Potential | 0 | 0 | 0 | 0 | 0 | 0 | 0 | 0 | 0 | 0 | 0 | 0 | 0 | 0 | 0 | 0 | 0 | 0 | 0 | 0 | 0 | 0 | 0 | 0 | 0 | 0 | 0
F7_Commercial_OR - Health_New_Water Heating_Natural Gas_Water Heater - Pipe Insulation_A_Technical Potential | F7 | Commercial | OR - Health | New | Water Heating | Natural Gas | Water Heater - Pipe Insulation | A | Cumulative Energy Savings (MWh or mTherms) | Technical Potential | 0 | 0 | 0 | 0 | 0 | 0 | 0 | 0 | 0 | 0 | 0 | 0 | 0 | 0 | 0 | 0 | 0 | 0 | 0 | 0 | 0 | 0 | 0 | 0 | 0 | 0 | 0
F8_Commercial_OR - Health_New_Water Heating_Natural Gas_Water Heater - Pipe Insulation_A_Technical Potential | F8 | Commercial | OR - Health | New | Water Heating | Natural Gas | Water Heater - Pipe Insulation | A | Cumulative Summer Peak Savings (MW) | Technical Potential | 0 | 0 | 0 | 0 | 0 | 0 | 0 | 0 | 0 | 0 | 0 | 0 | 0 | 0 | 0 | 0 | 0 | 0 | 0 | 0 | 0 | 0 | 0 | 0 | 0 | 0 | 0
F9_Commercial_OR - Health_New_Water Heating_Natural Gas_Water Heater - Pipe Insulation_A_Technical Potential | F9 | Commercial | OR - Health | New | Water Heating | Natural Gas | Water Heater - Pipe Insulation | A | Cumulative Winter Peak Savings (MW) | Technical Potential | 0 | 0 | 0 | 0 | 0 | 0 | 0 | 0 | 0 | 0 | 0 | 0 | 0 | 0 | 0 | 0 | 0 | 0 | 0 | 0 | 0 | 0 | 0 | 0 | 0 | 0 | 0
F10_Commercial_OR - Health_New_Water Heating_Natural Gas_Water Heater - Pipe Insulation_A_Technical Potential | F10 | Commercial | OR - Health | New | Water Heating | Natural Gas | Water Heater - Pipe Insulation | A | Purchases (Incremental) | Technical Potential | 0 | 0 | 0 | 0 | 0 | 0 | 0 | 0 | 0 | 0 | 0 | 0 | 0 | 0 | 0 | 0 | 0 | 0 | 0 | 0 | 0 | 0 | 0 | 0 | 0 | 0 | 0
F11_Commercial_OR - Health_New_Water Heating_Natural Gas_Water Heater - Pipe Insulation_A_Technical Potential | F11 | Commercial | OR - Health | New | Water Heating | Natural Gas | Water Heater - Pipe Insulation | A | Purchases (Cumulative) | Technical Potential | 0 | 0 | 0 | 0 | 0 | 0 | 0 | 0 | 0 | 0 | 0 | 0 | 0 | 0 | 0 | 0 | 0 | 0 | 0 | 0 | 0 | 0 | 0 | 0 | 0 | 0 | 0
F1_Commercial_OR - Health_New_Water Heating_Natural Gas_Water Heater - Motion Control Faucet_A_Technical Potential | F1 | Commercial | OR - Health | New | Water Heating | Natural Gas | Water Heater - Motion Control Faucet | A | Integrated Unit Energy Savings (kWh or therms) | Technical Potential | 0 | 0 | 0 | 0 | 0 | 0 | 0 | 0 | 0 | 0 | 0 | 0 | 0 | 0 | 0 | 0 | 0 | 0 | 0 | 0 | 0 | 0 | 0 | 0 | 0 | 0 | 0
F2_Commercial_OR - Health_New_Water Heating_Natural Gas_Water Heater - Motion Control Faucet_A_Technical Potential | F2 | Commercial | OR - Health | New | Water Heating | Natural Gas | Water Heater - Motion Control Faucet | A | Integrated Unit Summer Peak Savings (kW) | Technical Potential | 0 | 0 | 0 | 0 | 0 | 0 | 0 | 0 | 0 | 0 | 0 | 0 | 0 | 0 | 0 | 0 | 0 | 0 | 0 | 0 | 0 | 0 | 0 | 0 | 0 | 0 | 0
F3_Commercial_OR - Health_New_Water Heating_Natural Gas_Water Heater - Motion Control Faucet_A_Technical Potential | F3 | Commercial | OR - Health | New | Water Heating | Natural Gas | Water Heater - Motion Control Faucet | A | Integrated Unit Winter Peak Savings (kW) | Technical Potential | 0 | 0 | 0 | 0 | 0 | 0 | 0 | 0 | 0 | 0 | 0 | 0 | 0 | 0 | 0 | 0 | 0 | 0 | 0 | 0 | 0 | 0 | 0 | 0 | 0 | 0 | 0
F4_Commercial_OR - Health_New_Water Heating_Natural Gas_Water Heater - Motion Control Faucet_A_Technical Potential | F4 | Commercial | OR - Health | New | Water Heating | Natural Gas | Water Heater - Motion Control Faucet | A | Incremental Energy Savings (MWh or mTherms) | Technical Potential | 0 | 0 | 0 | 0 | 0 | 0 | 0 | 0 | 0 | 0 | 0 | 0 | 0 | 0 | 0 | 0 | 0 | 0 | 0 | 0 | 0 | 0 | 0 | 0 | 0 | 0 | 0
F5_Commercial_OR - Health_New_Water Heating_Natural Gas_Water Heater - Motion Control Faucet_A_Technical Potential | F5 | Commercial | OR - Health | New | Water Heating | Natural Gas | Water Heater - Motion Control Faucet | A | Incremental Summer Peak Savings (MW) | Technical Potential | 0 | 0 | 0 | 0 | 0 | 0 | 0 | 0 | 0 | 0 | 0 | 0 | 0 | 0 | 0 | 0 | 0 | 0 | 0 | 0 | 0 | 0 | 0 | 0 | 0 | 0 | 0
F6_Commercial_OR - Health_New_Water Heating_Natural Gas_Water Heater - Motion Control Faucet_A_Technical Potential | F6 | Commercial | OR - Health | New | Water Heating | Natural Gas | Water Heater - Motion Control Faucet | A | Incremental Winter Peak Savings (MW) | Technical Potential | 0 | 0 | 0 | 0 | 0 | 0 | 0 | 0 | 0 | 0 | 0 | 0 | 0 | 0 | 0 | 0 | 0 | 0 | 0 | 0 | 0 | 0 | 0 | 0 | 0 | 0 | 0
F7_Commercial_OR - Health_New_Water Heating_Natural Gas_Water Heater - Motion Control Faucet_A_Technical Potential | F7 | Commercial | OR - Health | New | Water Heating | Natural Gas | Water Heater - Motion Control Faucet | A | Cumulative Energy Savings (MWh or mTherms) | Technical Potential | 0 | 0 | 0 | 0 | 0 | 0 | 0 | 0 | 0 | 0 | 0 | 0 | 0 | 0 | 0 | 0 | 0 | 0 | 0 | 0 | 0 | 0 | 0 | 0 | 0 | 0 | 0
F8_Commercial_OR - Health_New_Water Heating_Natural Gas_Water Heater - Motion Control Faucet_A_Technical Potential | F8 | Commercial | OR - Health | New | Water Heating | Natural Gas | Water Heater - Motion Control Faucet | A | Cumulative Summer Peak Savings (MW) | Technical Potential | 0 | 0 | 0 | 0 | 0 | 0 | 0 | 0 | 0 | 0 | 0 | 0 | 0 | 0 | 0 | 0 | 0 | 0 | 0 | 0 | 0 | 0 | 0 | 0 | 0 | 0 | 0
F9_Commercial_OR - Health_New_Water Heating_Natural Gas_Water Heater - Motion Control Faucet_A_Technical Potential | F9 | Commercial | OR - Health | New | Water Heating | Natural Gas | Water Heater - Motion Control Faucet | A | Cumulative Winter Peak Savings (MW) | Technical Potential | 0 | 0 | 0 | 0 | 0 | 0 | 0 | 0 | 0 | 0 | 0 | 0 | 0 | 0 | 0 | 0 | 0 | 0 | 0 | 0 | 0 | 0 | 0 | 0 | 0 | 0 | 0
F10_Commercial_OR - Health_New_Water Heating_Natural Gas_Water Heater - Motion Control Faucet_A_Technical Potential | F10 | Commercial | OR - Health | New | Water Heating | Natural Gas | Water Heater - Motion Control Faucet | A | Purchases (Incremental) | Technical Potential | 0 | 0 | 0 | 0 | 0 | 0 | 0 | 0 | 0 | 0 | 0 | 0 | 0 | 0 | 0 | 0 | 0 | 0 | 0 | 0 | 0 | 0 | 0 | 0 | 0 | 0 | 0
F11_Commercial_OR - Health_New_Water Heating_Natural Gas_Water Heater - Motion Control Faucet_A_Technical Potential | F11 | Commercial | OR - Health | New | Water Heating | Natural Gas | Water Heater - Motion Control Faucet | A | Purchases (Cumulative) | Technical Potential | 0 | 0 | 0 | 0 | 0 | 0 | 0 | 0 | 0 | 0 | 0 | 0 | 0 | 0 | 0 | 0 | 0 | 0 | 0 | 0 | 0 | 0 | 0 | 0 | 0 | 0 | 0
F1_Commercial_OR - Health_New_Water Heating_Natural Gas_Water Heater - Solar System_A_Technical Potential | F1 | Commercial | OR - Health | New | Water Heating | Natural Gas | Water Heater - Solar System | A | Integrated Unit Energy Savings (kWh or therms) | Technical Potential | 0 | 0 | 0 | 0 | 0 | 0 | 0 | 0 | 0 | 0 | 0 | 0 | 0 | 0 | 0 | 0 | 0 | 0 | 0 | 0 | 0 | 0 | 0 | 0 | 0 | 0 | 0
F2_Commercial_OR - Health_New_Water Heating_Natural Gas_Water Heater - Solar System_A_Technical Potential | F2 | Commercial | OR - Health | New | Water Heating | Natural Gas | Water Heater - Solar System | A | Integrated Unit Summer Peak Savings (kW) | Technical Potential | 0 | 0 | 0 | 0 | 0 | 0 | 0 | 0 | 0 | 0 | 0 | 0 | 0 | 0 | 0 | 0 | 0 | 0 | 0 | 0 | 0 | 0 | 0 | 0 | 0 | 0 | 0
F3_Commercial_OR - Health_New_Water Heating_Natural Gas_Water Heater - Solar System_A_Technical Potential | F3 | Commercial | OR - Health | New | Water Heating | Natural Gas | Water Heater - Solar System | A | Integrated Unit Winter Peak Savings (kW) | Technical Potential | 0 | 0 | 0 | 0 | 0 | 0 | 0 | 0 | 0 | 0 | 0 | 0 | 0 | 0 | 0 | 0 | 0 | 0 | 0 | 0 | 0 | 0 | 0 | 0 | 0 | 0 | 0
F4_Commercial_OR - Health_New_Water Heating_Natural Gas_Water Heater - Solar System_A_Technical Potential | F4 | Commercial | OR - Health | New | Water Heating | Natural Gas | Water Heater - Solar System | A | Incremental Energy Savings (MWh or mTherms) | Technical Potential | 0 | 0 | 0 | 0 | 0 | 0 | 0 | 0 | 0 | 0 | 0 | 0 | 0 | 0 | 0 | 0 | 0 | 0 | 0 | 0 | 0 | 0 | 0 | 0 | 0 | 0 | 0
F5_Commercial_OR - Health_New_Water Heating_Natural Gas_Water Heater - Solar System_A_Technical Potential | F5 | Commercial | OR - Health | New | Water Heating | Natural Gas | Water Heater - Solar System | A | Incremental Summer Peak Savings (MW) | Technical Potential | 0 | 0 | 0 | 0 | 0 | 0 | 0 | 0 | 0 | 0 | 0 | 0 | 0 | 0 | 0 | 0 | 0 | 0 | 0 | 0 | 0 | 0 | 0 | 0 | 0 | 0 | 0
F6_Commercial_OR - Health_New_Water Heating_Natural Gas_Water Heater - Solar System_A_Technical Potential | F6 | Commercial | OR - Health | New | Water Heating | Natural Gas | Water Heater - Solar System | A | Incremental Winter Peak Savings (MW) | Technical Potential | 0 | 0 | 0 | 0 | 0 | 0 | 0 | 0 | 0 | 0 | 0 | 0 | 0 | 0 | 0 | 0 | 0 | 0 | 0 | 0 | 0 | 0 | 0 | 0 | 0 | 0 | 0
F7_Commercial_OR - Health_New_Water Heating_Natural Gas_Water Heater - Solar System_A_Technical Potential | F7 | Commercial | OR - Health | New | Water Heating | Natural Gas | Water Heater - Solar System | A | Cumulative Energy Savings (MWh or mTherms) | Technical Potential | 0 | 0 | 0 | 0 | 0 | 0 | 0 | 0 | 0 | 0 | 0 | 0 | 0 | 0 | 0 | 0 | 0 | 0 | 0 | 0 | 0 | 0 | 0 | 0 | 0 | 0 | 0
F8_Commercial_OR - Health_New_Water Heating_Natural Gas_Water Heater - Solar System_A_Technical Potential | F8 | Commercial | OR - Health | New | Water Heating | Natural Gas | Water Heater - Solar System | A | Cumulative Summer Peak Savings (MW) | Technical Potential | 0 | 0 | 0 | 0 | 0 | 0 | 0 | 0 | 0 | 0 | 0 | 0 | 0 | 0 | 0 | 0 | 0 | 0 | 0 | 0 | 0 | 0 | 0 | 0 | 0 | 0 | 0
F9_Commercial_OR - Health_New_Water Heating_Natural Gas_Water Heater - Solar System_A_Technical Potential | F9 | Commercial | OR - Health | New | Water Heating | Natural Gas | Water Heater - Solar System | A | Cumulative Winter Peak Savings (MW) | Technical Potential | 0 | 0 | 0 | 0 | 0 | 0 | 0 | 0 | 0 | 0 | 0 | 0 | 0 | 0 | 0 | 0 | 0 | 0 | 0 | 0 | 0 | 0 | 0 | 0 | 0 | 0 | 0
F10_Commercial_OR - Health_New_Water Heating_Natural Gas_Water Heater - Solar System_A_Technical Potential | F10 | Commercial | OR - Health | New | Water Heating | Natural Gas | Water Heater - Solar System | A | Purchases (Incremental) | Technical Potential | 0 | 0 | 0 | 0 | 0 | 0 | 0 | 0 | 0 | 0 | 0 | 0 | 0 | 0 | 0 | 0 | 0 | 0 | 0 | 0 | 0 | 0 | 0 | 0 | 0 | 0 | 0
F11_Commercial_OR - Health_New_Water Heating_Natural Gas_Water Heater - Solar System_A_Technical Potential | F11 | Commercial | OR - Health | New | Water Heating | Natural Gas | Water Heater - Solar System | A | Purchases (Cumulative) | Technical Potential | 0 | 0 | 0 | 0 | 0 | 0 | 0 | 0 | 0 | 0 | 0 | 0 | 0 | 0 | 0 | 0 | 0 | 0 | 0 | 0 | 0 | 0 | 0 | 0 | 0 | 0 | 0
F1_Commercial_OR - Health_New_Water Heating_Natural Gas_Commercial Laundry - Ozone Treatment_A_Technical Potential | F1 | Commercial | OR - Health | New | Water Heating | Natural Gas | Commercial Laundry - Ozone Treatment | A | Integrated Unit Energy Savings (kWh or therms) | Technical Potential | 0 | 0 | 0 | 0 | 0 | 0 | 0 | 0 | 0 | 0 | 0 | 0 | 0 | 0 | 0 | 0 | 0 | 0 | 0 | 0 | 0 | 0 | 0 | 0 | 0 | 0 | 0
F2_Commercial_OR - Health_New_Water Heating_Natural Gas_Commercial Laundry - Ozone Treatment_A_Technical Potential | F2 | Commercial | OR - Health | New | Water Heating | Natural Gas | Commercial Laundry - Ozone Treatment | A | Integrated Unit Summer Peak Savings (kW) | Technical Potential | 0 | 0 | 0 | 0 | 0 | 0 | 0 | 0 | 0 | 0 | 0 | 0 | 0 | 0 | 0 | 0 | 0 | 0 | 0 | 0 | 0 | 0 | 0 | 0 | 0 | 0 | 0
F3_Commercial_OR - Health_New_Water Heating_Natural Gas_Commercial Laundry - Ozone Treatment_A_Technical Potential | F3 | Commercial | OR - Health | New | Water Heating | Natural Gas | Commercial Laundry - Ozone Treatment | A | Integrated Unit Winter Peak Savings (kW) | Technical Potential | 0 | 0 | 0 | 0 | 0 | 0 | 0 | 0 | 0 | 0 | 0 | 0 | 0 | 0 | 0 | 0 | 0 | 0 | 0 | 0 | 0 | 0 | 0 | 0 | 0 | 0 | 0
F4_Commercial_OR - Health_New_Water Heating_Natural Gas_Commercial Laundry - Ozone Treatment_A_Technical Potential | F4 | Commercial | OR - Health | New | Water Heating | Natural Gas | Commercial Laundry - Ozone Treatment | A | Incremental Energy Savings (MWh or mTherms) | Technical Potential | 0 | 0 | 0 | 0 | 0 | 0 | 0 | 0 | 0 | 0 | 0 | 0 | 0 | 0 | 0 | 0 | 0 | 0 | 0 | 0 | 0 | 0 | 0 | 0 | 0 | 0 | 0
F5_Commercial_OR - Health_New_Water Heating_Natural Gas_Commercial Laundry - Ozone Treatment_A_Technical Potential | F5 | Commercial | OR - Health | New | Water Heating | Natural Gas | Commercial Laundry - Ozone Treatment | A | Incremental Summer Peak Savings (MW) | Technical Potential | 0 | 0 | 0 | 0 | 0 | 0 | 0 | 0 | 0 | 0 | 0 | 0 | 0 | 0 | 0 | 0 | 0 | 0 | 0 | 0 | 0 | 0 | 0 | 0 | 0 | 0 | 0
F6_Commercial_OR - Health_New_Water Heating_Natural Gas_Commercial Laundry - Ozone Treatment_A_Technical Potential | F6 | Commercial | OR - Health | New | Water Heating | Natural Gas | Commercial Laundry - Ozone Treatment | A | Incremental Winter Peak Savings (MW) | Technical Potential | 0 | 0 | 0 | 0 | 0 | 0 | 0 | 0 | 0 | 0 | 0 | 0 | 0 | 0 | 0 | 0 | 0 | 0 | 0 | 0 | 0 | 0 | 0 | 0 | 0 | 0 | 0
F7_Commercial_OR - Health_New_Water Heating_Natural Gas_Commercial Laundry - Ozone Treatment_A_Technical Potential | F7 | Commercial | OR - Health | New | Water Heating | Natural Gas | Commercial Laundry - Ozone Treatment | A | Cumulative Energy Savings (MWh or mTherms) | Technical Potential | 0 | 0 | 0 | 0 | 0 | 0 | 0 | 0 | 0 | 0 | 0 | 0 | 0 | 0 | 0 | 0 | 0 | 0 | 0 | 0 | 0 | 0 | 0 | 0 | 0 | 0 | 0
F8_Commercial_OR - Health_New_Water Heating_Natural Gas_Commercial Laundry - Ozone Treatment_A_Technical Potential | F8 | Commercial | OR - Health | New | Water Heating | Natural Gas | Commercial Laundry - Ozone Treatment | A | Cumulative Summer Peak Savings (MW) | Technical Potential | 0 | 0 | 0 | 0 | 0 | 0 | 0 | 0 | 0 | 0 | 0 | 0 | 0 | 0 | 0 | 0 | 0 | 0 | 0 | 0 | 0 | 0 | 0 | 0 | 0 | 0 | 0
F9_Commercial_OR - Health_New_Water Heating_Natural Gas_Commercial Laundry - Ozone Treatment_A_Technical Potential | F9 | Commercial | OR - Health | New | Water Heating | Natural Gas | Commercial Laundry - Ozone Treatment | A | Cumulative Winter Peak Savings (MW) | Technical Potential | 0 | 0 | 0 | 0 | 0 | 0 | 0 | 0 | 0 | 0 | 0 | 0 | 0 | 0 | 0 | 0 | 0 | 0 | 0 | 0 | 0 | 0 | 0 | 0 | 0 | 0 | 0
F10_Commercial_OR - Health_New_Water Heating_Natural Gas_Commercial Laundry - Ozone Treatment_A_Technical Potential | F10 | Commercial | OR - Health | New | Water Heating | Natural Gas | Commercial Laundry - Ozone Treatment | A | Purchases (Incremental) | Technical Potential | 0 | 0 | 0 | 0 | 0 | 0 | 0 | 0 | 0 | 0 | 0 | 0 | 0 | 0 | 0 | 0 | 0 | 0 | 0 | 0 | 0 | 0 | 0 | 0 | 0 | 0 | 0
F11_Commercial_OR - Health_New_Water Heating_Natural Gas_Commercial Laundry - Ozone Treatment_A_Technical Potential | F11 | Commercial | OR - Health | New | Water Heating | Natural Gas | Commercial Laundry - Ozone Treatment | A | Purchases (Cumulative) | Technical Potential | 0 | 0 | 0 | 0 | 0 | 0 | 0 | 0 | 0 | 0 | 0 | 0 | 0 | 0 | 0 | 0 | 0 | 0 | 0 | 0 | 0 | 0 | 0 | 0 | 0 | 0 | 0
F1_Commercial_OR - Health_New_Water Heating_Natural Gas_Commercial Laundry - ENERGY STAR Washer_A_Technical Potential | F1 | Commercial | OR - Health | New | Water Heating | Natural Gas | Commercial Laundry - ENERGY STAR Washer | A | Integrated Unit Energy Savings (kWh or therms) | Technical Potential | 0 | 0 | 0 | 0 | 0 | 0 | 0 | 0 | 0 | 0 | 0 | 0 | 0 | 0 | 0 | 0 | 0 | 0 | 0 | 0 | 0 | 0 | 0 | 0 | 0 | 0 | 0
F2_Commercial_OR - Health_New_Water Heating_Natural Gas_Commercial Laundry - ENERGY STAR Washer_A_Technical Potential | F2 | Commercial | OR - Health | New | Water Heating | Natural Gas | Commercial Laundry - ENERGY STAR Washer | A | Integrated Unit Summer Peak Savings (kW) | Technical Potential | 0 | 0 | 0 | 0 | 0 | 0 | 0 | 0 | 0 | 0 | 0 | 0 | 0 | 0 | 0 | 0 | 0 | 0 | 0 | 0 | 0 | 0 | 0 | 0 | 0 | 0 | 0
F3_Commercial_OR - Health_New_Water Heating_Natural Gas_Commercial Laundry - ENERGY STAR Washer_A_Technical Potential | F3 | Commercial | OR - Health | New | Water Heating | Natural Gas | Commercial Laundry - ENERGY STAR Washer | A | Integrated Unit Winter Peak Savings (kW) | Technical Potential | 0 | 0 | 0 | 0 | 0 | 0 | 0 | 0 | 0 | 0 | 0 | 0 | 0 | 0 | 0 | 0 | 0 | 0 | 0 | 0 | 0 | 0 | 0 | 0 | 0 | 0 | 0
F4_Commercial_OR - Health_New_Water Heating_Natural Gas_Commercial Laundry - ENERGY STAR Washer_A_Technical Potential | F4 | Commercial | OR - Health | New | Water Heating | Natural Gas | Commercial Laundry - ENERGY STAR Washer | A | Incremental Energy Savings (MWh or mTherms) | Technical Potential | 0 | 0 | 0 | 0 | 0 | 0 | 0 | 0 | 0 | 0 | 0 | 0 | 0 | 0 | 0 | 0 | 0 | 0 | 0 | 0 | 0 | 0 | 0 | 0 | 0 | 0 | 0
F5_Commercial_OR - Health_New_Water Heating_Natural Gas_Commercial Laundry - ENERGY STAR Washer_A_Technical Potential | F5 | Commercial | OR - Health | New | Water Heating | Natural Gas | Commercial Laundry - ENERGY STAR Washer | A | Incremental Summer Peak Savings (MW) | Technical Potential | 0 | 0 | 0 | 0 | 0 | 0 | 0 | 0 | 0 | 0 | 0 | 0 | 0 | 0 | 0 | 0 | 0 | 0 | 0 | 0 | 0 | 0 | 0 | 0 | 0 | 0 | 0
F6_Commercial_OR - Health_New_Water Heating_Natural Gas_Commercial Laundry - ENERGY STAR Washer_A_Technical Potential | F6 | Commercial | OR - Health | New | Water Heating | Natural Gas | Commercial Laundry - ENERGY STAR Washer | A | Incremental Winter Peak Savings (MW) | Technical Potential | 0 | 0 | 0 | 0 | 0 | 0 | 0 | 0 | 0 | 0 | 0 | 0 | 0 | 0 | 0 | 0 | 0 | 0 | 0 | 0 | 0 | 0 | 0 | 0 | 0 | 0 | 0
F7_Commercial_OR - Health_New_Water Heating_Natural Gas_Commercial Laundry - ENERGY STAR Washer_A_Technical Potential | F7 | Commercial | OR - Health | New | Water Heating | Natural Gas | Commercial Laundry - ENERGY STAR Washer | A | Cumulative Energy Savings (MWh or mTherms) | Technical Potential | 0 | 0 | 0 | 0 | 0 | 0 | 0 | 0 | 0 | 0 | 0 | 0 | 0 | 0 | 0 | 0 | 0 | 0 | 0 | 0 | 0 | 0 | 0 | 0 | 0 | 0 | 0
F8_Commercial_OR - Health_New_Water Heating_Natural Gas_Commercial Laundry - ENERGY STAR Washer_A_Technical Potential | F8 | Commercial | OR - Health | New | Water Heating | Natural Gas | Commercial Laundry - ENERGY STAR Washer | A | Cumulative Summer Peak Savings (MW) | Technical Potential | 0 | 0 | 0 | 0 | 0 | 0 | 0 | 0 | 0 | 0 | 0 | 0 | 0 | 0 | 0 | 0 | 0 | 0 | 0 | 0 | 0 | 0 | 0 | 0 | 0 | 0 | 0
F9_Commercial_OR - Health_New_Water Heating_Natural Gas_Commercial Laundry - ENERGY STAR Washer_A_Technical Potential | F9 | Commercial | OR - Health | New | Water Heating | Natural Gas | Commercial Laundry - ENERGY STAR Washer | A | Cumulative Winter Peak Savings (MW) | Technical Potential | 0 | 0 | 0 | 0 | 0 | 0 | 0 | 0 | 0 | 0 | 0 | 0 | 0 | 0 | 0 | 0 | 0 | 0 | 0 | 0 | 0 | 0 | 0 | 0 | 0 | 0 | 0
F10_Commercial_OR - Health_New_Water Heating_Natural Gas_Commercial Laundry - ENERGY STAR Washer_A_Technical Potential | F10 | Commercial | OR - Health | New | Water Heating | Natural Gas | Commercial Laundry - ENERGY STAR Washer | A | Purchases (Incremental) | Technical Potential | 0 | 0 | 0 | 0 | 0 | 0 | 0 | 0 | 0 | 0 | 0 | 0 | 0 | 0 | 0 | 0 | 0 | 0 | 0 | 0 | 0 | 0 | 0 | 0 | 0 | 0 | 0
F11_Commercial_OR - Health_New_Water Heating_Natural Gas_Commercial Laundry - ENERGY STAR Washer_A_Technical Potential | F11 | Commercial | OR - Health | New | Water Heating | Natural Gas | Commercial Laundry - ENERGY STAR Washer | A | Purchases (Cumulative) | Technical Potential | 0 | 0 | 0 | 0 | 0 | 0 | 0 | 0 | 0 | 0 | 0 | 0 | 0 | 0 | 0 | 0 | 0 | 0 | 0 | 0 | 0 | 0 | 0 | 0 | 0 | 0 | 0
F1_Commercial_OR - Health_New_Water Heating_Natural Gas_Water Heater - Efficient Dishwasher_A_Technical Potential | F1 | Commercial | OR - Health | New | Water Heating | Natural Gas | Water Heater - Efficient Dishwasher | A | Integrated Unit Energy Savings (kWh or therms) | Technical Potential | 0 | 0 | 0 | 0 | 0 | 0 | 0 | 0 | 0 | 0 | 0 | 0 | 0 | 0 | 0 | 0 | 0 | 0 | 0 | 0 | 0 | 0 | 0 | 0 | 0 | 0 | 0
F2_Commercial_OR - Health_New_Water Heating_Natural Gas_Water Heater - Efficient Dishwasher_A_Technical Potential | F2 | Commercial | OR - Health | New | Water Heating | Natural Gas | Water Heater - Efficient Dishwasher | A | Integrated Unit Summer Peak Savings (kW) | Technical Potential | 0 | 0 | 0 | 0 | 0 | 0 | 0 | 0 | 0 | 0 | 0 | 0 | 0 | 0 | 0 | 0 | 0 | 0 | 0 | 0 | 0 | 0 | 0 | 0 | 0 | 0 | 0
F3_Commercial_OR - Health_New_Water Heating_Natural Gas_Water Heater - Efficient Dishwasher_A_Technical Potential | F3 | Commercial | OR - Health | New | Water Heating | Natural Gas | Water Heater - Efficient Dishwasher | A | Integrated Unit Winter Peak Savings (kW) | Technical Potential | 0 | 0 | 0 | 0 | 0 | 0 | 0 | 0 | 0 | 0 | 0 | 0 | 0 | 0 | 0 | 0 | 0 | 0 | 0 | 0 | 0 | 0 | 0 | 0 | 0 | 0 | 0
F4_Commercial_OR - Health_New_Water Heating_Natural Gas_Water Heater - Efficient Dishwasher_A_Technical Potential | F4 | Commercial | OR - Health | New | Water Heating | Natural Gas | Water Heater - Efficient Dishwasher | A | Incremental Energy Savings (MWh or mTherms) | Technical Potential | 0 | 0 | 0 | 0 | 0 | 0 | 0 | 0 | 0 | 0 | 0 | 0 | 0 | 0 | 0 | 0 | 0 | 0 | 0 | 0 | 0 | 0 | 0 | 0 | 0 | 0 | 0
F5_Commercial_OR - Health_New_Water Heating_Natural Gas_Water Heater - Efficient Dishwasher_A_Technical Potential | F5 | Commercial | OR - Health | New | Water Heating | Natural Gas | Water Heater - Efficient Dishwasher | A | Incremental Summer Peak Savings (MW) | Technical Potential | 0 | 0 | 0 | 0 | 0 | 0 | 0 | 0 | 0 | 0 | 0 | 0 | 0 | 0 | 0 | 0 | 0 | 0 | 0 | 0 | 0 | 0 | 0 | 0 | 0 | 0 | 0
F6_Commercial_OR - Health_New_Water Heating_Natural Gas_Water Heater - Efficient Dishwasher_A_Technical Potential | F6 | Commercial | OR - Health | New | Water Heating | Natural Gas | Water Heater - Efficient Dishwasher | A | Incremental Winter Peak Savings (MW) | Technical Potential | 0 | 0 | 0 | 0 | 0 | 0 | 0 | 0 | 0 | 0 | 0 | 0 | 0 | 0 | 0 | 0 | 0 | 0 | 0 | 0 | 0 | 0 | 0 | 0 | 0 | 0 | 0
F7_Commercial_OR - Health_New_Water Heating_Natural Gas_Water Heater - Efficient Dishwasher_A_Technical Potential | F7 | Commercial | OR - Health | New | Water Heating | Natural Gas | Water Heater - Efficient Dishwasher | A | Cumulative Energy Savings (MWh or mTherms) | Technical Potential | 0 | 0 | 0 | 0 | 0 | 0 | 0 | 0 | 0 | 0 | 0 | 0 | 0 | 0 | 0 | 0 | 0 | 0 | 0 | 0 | 0 | 0 | 0 | 0 | 0 | 0 | 0
F8_Commercial_OR - Health_New_Water Heating_Natural Gas_Water Heater - Efficient Dishwasher_A_Technical Potential | F8 | Commercial | OR - Health | New | Water Heating | Natural Gas | Water Heater - Efficient Dishwasher | A | Cumulative Summer Peak Savings (MW) | Technical Potential | 0 | 0 | 0 | 0 | 0 | 0 | 0 | 0 | 0 | 0 | 0 | 0 | 0 | 0 | 0 | 0 | 0 | 0 | 0 | 0 | 0 | 0 | 0 | 0 | 0 | 0 | 0
F9_Commercial_OR - Health_New_Water Heating_Natural Gas_Water Heater - Efficient Dishwasher_A_Technical Potential | F9 | Commercial | OR - Health | New | Water Heating | Natural Gas | Water Heater - Efficient Dishwasher | A | Cumulative Winter Peak Savings (MW) | Technical Potential | 0 | 0 | 0 | 0 | 0 | 0 | 0 | 0 | 0 | 0 | 0 | 0 | 0 | 0 | 0 | 0 | 0 | 0 | 0 | 0 | 0 | 0 | 0 | 0 | 0 | 0 | 0
F10_Commercial_OR - Health_New_Water Heating_Natural Gas_Water Heater - Efficient Dishwasher_A_Technical Potential | F10 | Commercial | OR - Health | New | Water Heating | Natural Gas | Water Heater - Efficient Dishwasher | A | Purchases (Incremental) | Technical Potential | 0 | 0 | 0 | 0 | 0 | 0 | 0 | 0 | 0 | 0 | 0 | 0 | 0 | 0 | 0 | 0 | 0 | 0 | 0 | 0 | 0 | 0 | 0 | 0 | 0 | 0 | 0
F11_Commercial_OR - Health_New_Water Heating_Natural Gas_Water Heater - Efficient Dishwasher_A_Technical Potential | F11 | Commercial | OR - Health | New | Water Heating | Natural Gas | Water Heater - Efficient Dishwasher | A | Purchases (Cumulative) | Technical Potential | 0 | 0 | 0 | 0 | 0 | 0 | 0 | 0 | 0 | 0 | 0 | 0 | 0 | 0 | 0 | 0 | 0 | 0 | 0 | 0 | 0 | 0 | 0 | 0 | 0 | 0 | 0
F1_Commercial_OR - Health_New_Water Heating_Natural Gas_Commercial Laundry - Alternative Dry-Cleaning Methods_A_Technical Potential | F1 | Commercial | OR - Health | New | Water Heating | Natural Gas | Commercial Laundry - Alternative Dry-Cleaning Methods | A | Integrated Unit Energy Savings (kWh or therms) | Technical Potential | 0 | 0 | 0 | 0 | 0 | 0 | 0 | 0 | 0 | 0 | 0 | 0 | 0 | 0 | 0 | 0 | 0 | 0 | 0 | 0 | 0 | 0 | 0 | 0 | 0 | 0 | 0
F2_Commercial_OR - Health_New_Water Heating_Natural Gas_Commercial Laundry - Alternative Dry-Cleaning Methods_A_Technical Potential | F2 | Commercial | OR - Health | New | Water Heating | Natural Gas | Commercial Laundry - Alternative Dry-Cleaning Methods | A | Integrated Unit Summer Peak Savings (kW) | Technical Potential | 0 | 0 | 0 | 0 | 0 | 0 | 0 | 0 | 0 | 0 | 0 | 0 | 0 | 0 | 0 | 0 | 0 | 0 | 0 | 0 | 0 | 0 | 0 | 0 | 0 | 0 | 0
F3_Commercial_OR - Health_New_Water Heating_Natural Gas_Commercial Laundry - Alternative Dry-Cleaning Methods_A_Technical Potential | F3 | Commercial | OR - Health | New | Water Heating | Natural Gas | Commercial Laundry - Alternative Dry-Cleaning Methods | A | Integrated Unit Winter Peak Savings (kW) | Technical Potential | 0 | 0 | 0 | 0 | 0 | 0 | 0 | 0 | 0 | 0 | 0 | 0 | 0 | 0 | 0 | 0 | 0 | 0 | 0 | 0 | 0 | 0 | 0 | 0 | 0 | 0 | 0
F4_Commercial_OR - Health_New_Water Heating_Natural Gas_Commercial Laundry - Alternative Dry-Cleaning Methods_A_Technical Potential | F4 | Commercial | OR - Health | New | Water Heating | Natural Gas | Commercial Laundry - Alternative Dry-Cleaning Methods | A | Incremental Energy Savings (MWh or mTherms) | Technical Potential | 0 | 0 | 0 | 0 | 0 | 0 | 0 | 0 | 0 | 0 | 0 | 0 | 0 | 0 | 0 | 0 | 0 | 0 | 0 | 0 | 0 | 0 | 0 | 0 | 0 | 0 | 0
F5_Commercial_OR - Health_New_Water Heating_Natural Gas_Commercial Laundry - Alternative Dry-Cleaning Methods_A_Technical Potential | F5 | Commercial | OR - Health | New | Water Heating | Natural Gas | Commercial Laundry - Alternative Dry-Cleaning Methods | A | Incremental Summer Peak Savings (MW) | Technical Potential | 0 | 0 | 0 | 0 | 0 | 0 | 0 | 0 | 0 | 0 | 0 | 0 | 0 | 0 | 0 | 0 | 0 | 0 | 0 | 0 | 0 | 0 | 0 | 0 | 0 | 0 | 0
F6_Commercial_OR - Health_New_Water Heating_Natural Gas_Commercial Laundry - Alternative Dry-Cleaning Methods_A_Technical Potential | F6 | Commercial | OR - Health | New | Water Heating | Natural Gas | Commercial Laundry - Alternative Dry-Cleaning Methods | A | Incremental Winter Peak Savings (MW) | Technical Potential | 0 | 0 | 0 | 0 | 0 | 0 | 0 | 0 | 0 | 0 | 0 | 0 | 0 | 0 | 0 | 0 | 0 | 0 | 0 | 0 | 0 | 0 | 0 | 0 | 0 | 0 | 0
F7_Commercial_OR - Health_New_Water Heating_Natural Gas_Commercial Laundry - Alternative Dry-Cleaning Methods_A_Technical Potential | F7 | Commercial | OR - Health | New | Water Heating | Natural Gas | Commercial Laundry - Alternative Dry-Cleaning Methods | A | Cumulative Energy Savings (MWh or mTherms) | Technical Potential | 0 | 0 | 0 | 0 | 0 | 0 | 0 | 0 | 0 | 0 | 0 | 0 | 0 | 0 | 0 | 0 | 0 | 0 | 0 | 0 | 0 | 0 | 0 | 0 | 0 | 0 | 0
F8_Commercial_OR - Health_New_Water Heating_Natural Gas_Commercial Laundry - Alternative Dry-Cleaning Methods_A_Technical Potential | F8 | Commercial | OR - Health | New | Water Heating | Natural Gas | Commercial Laundry - Alternative Dry-Cleaning Methods | A | Cumulative Summer Peak Savings (MW) | Technical Potential | 0 | 0 | 0 | 0 | 0 | 0 | 0 | 0 | 0 | 0 | 0 | 0 | 0 | 0 | 0 | 0 | 0 | 0 | 0 | 0 | 0 | 0 | 0 | 0 | 0 | 0 | 0
F9_Commercial_OR - Health_New_Water Heating_Natural Gas_Commercial Laundry - Alternative Dry-Cleaning Methods_A_Technical Potential | F9 | Commercial | OR - Health | New | Water Heating | Natural Gas | Commercial Laundry - Alternative Dry-Cleaning Methods | A | Cumulative Winter Peak Savings (MW) | Technical Potential | 0 | 0 | 0 | 0 | 0 | 0 | 0 | 0 | 0 | 0 | 0 | 0 | 0 | 0 | 0 | 0 | 0 | 0 | 0 | 0 | 0 | 0 | 0 | 0 | 0 | 0 | 0
F10_Commercial_OR - Health_New_Water Heating_Natural Gas_Commercial Laundry - Alternative Dry-Cleaning Methods_A_Technical Potential | F10 | Commercial | OR - Health | New | Water Heating | Natural Gas | Commercial Laundry - Alternative Dry-Cleaning Methods | A | Purchases (Incremental) | Technical Potential | 0 | 0 | 0 | 0 | 0 | 0 | 0 | 0 | 0 | 0 | 0 | 0 | 0 | 0 | 0 | 0 | 0 | 0 | 0 | 0 | 0 | 0 | 0 | 0 | 0 | 0 | 0
F11_Commercial_OR - Health_New_Water Heating_Natural Gas_Commercial Laundry - Alternative Dry-Cleaning Methods_A_Technical Potential | F11 | Commercial | OR - Health | New | Water Heating | Natural Gas | Commercial Laundry - Alternative Dry-Cleaning Methods | A | Purchases (Cumulative) | Technical Potential | 0 | 0 | 0 | 0 | 0 | 0 | 0 | 0 | 0 | 0 | 0 | 0 | 0 | 0 | 0 | 0 | 0 | 0 | 0 | 0 | 0 | 0 | 0 | 0 | 0 | 0 | 0
F1_Commercial_OR - Health_New_Space Heating_Natural Gas_Advanced Kitchen Ventilation Controls_A_Technical Potential | F1 | Commercial | OR - Health | New | Space Heating | Natural Gas | Advanced Kitchen Ventilation Controls | A | Integrated Unit Energy Savings (kWh or therms) | Technical Potential | 0 | 0 | 0 | 0 | 0 | 0 | 0 | 0 | 0 | 0 | 0 | 0 | 0 | 0 | 0 | 0 | 0 | 0 | 0 | 0 | 0 | 0 | 0 | 0 | 0 | 0 | 0
F2_Commercial_OR - Health_New_Space Heating_Natural Gas_Advanced Kitchen Ventilation Controls_A_Technical Potential | F2 | Commercial | OR - Health | New | Space Heating | Natural Gas | Advanced Kitchen Ventilation Controls | A | Integrated Unit Summer Peak Savings (kW) | Technical Potential | 0 | 0 | 0 | 0 | 0 | 0 | 0 | 0 | 0 | 0 | 0 | 0 | 0 | 0 | 0 | 0 | 0 | 0 | 0 | 0 | 0 | 0 | 0 | 0 | 0 | 0 | 0
F3_Commercial_OR - Health_New_Space Heating_Natural Gas_Advanced Kitchen Ventilation Controls_A_Technical Potential | F3 | Commercial | OR - Health | New | Space Heating | Natural Gas | Advanced Kitchen Ventilation Controls | A | Integrated Unit Winter Peak Savings (kW) | Technical Potential | 0 | 0 | 0 | 0 | 0 | 0 | 0 | 0 | 0 | 0 | 0 | 0 | 0 | 0 | 0 | 0 | 0 | 0 | 0 | 0 | 0 | 0 | 0 | 0 | 0 | 0 | 0
F4_Commercial_OR - Health_New_Space Heating_Natural Gas_Advanced Kitchen Ventilation Controls_A_Technical Potential | F4 | Commercial | OR - Health | New | Space Heating | Natural Gas | Advanced Kitchen Ventilation Controls | A | Incremental Energy Savings (MWh or mTherms) | Technical Potential | 0 | 0 | 0 | 0 | 0 | 0 | 0 | 0 | 0 | 0 | 0 | 0 | 0 | 0 | 0 | 0 | 0 | 0 | 0 | 0 | 0 | 0 | 0 | 0 | 0 | 0 | 0
F5_Commercial_OR - Health_New_Space Heating_Natural Gas_Advanced Kitchen Ventilation Controls_A_Technical Potential | F5 | Commercial | OR - Health | New | Space Heating | Natural Gas | Advanced Kitchen Ventilation Controls | A | Incremental Summer Peak Savings (MW) | Technical Potential | 0 | 0 | 0 | 0 | 0 | 0 | 0 | 0 | 0 | 0 | 0 | 0 | 0 | 0 | 0 | 0 | 0 | 0 | 0 | 0 | 0 | 0 | 0 | 0 | 0 | 0 | 0
F6_Commercial_OR - Health_New_Space Heating_Natural Gas_Advanced Kitchen Ventilation Controls_A_Technical Potential | F6 | Commercial | OR - Health | New | Space Heating | Natural Gas | Advanced Kitchen Ventilation Controls | A | Incremental Winter Peak Savings (MW) | Technical Potential | 0 | 0 | 0 | 0 | 0 | 0 | 0 | 0 | 0 | 0 | 0 | 0 | 0 | 0 | 0 | 0 | 0 | 0 | 0 | 0 | 0 | 0 | 0 | 0 | 0 | 0 | 0
F7_Commercial_OR - Health_New_Space Heating_Natural Gas_Advanced Kitchen Ventilation Controls_A_Technical Potential | F7 | Commercial | OR - Health | New | Space Heating | Natural Gas | Advanced Kitchen Ventilation Controls | A | Cumulative Energy Savings (MWh or mTherms) | Technical Potential | 0 | 0 | 0 | 0 | 0 | 0 | 0 | 0 | 0 | 0 | 0 | 0 | 0 | 0 | 0 | 0 | 0 | 0 | 0 | 0 | 0 | 0 | 0 | 0 | 0 | 0 | 0
F8_Commercial_OR - Health_New_Space Heating_Natural Gas_Advanced Kitchen Ventilation Controls_A_Technical Potential | F8 | Commercial | OR - Health | New | Space Heating | Natural Gas | Advanced Kitchen Ventilation Controls | A | Cumulative Summer Peak Savings (MW) | Technical Potential | 0 | 0 | 0 | 0 | 0 | 0 | 0 | 0 | 0 | 0 | 0 | 0 | 0 | 0 | 0 | 0 | 0 | 0 | 0 | 0 | 0 | 0 | 0 | 0 | 0 | 0 | 0
F9_Commercial_OR - Health_New_Space Heating_Natural Gas_Advanced Kitchen Ventilation Controls_A_Technical Potential | F9 | Commercial | OR - Health | New | Space Heating | Natural Gas | Advanced Kitchen Ventilation Controls | A | Cumulative Winter Peak Savings (MW) | Technical Potential | 0 | 0 | 0 | 0 | 0 | 0 | 0 | 0 | 0 | 0 | 0 | 0 | 0 | 0 | 0 | 0 | 0 | 0 | 0 | 0 | 0 | 0 | 0 | 0 | 0 | 0 | 0
F10_Commercial_OR - Health_New_Space Heating_Natural Gas_Advanced Kitchen Ventilation Controls_A_Technical Potential | F10 | Commercial | OR - Health | New | Space Heating | Natural Gas | Advanced Kitchen Ventilation Controls | A | Purchases (Incremental) | Technical Potential | 0 | 0 | 0 | 0 | 0 | 0 | 0 | 0 | 0 | 0 | 0 | 0 | 0 | 0 | 0 | 0 | 0 | 0 | 0 | 0 | 0 | 0 | 0 | 0 | 0 | 0 | 0
F11_Commercial_OR - Health_New_Space Heating_Natural Gas_Advanced Kitchen Ventilation Controls_A_Technical Potential | F11 | Commercial | OR - Health | New | Space Heating | Natural Gas | Advanced Kitchen Ventilation Controls | A | Purchases (Cumulative) | Technical Potential | 0 | 0 | 0 | 0 | 0 | 0 | 0 | 0 | 0 | 0 | 0 | 0 | 0 | 0 | 0 | 0 | 0 | 0 | 0 | 0 | 0 | 0 | 0 | 0 | 0 | 0 | 0
F1_Commercial_OR - Health_New_Space Heating_Natural Gas_Infiltration Control - Loading Dock Sealing_A_Technical Potential | F1 | Commercial | OR - Health | New | Space Heating | Natural Gas | Infiltration Control - Loading Dock Sealing | A | Integrated Unit Energy Savings (kWh or therms) | Technical Potential | 0 | 0 | 0 | 0 | 0 | 0 | 0 | 0 | 0 | 0 | 0 | 0 | 0 | 0 | 0 | 0 | 0 | 0 | 0 | 0 | 0 | 0 | 0 | 0 | 0 | 0 | 0
F2_Commercial_OR - Health_New_Space Heating_Natural Gas_Infiltration Control - Loading Dock Sealing_A_Technical Potential | F2 | Commercial | OR - Health | New | Space Heating | Natural Gas | Infiltration Control - Loading Dock Sealing | A | Integrated Unit Summer Peak Savings (kW) | Technical Potential | 0 | 0 | 0 | 0 | 0 | 0 | 0 | 0 | 0 | 0 | 0 | 0 | 0 | 0 | 0 | 0 | 0 | 0 | 0 | 0 | 0 | 0 | 0 | 0 | 0 | 0 | 0
F3_Commercial_OR - Health_New_Space Heating_Natural Gas_Infiltration Control - Loading Dock Sealing_A_Technical Potential | F3 | Commercial | OR - Health | New | Space Heating | Natural Gas | Infiltration Control - Loading Dock Sealing | A | Integrated Unit Winter Peak Savings (kW) | Technical Potential | 0 | 0 | 0 | 0 | 0 | 0 | 0 | 0 | 0 | 0 | 0 | 0 | 0 | 0 | 0 | 0 | 0 | 0 | 0 | 0 | 0 | 0 | 0 | 0 | 0 | 0 | 0
F4_Commercial_OR - Health_New_Space Heating_Natural Gas_Infiltration Control - Loading Dock Sealing_A_Technical Potential | F4 | Commercial | OR - Health | New | Space Heating | Natural Gas | Infiltration Control - Loading Dock Sealing | A | Incremental Energy Savings (MWh or mTherms) | Technical Potential | 0 | 0 | 0 | 0 | 0 | 0 | 0 | 0 | 0 | 0 | 0 | 0 | 0 | 0 | 0 | 0 | 0 | 0 | 0 | 0 | 0 | 0 | 0 | 0 | 0 | 0 | 0
F5_Commercial_OR - Health_New_Space Heating_Natural Gas_Infiltration Control - Loading Dock Sealing_A_Technical Potential | F5 | Commercial | OR - Health | New | Space Heating | Natural Gas | Infiltration Control - Loading Dock Sealing | A | Incremental Summer Peak Savings (MW) | Technical Potential | 0 | 0 | 0 | 0 | 0 | 0 | 0 | 0 | 0 | 0 | 0 | 0 | 0 | 0 | 0 | 0 | 0 | 0 | 0 | 0 | 0 | 0 | 0 | 0 | 0 | 0 | 0
F6_Commercial_OR - Health_New_Space Heating_Natural Gas_Infiltration Control - Loading Dock Sealing_A_Technical Potential | F6 | Commercial | OR - Health | New | Space Heating | Natural Gas | Infiltration Control - Loading Dock Sealing | A | Incremental Winter Peak Savings (MW) | Technical Potential | 0 | 0 | 0 | 0 | 0 | 0 | 0 | 0 | 0 | 0 | 0 | 0 | 0 | 0 | 0 | 0 | 0 | 0 | 0 | 0 | 0 | 0 | 0 | 0 | 0 | 0 | 0
F7_Commercial_OR - Health_New_Space Heating_Natural Gas_Infiltration Control - Loading Dock Sealing_A_Technical Potential | F7 | Commercial | OR - Health | New | Space Heating | Natural Gas | Infiltration Control - Loading Dock Sealing | A | Cumulative Energy Savings (MWh or mTherms) | Technical Potential | 0 | 0 | 0 | 0 | 0 | 0 | 0 | 0 | 0 | 0 | 0 | 0 | 0 | 0 | 0 | 0 | 0 | 0 | 0 | 0 | 0 | 0 | 0 | 0 | 0 | 0 | 0
F8_Commercial_OR - Health_New_Space Heating_Natural Gas_Infiltration Control - Loading Dock Sealing_A_Technical Potential | F8 | Commercial | OR - Health | New | Space Heating | Natural Gas | Infiltration Control - Loading Dock Sealing | A | Cumulative Summer Peak Savings (MW) | Technical Potential | 0 | 0 | 0 | 0 | 0 | 0 | 0 | 0 | 0 | 0 | 0 | 0 | 0 | 0 | 0 | 0 | 0 | 0 | 0 | 0 | 0 | 0 | 0 | 0 | 0 | 0 | 0
F9_Commercial_OR - Health_New_Space Heating_Natural Gas_Infiltration Control - Loading Dock Sealing_A_Technical Potential | F9 | Commercial | OR - Health | New | Space Heating | Natural Gas | Infiltration Control - Loading Dock Sealing | A | Cumulative Winter Peak Savings (MW) | Technical Potential | 0 | 0 | 0 | 0 | 0 | 0 | 0 | 0 | 0 | 0 | 0 | 0 | 0 | 0 | 0 | 0 | 0 | 0 | 0 | 0 | 0 | 0 | 0 | 0 | 0 | 0 | 0
F10_Commercial_OR - Health_New_Space Heating_Natural Gas_Infiltration Control - Loading Dock Sealing_A_Technical Potential | F10 | Commercial | OR - Health | New | Space Heating | Natural Gas | Infiltration Control - Loading Dock Sealing | A | Purchases (Incremental) | Technical Potential | 0 | 0 | 0 | 0 | 0 | 0 | 0 | 0 | 0 | 0 | 0 | 0 | 0 | 0 | 0 | 0 | 0 | 0 | 0 | 0 | 0 | 0 | 0 | 0 | 0 | 0 | 0
F11_Commercial_OR - Health_New_Space Heating_Natural Gas_Infiltration Control - Loading Dock Sealing_A_Technical Potential | F11 | Commercial | OR - Health | New | Space Heating | Natural Gas | Infiltration Control - Loading Dock Sealing | A | Purchases (Cumulative) | Technical Potential | 0 | 0 | 0 | 0 | 0 | 0 | 0 | 0 | 0 | 0 | 0 | 0 | 0 | 0 | 0 | 0 | 0 | 0 | 0 | 0 | 0 | 0 | 0 | 0 | 0 | 0 | 0
F1_Commercial_OR - Health_New_Space Heating_Natural Gas_Greenhouse Heat Curtain_A_Technical Potential | F1 | Commercial | OR - Health | New | Space Heating | Natural Gas | Greenhouse Heat Curtain | A | Integrated Unit Energy Savings (kWh or therms) | Technical Potential | 0 | 0 | 0 | 0 | 0 | 0 | 0 | 0 | 0 | 0 | 0 | 0 | 0 | 0 | 0 | 0 | 0 | 0 | 0 | 0 | 0 | 0 | 0 | 0 | 0 | 0 | 0
F2_Commercial_OR - Health_New_Space Heating_Natural Gas_Greenhouse Heat Curtain_A_Technical Potential | F2 | Commercial | OR - Health | New | Space Heating | Natural Gas | Greenhouse Heat Curtain | A | Integrated Unit Summer Peak Savings (kW) | Technical Potential | 0 | 0 | 0 | 0 | 0 | 0 | 0 | 0 | 0 | 0 | 0 | 0 | 0 | 0 | 0 | 0 | 0 | 0 | 0 | 0 | 0 | 0 | 0 | 0 | 0 | 0 | 0
F3_Commercial_OR - Health_New_Space Heating_Natural Gas_Greenhouse Heat Curtain_A_Technical Potential | F3 | Commercial | OR - Health | New | Space Heating | Natural Gas | Greenhouse Heat Curtain | A | Integrated Unit Winter Peak Savings (kW) | Technical Potential | 0 | 0 | 0 | 0 | 0 | 0 | 0 | 0 | 0 | 0 | 0 | 0 | 0 | 0 | 0 | 0 | 0 | 0 | 0 | 0 | 0 | 0 | 0 | 0 | 0 | 0 | 0
F4_Commercial_OR - Health_New_Space Heating_Natural Gas_Greenhouse Heat Curtain_A_Technical Potential | F4 | Commercial | OR - Health | New | Space Heating | Natural Gas | Greenhouse Heat Curtain | A | Incremental Energy Savings (MWh or mTherms) | Technical Potential | 0 | 0 | 0 | 0 | 0 | 0 | 0 | 0 | 0 | 0 | 0 | 0 | 0 | 0 | 0 | 0 | 0 | 0 | 0 | 0 | 0 | 0 | 0 | 0 | 0 | 0 | 0
F5_Commercial_OR - Health_New_Space Heating_Natural Gas_Greenhouse Heat Curtain_A_Technical Potential | F5 | Commercial | OR - Health | New | Space Heating | Natural Gas | Greenhouse Heat Curtain | A | Incremental Summer Peak Savings (MW) | Technical Potential | 0 | 0 | 0 | 0 | 0 | 0 | 0 | 0 | 0 | 0 | 0 | 0 | 0 | 0 | 0 | 0 | 0 | 0 | 0 | 0 | 0 | 0 | 0 | 0 | 0 | 0 | 0
F6_Commercial_OR - Health_New_Space Heating_Natural Gas_Greenhouse Heat Curtain_A_Technical Potential | F6 | Commercial | OR - Health | New | Space Heating | Natural Gas | Greenhouse Heat Curtain | A | Incremental Winter Peak Savings (MW) | Technical Potential | 0 | 0 | 0 | 0 | 0 | 0 | 0 | 0 | 0 | 0 | 0 | 0 | 0 | 0 | 0 | 0 | 0 | 0 | 0 | 0 | 0 | 0 | 0 | 0 | 0 | 0 | 0
F7_Commercial_OR - Health_New_Space Heating_Natural Gas_Greenhouse Heat Curtain_A_Technical Potential | F7 | Commercial | OR - Health | New | Space Heating | Natural Gas | Greenhouse Heat Curtain | A | Cumulative Energy Savings (MWh or mTherms) | Technical Potential | 0 | 0 | 0 | 0 | 0 | 0 | 0 | 0 | 0 | 0 | 0 | 0 | 0 | 0 | 0 | 0 | 0 | 0 | 0 | 0 | 0 | 0 | 0 | 0 | 0 | 0 | 0
F8_Commercial_OR - Health_New_Space Heating_Natural Gas_Greenhouse Heat Curtain_A_Technical Potential | F8 | Commercial | OR - Health | New | Space Heating | Natural Gas | Greenhouse Heat Curtain | A | Cumulative Summer Peak Savings (MW) | Technical Potential | 0 | 0 | 0 | 0 | 0 | 0 | 0 | 0 | 0 | 0 | 0 | 0 | 0 | 0 | 0 | 0 | 0 | 0 | 0 | 0 | 0 | 0 | 0 | 0 | 0 | 0 | 0
F9_Commercial_OR - Health_New_Space Heating_Natural Gas_Greenhouse Heat Curtain_A_Technical Potential | F9 | Commercial | OR - Health | New | Space Heating | Natural Gas | Greenhouse Heat Curtain | A | Cumulative Winter Peak Savings (MW) | Technical Potential | 0 | 0 | 0 | 0 | 0 | 0 | 0 | 0 | 0 | 0 | 0 | 0 | 0 | 0 | 0 | 0 | 0 | 0 | 0 | 0 | 0 | 0 | 0 | 0 | 0 | 0 | 0
F10_Commercial_OR - Health_New_Space Heating_Natural Gas_Greenhouse Heat Curtain_A_Technical Potential | F10 | Commercial | OR - Health | New | Space Heating | Natural Gas | Greenhouse Heat Curtain | A | Purchases (Incremental) | Technical Potential | 0 | 0 | 0 | 0 | 0 | 0 | 0 | 0 | 0 | 0 | 0 | 0 | 0 | 0 | 0 | 0 | 0 | 0 | 0 | 0 | 0 | 0 | 0 | 0 | 0 | 0 | 0
F11_Commercial_OR - Health_New_Space Heating_Natural Gas_Greenhouse Heat Curtain_A_Technical Potential | F11 | Commercial | OR - Health | New | Space Heating | Natural Gas | Greenhouse Heat Curtain | A | Purchases (Cumulative) | Technical Potential | 0 | 0 | 0 | 0 | 0 | 0 | 0 | 0 | 0 | 0 | 0 | 0 | 0 | 0 | 0 | 0 | 0 | 0 | 0 | 0 | 0 | 0 | 0 | 0 | 0 | 0 | 0
F1_Commercial_OR - Health_New_Space Heating_Natural Gas_Ventilation - Parking Garages, Demand Controlled_A_Technical Potential | F1 | Commercial | OR - Health | New | Space Heating | Natural Gas | Ventilation - Parking Garages, Demand Controlled | A | Integrated Unit Energy Savings (kWh or therms) | Technical Potential | 0 | 0 | 0 | 0 | 0 | 0 | 0 | 0 | 0 | 0 | 0 | 0 | 0 | 0 | 0 | 0 | 0 | 0 | 0 | 0 | 0 | 0 | 0 | 0 | 0 | 0 | 0
F2_Commercial_OR - Health_New_Space Heating_Natural Gas_Ventilation - Parking Garages, Demand Controlled_A_Technical Potential | F2 | Commercial | OR - Health | New | Space Heating | Natural Gas | Ventilation - Parking Garages, Demand Controlled | A | Integrated Unit Summer Peak Savings (kW) | Technical Potential | 0 | 0 | 0 | 0 | 0 | 0 | 0 | 0 | 0 | 0 | 0 | 0 | 0 | 0 | 0 | 0 | 0 | 0 | 0 | 0 | 0 | 0 | 0 | 0 | 0 | 0 | 0
F3_Commercial_OR - Health_New_Space Heating_Natural Gas_Ventilation - Parking Garages, Demand Controlled_A_Technical Potential | F3 | Commercial | OR - Health | New | Space Heating | Natural Gas | Ventilation - Parking Garages, Demand Controlled | A | Integrated Unit Winter Peak Savings (kW) | Technical Potential | 0 | 0 | 0 | 0 | 0 | 0 | 0 | 0 | 0 | 0 | 0 | 0 | 0 | 0 | 0 | 0 | 0 | 0 | 0 | 0 | 0 | 0 | 0 | 0 | 0 | 0 | 0
F4_Commercial_OR - Health_New_Space Heating_Natural Gas_Ventilation - Parking Garages, Demand Controlled_A_Technical Potential | F4 | Commercial | OR - Health | New | Space Heating | Natural Gas | Ventilation - Parking Garages, Demand Controlled | A | Incremental Energy Savings (MWh or mTherms) | Technical Potential | 0 | 0 | 0 | 0 | 0 | 0 | 0 | 0 | 0 | 0 | 0 | 0 | 0 | 0 | 0 | 0 | 0 | 0 | 0 | 0 | 0 | 0 | 0 | 0 | 0 | 0 | 0
F5_Commercial_OR - Health_New_Space Heating_Natural Gas_Ventilation - Parking Garages, Demand Controlled_A_Technical Potential | F5 | Commercial | OR - Health | New | Space Heating | Natural Gas | Ventilation - Parking Garages, Demand Controlled | A | Incremental Summer Peak Savings (MW) | Technical Potential | 0 | 0 | 0 | 0 | 0 | 0 | 0 | 0 | 0 | 0 | 0 | 0 | 0 | 0 | 0 | 0 | 0 | 0 | 0 | 0 | 0 | 0 | 0 | 0 | 0 | 0 | 0
F6_Commercial_OR - Health_New_Space Heating_Natural Gas_Ventilation - Parking Garages, Demand Controlled_A_Technical Potential | F6 | Commercial | OR - Health | New | Space Heating | Natural Gas | Ventilation - Parking Garages, Demand Controlled | A | Incremental Winter Peak Savings (MW) | Technical Potential | 0 | 0 | 0 | 0 | 0 | 0 | 0 | 0 | 0 | 0 | 0 | 0 | 0 | 0 | 0 | 0 | 0 | 0 | 0 | 0 | 0 | 0 | 0 | 0 | 0 | 0 | 0
F7_Commercial_OR - Health_New_Space Heating_Natural Gas_Ventilation - Parking Garages, Demand Controlled_A_Technical Potential | F7 | Commercial | OR - Health | New | Space Heating | Natural Gas | Ventilation - Parking Garages, Demand Controlled | A | Cumulative Energy Savings (MWh or mTherms) | Technical Potential | 0 | 0 | 0 | 0 | 0 | 0 | 0 | 0 | 0 | 0 | 0 | 0 | 0 | 0 | 0 | 0 | 0 | 0 | 0 | 0 | 0 | 0 | 0 | 0 | 0 | 0 | 0
F8_Commercial_OR - Health_New_Space Heating_Natural Gas_Ventilation - Parking Garages, Demand Controlled_A_Technical Potential | F8 | Commercial | OR - Health | New | Space Heating | Natural Gas | Ventilation - Parking Garages, Demand Controlled | A | Cumulative Summer Peak Savings (MW) | Technical Potential | 0 | 0 | 0 | 0 | 0 | 0 | 0 | 0 | 0 | 0 | 0 | 0 | 0 | 0 | 0 | 0 | 0 | 0 | 0 | 0 | 0 | 0 | 0 | 0 | 0 | 0 | 0
F9_Commercial_OR - Health_New_Space Heating_Natural Gas_Ventilation - Parking Garages, Demand Controlled_A_Technical Potential | F9 | Commercial | OR - Health | New | Space Heating | Natural Gas | Ventilation - Parking Garages, Demand Controlled | A | Cumulative Winter Peak Savings (MW) | Technical Potential | 0 | 0 | 0 | 0 | 0 | 0 | 0 | 0 | 0 | 0 | 0 | 0 | 0 | 0 | 0 | 0 | 0 | 0 | 0 | 0 | 0 | 0 | 0 | 0 | 0 | 0 | 0
F10_Commercial_OR - Health_New_Space Heating_Natural Gas_Ventilation - Parking Garages, Demand Controlled_A_Technical Potential | F10 | Commercial | OR - Health | New | Space Heating | Natural Gas | Ventilation - Parking Garages, Demand Controlled | A | Purchases (Incremental) | Technical Potential | 0 | 0 | 0 | 0 | 0 | 0 | 0 | 0 | 0 | 0 | 0 | 0 | 0 | 0 | 0 | 0 | 0 | 0 | 0 | 0 | 0 | 0 | 0 | 0 | 0 | 0 | 0
F11_Commercial_OR - Health_New_Space Heating_Natural Gas_Ventilation - Parking Garages, Demand Controlled_A_Technical Potential | F11 | Commercial | OR - Health | New | Space Heating | Natural Gas | Ventilation - Parking Garages, Demand Controlled | A | Purchases (Cumulative) | Technical Potential | 0 | 0 | 0 | 0 | 0 | 0 | 0 | 0 | 0 | 0 | 0 | 0 | 0 | 0 | 0 | 0 | 0 | 0 | 0 | 0 | 0 | 0 | 0 | 0 | 0 | 0 | 0
F1_Commercial_OR - Health_New_Miscellaneous_Natural Gas_Pool Heater - Night Covers_A_Technical Potential | F1 | Commercial | OR - Health | New | Miscellaneous | Natural Gas | Pool Heater - Night Covers | A | Integrated Unit Energy Savings (kWh or therms) | Technical Potential | 0 | 0 | 0 | 0 | 0 | 0 | 0 | 0 | 0 | 0 | 0 | 0 | 0 | 0 | 0 | 0 | 0 | 0 | 0 | 0 | 0 | 0 | 0 | 0 | 0 | 0 | 0
F2_Commercial_OR - Health_New_Miscellaneous_Natural Gas_Pool Heater - Night Covers_A_Technical Potential | F2 | Commercial | OR - Health | New | Miscellaneous | Natural Gas | Pool Heater - Night Covers | A | Integrated Unit Summer Peak Savings (kW) | Technical Potential | 0 | 0 | 0 | 0 | 0 | 0 | 0 | 0 | 0 | 0 | 0 | 0 | 0 | 0 | 0 | 0 | 0 | 0 | 0 | 0 | 0 | 0 | 0 | 0 | 0 | 0 | 0
F3_Commercial_OR - Health_New_Miscellaneous_Natural Gas_Pool Heater - Night Covers_A_Technical Potential | F3 | Commercial | OR - Health | New | Miscellaneous | Natural Gas | Pool Heater - Night Covers | A | Integrated Unit Winter Peak Savings (kW) | Technical Potential | 0 | 0 | 0 | 0 | 0 | 0 | 0 | 0 | 0 | 0 | 0 | 0 | 0 | 0 | 0 | 0 | 0 | 0 | 0 | 0 | 0 | 0 | 0 | 0 | 0 | 0 | 0
F4_Commercial_OR - Health_New_Miscellaneous_Natural Gas_Pool Heater - Night Covers_A_Technical Potential | F4 | Commercial | OR - Health | New | Miscellaneous | Natural Gas | Pool Heater - Night Covers | A | Incremental Energy Savings (MWh or mTherms) | Technical Potential | 0 | 0 | 0 | 0 | 0 | 0 | 0 | 0 | 0 | 0 | 0 | 0 | 0 | 0 | 0 | 0 | 0 | 0 | 0 | 0 | 0 | 0 | 0 | 0 | 0 | 0 | 0
F5_Commercial_OR - Health_New_Miscellaneous_Natural Gas_Pool Heater - Night Covers_A_Technical Potential | F5 | Commercial | OR - Health | New | Miscellaneous | Natural Gas | Pool Heater - Night Covers | A | Incremental Summer Peak Savings (MW) | Technical Potential | 0 | 0 | 0 | 0 | 0 | 0 | 0 | 0 | 0 | 0 | 0 | 0 | 0 | 0 | 0 | 0 | 0 | 0 | 0 | 0 | 0 | 0 | 0 | 0 | 0 | 0 | 0
F6_Commercial_OR - Health_New_Miscellaneous_Natural Gas_Pool Heater - Night Covers_A_Technical Potential | F6 | Commercial | OR - Health | New | Miscellaneous | Natural Gas | Pool Heater - Night Covers | A | Incremental Winter Peak Savings (MW) | Technical Potential | 0 | 0 | 0 | 0 | 0 | 0 | 0 | 0 | 0 | 0 | 0 | 0 | 0 | 0 | 0 | 0 | 0 | 0 | 0 | 0 | 0 | 0 | 0 | 0 | 0 | 0 | 0
F7_Commercial_OR - Health_New_Miscellaneous_Natural Gas_Pool Heater - Night Covers_A_Technical Potential | F7 | Commercial | OR - Health | New | Miscellaneous | Natural Gas | Pool Heater - Night Covers | A | Cumulative Energy Savings (MWh or mTherms) | Technical Potential | 0 | 0 | 0 | 0 | 0 | 0 | 0 | 0 | 0 | 0 | 0 | 0 | 0 | 0 | 0 | 0 | 0 | 0 | 0 | 0 | 0 | 0 | 0 | 0 | 0 | 0 | 0
F8_Commercial_OR - Health_New_Miscellaneous_Natural Gas_Pool Heater - Night Covers_A_Technical Potential | F8 | Commercial | OR - Health | New | Miscellaneous | Natural Gas | Pool Heater - Night Covers | A | Cumulative Summer Peak Savings (MW) | Technical Potential | 0 | 0 | 0 | 0 | 0 | 0 | 0 | 0 | 0 | 0 | 0 | 0 | 0 | 0 | 0 | 0 | 0 | 0 | 0 | 0 | 0 | 0 | 0 | 0 | 0 | 0 | 0
F9_Commercial_OR - Health_New_Miscellaneous_Natural Gas_Pool Heater - Night Covers_A_Technical Potential | F9 | Commercial | OR - Health | New | Miscellaneous | Natural Gas | Pool Heater - Night Covers | A | Cumulative Winter Peak Savings (MW) | Technical Potential | 0 | 0 | 0 | 0 | 0 | 0 | 0 | 0 | 0 | 0 | 0 | 0 | 0 | 0 | 0 | 0 | 0 | 0 | 0 | 0 | 0 | 0 | 0 | 0 | 0 | 0 | 0
F10_Commercial_OR - Health_New_Miscellaneous_Natural Gas_Pool Heater - Night Covers_A_Technical Potential | F10 | Commercial | OR - Health | New | Miscellaneous | Natural Gas | Pool Heater - Night Covers | A | Purchases (Incremental) | Technical Potential | 0 | 0 | 0 | 0 | 0 | 0 | 0 | 0 | 0 | 0 | 0 | 0 | 0 | 0 | 0 | 0 | 0 | 0 | 0 | 0 | 0 | 0 | 0 | 0 | 0 | 0 | 0
F11_Commercial_OR - Health_New_Miscellaneous_Natural Gas_Pool Heater - Night Covers_A_Technical Potential | F11 | Commercial | OR - Health | New | Miscellaneous | Natural Gas | Pool Heater - Night Covers | A | Purchases (Cumulative) | Technical Potential | 0 | 0 | 0 | 0 | 0 | 0 | 0 | 0 | 0 | 0 | 0 | 0 | 0 | 0 | 0 | 0 | 0 | 0 | 0 | 0 | 0 | 0 | 0 | 0 | 0 | 0 | 0
F1_Commercial_OR - Health_New_Space Heating_Natural Gas_Advanced New Construction Designs_A_Technical Potential | F1 | Commercial | OR - Health | New | Space Heating | Natural Gas | Advanced New Construction Designs | A | Integrated Unit Energy Savings (kWh or therms) | Technical Potential | 0 | 0 | 0 | 0 | 0 | 0 | 0 | 0 | 0 | 0 | 0 | 0 | 0 | 0 | 0 | 0 | 0 | 0 | 0 | 0 | 0 | 0 | 0 | 0 | 0 | 0 | 0
F2_Commercial_OR - Health_New_Space Heating_Natural Gas_Advanced New Construction Designs_A_Technical Potential | F2 | Commercial | OR - Health | New | Space Heating | Natural Gas | Advanced New Construction Designs | A | Integrated Unit Summer Peak Savings (kW) | Technical Potential | 0 | 0 | 0 | 0 | 0 | 0 | 0 | 0 | 0 | 0 | 0 | 0 | 0 | 0 | 0 | 0 | 0 | 0 | 0 | 0 | 0 | 0 | 0 | 0 | 0 | 0 | 0
F3_Commercial_OR - Health_New_Space Heating_Natural Gas_Advanced New Construction Designs_A_Technical Potential | F3 | Commercial | OR - Health | New | Space Heating | Natural Gas | Advanced New Construction Designs | A | Integrated Unit Winter Peak Savings (kW) | Technical Potential | 0 | 0 | 0 | 0 | 0 | 0 | 0 | 0 | 0 | 0 | 0 | 0 | 0 | 0 | 0 | 0 | 0 | 0 | 0 | 0 | 0 | 0 | 0 | 0 | 0 | 0 | 0
F4_Commercial_OR - Health_New_Space Heating_Natural Gas_Advanced New Construction Designs_A_Technical Potential | F4 | Commercial | OR - Health | New | Space Heating | Natural Gas | Advanced New Construction Designs | A | Incremental Energy Savings (MWh or mTherms) | Technical Potential | 0 | 0 | 0 | 0 | 0 | 0 | 0 | 0 | 0 | 0 | 0 | 0 | 0 | 0 | 0 | 0 | 0 | 0 | 0 | 0 | 0 | 0 | 0 | 0 | 0 | 0 | 0
F5_Commercial_OR - Health_New_Space Heating_Natural Gas_Advanced New Construction Designs_A_Technical Potential | F5 | Commercial | OR - Health | New | Space Heating | Natural Gas | Advanced New Construction Designs | A | Incremental Summer Peak Savings (MW) | Technical Potential | 0 | 0 | 0 | 0 | 0 | 0 | 0 | 0 | 0 | 0 | 0 | 0 | 0 | 0 | 0 | 0 | 0 | 0 | 0 | 0 | 0 | 0 | 0 | 0 | 0 | 0 | 0
F6_Commercial_OR - Health_New_Space Heating_Natural Gas_Advanced New Construction Designs_A_Technical Potential | F6 | Commercial | OR - Health | New | Space Heating | Natural Gas | Advanced New Construction Designs | A | Incremental Winter Peak Savings (MW) | Technical Potential | 0 | 0 | 0 | 0 | 0 | 0 | 0 | 0 | 0 | 0 | 0 | 0 | 0 | 0 | 0 | 0 | 0 | 0 | 0 | 0 | 0 | 0 | 0 | 0 | 0 | 0 | 0
F7_Commercial_OR - Health_New_Space Heating_Natural Gas_Advanced New Construction Designs_A_Technical Potential | F7 | Commercial | OR - Health | New | Space Heating | Natural Gas | Advanced New Construction Designs | A | Cumulative Energy Savings (MWh or mTherms) | Technical Potential | 0 | 0 | 0 | 0 | 0 | 0 | 0 | 0 | 0 | 0 | 0 | 0 | 0 | 0 | 0 | 0 | 0 | 0 | 0 | 0 | 0 | 0 | 0 | 0 | 0 | 0 | 0
F8_Commercial_OR - Health_New_Space Heating_Natural Gas_Advanced New Construction Designs_A_Technical Potential | F8 | Commercial | OR - Health | New | Space Heating | Natural Gas | Advanced New Construction Designs | A | Cumulative Summer Peak Savings (MW) | Technical Potential | 0 | 0 | 0 | 0 | 0 | 0 | 0 | 0 | 0 | 0 | 0 | 0 | 0 | 0 | 0 | 0 | 0 | 0 | 0 | 0 | 0 | 0 | 0 | 0 | 0 | 0 | 0
F9_Commercial_OR - Health_New_Space Heating_Natural Gas_Advanced New Construction Designs_A_Technical Potential | F9 | Commercial | OR - Health | New | Space Heating | Natural Gas | Advanced New Construction Designs | A | Cumulative Winter Peak Savings (MW) | Technical Potential | 0 | 0 | 0 | 0 | 0 | 0 | 0 | 0 | 0 | 0 | 0 | 0 | 0 | 0 | 0 | 0 | 0 | 0 | 0 | 0 | 0 | 0 | 0 | 0 | 0 | 0 | 0
F10_Commercial_OR - Health_New_Space Heating_Natural Gas_Advanced New Construction Designs_A_Technical Potential | F10 | Commercial | OR - Health | New | Space Heating | Natural Gas | Advanced New Construction Designs | A | Purchases (Incremental) | Technical Potential | 0 | 0 | 0 | 0 | 0 | 0 | 0 | 0 | 0 | 0 | 0 | 0 | 0 | 0 | 0 | 0 | 0 | 0 | 0 | 0 | 0 | 0 | 0 | 0 | 0 | 0 | 0
F11_Commercial_OR - Health_New_Space Heating_Natural Gas_Advanced New Construction Designs_A_Technical Potential | F11 | Commercial | OR - Health | New | Space Heating | Natural Gas | Advanced New Construction Designs | A | Purchases (Cumulative) | Technical Potential | 0 | 0 | 0 | 0 | 0 | 0 | 0 | 0 | 0 | 0 | 0 | 0 | 0 | 0 | 0 | 0 | 0 | 0 | 0 | 0 | 0 | 0 | 0 | 0 | 0 | 0 | 0
F1_Commercial_OR - Health_New_Water Heating_Natural Gas_Advanced New Construction Designs_A_Technical Potential | F1 | Commercial | OR - Health | New | Water Heating | Natural Gas | Advanced New Construction Designs | A | Integrated Unit Energy Savings (kWh or therms) | Technical Potential | 0 | 0 | 0 | 0 | 0 | 0 | 0 | 0 | 0 | 0 | 0 | 0 | 0 | 0 | 0 | 0 | 0 | 0 | 0 | 0 | 0 | 0 | 0 | 0 | 0 | 0 | 0
F2_Commercial_OR - Health_New_Water Heating_Natural Gas_Advanced New Construction Designs_A_Technical Potential | F2 | Commercial | OR - Health | New | Water Heating | Natural Gas | Advanced New Construction Designs | A | Integrated Unit Summer Peak Savings (kW) | Technical Potential | 0 | 0 | 0 | 0 | 0 | 0 | 0 | 0 | 0 | 0 | 0 | 0 | 0 | 0 | 0 | 0 | 0 | 0 | 0 | 0 | 0 | 0 | 0 | 0 | 0 | 0 | 0
F3_Commercial_OR - Health_New_Water Heating_Natural Gas_Advanced New Construction Designs_A_Technical Potential | F3 | Commercial | OR - Health | New | Water Heating | Natural Gas | Advanced New Construction Designs | A | Integrated Unit Winter Peak Savings (kW) | Technical Potential | 0 | 0 | 0 | 0 | 0 | 0 | 0 | 0 | 0 | 0 | 0 | 0 | 0 | 0 | 0 | 0 | 0 | 0 | 0 | 0 | 0 | 0 | 0 | 0 | 0 | 0 | 0
F4_Commercial_OR - Health_New_Water Heating_Natural Gas_Advanced New Construction Designs_A_Technical Potential | F4 | Commercial | OR - Health | New | Water Heating | Natural Gas | Advanced New Construction Designs | A | Incremental Energy Savings (MWh or mTherms) | Technical Potential | 0 | 0 | 0 | 0 | 0 | 0 | 0 | 0 | 0 | 0 | 0 | 0 | 0 | 0 | 0 | 0 | 0 | 0 | 0 | 0 | 0 | 0 | 0 | 0 | 0 | 0 | 0
F5_Commercial_OR - Health_New_Water Heating_Natural Gas_Advanced New Construction Designs_A_Technical Potential | F5 | Commercial | OR - Health | New | Water Heating | Natural Gas | Advanced New Construction Designs | A | Incremental Summer Peak Savings (MW) | Technical Potential | 0 | 0 | 0 | 0 | 0 | 0 | 0 | 0 | 0 | 0 | 0 | 0 | 0 | 0 | 0 | 0 | 0 | 0 | 0 | 0 | 0 | 0 | 0 | 0 | 0 | 0 | 0
F6_Commercial_OR - Health_New_Water Heating_Natural Gas_Advanced New Construction Designs_A_Technical Potential | F6 | Commercial | OR - Health | New | Water Heating | Natural Gas | Advanced New Construction Designs | A | Incremental Winter Peak Savings (MW) | Technical Potential | 0 | 0 | 0 | 0 | 0 | 0 | 0 | 0 | 0 | 0 | 0 | 0 | 0 | 0 | 0 | 0 | 0 | 0 | 0 | 0 | 0 | 0 | 0 | 0 | 0 | 0 | 0
F7_Commercial_OR - Health_New_Water Heating_Natural Gas_Advanced New Construction Designs_A_Technical Potential | F7 | Commercial | OR - Health | New | Water Heating | Natural Gas | Advanced New Construction Designs | A | Cumulative Energy Savings (MWh or mTherms) | Technical Potential | 0 | 0 | 0 | 0 | 0 | 0 | 0 | 0 | 0 | 0 | 0 | 0 | 0 | 0 | 0 | 0 | 0 | 0 | 0 | 0 | 0 | 0 | 0 | 0 | 0 | 0 | 0
F8_Commercial_OR - Health_New_Water Heating_Natural Gas_Advanced New Construction Designs_A_Technical Potential | F8 | Commercial | OR - Health | New | Water Heating | Natural Gas | Advanced New Construction Designs | A | Cumulative Summer Peak Savings (MW) | Technical Potential | 0 | 0 | 0 | 0 | 0 | 0 | 0 | 0 | 0 | 0 | 0 | 0 | 0 | 0 | 0 | 0 | 0 | 0 | 0 | 0 | 0 | 0 | 0 | 0 | 0 | 0 | 0
F9_Commercial_OR - Health_New_Water Heating_Natural Gas_Advanced New Construction Designs_A_Technical Potential | F9 | Commercial | OR - Health | New | Water Heating | Natural Gas | Advanced New Construction Designs | A | Cumulative Winter Peak Savings (MW) | Technical Potential | 0 | 0 | 0 | 0 | 0 | 0 | 0 | 0 | 0 | 0 | 0 | 0 | 0 | 0 | 0 | 0 | 0 | 0 | 0 | 0 | 0 | 0 | 0 | 0 | 0 | 0 | 0
F10_Commercial_OR - Health_New_Water Heating_Natural Gas_Advanced New Construction Designs_A_Technical Potential | F10 | Commercial | OR - Health | New | Water Heating | Natural Gas | Advanced New Construction Designs | A | Purchases (Incremental) | Technical Potential | 0 | 0 | 0 | 0 | 0 | 0 | 0 | 0 | 0 | 0 | 0 | 0 | 0 | 0 | 0 | 0 | 0 | 0 | 0 | 0 | 0 | 0 | 0 | 0 | 0 | 0 | 0
F11_Commercial_OR - Health_New_Water Heating_Natural Gas_Advanced New Construction Designs_A_Technical Potential | F11 | Commercial | OR - Health | New | Water Heating | Natural Gas | Advanced New Construction Designs | A | Purchases (Cumulative) | Technical Potential | 0 | 0 | 0 | 0 | 0 | 0 | 0 | 0 | 0 | 0 | 0 | 0 | 0 | 0 | 0 | 0 | 0 | 0 | 0 | 0 | 0 | 0 | 0 | 0 | 0 | 0 | 0
F1_Commercial_OR - Health_New_Space Heating_Natural Gas_Strategic Energy Management_A_Technical Potential | F1 | Commercial | OR - Health | New | Space Heating | Natural Gas | Strategic Energy Management | A | Integrated Unit Energy Savings (kWh or therms) | Technical Potential | 0 | 0 | 0 | 0 | 0 | 0 | 0 | 0 | 0 | 0 | 0 | 0 | 0 | 0 | 0 | 0 | 0 | 0 | 0 | 0 | 0 | 0 | 0 | 0 | 0 | 0 | 0
F2_Commercial_OR - Health_New_Space Heating_Natural Gas_Strategic Energy Management_A_Technical Potential | F2 | Commercial | OR - Health | New | Space Heating | Natural Gas | Strategic Energy Management | A | Integrated Unit Summer Peak Savings (kW) | Technical Potential | 0 | 0 | 0 | 0 | 0 | 0 | 0 | 0 | 0 | 0 | 0 | 0 | 0 | 0 | 0 | 0 | 0 | 0 | 0 | 0 | 0 | 0 | 0 | 0 | 0 | 0 | 0
F3_Commercial_OR - Health_New_Space Heating_Natural Gas_Strategic Energy Management_A_Technical Potential | F3 | Commercial | OR - Health | New | Space Heating | Natural Gas | Strategic Energy Management | A | Integrated Unit Winter Peak Savings (kW) | Technical Potential | 0 | 0 | 0 | 0 | 0 | 0 | 0 | 0 | 0 | 0 | 0 | 0 | 0 | 0 | 0 | 0 | 0 | 0 | 0 | 0 | 0 | 0 | 0 | 0 | 0 | 0 | 0
F4_Commercial_OR - Health_New_Space Heating_Natural Gas_Strategic Energy Management_A_Technical Potential | F4 | Commercial | OR - Health | New | Space Heating | Natural Gas | Strategic Energy Management | A | Incremental Energy Savings (MWh or mTherms) | Technical Potential | 0 | 0 | 0 | 0 | 0 | 0 | 0 | 0 | 0 | 0 | 0 | 0 | 0 | 0 | 0 | 0 | 0 | 0 | 0 | 0 | 0 | 0 | 0 | 0 | 0 | 0 | 0
F5_Commercial_OR - Health_New_Space Heating_Natural Gas_Strategic Energy Management_A_Technical Potential | F5 | Commercial | OR - Health | New | Space Heating | Natural Gas | Strategic Energy Management | A | Incremental Summer Peak Savings (MW) | Technical Potential | 0 | 0 | 0 | 0 | 0 | 0 | 0 | 0 | 0 | 0 | 0 | 0 | 0 | 0 | 0 | 0 | 0 | 0 | 0 | 0 | 0 | 0 | 0 | 0 | 0 | 0 | 0
F6_Commercial_OR - Health_New_Space Heating_Natural Gas_Strategic Energy Management_A_Technical Potential | F6 | Commercial | OR - Health | New | Space Heating | Natural Gas | Strategic Energy Management | A | Incremental Winter Peak Savings (MW) | Technical Potential | 0 | 0 | 0 | 0 | 0 | 0 | 0 | 0 | 0 | 0 | 0 | 0 | 0 | 0 | 0 | 0 | 0 | 0 | 0 | 0 | 0 | 0 | 0 | 0 | 0 | 0 | 0
F7_Commercial_OR - Health_New_Space Heating_Natural Gas_Strategic Energy Management_A_Technical Potential | F7 | Commercial | OR - Health | New | Space Heating | Natural Gas | Strategic Energy Management | A | Cumulative Energy Savings (MWh or mTherms) | Technical Potential | 0 | 0 | 0 | 0 | 0 | 0 | 0 | 0 | 0 | 0 | 0 | 0 | 0 | 0 | 0 | 0 | 0 | 0 | 0 | 0 | 0 | 0 | 0 | 0 | 0 | 0 | 0
F8_Commercial_OR - Health_New_Space Heating_Natural Gas_Strategic Energy Management_A_Technical Potential | F8 | Commercial | OR - Health | New | Space Heating | Natural Gas | Strategic Energy Management | A | Cumulative Summer Peak Savings (MW) | Technical Potential | 0 | 0 | 0 | 0 | 0 | 0 | 0 | 0 | 0 | 0 | 0 | 0 | 0 | 0 | 0 | 0 | 0 | 0 | 0 | 0 | 0 | 0 | 0 | 0 | 0 | 0 | 0
F9_Commercial_OR - Health_New_Space Heating_Natural Gas_Strategic Energy Management_A_Technical Potential | F9 | Commercial | OR - Health | New | Space Heating | Natural Gas | Strategic Energy Management | A | Cumulative Winter Peak Savings (MW) | Technical Potential | 0 | 0 | 0 | 0 | 0 | 0 | 0 | 0 | 0 | 0 | 0 | 0 | 0 | 0 | 0 | 0 | 0 | 0 | 0 | 0 | 0 | 0 | 0 | 0 | 0 | 0 | 0
F10_Commercial_OR - Health_New_Space Heating_Natural Gas_Strategic Energy Management_A_Technical Potential | F10 | Commercial | OR - Health | New | Space Heating | Natural Gas | Strategic Energy Management | A | Purchases (Incremental) | Technical Potential | 0 | 0 | 0 | 0 | 0 | 0 | 0 | 0 | 0 | 0 | 0 | 0 | 0 | 0 | 0 | 0 | 0 | 0 | 0 | 0 | 0 | 0 | 0 | 0 | 0 | 0 | 0
F11_Commercial_OR - Health_New_Space Heating_Natural Gas_Strategic Energy Management_A_Technical Potential | F11 | Commercial | OR - Health | New | Space Heating | Natural Gas | Strategic Energy Management | A | Purchases (Cumulative) | Technical Potential | 0 | 0 | 0 | 0 | 0 | 0 | 0 | 0 | 0 | 0 | 0 | 0 | 0 | 0 | 0 | 0 | 0 | 0 | 0 | 0 | 0 | 0 | 0 | 0 | 0 | 0 | 0
F1_Commercial_OR - Health_New_Water Heating_Natural Gas_Strategic Energy Management_A_Technical Potential | F1 | Commercial | OR - Health | New | Water Heating | Natural Gas | Strategic Energy Management | A | Integrated Unit Energy Savings (kWh or therms) | Technical Potential | 0 | 0 | 0 | 0 | 0 | 0 | 0 | 0 | 0 | 0 | 0 | 0 | 0 | 0 | 0 | 0 | 0 | 0 | 0 | 0 | 0 | 0 | 0 | 0 | 0 | 0 | 0
F2_Commercial_OR - Health_New_Water Heating_Natural Gas_Strategic Energy Management_A_Technical Potential | F2 | Commercial | OR - Health | New | Water Heating | Natural Gas | Strategic Energy Management | A | Integrated Unit Summer Peak Savings (kW) | Technical Potential | 0 | 0 | 0 | 0 | 0 | 0 | 0 | 0 | 0 | 0 | 0 | 0 | 0 | 0 | 0 | 0 | 0 | 0 | 0 | 0 | 0 | 0 | 0 | 0 | 0 | 0 | 0
F3_Commercial_OR - Health_New_Water Heating_Natural Gas_Strategic Energy Management_A_Technical Potential | F3 | Commercial | OR - Health | New | Water Heating | Natural Gas | Strategic Energy Management | A | Integrated Unit Winter Peak Savings (kW) | Technical Potential | 0 | 0 | 0 | 0 | 0 | 0 | 0 | 0 | 0 | 0 | 0 | 0 | 0 | 0 | 0 | 0 | 0 | 0 | 0 | 0 | 0 | 0 | 0 | 0 | 0 | 0 | 0
F4_Commercial_OR - Health_New_Water Heating_Natural Gas_Strategic Energy Management_A_Technical Potential | F4 | Commercial | OR - Health | New | Water Heating | Natural Gas | Strategic Energy Management | A | Incremental Energy Savings (MWh or mTherms) | Technical Potential | 0 | 0 | 0 | 0 | 0 | 0 | 0 | 0 | 0 | 0 | 0 | 0 | 0 | 0 | 0 | 0 | 0 | 0 | 0 | 0 | 0 | 0 | 0 | 0 | 0 | 0 | 0
F5_Commercial_OR - Health_New_Water Heating_Natural Gas_Strategic Energy Management_A_Technical Potential | F5 | Commercial | OR - Health | New | Water Heating | Natural Gas | Strategic Energy Management | A | Incremental Summer Peak Savings (MW) | Technical Potential | 0 | 0 | 0 | 0 | 0 | 0 | 0 | 0 | 0 | 0 | 0 | 0 | 0 | 0 | 0 | 0 | 0 | 0 | 0 | 0 | 0 | 0 | 0 | 0 | 0 | 0 | 0
F6_Commercial_OR - Health_New_Water Heating_Natural Gas_Strategic Energy Management_A_Technical Potential | F6 | Commercial | OR - Health | New | Water Heating | Natural Gas | Strategic Energy Management | A | Incremental Winter Peak Savings (MW) | Technical Potential | 0 | 0 | 0 | 0 | 0 | 0 | 0 | 0 | 0 | 0 | 0 | 0 | 0 | 0 | 0 | 0 | 0 | 0 | 0 | 0 | 0 | 0 | 0 | 0 | 0 | 0 | 0
F7_Commercial_OR - Health_New_Water Heating_Natural Gas_Strategic Energy Management_A_Technical Potential | F7 | Commercial | OR - Health | New | Water Heating | Natural Gas | Strategic Energy Management | A | Cumulative Energy Savings (MWh or mTherms) | Technical Potential | 0 | 0 | 0 | 0 | 0 | 0 | 0 | 0 | 0 | 0 | 0 | 0 | 0 | 0 | 0 | 0 | 0 | 0 | 0 | 0 | 0 | 0 | 0 | 0 | 0 | 0 | 0
F8_Commercial_OR - Health_New_Water Heating_Natural Gas_Strategic Energy Management_A_Technical Potential | F8 | Commercial | OR - Health | New | Water Heating | Natural Gas | Strategic Energy Management | A | Cumulative Summer Peak Savings (MW) | Technical Potential | 0 | 0 | 0 | 0 | 0 | 0 | 0 | 0 | 0 | 0 | 0 | 0 | 0 | 0 | 0 | 0 | 0 | 0 | 0 | 0 | 0 | 0 | 0 | 0 | 0 | 0 | 0
F9_Commercial_OR - Health_New_Water Heating_Natural Gas_Strategic Energy Management_A_Technical Potential | F9 | Commercial | OR - Health | New | Water Heating | Natural Gas | Strategic Energy Management | A | Cumulative Winter Peak Savings (MW) | Technical Potential | 0 | 0 | 0 | 0 | 0 | 0 | 0 | 0 | 0 | 0 | 0 | 0 | 0 | 0 | 0 | 0 | 0 | 0 | 0 | 0 | 0 | 0 | 0 | 0 | 0 | 0 | 0
F10_Commercial_OR - Health_New_Water Heating_Natural Gas_Strategic Energy Management_A_Technical Potential | F10 | Commercial | OR - Health | New | Water Heating | Natural Gas | Strategic Energy Management | A | Purchases (Incremental) | Technical Potential | 0 | 0 | 0 | 0 | 0 | 0 | 0 | 0 | 0 | 0 | 0 | 0 | 0 | 0 | 0 | 0 | 0 | 0 | 0 | 0 | 0 | 0 | 0 | 0 | 0 | 0 | 0
F11_Commercial_OR - Health_New_Water Heating_Natural Gas_Strategic Energy Management_A_Technical Potential | F11 | Commercial | OR - Health | New | Water Heating | Natural Gas | Strategic Energy Management | A | Purchases (Cumulative) | Technical Potential | 0 | 0 | 0 | 0 | 0 | 0 | 0 | 0 | 0 | 0 | 0 | 0 | 0 | 0 | 0 | 0 | 0 | 0 | 0 | 0 | 0 | 0 | 0 | 0 | 0 | 0 | 0
F1_Commercial_OR - Health_New_Space Heating_Natural Gas_Retrocommissioning_A_Technical Potential | F1 | Commercial | OR - Health | New | Space Heating | Natural Gas | Retrocommissioning | A | Integrated Unit Energy Savings (kWh or therms) | Technical Potential | 0 | 0 | 0 | 0 | 0 | 0 | 0 | 0 | 0 | 0 | 0 | 0 | 0 | 0 | 0 | 0 | 0 | 0 | 0 | 0 | 0 | 0 | 0 | 0 | 0 | 0 | 0
F2_Commercial_OR - Health_New_Space Heating_Natural Gas_Retrocommissioning_A_Technical Potential | F2 | Commercial | OR - Health | New | Space Heating | Natural Gas | Retrocommissioning | A | Integrated Unit Summer Peak Savings (kW) | Technical Potential | 0 | 0 | 0 | 0 | 0 | 0 | 0 | 0 | 0 | 0 | 0 | 0 | 0 | 0 | 0 | 0 | 0 | 0 | 0 | 0 | 0 | 0 | 0 | 0 | 0 | 0 | 0
F3_Commercial_OR - Health_New_Space Heating_Natural Gas_Retrocommissioning_A_Technical Potential | F3 | Commercial | OR - Health | New | Space Heating | Natural Gas | Retrocommissioning | A | Integrated Unit Winter Peak Savings (kW) | Technical Potential | 0 | 0 | 0 | 0 | 0 | 0 | 0 | 0 | 0 | 0 | 0 | 0 | 0 | 0 | 0 | 0 | 0 | 0 | 0 | 0 | 0 | 0 | 0 | 0 | 0 | 0 | 0
F4_Commercial_OR - Health_New_Space Heating_Natural Gas_Retrocommissioning_A_Technical Potential | F4 | Commercial | OR - Health | New | Space Heating | Natural Gas | Retrocommissioning | A | Incremental Energy Savings (MWh or mTherms) | Technical Potential | 0 | 0 | 0 | 0 | 0 | 0 | 0 | 0 | 0 | 0 | 0 | 0 | 0 | 0 | 0 | 0 | 0 | 0 | 0 | 0 | 0 | 0 | 0 | 0 | 0 | 0 | 0
F5_Commercial_OR - Health_New_Space Heating_Natural Gas_Retrocommissioning_A_Technical Potential | F5 | Commercial | OR - Health | New | Space Heating | Natural Gas | Retrocommissioning | A | Incremental Summer Peak Savings (MW) | Technical Potential | 0 | 0 | 0 | 0 | 0 | 0 | 0 | 0 | 0 | 0 | 0 | 0 | 0 | 0 | 0 | 0 | 0 | 0 | 0 | 0 | 0 | 0 | 0 | 0 | 0 | 0 | 0
F6_Commercial_OR - Health_New_Space Heating_Natural Gas_Retrocommissioning_A_Technical Potential | F6 | Commercial | OR - Health | New | Space Heating | Natural Gas | Retrocommissioning | A | Incremental Winter Peak Savings (MW) | Technical Potential | 0 | 0 | 0 | 0 | 0 | 0 | 0 | 0 | 0 | 0 | 0 | 0 | 0 | 0 | 0 | 0 | 0 | 0 | 0 | 0 | 0 | 0 | 0 | 0 | 0 | 0 | 0
F7_Commercial_OR - Health_New_Space Heating_Natural Gas_Retrocommissioning_A_Technical Potential | F7 | Commercial | OR - Health | New | Space Heating | Natural Gas | Retrocommissioning | A | Cumulative Energy Savings (MWh or mTherms) | Technical Potential | 0 | 0 | 0 | 0 | 0 | 0 | 0 | 0 | 0 | 0 | 0 | 0 | 0 | 0 | 0 | 0 | 0 | 0 | 0 | 0 | 0 | 0 | 0 | 0 | 0 | 0 | 0
F8_Commercial_OR - Health_New_Space Heating_Natural Gas_Retrocommissioning_A_Technical Potential | F8 | Commercial | OR - Health | New | Space Heating | Natural Gas | Retrocommissioning | A | Cumulative Summer Peak Savings (MW) | Technical Potential | 0 | 0 | 0 | 0 | 0 | 0 | 0 | 0 | 0 | 0 | 0 | 0 | 0 | 0 | 0 | 0 | 0 | 0 | 0 | 0 | 0 | 0 | 0 | 0 | 0 | 0 | 0
F9_Commercial_OR - Health_New_Space Heating_Natural Gas_Retrocommissioning_A_Technical Potential | F9 | Commercial | OR - Health | New | Space Heating | Natural Gas | Retrocommissioning | A | Cumulative Winter Peak Savings (MW) | Technical Potential | 0 | 0 | 0 | 0 | 0 | 0 | 0 | 0 | 0 | 0 | 0 | 0 | 0 | 0 | 0 | 0 | 0 | 0 | 0 | 0 | 0 | 0 | 0 | 0 | 0 | 0 | 0
F10_Commercial_OR - Health_New_Space Heating_Natural Gas_Retrocommissioning_A_Technical Potential | F10 | Commercial | OR - Health | New | Space Heating | Natural Gas | Retrocommissioning | A | Purchases (Incremental) | Technical Potential | 0 | 0 | 0 | 0 | 0 | 0 | 0 | 0 | 0 | 0 | 0 | 0 | 0 | 0 | 0 | 0 | 0 | 0 | 0 | 0 | 0 | 0 | 0 | 0 | 0 | 0 | 0
F11_Commercial_OR - Health_New_Space Heating_Natural Gas_Retrocommissioning_A_Technical Potential | F11 | Commercial | OR - Health | New | Space Heating | Natural Gas | Retrocommissioning | A | Purchases (Cumulative) | Technical Potential | 0 | 0 | 0 | 0 | 0 | 0 | 0 | 0 | 0 | 0 | 0 | 0 | 0 | 0 | 0 | 0 | 0 | 0 | 0 | 0 | 0 | 0 | 0 | 0 | 0 | 0 | 0
F1_Commercial_OR - Health_New_Water Heating_Natural Gas_Retrocommissioning_A_Technical Potential | F1 | Commercial | OR - Health | New | Water Heating | Natural Gas | Retrocommissioning | A | Integrated Unit Energy Savings (kWh or therms) | Technical Potential | 0 | 0 | 0 | 0 | 0 | 0 | 0 | 0 | 0 | 0 | 0 | 0 | 0 | 0 | 0 | 0 | 0 | 0 | 0 | 0 | 0 | 0 | 0 | 0 | 0 | 0 | 0
F2_Commercial_OR - Health_New_Water Heating_Natural Gas_Retrocommissioning_A_Technical Potential | F2 | Commercial | OR - Health | New | Water Heating | Natural Gas | Retrocommissioning | A | Integrated Unit Summer Peak Savings (kW) | Technical Potential | 0 | 0 | 0 | 0 | 0 | 0 | 0 | 0 | 0 | 0 | 0 | 0 | 0 | 0 | 0 | 0 | 0 | 0 | 0 | 0 | 0 | 0 | 0 | 0 | 0 | 0 | 0
F3_Commercial_OR - Health_New_Water Heating_Natural Gas_Retrocommissioning_A_Technical Potential | F3 | Commercial | OR - Health | New | Water Heating | Natural Gas | Retrocommissioning | A | Integrated Unit Winter Peak Savings (kW) | Technical Potential | 0 | 0 | 0 | 0 | 0 | 0 | 0 | 0 | 0 | 0 | 0 | 0 | 0 | 0 | 0 | 0 | 0 | 0 | 0 | 0 | 0 | 0 | 0 | 0 | 0 | 0 | 0
F4_Commercial_OR - Health_New_Water Heating_Natural Gas_Retrocommissioning_A_Technical Potential | F4 | Commercial | OR - Health | New | Water Heating | Natural Gas | Retrocommissioning | A | Incremental Energy Savings (MWh or mTherms) | Technical Potential | 0 | 0 | 0 | 0 | 0 | 0 | 0 | 0 | 0 | 0 | 0 | 0 | 0 | 0 | 0 | 0 | 0 | 0 | 0 | 0 | 0 | 0 | 0 | 0 | 0 | 0 | 0
F5_Commercial_OR - Health_New_Water Heating_Natural Gas_Retrocommissioning_A_Technical Potential | F5 | Commercial | OR - Health | New | Water Heating | Natural Gas | Retrocommissioning | A | Incremental Summer Peak Savings (MW) | Technical Potential | 0 | 0 | 0 | 0 | 0 | 0 | 0 | 0 | 0 | 0 | 0 | 0 | 0 | 0 | 0 | 0 | 0 | 0 | 0 | 0 | 0 | 0 | 0 | 0 | 0 | 0 | 0
F6_Commercial_OR - Health_New_Water Heating_Natural Gas_Retrocommissioning_A_Technical Potential | F6 | Commercial | OR - Health | New | Water Heating | Natural Gas | Retrocommissioning | A | Incremental Winter Peak Savings (MW) | Technical Potential | 0 | 0 | 0 | 0 | 0 | 0 | 0 | 0 | 0 | 0 | 0 | 0 | 0 | 0 | 0 | 0 | 0 | 0 | 0 | 0 | 0 | 0 | 0 | 0 | 0 | 0 | 0
F7_Commercial_OR - Health_New_Water Heating_Natural Gas_Retrocommissioning_A_Technical Potential | F7 | Commercial | OR - Health | New | Water Heating | Natural Gas | Retrocommissioning | A | Cumulative Energy Savings (MWh or mTherms) | Technical Potential | 0 | 0 | 0 | 0 | 0 | 0 | 0 | 0 | 0 | 0 | 0 | 0 | 0 | 0 | 0 | 0 | 0 | 0 | 0 | 0 | 0 | 0 | 0 | 0 | 0 | 0 | 0
F8_Commercial_OR - Health_New_Water Heating_Natural Gas_Retrocommissioning_A_Technical Potential | F8 | Commercial | OR - Health | New | Water Heating | Natural Gas | Retrocommissioning | A | Cumulative Summer Peak Savings (MW) | Technical Potential | 0 | 0 | 0 | 0 | 0 | 0 | 0 | 0 | 0 | 0 | 0 | 0 | 0 | 0 | 0 | 0 | 0 | 0 | 0 | 0 | 0 | 0 | 0 | 0 | 0 | 0 | 0
F9_Commercial_OR - Health_New_Water Heating_Natural Gas_Retrocommissioning_A_Technical Potential | F9 | Commercial | OR - Health | New | Water Heating | Natural Gas | Retrocommissioning | A | Cumulative Winter Peak Savings (MW) | Technical Potential | 0 | 0 | 0 | 0 | 0 | 0 | 0 | 0 | 0 | 0 | 0 | 0 | 0 | 0 | 0 | 0 | 0 | 0 | 0 | 0 | 0 | 0 | 0 | 0 | 0 | 0 | 0
F10_Commercial_OR - Health_New_Water Heating_Natural Gas_Retrocommissioning_A_Technical Potential | F10 | Commercial | OR - Health | New | Water Heating | Natural Gas | Retrocommissioning | A | Purchases (Incremental) | Technical Potential | 0 | 0 | 0 | 0 | 0 | 0 | 0 | 0 | 0 | 0 | 0 | 0 | 0 | 0 | 0 | 0 | 0 | 0 | 0 | 0 | 0 | 0 | 0 | 0 | 0 | 0 | 0
F11_Commercial_OR - Health_New_Water Heating_Natural Gas_Retrocommissioning_A_Technical Potential | F11 | Commercial | OR - Health | New | Water Heating | Natural Gas | Retrocommissioning | A | Purchases (Cumulative) | Technical Potential | 0 | 0 | 0 | 0 | 0 | 0 | 0 | 0 | 0 | 0 | 0 | 0 | 0 | 0 | 0 | 0 | 0 | 0 | 0 | 0 | 0 | 0 | 0 | 0 | 0 | 0 | 0
F1_Commercial_Interruptible - Health_Existing_Space Heating_Natural Gas_Insulation - Ceiling_A_Technical Potential | F1 | Commercial | Interruptible - Health | Existing | Space Heating | Natural Gas | Insulation - Ceiling | A | Integrated Unit Energy Savings (kWh or therms) | Technical Potential | 0 | 0 | 0.1238 | 0.12144 | 0.11893 | 0.11632 | 0.11357 | 0.11066 | 0.10755 | 0.10424 | 0.10075 | 0.097105 | 0.093385 | 0.089676 | 0.08608 | 0.082696 | 0.0796 | 0.076958 | 0.074767 | 0.072815 | 0.071152 | 0.06956 | 0.068245 | 0.066949 | 0.065668 | 0.064404 | 0.063152
F2_Commercial_Interruptible - Health_Existing_Space Heating_Natural Gas_Insulation - Ceiling_A_Technical Potential | F2 | Commercial | Interruptible - Health | Existing | Space Heating | Natural Gas | Insulation - Ceiling | A | Integrated Unit Summer Peak Savings (kW) | Technical Potential | 0 | 0 | 0 | 0 | 0 | 0 | 0 | 0 | 0 | 0 | 0 | 0 | 0 | 0 | 0 | 0 | 0 | 0 | 0 | 0 | 0 | 0 | 0 | 0 | 0 | 0 | 0
F3_Commercial_Interruptible - Health_Existing_Space Heating_Natural Gas_Insulation - Ceiling_A_Technical Potential | F3 | Commercial | Interruptible - Health | Existing | Space Heating | Natural Gas | Insulation - Ceiling | A | Integrated Unit Winter Peak Savings (kW) | Technical Potential | 0 | 0 | 0 | 0 | 0 | 0 | 0 | 0 | 0 | 0 | 0 | 0 | 0 | 0 | 0 | 0 | 0 | 0 | 0 | 0 | 0 | 0 | 0 | 0 | 0 | 0 | 0
F4_Commercial_Interruptible - Health_Existing_Space Heating_Natural Gas_Insulation - Ceiling_A_Technical Potential | F4 | Commercial | Interruptible - Health | Existing | Space Heating | Natural Gas | Insulation - Ceiling | A | Incremental Energy Savings (MWh or mTherms) | Technical Potential | 0 | 0 | 0.12223 | 0.064513 | 0.21374 | 0.34005 | 0.50395 | 0.70322 | 0.92969 | 1.1682 | 1.3964 | 1.5872 | 1.7125 | 1.7494 | 1.6863 | 1.5271 | 1.2924 | 1.0171 | 0.7386 | 0.52702 | 0.28099 | 0.21976 | 0 | 0 | 0 | 0 | 0
F5_Commercial_Interruptible - Health_Existing_Space Heating_Natural Gas_Insulation - Ceiling_A_Technical Potential | F5 | Commercial | Interruptible - Health | Existing | Space Heating | Natural Gas | Insulation - Ceiling | A | Incremental Summer Peak Savings (MW) | Technical Potential | 0 | 0 | 0 | 0 | 0 | 0 | 0 | 0 | 0 | 0 | 0 | 0 | 0 | 0 | 0 | 0 | 0 | 0 | 0 | 0 | 0 | 0 | 0 | 0 | 0 | 0 | 0
F6_Commercial_Interruptible - Health_Existing_Space Heating_Natural Gas_Insulation - Ceiling_A_Technical Potential | F6 | Commercial | Interruptible - Health | Existing | Space Heating | Natural Gas | Insulation - Ceiling | A | Incremental Winter Peak Savings (MW) | Technical Potential | 0 | 0 | 0 | 0 | 0 | 0 | 0 | 0 | 0 | 0 | 0 | 0 | 0 | 0 | 0 | 0 | 0 | 0 | 0 | 0 | 0 | 0 | 0 | 0 | 0 | 0 | 0
F7_Commercial_Interruptible - Health_Existing_Space Heating_Natural Gas_Insulation - Ceiling_A_Technical Potential | F7 | Commercial | Interruptible - Health | Existing | Space Heating | Natural Gas | Insulation - Ceiling | A | Cumulative Energy Savings (MWh or mTherms) | Technical Potential | 0 | 0 | 0.12223 | 0.1844 | 0.39435 | 0.72575 | 1.2125 | 1.8846 | 2.7613 | 3.8446 | 5.1121 | 6.5145 | 7.9775 | 9.41 | 10.719 | 11.8246 | 12.6743 | 13.2708 | 13.6315 | 13.8027 | 13.7685 | 13.6802 | 13.4215 | 13.1665 | 12.9146 | 12.666 | 12.4198
F8_Commercial_Interruptible - Health_Existing_Space Heating_Natural Gas_Insulation - Ceiling_A_Technical Potential | F8 | Commercial | Interruptible - Health | Existing | Space Heating | Natural Gas | Insulation - Ceiling | A | Cumulative Summer Peak Savings (MW) | Technical Potential | 0 | 0 | 0 | 0 | 0 | 0 | 0 | 0 | 0 | 0 | 0 | 0 | 0 | 0 | 0 | 0 | 0 | 0 | 0 | 0 | 0 | 0 | 0 | 0 | 0 | 0 | 0
F9_Commercial_Interruptible - Health_Existing_Space Heating_Natural Gas_Insulation - Ceiling_A_Technical Potential | F9 | Commercial | Interruptible - Health | Existing | Space Heating | Natural Gas | Insulation - Ceiling | A | Cumulative Winter Peak Savings (MW) | Technical Potential | 0 | 0 | 0 | 0 | 0 | 0 | 0 | 0 | 0 | 0 | 0 | 0 | 0 | 0 | 0 | 0 | 0 | 0 | 0 | 0 | 0 | 0 | 0 | 0 | 0 | 0 | 0
F10_Commercial_Interruptible - Health_Existing_Space Heating_Natural Gas_Insulation - Ceiling_A_Technical Potential | F10 | Commercial | Interruptible - Health | Existing | Space Heating | Natural Gas | Insulation - Ceiling | A | Purchases (Incremental) | Technical Potential | 0 | 0 | 987.2809 | 531.2477 | 1797.1583 | 2923.3242 | 4437.1979 | 6355.0155 | 8644.5663 | 11206.4801 | 13860.4844 | 16344.8037 | 18337.8076 | 19507.9746 | 19589.4179 | 18466.33 | 16236.0342 | 13216.4469 | 9878.6473 | 7237.7245 | 3949.1238 | 3159.299 | 0 | 0 | 0 | 0 | 0
F11_Commercial_Interruptible - Health_Existing_Space Heating_Natural Gas_Insulation - Ceiling_A_Technical Potential | F11 | Commercial | Interruptible - Health | Existing | Space Heating | Natural Gas | Insulation - Ceiling | A | Purchases (Cumulative) | Technical Potential | 0 | 0 | 987.2809 | 1518.5287 | 3315.6869 | 6239.0111 | 10676.209 | 17031.2245 | 25675.7907 | 36882.2708 | 50742.7552 | 67087.5589 | 85425.3665 | 104933.3411 | 124522.759 | 142989.089 | 159225.1232 | 172441.5701 | 182320.2174 | 189557.9419 | 193507.0657 | 196666.3647 | 196666.3647 | 196666.3647 | 196666.3647 | 196666.3647 | 196666.3647
F1_Commercial_Interruptible - Health_Existing_Space Heating_Natural Gas_Insulation - Ducting_A_Technical Potential | F1 | Commercial | Interruptible - Health | Existing | Space Heating | Natural Gas | Insulation - Ducting | A | Integrated Unit Energy Savings (kWh or therms) | Technical Potential | 0 | 0 | 0 | 0 | 0 | 0 | 0 | 0 | 0 | 0 | 0 | 0 | 0 | 0 | 0 | 0 | 0 | 0 | 0 | 0 | 0 | 0 | 0 | 0 | 0 | 0 | 0
F2_Commercial_Interruptible - Health_Existing_Space Heating_Natural Gas_Insulation - Ducting_A_Technical Potential | F2 | Commercial | Interruptible - Health | Existing | Space Heating | Natural Gas | Insulation - Ducting | A | Integrated Unit Summer Peak Savings (kW) | Technical Potential | 0 | 0 | 0 | 0 | 0 | 0 | 0 | 0 | 0 | 0 | 0 | 0 | 0 | 0 | 0 | 0 | 0 | 0 | 0 | 0 | 0 | 0 | 0 | 0 | 0 | 0 | 0
F3_Commercial_Interruptible - Health_Existing_Space Heating_Natural Gas_Insulation - Ducting_A_Technical Potential | F3 | Commercial | Interruptible - Health | Existing | Space Heating | Natural Gas | Insulation - Ducting | A | Integrated Unit Winter Peak Savings (kW) | Technical Potential | 0 | 0 | 0 | 0 | 0 | 0 | 0 | 0 | 0 | 0 | 0 | 0 | 0 | 0 | 0 | 0 | 0 | 0 | 0 | 0 | 0 | 0 | 0 | 0 | 0 | 0 | 0
F4_Commercial_Interruptible - Health_Existing_Space Heating_Natural Gas_Insulation - Ducting_A_Technical Potential | F4 | Commercial | Interruptible - Health | Existing | Space Heating | Natural Gas | Insulation - Ducting | A | Incremental Energy Savings (MWh or mTherms) | Technical Potential | 0 | 0 | 0 | 0 | 0 | 0 | 0 | 0 | 0 | 0 | 0 | 0 | 0 | 0 | 0 | 0 | 0 | 0 | 0 | 0 | 0 | 0 | 0 | 0 | 0 | 0 | 0
F5_Commercial_Interruptible - Health_Existing_Space Heating_Natural Gas_Insulation - Ducting_A_Technical Potential | F5 | Commercial | Interruptible - Health | Existing | Space Heating | Natural Gas | Insulation - Ducting | A | Incremental Summer Peak Savings (MW) | Technical Potential | 0 | 0 | 0 | 0 | 0 | 0 | 0 | 0 | 0 | 0 | 0 | 0 | 0 | 0 | 0 | 0 | 0 | 0 | 0 | 0 | 0 | 0 | 0 | 0 | 0 | 0 | 0
F6_Commercial_Interruptible - Health_Existing_Space Heating_Natural Gas_Insulation - Ducting_A_Technical Potential | F6 | Commercial | Interruptible - Health | Existing | Space Heating | Natural Gas | Insulation - Ducting | A | Incremental Winter Peak Savings (MW) | Technical Potential | 0 | 0 | 0 | 0 | 0 | 0 | 0 | 0 | 0 | 0 | 0 | 0 | 0 | 0 | 0 | 0 | 0 | 0 | 0 | 0 | 0 | 0 | 0 | 0 | 0 | 0 | 0
F7_Commercial_Interruptible - Health_Existing_Space Heating_Natural Gas_Insulation - Ducting_A_Technical Potential | F7 | Commercial | Interruptible - Health | Existing | Space Heating | Natural Gas | Insulation - Ducting | A | Cumulative Energy Savings (MWh or mTherms) | Technical Potential | 0 | 0 | 0 | 0 | 0 | 0 | 0 | 0 | 0 | 0 | 0 | 0 | 0 | 0 | 0 | 0 | 0 | 0 | 0 | 0 | 0 | 0 | 0 | 0 | 0 | 0 | 0
F8_Commercial_Interruptible - Health_Existing_Space Heating_Natural Gas_Insulation - Ducting_A_Technical Potential | F8 | Commercial | Interruptible - Health | Existing | Space Heating | Natural Gas | Insulation - Ducting | A | Cumulative Summer Peak Savings (MW) | Technical Potential | 0 | 0 | 0 | 0 | 0 | 0 | 0 | 0 | 0 | 0 | 0 | 0 | 0 | 0 | 0 | 0 | 0 | 0 | 0 | 0 | 0 | 0 | 0 | 0 | 0 | 0 | 0
F9_Commercial_Interruptible - Health_Existing_Space Heating_Natural Gas_Insulation - Ducting_A_Technical Potential | F9 | Commercial | Interruptible - Health | Existing | Space Heating | Natural Gas | Insulation - Ducting | A | Cumulative Winter Peak Savings (MW) | Technical Potential | 0 | 0 | 0 | 0 | 0 | 0 | 0 | 0 | 0 | 0 | 0 | 0 | 0 | 0 | 0 | 0 | 0 | 0 | 0 | 0 | 0 | 0 | 0 | 0 | 0 | 0 | 0
F10_Commercial_Interruptible - Health_Existing_Space Heating_Natural Gas_Insulation - Ducting_A_Technical Potential | F10 | Commercial | Interruptible - Health | Existing | Space Heating | Natural Gas | Insulation - Ducting | A | Purchases (Incremental) | Technical Potential | 0 | 0 | 493.6405 | 265.6239 | 898.5791 | 1461.6621 | 2218.5989 | 3177.5077 | 4322.2831 | 5603.24 | 6930.2422 | 8172.4019 | 9168.9038 | 9753.9873 | 9794.7089 | 9233.165 | 8118.0171 | 6608.2234 | 4939.3236 | 3618.8623 | 1974.5619 | 1579.6495 | 0 | 0 | 0 | 0 | 0
F11_Commercial_Interruptible - Health_Existing_Space Heating_Natural Gas_Insulation - Ducting_A_Technical Potential | F11 | Commercial | Interruptible - Health | Existing | Space Heating | Natural Gas | Insulation - Ducting | A | Purchases (Cumulative) | Technical Potential | 0 | 0 | 493.6405 | 759.2643 | 1657.8435 | 3119.5056 | 5338.1045 | 8515.6122 | 12837.8954 | 18441.1354 | 25371.3776 | 33543.7795 | 42712.6832 | 52466.6706 | 62261.3795 | 71494.5445 | 79612.5616 | 86220.785 | 91160.1087 | 94778.971 | 96753.5328 | 98333.1824 | 98333.1824 | 98333.1824 | 98333.1824 | 98333.1824 | 98333.1824
F1_Commercial_Interruptible - Health_Existing_Space Heating_Natural Gas_Insulation - Wall Cavity_A_Technical Potential | F1 | Commercial | Interruptible - Health | Existing | Space Heating | Natural Gas | Insulation - Wall Cavity | A | Integrated Unit Energy Savings (kWh or therms) | Technical Potential | 0 | 0 | 0.19843 | 0.19513 | 0.19175 | 0.1883 | 0.18477 | 0.18113 | 0.17739 | 0.17352 | 0.16955 | 0.16547 | 0.16135 | 0.15722 | 0.15315 | 0.14921 | 0.14545 | 0.14199 | 0.13883 | 0.13584 | 0.13304 | 0.13031 | 0.12785 | 0.12542 | 0.12302 | 0.12066 | 0.11831
F2_Commercial_Interruptible - Health_Existing_Space Heating_Natural Gas_Insulation - Wall Cavity_A_Technical Potential | F2 | Commercial | Interruptible - Health | Existing | Space Heating | Natural Gas | Insulation - Wall Cavity | A | Integrated Unit Summer Peak Savings (kW) | Technical Potential | 0 | 0 | 0 | 0 | 0 | 0 | 0 | 0 | 0 | 0 | 0 | 0 | 0 | 0 | 0 | 0 | 0 | 0 | 0 | 0 | 0 | 0 | 0 | 0 | 0 | 0 | 0
F3_Commercial_Interruptible - Health_Existing_Space Heating_Natural Gas_Insulation - Wall Cavity_A_Technical Potential | F3 | Commercial | Interruptible - Health | Existing | Space Heating | Natural Gas | Insulation - Wall Cavity | A | Integrated Unit Winter Peak Savings (kW) | Technical Potential | 0 | 0 | 0 | 0 | 0 | 0 | 0 | 0 | 0 | 0 | 0 | 0 | 0 | 0 | 0 | 0 | 0 | 0 | 0 | 0 | 0 | 0 | 0 | 0 | 0 | 0 | 0
F4_Commercial_Interruptible - Health_Existing_Space Heating_Natural Gas_Insulation - Wall Cavity_A_Technical Potential | F4 | Commercial | Interruptible - Health | Existing | Space Heating | Natural Gas | Insulation - Wall Cavity | A | Incremental Energy Savings (MWh or mTherms) | Technical Potential | 0 | 0 | 0.14692 | 0.077743 | 0.25844 | 0.41282 | 0.61484 | 0.86327 | 1.15 | 1.4584 | 1.7624 | 2.0284 | 2.2189 | 2.3001 | 2.2499 | 2.0664 | 1.7711 | 1.4074 | 1.0285 | 0.73734 | 0.39403 | 0.30876 | 0 | 0 | 0 | 0 | 0
F5_Commercial_Interruptible - Health_Existing_Space Heating_Natural Gas_Insulation - Wall Cavity_A_Technical Potential | F5 | Commercial | Interruptible - Health | Existing | Space Heating | Natural Gas | Insulation - Wall Cavity | A | Incremental Summer Peak Savings (MW) | Technical Potential | 0 | 0 | 0 | 0 | 0 | 0 | 0 | 0 | 0 | 0 | 0 | 0 | 0 | 0 | 0 | 0 | 0 | 0 | 0 | 0 | 0 | 0 | 0 | 0 | 0 | 0 | 0
F6_Commercial_Interruptible - Health_Existing_Space Heating_Natural Gas_Insulation - Wall Cavity_A_Technical Potential | F6 | Commercial | Interruptible - Health | Existing | Space Heating | Natural Gas | Insulation - Wall Cavity | A | Incremental Winter Peak Savings (MW) | Technical Potential | 0 | 0 | 0 | 0 | 0 | 0 | 0 | 0 | 0 | 0 | 0 | 0 | 0 | 0 | 0 | 0 | 0 | 0 | 0 | 0 | 0 | 0 | 0 | 0 | 0 | 0 | 0
F7_Commercial_Interruptible - Health_Existing_Space Heating_Natural Gas_Insulation - Wall Cavity_A_Technical Potential | F7 | Commercial | Interruptible - Health | Existing | Space Heating | Natural Gas | Insulation - Wall Cavity | A | Cumulative Energy Savings (MWh or mTherms) | Technical Potential | 0 | 0 | 0.14692 | 0.22222 | 0.4768 | 0.88104 | 1.4794 | 2.3135 | 3.4157 | 4.7997 | 6.4521 | 8.3255 | 10.3368 | 12.3722 | 14.302 | 16.0004 | 17.3687 | 18.3628 | 18.9826 | 19.3112 | 19.3074 | 19.2201 | 18.8568 | 18.4986 | 18.1448 | 17.7956 | 17.4496
F8_Commercial_Interruptible - Health_Existing_Space Heating_Natural Gas_Insulation - Wall Cavity_A_Technical Potential | F8 | Commercial | Interruptible - Health | Existing | Space Heating | Natural Gas | Insulation - Wall Cavity | A | Cumulative Summer Peak Savings (MW) | Technical Potential | 0 | 0 | 0 | 0 | 0 | 0 | 0 | 0 | 0 | 0 | 0 | 0 | 0 | 0 | 0 | 0 | 0 | 0 | 0 | 0 | 0 | 0 | 0 | 0 | 0 | 0 | 0
F9_Commercial_Interruptible - Health_Existing_Space Heating_Natural Gas_Insulation - Wall Cavity_A_Technical Potential | F9 | Commercial | Interruptible - Health | Existing | Space Heating | Natural Gas | Insulation - Wall Cavity | A | Cumulative Winter Peak Savings (MW) | Technical Potential | 0 | 0 | 0 | 0 | 0 | 0 | 0 | 0 | 0 | 0 | 0 | 0 | 0 | 0 | 0 | 0 | 0 | 0 | 0 | 0 | 0 | 0 | 0 | 0 | 0 | 0 | 0
F10_Commercial_Interruptible - Health_Existing_Space Heating_Natural Gas_Insulation - Wall Cavity_A_Technical Potential | F10 | Commercial | Interruptible - Health | Existing | Space Heating | Natural Gas | Insulation - Wall Cavity | A | Purchases (Incremental) | Technical Potential | 0 | 0 | 740.4157 | 398.4116 | 1347.7868 | 2192.3599 | 3327.6961 | 4765.9719 | 6483.0306 | 8404.3492 | 10394.7314 | 12257.8577 | 13752.5197 | 14630.0916 | 14691.1703 | 13848.9057 | 12176.2855 | 9911.7327 | 7408.5351 | 5427.9635 | 2961.6628 | 2369.3302 | 0 | 0 | 0 | 0 | 0
F11_Commercial_Interruptible - Health_Existing_Space Heating_Natural Gas_Insulation - Wall Cavity_A_Technical Potential | F11 | Commercial | Interruptible - Health | Existing | Space Heating | Natural Gas | Insulation - Wall Cavity | A | Purchases (Cumulative) | Technical Potential | 0 | 0 | 740.4157 | 1138.8273 | 2486.614 | 4678.9739 | 8006.67 | 12772.6419 | 19255.6725 | 27660.0217 | 38054.7531 | 50312.6108 | 64065.1305 | 78695.2221 | 93386.3924 | 107235.2981 | 119411.5836 | 129323.3162 | 136731.8514 | 142159.8148 | 145121.4776 | 147490.8079 | 147490.8079 | 147490.8079 | 147490.8079 | 147490.8079 | 147490.8079
F1_Commercial_Interruptible - Health_Existing_Space Heating_Natural Gas_Green Roof - Vegetated Rooftop_A_Technical Potential | F1 | Commercial | Interruptible - Health | Existing | Space Heating | Natural Gas | Green Roof - Vegetated Rooftop | A | Integrated Unit Energy Savings (kWh or therms) | Technical Potential | 0 | 0 | 0.0070178 | 0.0068163 | 0.0066042 | 0.0063926 | 0.0061794 | 0.0059573 | 0.0057238 | 0.0054815 | 0.0052338 | 0.0049857 | 0.0047438 | 0.0045116 | 0.0042927 | 0.0040903 | 0.0039083 | 0.0037542 | 0.0036272 | 0.0035153 | 0.0034209 | 0.0033313 | 0.0032683 | 0.0032061 | 0.0031448 | 0.0030842 | 0.0030242
F2_Commercial_Interruptible - Health_Existing_Space Heating_Natural Gas_Green Roof - Vegetated Rooftop_A_Technical Potential | F2 | Commercial | Interruptible - Health | Existing | Space Heating | Natural Gas | Green Roof - Vegetated Rooftop | A | Integrated Unit Summer Peak Savings (kW) | Technical Potential | 0 | 0 | 0 | 0 | 0 | 0 | 0 | 0 | 0 | 0 | 0 | 0 | 0 | 0 | 0 | 0 | 0 | 0 | 0 | 0 | 0 | 0 | 0 | 0 | 0 | 0 | 0
F3_Commercial_Interruptible - Health_Existing_Space Heating_Natural Gas_Green Roof - Vegetated Rooftop_A_Technical Potential | F3 | Commercial | Interruptible - Health | Existing | Space Heating | Natural Gas | Green Roof - Vegetated Rooftop | A | Integrated Unit Winter Peak Savings (kW) | Technical Potential | 0 | 0 | 0 | 0 | 0 | 0 | 0 | 0 | 0 | 0 | 0 | 0 | 0 | 0 | 0 | 0 | 0 | 0 | 0 | 0 | 0 | 0 | 0 | 0 | 0 | 0 | 0
F4_Commercial_Interruptible - Health_Existing_Space Heating_Natural Gas_Green Roof - Vegetated Rooftop_A_Technical Potential | F4 | Commercial | Interruptible - Health | Existing | Space Heating | Natural Gas | Green Roof - Vegetated Rooftop | A | Incremental Energy Savings (MWh or mTherms) | Technical Potential | 0 | 0 | 0 | 0 | 0 | 0 | 0 | 0 | 0 | 0 | 0 | 0 | 0 | 0 | 0 | 0 | 0 | 0 | 0 | 0 | 0 | 0 | 0 | 0 | 0 | 0 | 0
F5_Commercial_Interruptible - Health_Existing_Space Heating_Natural Gas_Green Roof - Vegetated Rooftop_A_Technical Potential | F5 | Commercial | Interruptible - Health | Existing | Space Heating | Natural Gas | Green Roof - Vegetated Rooftop | A | Incremental Summer Peak Savings (MW) | Technical Potential | 0 | 0 | 0 | 0 | 0 | 0 | 0 | 0 | 0 | 0 | 0 | 0 | 0 | 0 | 0 | 0 | 0 | 0 | 0 | 0 | 0 | 0 | 0 | 0 | 0 | 0 | 0
F6_Commercial_Interruptible - Health_Existing_Space Heating_Natural Gas_Green Roof - Vegetated Rooftop_A_Technical Potential | F6 | Commercial | Interruptible - Health | Existing | Space Heating | Natural Gas | Green Roof - Vegetated Rooftop | A | Incremental Winter Peak Savings (MW) | Technical Potential | 0 | 0 | 0 | 0 | 0 | 0 | 0 | 0 | 0 | 0 | 0 | 0 | 0 | 0 | 0 | 0 | 0 | 0 | 0 | 0 | 0 | 0 | 0 | 0 | 0 | 0 | 0
F7_Commercial_Interruptible - Health_Existing_Space Heating_Natural Gas_Green Roof - Vegetated Rooftop_A_Technical Potential | F7 | Commercial | Interruptible - Health | Existing | Space Heating | Natural Gas | Green Roof - Vegetated Rooftop | A | Cumulative Energy Savings (MWh or mTherms) | Technical Potential | 0 | 0 | 0 | 0 | 0 | 0 | 0 | 0 | 0 | 0 | 0 | 0 | 0 | 0 | 0 | 0 | 0 | 0 | 0 | 0 | 0 | 0 | 0 | 0 | 0 | 0 | 0
F8_Commercial_Interruptible - Health_Existing_Space Heating_Natural Gas_Green Roof - Vegetated Rooftop_A_Technical Potential | F8 | Commercial | Interruptible - Health | Existing | Space Heating | Natural Gas | Green Roof - Vegetated Rooftop | A | Cumulative Summer Peak Savings (MW) | Technical Potential | 0 | 0 | 0 | 0 | 0 | 0 | 0 | 0 | 0 | 0 | 0 | 0 | 0 | 0 | 0 | 0 | 0 | 0 | 0 | 0 | 0 | 0 | 0 | 0 | 0 | 0 | 0
F9_Commercial_Interruptible - Health_Existing_Space Heating_Natural Gas_Green Roof - Vegetated Rooftop_A_Technical Potential | F9 | Commercial | Interruptible - Health | Existing | Space Heating | Natural Gas | Green Roof - Vegetated Rooftop | A | Cumulative Winter Peak Savings (MW) | Technical Potential | 0 | 0 | 0 | 0 | 0 | 0 | 0 | 0 | 0 | 0 | 0 | 0 | 0 | 0 | 0 | 0 | 0 | 0 | 0 | 0 | 0 | 0 | 0 | 0 | 0 | 0 | 0
F10_Commercial_Interruptible - Health_Existing_Space Heating_Natural Gas_Green Roof - Vegetated Rooftop_A_Technical Potential | F10 | Commercial | Interruptible - Health | Existing | Space Heating | Natural Gas | Green Roof - Vegetated Rooftop | A | Purchases (Incremental) | Technical Potential | 0 | 0 | 0 | 0 | 0 | 0 | 0 | 0 | 0 | 0 | 0 | 0 | 0 | 0 | 0 | 0 | 0 | 0 | 0 | 0 | 0 | 0 | 0 | 0 | 0 | 0 | 0
F11_Commercial_Interruptible - Health_Existing_Space Heating_Natural Gas_Green Roof - Vegetated Rooftop_A_Technical Potential | F11 | Commercial | Interruptible - Health | Existing | Space Heating | Natural Gas | Green Roof - Vegetated Rooftop | A | Purchases (Cumulative) | Technical Potential | 0 | 0 | 0 | 0 | 0 | 0 | 0 | 0 | 0 | 0 | 0 | 0 | 0 | 0 | 0 | 0 | 0 | 0 | 0 | 0 | 0 | 0 | 0 | 0 | 0 | 0 | 0
F1_Commercial_Interruptible - Health_Existing_Space Heating_Natural Gas_Ducting - Repair and Sealing_A_Technical Potential | F1 | Commercial | Interruptible - Health | Existing | Space Heating | Natural Gas | Ducting - Repair and Sealing | A | Integrated Unit Energy Savings (kWh or therms) | Technical Potential | 0 | 0 | 0.20195 | 0.19849 | 0.19488 | 0.19116 | 0.1873 | 0.18327 | 0.17904 | 0.1746 | 0.16996 | 0.16517 | 0.16027 | 0.15537 | 0.15057 | 0.14597 | 0.14168 | 0.13783 | 0.13443 | 0.1313 | 0.12847 | 0.12574 | 0.12336 | 0.12102 | 0.1187 | 0.11642 | 0.11416
F2_Commercial_Interruptible - Health_Existing_Space Heating_Natural Gas_Ducting - Repair and Sealing_A_Technical Potential | F2 | Commercial | Interruptible - Health | Existing | Space Heating | Natural Gas | Ducting - Repair and Sealing | A | Integrated Unit Summer Peak Savings (kW) | Technical Potential | 0 | 0 | 0 | 0 | 0 | 0 | 0 | 0 | 0 | 0 | 0 | 0 | 0 | 0 | 0 | 0 | 0 | 0 | 0 | 0 | 0 | 0 | 0 | 0 | 0 | 0 | 0
F3_Commercial_Interruptible - Health_Existing_Space Heating_Natural Gas_Ducting - Repair and Sealing_A_Technical Potential | F3 | Commercial | Interruptible - Health | Existing | Space Heating | Natural Gas | Ducting - Repair and Sealing | A | Integrated Unit Winter Peak Savings (kW) | Technical Potential | 0 | 0 | 0 | 0 | 0 | 0 | 0 | 0 | 0 | 0 | 0 | 0 | 0 | 0 | 0 | 0 | 0 | 0 | 0 | 0 | 0 | 0 | 0 | 0 | 0 | 0 | 0
F4_Commercial_Interruptible - Health_Existing_Space Heating_Natural Gas_Ducting - Repair and Sealing_A_Technical Potential | F4 | Commercial | Interruptible - Health | Existing | Space Heating | Natural Gas | Ducting - Repair and Sealing | A | Incremental Energy Savings (MWh or mTherms) | Technical Potential | 0 | 0 | 0.16265 | 0.086021 | 0.28571 | 0.45589 | 0.678 | 0.95012 | 1.2626 | 1.5962 | 1.9218 | 2.2023 | 2.3976 | 2.4726 | 2.4062 | 2.1991 | 1.8765 | 1.486 | 1.0834 | 0.77527 | 0.31042 | 0.26957 | 0 | 0 | 0 | 0 | 0
F5_Commercial_Interruptible - Health_Existing_Space Heating_Natural Gas_Ducting - Repair and Sealing_A_Technical Potential | F5 | Commercial | Interruptible - Health | Existing | Space Heating | Natural Gas | Ducting - Repair and Sealing | A | Incremental Summer Peak Savings (MW) | Technical Potential | 0 | 0 | 0 | 0 | 0 | 0 | 0 | 0 | 0 | 0 | 0 | 0 | 0 | 0 | 0 | 0 | 0 | 0 | 0 | 0 | 0 | 0 | 0 | 0 | 0 | 0 | 0
F6_Commercial_Interruptible - Health_Existing_Space Heating_Natural Gas_Ducting - Repair and Sealing_A_Technical Potential | F6 | Commercial | Interruptible - Health | Existing | Space Heating | Natural Gas | Ducting - Repair and Sealing | A | Incremental Winter Peak Savings (MW) | Technical Potential | 0 | 0 | 0 | 0 | 0 | 0 | 0 | 0 | 0 | 0 | 0 | 0 | 0 | 0 | 0 | 0 | 0 | 0 | 0 | 0 | 0 | 0 | 0 | 0 | 0 | 0 | 0
F7_Commercial_Interruptible - Health_Existing_Space Heating_Natural Gas_Ducting - Repair and Sealing_A_Technical Potential | F7 | Commercial | Interruptible - Health | Existing | Space Heating | Natural Gas | Ducting - Repair and Sealing | A | Cumulative Energy Savings (MWh or mTherms) | Technical Potential | 0 | 0 | 0.16265 | 0.24588 | 0.52713 | 0.97297 | 1.6313 | 2.5463 | 3.7501 | 5.2534 | 7.0357 | 9.0394 | 11.1691 | 13.3001 | 15.2953 | 17.0278 | 18.403 | 19.389 | 19.9947 | 20.3045 | 20.1772 | 20.0174 | 19.6391 | 19.266 | 18.8975 | 18.5338 | 18.1735
F8_Commercial_Interruptible - Health_Existing_Space Heating_Natural Gas_Ducting - Repair and Sealing_A_Technical Potential | F8 | Commercial | Interruptible - Health | Existing | Space Heating | Natural Gas | Ducting - Repair and Sealing | A | Cumulative Summer Peak Savings (MW) | Technical Potential | 0 | 0 | 0 | 0 | 0 | 0 | 0 | 0 | 0 | 0 | 0 | 0 | 0 | 0 | 0 | 0 | 0 | 0 | 0 | 0 | 0 | 0 | 0 | 0 | 0 | 0 | 0
F9_Commercial_Interruptible - Health_Existing_Space Heating_Natural Gas_Ducting - Repair and Sealing_A_Technical Potential | F9 | Commercial | Interruptible - Health | Existing | Space Heating | Natural Gas | Ducting - Repair and Sealing | A | Cumulative Winter Peak Savings (MW) | Technical Potential | 0 | 0 | 0 | 0 | 0 | 0 | 0 | 0 | 0 | 0 | 0 | 0 | 0 | 0 | 0 | 0 | 0 | 0 | 0 | 0 | 0 | 0 | 0 | 0 | 0 | 0 | 0
F10_Commercial_Interruptible - Health_Existing_Space Heating_Natural Gas_Ducting - Repair and Sealing_A_Technical Potential | F10 | Commercial | Interruptible - Health | Existing | Space Heating | Natural Gas | Ducting - Repair and Sealing | A | Purchases (Incremental) | Technical Potential | 0 | 0 | 805.4134 | 433.3863 | 1466.1028 | 2384.8171 | 3619.8193 | 5184.3547 | 7052.1462 | 9142.1285 | 11307.2373 | 13333.9188 | 14959.7904 | 15914.4004 | 15980.8409 | 15064.6376 | 13245.1858 | 10781.8383 | 8058.8965 | 5904.4595 | 2416.2402 | 2143.9366 | 0 | 0 | 0 | 0 | 0
F11_Commercial_Interruptible - Health_Existing_Space Heating_Natural Gas_Ducting - Repair and Sealing_A_Technical Potential | F11 | Commercial | Interruptible - Health | Existing | Space Heating | Natural Gas | Ducting - Repair and Sealing | A | Purchases (Cumulative) | Technical Potential | 0 | 0 | 805.4134 | 1238.7997 | 2704.9025 | 5089.7196 | 8709.5389 | 13893.8936 | 20946.0398 | 30088.1683 | 41395.4056 | 54729.3244 | 69689.1148 | 85603.5151 | 101584.356 | 116648.9936 | 129894.1794 | 140676.0177 | 148734.9142 | 154639.3737 | 157055.6139 | 159199.5505 | 159199.5505 | 159199.5505 | 159199.5505 | 159199.5505 | 159199.5505
F1_Commercial_Interruptible - Health_Existing_Space Heating_Natural Gas_Windows - High Efficiency Glazing_A_Technical Potential | F1 | Commercial | Interruptible - Health | Existing | Space Heating | Natural Gas | Windows - High Efficiency Glazing | A | Integrated Unit Energy Savings (kWh or therms) | Technical Potential | 0 | 0 | 4.0347 | 3.9578 | 3.8771 | 3.7933 | 3.7057 | 3.6132 | 3.5154 | 3.4119 | 3.3031 | 3.1901 | 3.0748 | 2.9597 | 2.8479 | 2.7422 | 2.6448 | 2.5612 | 2.4913 | 2.4285 | 2.3742 | 2.322 | 2.2781 | 2.2348 | 2.192 | 2.1498 | 2.108
F2_Commercial_Interruptible - Health_Existing_Space Heating_Natural Gas_Windows - High Efficiency Glazing_A_Technical Potential | F2 | Commercial | Interruptible - Health | Existing | Space Heating | Natural Gas | Windows - High Efficiency Glazing | A | Integrated Unit Summer Peak Savings (kW) | Technical Potential | 0 | 0 | 0 | 0 | 0 | 0 | 0 | 0 | 0 | 0 | 0 | 0 | 0 | 0 | 0 | 0 | 0 | 0 | 0 | 0 | 0 | 0 | 0 | 0 | 0 | 0 | 0
F3_Commercial_Interruptible - Health_Existing_Space Heating_Natural Gas_Windows - High Efficiency Glazing_A_Technical Potential | F3 | Commercial | Interruptible - Health | Existing | Space Heating | Natural Gas | Windows - High Efficiency Glazing | A | Integrated Unit Winter Peak Savings (kW) | Technical Potential | 0 | 0 | 0 | 0 | 0 | 0 | 0 | 0 | 0 | 0 | 0 | 0 | 0 | 0 | 0 | 0 | 0 | 0 | 0 | 0 | 0 | 0 | 0 | 0 | 0 | 0 | 0
F4_Commercial_Interruptible - Health_Existing_Space Heating_Natural Gas_Windows - High Efficiency Glazing_A_Technical Potential | F4 | Commercial | Interruptible - Health | Existing | Space Heating | Natural Gas | Windows - High Efficiency Glazing | A | Incremental Energy Savings (MWh or mTherms) | Technical Potential | 0 | 0 | 0.075208 | 0.039698 | 0.13155 | 0.20937 | 0.31045 | 0.43354 | 0.57376 | 0.72192 | 0.86441 | 0.98447 | 1.0646 | 1.0901 | 1.0533 | 0.95608 | 0.81075 | 0.63911 | 0.46467 | 0.33186 | 0.17702 | 0.1385 | 0 | 0 | 0 | 0 | 0
F5_Commercial_Interruptible - Health_Existing_Space Heating_Natural Gas_Windows - High Efficiency Glazing_A_Technical Potential | F5 | Commercial | Interruptible - Health | Existing | Space Heating | Natural Gas | Windows - High Efficiency Glazing | A | Incremental Summer Peak Savings (MW) | Technical Potential | 0 | 0 | 0 | 0 | 0 | 0 | 0 | 0 | 0 | 0 | 0 | 0 | 0 | 0 | 0 | 0 | 0 | 0 | 0 | 0 | 0 | 0 | 0 | 0 | 0 | 0 | 0
F6_Commercial_Interruptible - Health_Existing_Space Heating_Natural Gas_Windows - High Efficiency Glazing_A_Technical Potential | F6 | Commercial | Interruptible - Health | Existing | Space Heating | Natural Gas | Windows - High Efficiency Glazing | A | Incremental Winter Peak Savings (MW) | Technical Potential | 0 | 0 | 0 | 0 | 0 | 0 | 0 | 0 | 0 | 0 | 0 | 0 | 0 | 0 | 0 | 0 | 0 | 0 | 0 | 0 | 0 | 0 | 0 | 0 | 0 | 0 | 0
F7_Commercial_Interruptible - Health_Existing_Space Heating_Natural Gas_Windows - High Efficiency Glazing_A_Technical Potential | F7 | Commercial | Interruptible - Health | Existing | Space Heating | Natural Gas | Windows - High Efficiency Glazing | A | Cumulative Energy Savings (MWh or mTherms) | Technical Potential | 0 | 0 | 0.075208 | 0.11347 | 0.24271 | 0.44684 | 0.74697 | 1.1619 | 1.7042 | 2.3759 | 3.1646 | 4.0408 | 4.9593 | 5.8639 | 6.6957 | 7.4031 | 7.951 | 8.3388 | 8.576 | 8.6914 | 8.6741 | 8.6219 | 8.4589 | 8.2982 | 8.1394 | 7.9827 | 7.8275
F8_Commercial_Interruptible - Health_Existing_Space Heating_Natural Gas_Windows - High Efficiency Glazing_A_Technical Potential | F8 | Commercial | Interruptible - Health | Existing | Space Heating | Natural Gas | Windows - High Efficiency Glazing | A | Cumulative Summer Peak Savings (MW) | Technical Potential | 0 | 0 | 0 | 0 | 0 | 0 | 0 | 0 | 0 | 0 | 0 | 0 | 0 | 0 | 0 | 0 | 0 | 0 | 0 | 0 | 0 | 0 | 0 | 0 | 0 | 0 | 0
F9_Commercial_Interruptible - Health_Existing_Space Heating_Natural Gas_Windows - High Efficiency Glazing_A_Technical Potential | F9 | Commercial | Interruptible - Health | Existing | Space Heating | Natural Gas | Windows - High Efficiency Glazing | A | Cumulative Winter Peak Savings (MW) | Technical Potential | 0 | 0 | 0 | 0 | 0 | 0 | 0 | 0 | 0 | 0 | 0 | 0 | 0 | 0 | 0 | 0 | 0 | 0 | 0 | 0 | 0 | 0 | 0 | 0 | 0 | 0 | 0
F10_Commercial_Interruptible - Health_Existing_Space Heating_Natural Gas_Windows - High Efficiency Glazing_A_Technical Potential | F10 | Commercial | Interruptible - Health | Existing | Space Heating | Natural Gas | Windows - High Efficiency Glazing | A | Purchases (Incremental) | Technical Potential | 0 | 0 | 18.6405 | 10.0303 | 33.9315 | 55.1943 | 83.7772 | 119.9868 | 163.215 | 211.5856 | 261.695 | 308.6005 | 346.2297 | 368.3232 | 369.8609 | 348.6563 | 306.5469 | 249.5351 | 186.5153 | 136.6529 | 74.562 | 59.6496 | 0 | 0 | 0 | 0 | 0
F11_Commercial_Interruptible - Health_Existing_Space Heating_Natural Gas_Windows - High Efficiency Glazing_A_Technical Potential | F11 | Commercial | Interruptible - Health | Existing | Space Heating | Natural Gas | Windows - High Efficiency Glazing | A | Purchases (Cumulative) | Technical Potential | 0 | 0 | 18.6405 | 28.6708 | 62.6023 | 117.7966 | 201.5738 | 321.5606 | 484.7756 | 696.3612 | 958.0562 | 1266.6567 | 1612.8864 | 1981.2097 | 2351.0706 | 2699.7269 | 3006.2738 | 3255.8089 | 3442.3242 | 3578.9771 | 3653.5392 | 3713.1888 | 3713.1888 | 3713.1888 | 3713.1888 | 3713.1888 | 3713.1888
F1_Commercial_Interruptible - Health_Existing_Space Heating_Natural Gas_Windows - Secondary Glazing Systems_A_Technical Potential | F1 | Commercial | Interruptible - Health | Existing | Space Heating | Natural Gas | Windows - Secondary Glazing Systems | A | Integrated Unit Energy Savings (kWh or therms) | Technical Potential | 0 | 0 | 10.89 | 10.7113 | 10.5322 | 10.3531 | 10.174 | 9.9951 | 9.8166 | 9.6384 | 9.4608 | 9.2839 | 9.1081 | 8.9333 | 8.7602 | 8.5888 | 8.4194 | 8.2566 | 8.1005 | 7.946 | 7.793 | 7.6416 | 7.4971 | 7.3547 | 7.214 | 7.0752 | 6.9377
F2_Commercial_Interruptible - Health_Existing_Space Heating_Natural Gas_Windows - Secondary Glazing Systems_A_Technical Potential | F2 | Commercial | Interruptible - Health | Existing | Space Heating | Natural Gas | Windows - Secondary Glazing Systems | A | Integrated Unit Summer Peak Savings (kW) | Technical Potential | 0 | 0 | 0 | 0 | 0 | 0 | 0 | 0 | 0 | 0 | 0 | 0 | 0 | 0 | 0 | 0 | 0 | 0 | 0 | 0 | 0 | 0 | 0 | 0 | 0 | 0 | 0
F3_Commercial_Interruptible - Health_Existing_Space Heating_Natural Gas_Windows - Secondary Glazing Systems_A_Technical Potential | F3 | Commercial | Interruptible - Health | Existing | Space Heating | Natural Gas | Windows - Secondary Glazing Systems | A | Integrated Unit Winter Peak Savings (kW) | Technical Potential | 0 | 0 | 0 | 0 | 0 | 0 | 0 | 0 | 0 | 0 | 0 | 0 | 0 | 0 | 0 | 0 | 0 | 0 | 0 | 0 | 0 | 0 | 0 | 0 | 0 | 0 | 0
F4_Commercial_Interruptible - Health_Existing_Space Heating_Natural Gas_Windows - Secondary Glazing Systems_A_Technical Potential | F4 | Commercial | Interruptible - Health | Existing | Space Heating | Natural Gas | Windows - Secondary Glazing Systems | A | Incremental Energy Savings (MWh or mTherms) | Technical Potential | 0 | 0 | 0.203 | 0.10744 | 0.35737 | 0.57143 | 0.85235 | 1.1993 | 1.6022 | 2.0393 | 2.4758 | 2.865 | 3.1535 | 3.2904 | 3.24 | 2.9945 | 2.5809 | 2.0603 | 1.5109 | 1.0858 | 0.58106 | 0.45582 | 0 | 0 | 0 | 0 | 0
F5_Commercial_Interruptible - Health_Existing_Space Heating_Natural Gas_Windows - Secondary Glazing Systems_A_Technical Potential | F5 | Commercial | Interruptible - Health | Existing | Space Heating | Natural Gas | Windows - Secondary Glazing Systems | A | Incremental Summer Peak Savings (MW) | Technical Potential | 0 | 0 | 0 | 0 | 0 | 0 | 0 | 0 | 0 | 0 | 0 | 0 | 0 | 0 | 0 | 0 | 0 | 0 | 0 | 0 | 0 | 0 | 0 | 0 | 0 | 0 | 0
F6_Commercial_Interruptible - Health_Existing_Space Heating_Natural Gas_Windows - Secondary Glazing Systems_A_Technical Potential | F6 | Commercial | Interruptible - Health | Existing | Space Heating | Natural Gas | Windows - Secondary Glazing Systems | A | Incremental Winter Peak Savings (MW) | Technical Potential | 0 | 0 | 0 | 0 | 0 | 0 | 0 | 0 | 0 | 0 | 0 | 0 | 0 | 0 | 0 | 0 | 0 | 0 | 0 | 0 | 0 | 0 | 0 | 0 | 0 | 0 | 0
F7_Commercial_Interruptible - Health_Existing_Space Heating_Natural Gas_Windows - Secondary Glazing Systems_A_Technical Potential | F7 | Commercial | Interruptible - Health | Existing | Space Heating | Natural Gas | Windows - Secondary Glazing Systems | A | Cumulative Energy Savings (MWh or mTherms) | Technical Potential | 0 | 0 | 0.203 | 0.3071 | 0.65934 | 1.2196 | 2.0508 | 3.214 | 4.7588 | 6.7118 | 9.064 | 11.7595 | 14.6903 | 17.6988 | 20.5958 | 23.1873 | 25.3109 | 26.8818 | 27.8844 | 28.4385 | 28.4721 | 28.3745 | 27.8382 | 27.3094 | 26.787 | 26.2715 | 25.7608
F8_Commercial_Interruptible - Health_Existing_Space Heating_Natural Gas_Windows - Secondary Glazing Systems_A_Technical Potential | F8 | Commercial | Interruptible - Health | Existing | Space Heating | Natural Gas | Windows - Secondary Glazing Systems | A | Cumulative Summer Peak Savings (MW) | Technical Potential | 0 | 0 | 0 | 0 | 0 | 0 | 0 | 0 | 0 | 0 | 0 | 0 | 0 | 0 | 0 | 0 | 0 | 0 | 0 | 0 | 0 | 0 | 0 | 0 | 0 | 0 | 0
F9_Commercial_Interruptible - Health_Existing_Space Heating_Natural Gas_Windows - Secondary Glazing Systems_A_Technical Potential | F9 | Commercial | Interruptible - Health | Existing | Space Heating | Natural Gas | Windows - Secondary Glazing Systems | A | Cumulative Winter Peak Savings (MW) | Technical Potential | 0 | 0 | 0 | 0 | 0 | 0 | 0 | 0 | 0 | 0 | 0 | 0 | 0 | 0 | 0 | 0 | 0 | 0 | 0 | 0 | 0 | 0 | 0 | 0 | 0 | 0 | 0
F10_Commercial_Interruptible - Health_Existing_Space Heating_Natural Gas_Windows - Secondary Glazing Systems_A_Technical Potential | F10 | Commercial | Interruptible - Health | Existing | Space Heating | Natural Gas | Windows - Secondary Glazing Systems | A | Purchases (Incremental) | Technical Potential | 0 | 0 | 18.6405 | 10.0303 | 33.9315 | 55.1943 | 83.7772 | 119.9868 | 163.215 | 211.5856 | 261.695 | 308.6005 | 346.2297 | 368.3232 | 369.8609 | 348.6563 | 306.5469 | 249.5351 | 186.5153 | 136.6529 | 74.562 | 59.6496 | 0 | 0 | 0 | 0 | 0
F11_Commercial_Interruptible - Health_Existing_Space Heating_Natural Gas_Windows - Secondary Glazing Systems_A_Technical Potential | F11 | Commercial | Interruptible - Health | Existing | Space Heating | Natural Gas | Windows - Secondary Glazing Systems | A | Purchases (Cumulative) | Technical Potential | 0 | 0 | 18.6405 | 28.6708 | 62.6023 | 117.7966 | 201.5738 | 321.5606 | 484.7756 | 696.3612 | 958.0562 | 1266.6567 | 1612.8864 | 1981.2097 | 2351.0706 | 2699.7269 | 3006.2738 | 3255.8089 | 3442.3242 | 3578.9771 | 3653.5392 | 3713.1888 | 3713.1888 | 3713.1888 | 3713.1888 | 3713.1888 | 3713.1888
F1_Commercial_Interruptible - Health_Existing_Space Heating_Natural Gas_HVAC - Energy Recovery Ventilator_A_Technical Potential | F1 | Commercial | Interruptible - Health | Existing | Space Heating | Natural Gas | HVAC - Energy Recovery Ventilator | A | Integrated Unit Energy Savings (kWh or therms) | Technical Potential | 0 | 0 | 0.15124 | 0.14834 | 0.14523 | 0.14196 | 0.13848 | 0.13475 | 0.13074 | 0.12644 | 0.12187 | 0.11708 | 0.11219 | 0.10731 | 0.1026 | 0.0982 | 0.094212 | 0.090841 | 0.088077 | 0.085651 | 0.083627 | 0.081703 | 0.080159 | 0.078636 | 0.077131 | 0.075646 | 0.074176
F2_Commercial_Interruptible - Health_Existing_Space Heating_Natural Gas_HVAC - Energy Recovery Ventilator_A_Technical Potential | F2 | Commercial | Interruptible - Health | Existing | Space Heating | Natural Gas | HVAC - Energy Recovery Ventilator | A | Integrated Unit Summer Peak Savings (kW) | Technical Potential | 0 | 0 | 0 | 0 | 0 | 0 | 0 | 0 | 0 | 0 | 0 | 0 | 0 | 0 | 0 | 0 | 0 | 0 | 0 | 0 | 0 | 0 | 0 | 0 | 0 | 0 | 0
F3_Commercial_Interruptible - Health_Existing_Space Heating_Natural Gas_HVAC - Energy Recovery Ventilator_A_Technical Potential | F3 | Commercial | Interruptible - Health | Existing | Space Heating | Natural Gas | HVAC - Energy Recovery Ventilator | A | Integrated Unit Winter Peak Savings (kW) | Technical Potential | 0 | 0 | 0 | 0 | 0 | 0 | 0 | 0 | 0 | 0 | 0 | 0 | 0 | 0 | 0 | 0 | 0 | 0 | 0 | 0 | 0 | 0 | 0 | 0 | 0 | 0 | 0
F4_Commercial_Interruptible - Health_Existing_Space Heating_Natural Gas_HVAC - Energy Recovery Ventilator_A_Technical Potential | F4 | Commercial | Interruptible - Health | Existing | Space Heating | Natural Gas | HVAC - Energy Recovery Ventilator | A | Incremental Energy Savings (MWh or mTherms) | Technical Potential | 0 | 0 | 0.47153 | 0.94928 | 0.92939 | 0.90847 | 0.88623 | 0.86237 | 0.83671 | 0.80918 | 0.77991 | 0.74928 | 0.71794 | 0.68673 | 0.6566 | 0.62844 | 0.60292 | 0.58134 | 0.56365 | 0.54813 | 0.53518 | 0.52286 | 0 | 0 | 0 | 0 | 0
F5_Commercial_Interruptible - Health_Existing_Space Heating_Natural Gas_HVAC - Energy Recovery Ventilator_A_Technical Potential | F5 | Commercial | Interruptible - Health | Existing | Space Heating | Natural Gas | HVAC - Energy Recovery Ventilator | A | Incremental Summer Peak Savings (MW) | Technical Potential | 0 | 0 | 0 | 0 | 0 | 0 | 0 | 0 | 0 | 0 | 0 | 0 | 0 | 0 | 0 | 0 | 0 | 0 | 0 | 0 | 0 | 0 | 0 | 0 | 0 | 0 | 0
F6_Commercial_Interruptible - Health_Existing_Space Heating_Natural Gas_HVAC - Energy Recovery Ventilator_A_Technical Potential | F6 | Commercial | Interruptible - Health | Existing | Space Heating | Natural Gas | HVAC - Energy Recovery Ventilator | A | Incremental Winter Peak Savings (MW) | Technical Potential | 0 | 0 | 0 | 0 | 0 | 0 | 0 | 0 | 0 | 0 | 0 | 0 | 0 | 0 | 0 | 0 | 0 | 0 | 0 | 0 | 0 | 0 | 0 | 0 | 0 | 0 | 0
F7_Commercial_Interruptible - Health_Existing_Space Heating_Natural Gas_HVAC - Energy Recovery Ventilator_A_Technical Potential | F7 | Commercial | Interruptible - Health | Existing | Space Heating | Natural Gas | HVAC - Energy Recovery Ventilator | A | Cumulative Energy Savings (MWh or mTherms) | Technical Potential | 0 | 0 | 0.47153 | 1.4118 | 2.3116 | 3.168 | 3.9767 | 4.732 | 5.4279 | 6.0585 | 6.6192 | 7.1085 | 7.5292 | 7.8886 | 8.1991 | 8.4758 | 8.7345 | 9.0033 | 9.293 | 9.5852 | 9.8939 | 10.1891 | 9.9965 | 9.8066 | 9.619 | 9.4338 | 9.2504
F8_Commercial_Interruptible - Health_Existing_Space Heating_Natural Gas_HVAC - Energy Recovery Ventilator_A_Technical Potential | F8 | Commercial | Interruptible - Health | Existing | Space Heating | Natural Gas | HVAC - Energy Recovery Ventilator | A | Cumulative Summer Peak Savings (MW) | Technical Potential | 0 | 0 | 0 | 0 | 0 | 0 | 0 | 0 | 0 | 0 | 0 | 0 | 0 | 0 | 0 | 0 | 0 | 0 | 0 | 0 | 0 | 0 | 0 | 0 | 0 | 0 | 0
F9_Commercial_Interruptible - Health_Existing_Space Heating_Natural Gas_HVAC - Energy Recovery Ventilator_A_Technical Potential | F9 | Commercial | Interruptible - Health | Existing | Space Heating | Natural Gas | HVAC - Energy Recovery Ventilator | A | Cumulative Winter Peak Savings (MW) | Technical Potential | 0 | 0 | 0 | 0 | 0 | 0 | 0 | 0 | 0 | 0 | 0 | 0 | 0 | 0 | 0 | 0 | 0 | 0 | 0 | 0 | 0 | 0 | 0 | 0 | 0 | 0 | 0
F10_Commercial_Interruptible - Health_Existing_Space Heating_Natural Gas_HVAC - Energy Recovery Ventilator_A_Technical Potential | F10 | Commercial | Interruptible - Health | Existing | Space Heating | Natural Gas | HVAC - Energy Recovery Ventilator | A | Purchases (Incremental) | Technical Potential | 0 | 0 | 3117.7293 | 6399.5496 | 6399.5496 | 6399.5496 | 6399.5496 | 6399.5496 | 6399.5496 | 6399.5496 | 6399.5496 | 6399.5496 | 6399.5496 | 6399.5496 | 6399.5496 | 6399.5496 | 6399.5496 | 6399.5496 | 6399.5496 | 6399.5496 | 6399.5496 | 6399.5496 | 0 | 0 | 0 | 0 | 0
F11_Commercial_Interruptible - Health_Existing_Space Heating_Natural Gas_HVAC - Energy Recovery Ventilator_A_Technical Potential | F11 | Commercial | Interruptible - Health | Existing | Space Heating | Natural Gas | HVAC - Energy Recovery Ventilator | A | Purchases (Cumulative) | Technical Potential | 0 | 0 | 3117.7293 | 9517.2789 | 15916.8286 | 22316.3782 | 28715.9278 | 35115.4775 | 41515.0271 | 47914.5767 | 54314.1264 | 60713.676 | 67113.2256 | 73512.7753 | 79912.3249 | 86311.8745 | 92711.4241 | 99110.9738 | 105510.5234 | 111910.073 | 118309.6227 | 124709.1723 | 124709.1723 | 124709.1723 | 124709.1723 | 124709.1723 | 124709.1723
F1_Commercial_Interruptible - Health_Existing_Space Heating_Natural Gas_Building Shell - Air Sealing (Infiltration Control)_A_Technical Potential | F1 | Commercial | Interruptible - Health | Existing | Space Heating | Natural Gas | Building Shell - Air Sealing (Infiltration Control) | A | Integrated Unit Energy Savings (kWh or therms) | Technical Potential | 0 | 0 | 24.6812 | 24.3213 | 23.9593 | 23.5963 | 23.2326 | 22.8685 | 22.5044 | 22.1405 | 21.7771 | 21.4146 | 21.0534 | 20.6936 | 20.3354 | 19.9793 | 19.6252 | 19.2734 | 18.9242 | 18.5779 | 18.2345 | 17.8942 | 17.5561 | 17.2226 | 16.8933 | 16.5682 | 16.2462
F2_Commercial_Interruptible - Health_Existing_Space Heating_Natural Gas_Building Shell - Air Sealing (Infiltration Control)_A_Technical Potential | F2 | Commercial | Interruptible - Health | Existing | Space Heating | Natural Gas | Building Shell - Air Sealing (Infiltration Control) | A | Integrated Unit Summer Peak Savings (kW) | Technical Potential | 0 | 0 | 0 | 0 | 0 | 0 | 0 | 0 | 0 | 0 | 0 | 0 | 0 | 0 | 0 | 0 | 0 | 0 | 0 | 0 | 0 | 0 | 0 | 0 | 0 | 0 | 0
F3_Commercial_Interruptible - Health_Existing_Space Heating_Natural Gas_Building Shell - Air Sealing (Infiltration Control)_A_Technical Potential | F3 | Commercial | Interruptible - Health | Existing | Space Heating | Natural Gas | Building Shell - Air Sealing (Infiltration Control) | A | Integrated Unit Winter Peak Savings (kW) | Technical Potential | 0 | 0 | 0 | 0 | 0 | 0 | 0 | 0 | 0 | 0 | 0 | 0 | 0 | 0 | 0 | 0 | 0 | 0 | 0 | 0 | 0 | 0 | 0 | 0 | 0 | 0 | 0
F4_Commercial_Interruptible - Health_Existing_Space Heating_Natural Gas_Building Shell - Air Sealing (Infiltration Control)_A_Technical Potential | F4 | Commercial | Interruptible - Health | Existing | Space Heating | Natural Gas | Building Shell - Air Sealing (Infiltration Control) | A | Incremental Energy Savings (MWh or mTherms) | Technical Potential | 0 | 0 | 0.0085814 | 0.0045502 | 0.015164 | 0.024292 | 0.036304 | 0.05118 | 0.068511 | 0.087379 | 0.1063 | 0.12326 | 0.12864 | 0.13829 | 0.12742 | 0.10936 | 0.081546 | 0.046572 | 0.0082245 | 0 | 0 | 0 | 0 | 0 | 0 | 0 | 0
F5_Commercial_Interruptible - Health_Existing_Space Heating_Natural Gas_Building Shell - Air Sealing (Infiltration Control)_A_Technical Potential | F5 | Commercial | Interruptible - Health | Existing | Space Heating | Natural Gas | Building Shell - Air Sealing (Infiltration Control) | A | Incremental Summer Peak Savings (MW) | Technical Potential | 0 | 0 | 0 | 0 | 0 | 0 | 0 | 0 | 0 | 0 | 0 | 0 | 0 | 0 | 0 | 0 | 0 | 0 | 0 | 0 | 0 | 0 | 0 | 0 | 0 | 0 | 0
F6_Commercial_Interruptible - Health_Existing_Space Heating_Natural Gas_Building Shell - Air Sealing (Infiltration Control)_A_Technical Potential | F6 | Commercial | Interruptible - Health | Existing | Space Heating | Natural Gas | Building Shell - Air Sealing (Infiltration Control) | A | Incremental Winter Peak Savings (MW) | Technical Potential | 0 | 0 | 0 | 0 | 0 | 0 | 0 | 0 | 0 | 0 | 0 | 0 | 0 | 0 | 0 | 0 | 0 | 0 | 0 | 0 | 0 | 0 | 0 | 0 | 0 | 0 | 0
F7_Commercial_Interruptible - Health_Existing_Space Heating_Natural Gas_Building Shell - Air Sealing (Infiltration Control)_A_Technical Potential | F7 | Commercial | Interruptible - Health | Existing | Space Heating | Natural Gas | Building Shell - Air Sealing (Infiltration Control) | A | Cumulative Energy Savings (MWh or mTherms) | Technical Potential | 0 | 0 | 0.0085814 | 0.013006 | 0.027977 | 0.051845 | 0.08735 | 0.13716 | 0.20349 | 0.28758 | 0.38916 | 0.50594 | 0.62605 | 0.75365 | 0.86802 | 0.96218 | 1.0267 | 1.0548 | 1.044 | 1.0248 | 1.0059 | 0.98713 | 0.96848 | 0.95009 | 0.93192 | 0.91399 | 0.89622
F8_Commercial_Interruptible - Health_Existing_Space Heating_Natural Gas_Building Shell - Air Sealing (Infiltration Control)_A_Technical Potential | F8 | Commercial | Interruptible - Health | Existing | Space Heating | Natural Gas | Building Shell - Air Sealing (Infiltration Control) | A | Cumulative Summer Peak Savings (MW) | Technical Potential | 0 | 0 | 0 | 0 | 0 | 0 | 0 | 0 | 0 | 0 | 0 | 0 | 0 | 0 | 0 | 0 | 0 | 0 | 0 | 0 | 0 | 0 | 0 | 0 | 0 | 0 | 0
F9_Commercial_Interruptible - Health_Existing_Space Heating_Natural Gas_Building Shell - Air Sealing (Infiltration Control)_A_Technical Potential | F9 | Commercial | Interruptible - Health | Existing | Space Heating | Natural Gas | Building Shell - Air Sealing (Infiltration Control) | A | Cumulative Winter Peak Savings (MW) | Technical Potential | 0 | 0 | 0 | 0 | 0 | 0 | 0 | 0 | 0 | 0 | 0 | 0 | 0 | 0 | 0 | 0 | 0 | 0 | 0 | 0 | 0 | 0 | 0 | 0 | 0 | 0 | 0
F10_Commercial_Interruptible - Health_Existing_Space Heating_Natural Gas_Building Shell - Air Sealing (Infiltration Control)_A_Technical Potential | F10 | Commercial | Interruptible - Health | Existing | Space Heating | Natural Gas | Building Shell - Air Sealing (Infiltration Control) | A | Purchases (Incremental) | Technical Potential | 0 | 0 | 0.34769 | 0.18709 | 0.6329 | 1.0295 | 1.5626 | 2.238 | 3.0443 | 3.9466 | 4.8812 | 5.7561 | 6.1103 | 6.683 | 6.2658 | 5.4737 | 4.1552 | 2.4164 | 0.4346 | 0 | 0 | 0 | 0 | 0 | 0 | 0 | 0
F11_Commercial_Interruptible - Health_Existing_Space Heating_Natural Gas_Building Shell - Air Sealing (Infiltration Control)_A_Technical Potential | F11 | Commercial | Interruptible - Health | Existing | Space Heating | Natural Gas | Building Shell - Air Sealing (Infiltration Control) | A | Purchases (Cumulative) | Technical Potential | 0 | 0 | 0.34769 | 0.53478 | 1.1677 | 2.1972 | 3.7598 | 5.9978 | 9.0422 | 12.9887 | 17.8699 | 23.626 | 29.7363 | 36.4193 | 42.6852 | 48.1589 | 52.3141 | 54.7304 | 55.165 | 55.165 | 55.165 | 55.165 | 55.165 | 55.165 | 55.165 | 55.165 | 55.165
F1_Commercial_Interruptible - Health_Existing_Space Heating_Natural Gas_Ventilation - Demand Controlled_A_Technical Potential | F1 | Commercial | Interruptible - Health | Existing | Space Heating | Natural Gas | Ventilation - Demand Controlled | A | Integrated Unit Energy Savings (kWh or therms) | Technical Potential | 0 | 0 | 0.037178 | 0.036381 | 0.035538 | 0.03466 | 0.033734 | 0.032752 | 0.031705 | 0.030592 | 0.029418 | 0.028198 | 0.026957 | 0.025735 | 0.024567 | 0.023476 | 0.022488 | 0.021649 | 0.020957 | 0.020347 | 0.019835 | 0.019348 | 0.018982 | 0.018622 | 0.018265 | 0.017914 | 0.017565
F2_Commercial_Interruptible - Health_Existing_Space Heating_Natural Gas_Ventilation - Demand Controlled_A_Technical Potential | F2 | Commercial | Interruptible - Health | Existing | Space Heating | Natural Gas | Ventilation - Demand Controlled | A | Integrated Unit Summer Peak Savings (kW) | Technical Potential | 0 | 0 | 0 | 0 | 0 | 0 | 0 | 0 | 0 | 0 | 0 | 0 | 0 | 0 | 0 | 0 | 0 | 0 | 0 | 0 | 0 | 0 | 0 | 0 | 0 | 0 | 0
F3_Commercial_Interruptible - Health_Existing_Space Heating_Natural Gas_Ventilation - Demand Controlled_A_Technical Potential | F3 | Commercial | Interruptible - Health | Existing | Space Heating | Natural Gas | Ventilation - Demand Controlled | A | Integrated Unit Winter Peak Savings (kW) | Technical Potential | 0 | 0 | 0 | 0 | 0 | 0 | 0 | 0 | 0 | 0 | 0 | 0 | 0 | 0 | 0 | 0 | 0 | 0 | 0 | 0 | 0 | 0 | 0 | 0 | 0 | 0 | 0
F4_Commercial_Interruptible - Health_Existing_Space Heating_Natural Gas_Ventilation - Demand Controlled_A_Technical Potential | F4 | Commercial | Interruptible - Health | Existing | Space Heating | Natural Gas | Ventilation - Demand Controlled | A | Incremental Energy Savings (MWh or mTherms) | Technical Potential | 0 | 0 | 0.39874 | 0.47909 | 0.57268 | 0.64836 | 0.71979 | 0.817 | 0.86762 | 0.85522 | 0.77501 | 0.63856 | 0.18329 | 0 | 0 | 0 | 0 | 0 | 0 | 0 | 0 | 0 | 0 | 0 | 0 | 0 | 0
F5_Commercial_Interruptible - Health_Existing_Space Heating_Natural Gas_Ventilation - Demand Controlled_A_Technical Potential | F5 | Commercial | Interruptible - Health | Existing | Space Heating | Natural Gas | Ventilation - Demand Controlled | A | Incremental Summer Peak Savings (MW) | Technical Potential | 0 | 0 | 0 | 0 | 0 | 0 | 0 | 0 | 0 | 0 | 0 | 0 | 0 | 0 | 0 | 0 | 0 | 0 | 0 | 0 | 0 | 0 | 0 | 0 | 0 | 0 | 0
F6_Commercial_Interruptible - Health_Existing_Space Heating_Natural Gas_Ventilation - Demand Controlled_A_Technical Potential | F6 | Commercial | Interruptible - Health | Existing | Space Heating | Natural Gas | Ventilation - Demand Controlled | A | Incremental Winter Peak Savings (MW) | Technical Potential | 0 | 0 | 0 | 0 | 0 | 0 | 0 | 0 | 0 | 0 | 0 | 0 | 0 | 0 | 0 | 0 | 0 | 0 | 0 | 0 | 0 | 0 | 0 | 0 | 0 | 0 | 0
F7_Commercial_Interruptible - Health_Existing_Space Heating_Natural Gas_Ventilation - Demand Controlled_A_Technical Potential | F7 | Commercial | Interruptible - Health | Existing | Space Heating | Natural Gas | Ventilation - Demand Controlled | A | Cumulative Energy Savings (MWh or mTherms) | Technical Potential | 0 | 0 | 0.39874 | 0.86928 | 1.4218 | 2.035 | 2.7005 | 3.4388 | 4.1965 | 4.9044 | 5.4912 | 5.9021 | 5.8256 | 5.5615 | 5.3092 | 5.0734 | 4.8597 | 4.6785 | 4.5289 | 4.3972 | 4.2866 | 4.1813 | 4.1022 | 4.0243 | 3.9473 | 3.8713 | 3.796
F8_Commercial_Interruptible - Health_Existing_Space Heating_Natural Gas_Ventilation - Demand Controlled_A_Technical Potential | F8 | Commercial | Interruptible - Health | Existing | Space Heating | Natural Gas | Ventilation - Demand Controlled | A | Cumulative Summer Peak Savings (MW) | Technical Potential | 0 | 0 | 0 | 0 | 0 | 0 | 0 | 0 | 0 | 0 | 0 | 0 | 0 | 0 | 0 | 0 | 0 | 0 | 0 | 0 | 0 | 0 | 0 | 0 | 0 | 0 | 0
F9_Commercial_Interruptible - Health_Existing_Space Heating_Natural Gas_Ventilation - Demand Controlled_A_Technical Potential | F9 | Commercial | Interruptible - Health | Existing | Space Heating | Natural Gas | Ventilation - Demand Controlled | A | Cumulative Winter Peak Savings (MW) | Technical Potential | 0 | 0 | 0 | 0 | 0 | 0 | 0 | 0 | 0 | 0 | 0 | 0 | 0 | 0 | 0 | 0 | 0 | 0 | 0 | 0 | 0 | 0 | 0 | 0 | 0 | 0 | 0
F10_Commercial_Interruptible - Health_Existing_Space Heating_Natural Gas_Ventilation - Demand Controlled_A_Technical Potential | F10 | Commercial | Interruptible - Health | Existing | Space Heating | Natural Gas | Ventilation - Demand Controlled | A | Purchases (Incremental) | Technical Potential | 0 | 0 | 10724.9888 | 13168.5758 | 16114.4831 | 18706.3758 | 21336.9905 | 24945.5067 | 27365.6082 | 27955.9018 | 26345.0824 | 22645.8299 | 6799.3104 | 0 | 0 | 0 | 0 | 0 | 0 | 0 | 0 | 0 | 0 | 0 | 0 | 0 | 0
F11_Commercial_Interruptible - Health_Existing_Space Heating_Natural Gas_Ventilation - Demand Controlled_A_Technical Potential | F11 | Commercial | Interruptible - Health | Existing | Space Heating | Natural Gas | Ventilation - Demand Controlled | A | Purchases (Cumulative) | Technical Potential | 0 | 0 | 10724.9888 | 23893.5646 | 40008.0478 | 58714.4236 | 80051.4141 | 104996.9208 | 132362.529 | 160318.4308 | 186663.5132 | 209309.343 | 216108.6535 | 216108.6535 | 216108.6535 | 216108.6535 | 216108.6535 | 216108.6535 | 216108.6535 | 216108.6535 | 216108.6535 | 216108.6535 | 216108.6535 | 216108.6535 | 216108.6535 | 216108.6535 | 216108.6535
F1_Commercial_Interruptible - Health_Existing_Space Heating_Natural Gas_HVAC - Dedicated Outdoor Air System (DOAS)_A_Technical Potential | F1 | Commercial | Interruptible - Health | Existing | Space Heating | Natural Gas | HVAC - Dedicated Outdoor Air System (DOAS) | A | Integrated Unit Energy Savings (kWh or therms) | Technical Potential | 0 | 0 | -0.032312 | -0.031835 | -0.031356 | -0.030876 | -0.030394 | -0.029913 | -0.029431 | -0.02895 | -0.02847 | -0.027991 | -0.027514 | -0.027039 | -0.026567 | -0.026097 | -0.02563 | -0.025166 | -0.024706 | -0.024249 | -0.023797 | -0.023349 | -0.022908 | -0.022472 | -0.022043 | -0.021619 | -0.021198
F2_Commercial_Interruptible - Health_Existing_Space Heating_Natural Gas_HVAC - Dedicated Outdoor Air System (DOAS)_A_Technical Potential | F2 | Commercial | Interruptible - Health | Existing | Space Heating | Natural Gas | HVAC - Dedicated Outdoor Air System (DOAS) | A | Integrated Unit Summer Peak Savings (kW) | Technical Potential | 0 | 0 | 0 | 0 | 0 | 0 | 0 | 0 | 0 | 0 | 0 | 0 | 0 | 0 | 0 | 0 | 0 | 0 | 0 | 0 | 0 | 0 | 0 | 0 | 0 | 0 | 0
F3_Commercial_Interruptible - Health_Existing_Space Heating_Natural Gas_HVAC - Dedicated Outdoor Air System (DOAS)_A_Technical Potential | F3 | Commercial | Interruptible - Health | Existing | Space Heating | Natural Gas | HVAC - Dedicated Outdoor Air System (DOAS) | A | Integrated Unit Winter Peak Savings (kW) | Technical Potential | 0 | 0 | 0 | 0 | 0 | 0 | 0 | 0 | 0 | 0 | 0 | 0 | 0 | 0 | 0 | 0 | 0 | 0 | 0 | 0 | 0 | 0 | 0 | 0 | 0 | 0 | 0
F4_Commercial_Interruptible - Health_Existing_Space Heating_Natural Gas_HVAC - Dedicated Outdoor Air System (DOAS)_A_Technical Potential | F4 | Commercial | Interruptible - Health | Existing | Space Heating | Natural Gas | HVAC - Dedicated Outdoor Air System (DOAS) | A | Incremental Energy Savings (MWh or mTherms) | Technical Potential | 0 | 0 | -0.053959 | -0.10912 | -0.10748 | -0.10583 | -0.10418 | -0.10253 | -0.10088 | -0.099235 | -0.097589 | -0.095948 | -0.094313 | -0.092685 | -0.091065 | -0.089454 | -0.087854 | -0.086264 | -0.084686 | -0.083121 | -0.081571 | -0.080034 | 0 | 0 | 0 | 0 | 0
F5_Commercial_Interruptible - Health_Existing_Space Heating_Natural Gas_HVAC - Dedicated Outdoor Air System (DOAS)_A_Technical Potential | F5 | Commercial | Interruptible - Health | Existing | Space Heating | Natural Gas | HVAC - Dedicated Outdoor Air System (DOAS) | A | Incremental Summer Peak Savings (MW) | Technical Potential | 0 | 0 | 0 | 0 | 0 | 0 | 0 | 0 | 0 | 0 | 0 | 0 | 0 | 0 | 0 | 0 | 0 | 0 | 0 | 0 | 0 | 0 | 0 | 0 | 0 | 0 | 0
F6_Commercial_Interruptible - Health_Existing_Space Heating_Natural Gas_HVAC - Dedicated Outdoor Air System (DOAS)_A_Technical Potential | F6 | Commercial | Interruptible - Health | Existing | Space Heating | Natural Gas | HVAC - Dedicated Outdoor Air System (DOAS) | A | Incremental Winter Peak Savings (MW) | Technical Potential | 0 | 0 | 0 | 0 | 0 | 0 | 0 | 0 | 0 | 0 | 0 | 0 | 0 | 0 | 0 | 0 | 0 | 0 | 0 | 0 | 0 | 0 | 0 | 0 | 0 | 0 | 0
F7_Commercial_Interruptible - Health_Existing_Space Heating_Natural Gas_HVAC - Dedicated Outdoor Air System (DOAS)_A_Technical Potential | F7 | Commercial | Interruptible - Health | Existing | Space Heating | Natural Gas | HVAC - Dedicated Outdoor Air System (DOAS) | A | Cumulative Energy Savings (MWh or mTherms) | Technical Potential | 0 | 0 | -0.053959 | -0.16229 | -0.26733 | -0.36906 | -0.4675 | -0.56262 | -0.65445 | -0.74299 | -0.82826 | -0.91028 | -0.98908 | -1.0647 | -1.1371 | -1.2065 | -1.2727 | -1.336 | -1.3962 | -1.4536 | -1.508 | -1.5596 | -1.5302 | -1.5011 | -1.4724 | -1.4441 | -1.416
F8_Commercial_Interruptible - Health_Existing_Space Heating_Natural Gas_HVAC - Dedicated Outdoor Air System (DOAS)_A_Technical Potential | F8 | Commercial | Interruptible - Health | Existing | Space Heating | Natural Gas | HVAC - Dedicated Outdoor Air System (DOAS) | A | Cumulative Summer Peak Savings (MW) | Technical Potential | 0 | 0 | 0 | 0 | 0 | 0 | 0 | 0 | 0 | 0 | 0 | 0 | 0 | 0 | 0 | 0 | 0 | 0 | 0 | 0 | 0 | 0 | 0 | 0 | 0 | 0 | 0
F9_Commercial_Interruptible - Health_Existing_Space Heating_Natural Gas_HVAC - Dedicated Outdoor Air System (DOAS)_A_Technical Potential | F9 | Commercial | Interruptible - Health | Existing | Space Heating | Natural Gas | HVAC - Dedicated Outdoor Air System (DOAS) | A | Cumulative Winter Peak Savings (MW) | Technical Potential | 0 | 0 | 0 | 0 | 0 | 0 | 0 | 0 | 0 | 0 | 0 | 0 | 0 | 0 | 0 | 0 | 0 | 0 | 0 | 0 | 0 | 0 | 0 | 0 | 0 | 0 | 0
F10_Commercial_Interruptible - Health_Existing_Space Heating_Natural Gas_HVAC - Dedicated Outdoor Air System (DOAS)_A_Technical Potential | F10 | Commercial | Interruptible - Health | Existing | Space Heating | Natural Gas | HVAC - Dedicated Outdoor Air System (DOAS) | A | Purchases (Incremental) | Technical Potential | 0 | 0 | 1669.9462 | 3427.7842 | 3427.7842 | 3427.7842 | 3427.7842 | 3427.7842 | 3427.7842 | 3427.7842 | 3427.7842 | 3427.7842 | 3427.7842 | 3427.7842 | 3427.7842 | 3427.7842 | 3427.7842 | 3427.7842 | 3427.7842 | 3427.7842 | 3427.7842 | 3427.7842 | 0 | 0 | 0 | 0 | 0
F11_Commercial_Interruptible - Health_Existing_Space Heating_Natural Gas_HVAC - Dedicated Outdoor Air System (DOAS)_A_Technical Potential | F11 | Commercial | Interruptible - Health | Existing | Space Heating | Natural Gas | HVAC - Dedicated Outdoor Air System (DOAS) | A | Purchases (Cumulative) | Technical Potential | 0 | 0 | 1669.9462 | 5097.7304 | 8525.5146 | 11953.2989 | 15381.0831 | 18808.8673 | 22236.6516 | 25664.4358 | 29092.22 | 32520.0042 | 35947.7885 | 39375.5727 | 42803.3569 | 46231.1412 | 49658.9254 | 53086.7096 | 56514.4939 | 59942.2781 | 63370.0623 | 66797.8466 | 66797.8466 | 66797.8466 | 66797.8466 | 66797.8466 | 66797.8466
F1_Commercial_Interruptible - Health_Existing_Space Heating_Natural Gas_Destratification Fans (HVLS)_A_Technical Potential | F1 | Commercial | Interruptible - Health | Existing | Space Heating | Natural Gas | Destratification Fans (HVLS) | A | Integrated Unit Energy Savings (kWh or therms) | Technical Potential | 0 | 0 | 753.0582 | 736.0546 | 717.9441 | 698.9835 | 678.9498 | 657.5905 | 634.8619 | 610.8455 | 585.7744 | 560.0597 | 534.6007 | 509.8648 | 486.314 | 464.3925 | 444.5917 | 427.8181 | 414.0091 | 401.8723 | 391.7169 | 382.0628 | 374.839 | 367.7159 | 360.6797 | 353.7359 | 346.858
F2_Commercial_Interruptible - Health_Existing_Space Heating_Natural Gas_Destratification Fans (HVLS)_A_Technical Potential | F2 | Commercial | Interruptible - Health | Existing | Space Heating | Natural Gas | Destratification Fans (HVLS) | A | Integrated Unit Summer Peak Savings (kW) | Technical Potential | 0 | 0 | 0 | 0 | 0 | 0 | 0 | 0 | 0 | 0 | 0 | 0 | 0 | 0 | 0 | 0 | 0 | 0 | 0 | 0 | 0 | 0 | 0 | 0 | 0 | 0 | 0
F3_Commercial_Interruptible - Health_Existing_Space Heating_Natural Gas_Destratification Fans (HVLS)_A_Technical Potential | F3 | Commercial | Interruptible - Health | Existing | Space Heating | Natural Gas | Destratification Fans (HVLS) | A | Integrated Unit Winter Peak Savings (kW) | Technical Potential | 0 | 0 | 0 | 0 | 0 | 0 | 0 | 0 | 0 | 0 | 0 | 0 | 0 | 0 | 0 | 0 | 0 | 0 | 0 | 0 | 0 | 0 | 0 | 0 | 0 | 0 | 0
F4_Commercial_Interruptible - Health_Existing_Space Heating_Natural Gas_Destratification Fans (HVLS)_A_Technical Potential | F4 | Commercial | Interruptible - Health | Existing | Space Heating | Natural Gas | Destratification Fans (HVLS) | A | Incremental Energy Savings (MWh or mTherms) | Technical Potential | 0 | 0 | 0.1012 | 0.20304 | 0.19804 | 0.19281 | 0.18728 | 0.18139 | 0.17512 | 0.1685 | 0.16158 | 0.15449 | 0.14747 | 0.14064 | 0.13415 | 0.1281 | 0.12264 | 0.060518 | 0 | 1.7847e-16 | 4.3489e-17 | 0 | 0 | 0 | 0 | 0 | 0
F5_Commercial_Interruptible - Health_Existing_Space Heating_Natural Gas_Destratification Fans (HVLS)_A_Technical Potential | F5 | Commercial | Interruptible - Health | Existing | Space Heating | Natural Gas | Destratification Fans (HVLS) | A | Incremental Summer Peak Savings (MW) | Technical Potential | 0 | 0 | 0 | 0 | 0 | 0 | 0 | 0 | 0 | 0 | 0 | 0 | 0 | 0 | 0 | 0 | 0 | 0 | 0 | 0 | 0 | 0 | 0 | 0 | 0 | 0 | 0
F6_Commercial_Interruptible - Health_Existing_Space Heating_Natural Gas_Destratification Fans (HVLS)_A_Technical Potential | F6 | Commercial | Interruptible - Health | Existing | Space Heating | Natural Gas | Destratification Fans (HVLS) | A | Incremental Winter Peak Savings (MW) | Technical Potential | 0 | 0 | 0 | 0 | 0 | 0 | 0 | 0 | 0 | 0 | 0 | 0 | 0 | 0 | 0 | 0 | 0 | 0 | 0 | 0 | 0 | 0 | 0 | 0 | 0 | 0 | 0
F7_Commercial_Interruptible - Health_Existing_Space Heating_Natural Gas_Destratification Fans (HVLS)_A_Technical Potential | F7 | Commercial | Interruptible - Health | Existing | Space Heating | Natural Gas | Destratification Fans (HVLS) | A | Cumulative Energy Savings (MWh or mTherms) | Technical Potential | 0 | 0 | 0.1012 | 0.30195 | 0.49256 | 0.67236 | 0.84037 | 0.99533 | 1.136 | 1.2616 | 1.3714 | 1.4657 | 1.5465 | 1.6156 | 1.6751 | 1.7277 | 1.7767 | 1.7702 | 1.713 | 1.6628 | 1.6208 | 1.5808 | 1.5509 | 1.5215 | 1.4924 | 1.4636 | 1.4352
F8_Commercial_Interruptible - Health_Existing_Space Heating_Natural Gas_Destratification Fans (HVLS)_A_Technical Potential | F8 | Commercial | Interruptible - Health | Existing | Space Heating | Natural Gas | Destratification Fans (HVLS) | A | Cumulative Summer Peak Savings (MW) | Technical Potential | 0 | 0 | 0 | 0 | 0 | 0 | 0 | 0 | 0 | 0 | 0 | 0 | 0 | 0 | 0 | 0 | 0 | 0 | 0 | 0 | 0 | 0 | 0 | 0 | 0 | 0 | 0
F9_Commercial_Interruptible - Health_Existing_Space Heating_Natural Gas_Destratification Fans (HVLS)_A_Technical Potential | F9 | Commercial | Interruptible - Health | Existing | Space Heating | Natural Gas | Destratification Fans (HVLS) | A | Cumulative Winter Peak Savings (MW) | Technical Potential | 0 | 0 | 0 | 0 | 0 | 0 | 0 | 0 | 0 | 0 | 0 | 0 | 0 | 0 | 0 | 0 | 0 | 0 | 0 | 0 | 0 | 0 | 0 | 0 | 0 | 0 | 0
F10_Commercial_Interruptible - Health_Existing_Space Heating_Natural Gas_Destratification Fans (HVLS)_A_Technical Potential | F10 | Commercial | Interruptible - Health | Existing | Space Heating | Natural Gas | Destratification Fans (HVLS) | A | Purchases (Incremental) | Technical Potential | 0 | 0 | 0.13438 | 0.27584 | 0.27584 | 0.27584 | 0.27584 | 0.27584 | 0.27584 | 0.27584 | 0.27584 | 0.27584 | 0.27584 | 0.27584 | 0.27584 | 0.27584 | 0.27584 | 0.14146 | 0 | 4.4409e-16 | 1.1102e-16 | 0 | 0 | 0 | 0 | 0 | 0
F11_Commercial_Interruptible - Health_Existing_Space Heating_Natural Gas_Destratification Fans (HVLS)_A_Technical Potential | F11 | Commercial | Interruptible - Health | Existing | Space Heating | Natural Gas | Destratification Fans (HVLS) | A | Purchases (Cumulative) | Technical Potential | 0 | 0 | 0.13438 | 0.41023 | 0.68607 | 0.96191 | 1.2378 | 1.5136 | 1.7894 | 2.0653 | 2.3411 | 2.617 | 2.8928 | 3.1687 | 3.4445 | 3.7203 | 3.9962 | 4.1376 | 4.1376 | 4.1376 | 4.1376 | 4.1376 | 4.1376 | 4.1376 | 4.1376 | 4.1376 | 4.1376
F1_Commercial_Interruptible - Health_Existing_Space Heating_Natural Gas_Gas Boiler - Maintenance_A_Technical Potential | F1 | Commercial | Interruptible - Health | Existing | Space Heating | Natural Gas | Gas Boiler - Maintenance | A | Integrated Unit Energy Savings (kWh or therms) | Technical Potential | 0 | 0 | 0.16842 | 0.16359 | 0.15851 | 0.15344 | 0.14834 | 0.14303 | 0.13744 | 0.13164 | 0.12572 | 0.11978 | 0.114 | 0.10844 | 0.1032 | 0.098355 | 0.093999 | 0.090311 | 0.087274 | 0.084595 | 0.082339 | 0.080193 | 0.078688 | 0.077203 | 0.075735 | 0.074286 | 0.072849
F2_Commercial_Interruptible - Health_Existing_Space Heating_Natural Gas_Gas Boiler - Maintenance_A_Technical Potential | F2 | Commercial | Interruptible - Health | Existing | Space Heating | Natural Gas | Gas Boiler - Maintenance | A | Integrated Unit Summer Peak Savings (kW) | Technical Potential | 0 | 0 | 0 | 0 | 0 | 0 | 0 | 0 | 0 | 0 | 0 | 0 | 0 | 0 | 0 | 0 | 0 | 0 | 0 | 0 | 0 | 0 | 0 | 0 | 0 | 0 | 0
F3_Commercial_Interruptible - Health_Existing_Space Heating_Natural Gas_Gas Boiler - Maintenance_A_Technical Potential | F3 | Commercial | Interruptible - Health | Existing | Space Heating | Natural Gas | Gas Boiler - Maintenance | A | Integrated Unit Winter Peak Savings (kW) | Technical Potential | 0 | 0 | 0 | 0 | 0 | 0 | 0 | 0 | 0 | 0 | 0 | 0 | 0 | 0 | 0 | 0 | 0 | 0 | 0 | 0 | 0 | 0 | 0 | 0 | 0 | 0 | 0
F4_Commercial_Interruptible - Health_Existing_Space Heating_Natural Gas_Gas Boiler - Maintenance_A_Technical Potential | F4 | Commercial | Interruptible - Health | Existing | Space Heating | Natural Gas | Gas Boiler - Maintenance | A | Incremental Energy Savings (MWh or mTherms) | Technical Potential | 0 | 0 | 0.11494 | 0.11164 | 0.10817 | 0 | 0 | 0 | 0 | 0 | 0 | 0 | 0 | 0 | 0 | 0 | 0 | 0 | 0 | 0 | 0 | 0 | 0 | 0 | 0 | 0 | 0
F5_Commercial_Interruptible - Health_Existing_Space Heating_Natural Gas_Gas Boiler - Maintenance_A_Technical Potential | F5 | Commercial | Interruptible - Health | Existing | Space Heating | Natural Gas | Gas Boiler - Maintenance | A | Incremental Summer Peak Savings (MW) | Technical Potential | 0 | 0 | 0 | 0 | 0 | 0 | 0 | 0 | 0 | 0 | 0 | 0 | 0 | 0 | 0 | 0 | 0 | 0 | 0 | 0 | 0 | 0 | 0 | 0 | 0 | 0 | 0
F6_Commercial_Interruptible - Health_Existing_Space Heating_Natural Gas_Gas Boiler - Maintenance_A_Technical Potential | F6 | Commercial | Interruptible - Health | Existing | Space Heating | Natural Gas | Gas Boiler - Maintenance | A | Incremental Winter Peak Savings (MW) | Technical Potential | 0 | 0 | 0 | 0 | 0 | 0 | 0 | 0 | 0 | 0 | 0 | 0 | 0 | 0 | 0 | 0 | 0 | 0 | 0 | 0 | 0 | 0 | 0 | 0 | 0 | 0 | 0
F7_Commercial_Interruptible - Health_Existing_Space Heating_Natural Gas_Gas Boiler - Maintenance_A_Technical Potential | F7 | Commercial | Interruptible - Health | Existing | Space Heating | Natural Gas | Gas Boiler - Maintenance | A | Cumulative Energy Savings (MWh or mTherms) | Technical Potential | 0 | 0 | 0.11494 | 0.22328 | 0.32451 | 0.31414 | 0.3037 | 0.29282 | 0.28138 | 0.26952 | 0.25738 | 0.24523 | 0.23339 | 0.22201 | 0.21128 | 0.20136 | 0.19245 | 0.1849 | 0.17868 | 0.17319 | 0.16857 | 0.16418 | 0.1611 | 0.15806 | 0.15505 | 0.15209 | 0.14914
F8_Commercial_Interruptible - Health_Existing_Space Heating_Natural Gas_Gas Boiler - Maintenance_A_Technical Potential | F8 | Commercial | Interruptible - Health | Existing | Space Heating | Natural Gas | Gas Boiler - Maintenance | A | Cumulative Summer Peak Savings (MW) | Technical Potential | 0 | 0 | 0 | 0 | 0 | 0 | 0 | 0 | 0 | 0 | 0 | 0 | 0 | 0 | 0 | 0 | 0 | 0 | 0 | 0 | 0 | 0 | 0 | 0 | 0 | 0 | 0
F9_Commercial_Interruptible - Health_Existing_Space Heating_Natural Gas_Gas Boiler - Maintenance_A_Technical Potential | F9 | Commercial | Interruptible - Health | Existing | Space Heating | Natural Gas | Gas Boiler - Maintenance | A | Cumulative Winter Peak Savings (MW) | Technical Potential | 0 | 0 | 0 | 0 | 0 | 0 | 0 | 0 | 0 | 0 | 0 | 0 | 0 | 0 | 0 | 0 | 0 | 0 | 0 | 0 | 0 | 0 | 0 | 0 | 0 | 0 | 0
F10_Commercial_Interruptible - Health_Existing_Space Heating_Natural Gas_Gas Boiler - Maintenance_A_Technical Potential | F10 | Commercial | Interruptible - Health | Existing | Space Heating | Natural Gas | Gas Boiler - Maintenance | A | Purchases (Incremental) | Technical Potential | 0 | 0 | 682.4352 | 682.4352 | 682.4352 | 0 | 0 | 0 | 0 | 0 | 0 | 0 | 0 | 0 | 0 | 0 | 0 | 0 | 0 | 0 | 0 | 0 | 0 | 0 | 0 | 0 | 0
F11_Commercial_Interruptible - Health_Existing_Space Heating_Natural Gas_Gas Boiler - Maintenance_A_Technical Potential | F11 | Commercial | Interruptible - Health | Existing | Space Heating | Natural Gas | Gas Boiler - Maintenance | A | Purchases (Cumulative) | Technical Potential | 0 | 0 | 682.4352 | 1364.8703 | 2047.3055 | 2047.3055 | 2047.3055 | 2047.3055 | 2047.3055 | 2047.3055 | 2047.3055 | 2047.3055 | 2047.3055 | 2047.3055 | 2047.3055 | 2047.3055 | 2047.3055 | 2047.3055 | 2047.3055 | 2047.3055 | 2047.3055 | 2047.3055 | 2047.3055 | 2047.3055 | 2047.3055 | 2047.3055 | 2047.3055
F1_Commercial_Interruptible - Health_Existing_Space Heating_Natural Gas_Gas Furnace - Maintenance_A_Technical Potential | F1 | Commercial | Interruptible - Health | Existing | Space Heating | Natural Gas | Gas Furnace - Maintenance | A | Integrated Unit Energy Savings (kWh or therms) | Technical Potential | 0 | 0 | 0.067181 | 0.06522 | 0.063137 | 0.061041 | 0.058916 | 0.056693 | 0.054353 | 0.051925 | 0.049446 | 0.046968 | 0.044556 | 0.042246 | 0.040071 | 0.038063 | 0.036259 | 0.034725 | 0.033455 | 0.032335 | 0.031388 | 0.030493 | 0.02985 | 0.029222 | 0.028608 | 0.028006 | 0.027416
F2_Commercial_Interruptible - Health_Existing_Space Heating_Natural Gas_Gas Furnace - Maintenance_A_Technical Potential | F2 | Commercial | Interruptible - Health | Existing | Space Heating | Natural Gas | Gas Furnace - Maintenance | A | Integrated Unit Summer Peak Savings (kW) | Technical Potential | 0 | 0 | 0 | 0 | 0 | 0 | 0 | 0 | 0 | 0 | 0 | 0 | 0 | 0 | 0 | 0 | 0 | 0 | 0 | 0 | 0 | 0 | 0 | 0 | 0 | 0 | 0
F3_Commercial_Interruptible - Health_Existing_Space Heating_Natural Gas_Gas Furnace - Maintenance_A_Technical Potential | F3 | Commercial | Interruptible - Health | Existing | Space Heating | Natural Gas | Gas Furnace - Maintenance | A | Integrated Unit Winter Peak Savings (kW) | Technical Potential | 0 | 0 | 0 | 0 | 0 | 0 | 0 | 0 | 0 | 0 | 0 | 0 | 0 | 0 | 0 | 0 | 0 | 0 | 0 | 0 | 0 | 0 | 0 | 0 | 0 | 0 | 0
F4_Commercial_Interruptible - Health_Existing_Space Heating_Natural Gas_Gas Furnace - Maintenance_A_Technical Potential | F4 | Commercial | Interruptible - Health | Existing | Space Heating | Natural Gas | Gas Furnace - Maintenance | A | Incremental Energy Savings (MWh or mTherms) | Technical Potential | 0 | 0 | 0.0081347 | 0.0078972 | 0.007645 | 0 | 0 | 0 | 0 | 0 | 0 | 0 | 0 | 0 | 0 | 0 | 0 | 0 | 0 | 0 | 0 | 0 | 0 | 0 | 0 | 0 | 0
F5_Commercial_Interruptible - Health_Existing_Space Heating_Natural Gas_Gas Furnace - Maintenance_A_Technical Potential | F5 | Commercial | Interruptible - Health | Existing | Space Heating | Natural Gas | Gas Furnace - Maintenance | A | Incremental Summer Peak Savings (MW) | Technical Potential | 0 | 0 | 0 | 0 | 0 | 0 | 0 | 0 | 0 | 0 | 0 | 0 | 0 | 0 | 0 | 0 | 0 | 0 | 0 | 0 | 0 | 0 | 0 | 0 | 0 | 0 | 0
F6_Commercial_Interruptible - Health_Existing_Space Heating_Natural Gas_Gas Furnace - Maintenance_A_Technical Potential | F6 | Commercial | Interruptible - Health | Existing | Space Heating | Natural Gas | Gas Furnace - Maintenance | A | Incremental Winter Peak Savings (MW) | Technical Potential | 0 | 0 | 0 | 0 | 0 | 0 | 0 | 0 | 0 | 0 | 0 | 0 | 0 | 0 | 0 | 0 | 0 | 0 | 0 | 0 | 0 | 0 | 0 | 0 | 0 | 0 | 0
F7_Commercial_Interruptible - Health_Existing_Space Heating_Natural Gas_Gas Furnace - Maintenance_A_Technical Potential | F7 | Commercial | Interruptible - Health | Existing | Space Heating | Natural Gas | Gas Furnace - Maintenance | A | Cumulative Energy Savings (MWh or mTherms) | Technical Potential | 0 | 0 | 0.0081347 | 0.015794 | 0.022935 | 0.022174 | 0.021402 | 0.020594 | 0.019744 | 0.018862 | 0.017962 | 0.017061 | 0.016185 | 0.015346 | 0.014556 | 0.013827 | 0.013171 | 0.012614 | 0.012153 | 0.011746 | 0.011402 | 0.011077 | 0.010843 | 0.010615 | 0.010392 | 0.010174 | 0.0099589
F8_Commercial_Interruptible - Health_Existing_Space Heating_Natural Gas_Gas Furnace - Maintenance_A_Technical Potential | F8 | Commercial | Interruptible - Health | Existing | Space Heating | Natural Gas | Gas Furnace - Maintenance | A | Cumulative Summer Peak Savings (MW) | Technical Potential | 0 | 0 | 0 | 0 | 0 | 0 | 0 | 0 | 0 | 0 | 0 | 0 | 0 | 0 | 0 | 0 | 0 | 0 | 0 | 0 | 0 | 0 | 0 | 0 | 0 | 0 | 0
F9_Commercial_Interruptible - Health_Existing_Space Heating_Natural Gas_Gas Furnace - Maintenance_A_Technical Potential | F9 | Commercial | Interruptible - Health | Existing | Space Heating | Natural Gas | Gas Furnace - Maintenance | A | Cumulative Winter Peak Savings (MW) | Technical Potential | 0 | 0 | 0 | 0 | 0 | 0 | 0 | 0 | 0 | 0 | 0 | 0 | 0 | 0 | 0 | 0 | 0 | 0 | 0 | 0 | 0 | 0 | 0 | 0 | 0 | 0 | 0
F10_Commercial_Interruptible - Health_Existing_Space Heating_Natural Gas_Gas Furnace - Maintenance_A_Technical Potential | F10 | Commercial | Interruptible - Health | Existing | Space Heating | Natural Gas | Gas Furnace - Maintenance | A | Purchases (Incremental) | Technical Potential | 0 | 0 | 121.0857 | 121.0857 | 121.0857 | 0 | 0 | 0 | 0 | 0 | 0 | 0 | 0 | 0 | 0 | 0 | 0 | 0 | 0 | 0 | 0 | 0 | 0 | 0 | 0 | 0 | 0
F11_Commercial_Interruptible - Health_Existing_Space Heating_Natural Gas_Gas Furnace - Maintenance_A_Technical Potential | F11 | Commercial | Interruptible - Health | Existing | Space Heating | Natural Gas | Gas Furnace - Maintenance | A | Purchases (Cumulative) | Technical Potential | 0 | 0 | 121.0857 | 242.1715 | 363.2572 | 363.2572 | 363.2572 | 363.2572 | 363.2572 | 363.2572 | 363.2572 | 363.2572 | 363.2572 | 363.2572 | 363.2572 | 363.2572 | 363.2572 | 363.2572 | 363.2572 | 363.2572 | 363.2572 | 363.2572 | 363.2572 | 363.2572 | 363.2572 | 363.2572 | 363.2572
F1_Commercial_Interruptible - Health_Existing_Space Heating_Natural Gas_Gas Boiler - Hot Water Reset_A_Technical Potential | F1 | Commercial | Interruptible - Health | Existing | Space Heating | Natural Gas | Gas Boiler - Hot Water Reset | A | Integrated Unit Energy Savings (kWh or therms) | Technical Potential | 0 | 0 | 301.9175 | 297.202 | 292.4738 | 287.7443 | 283.016 | 278.2911 | 273.5716 | 268.8598 | 264.1588 | 259.4722 | 254.8083 | 250.1674 | 245.5614 | 240.9955 | 236.4759 | 232.1316 | 227.9651 | 223.8335 | 219.7336 | 215.6662 | 211.6221 | 207.6313 | 203.6863 | 199.7906 | 195.9293
F2_Commercial_Interruptible - Health_Existing_Space Heating_Natural Gas_Gas Boiler - Hot Water Reset_A_Technical Potential | F2 | Commercial | Interruptible - Health | Existing | Space Heating | Natural Gas | Gas Boiler - Hot Water Reset | A | Integrated Unit Summer Peak Savings (kW) | Technical Potential | 0 | 0 | 0 | 0 | 0 | 0 | 0 | 0 | 0 | 0 | 0 | 0 | 0 | 0 | 0 | 0 | 0 | 0 | 0 | 0 | 0 | 0 | 0 | 0 | 0 | 0 | 0
F3_Commercial_Interruptible - Health_Existing_Space Heating_Natural Gas_Gas Boiler - Hot Water Reset_A_Technical Potential | F3 | Commercial | Interruptible - Health | Existing | Space Heating | Natural Gas | Gas Boiler - Hot Water Reset | A | Integrated Unit Winter Peak Savings (kW) | Technical Potential | 0 | 0 | 0 | 0 | 0 | 0 | 0 | 0 | 0 | 0 | 0 | 0 | 0 | 0 | 0 | 0 | 0 | 0 | 0 | 0 | 0 | 0 | 0 | 0 | 0 | 0 | 0
F4_Commercial_Interruptible - Health_Existing_Space Heating_Natural Gas_Gas Boiler - Hot Water Reset_A_Technical Potential | F4 | Commercial | Interruptible - Health | Existing | Space Heating | Natural Gas | Gas Boiler - Hot Water Reset | A | Incremental Energy Savings (MWh or mTherms) | Technical Potential | 0 | 0 | 0.23547 | 0.47579 | 0.46822 | 0.46065 | 0.45308 | 0.44552 | 0.43796 | 0.43042 | 0.42289 | 0.41539 | 0.40792 | 0.40049 | 0.39312 | 0.38581 | 0.37858 | 0.37162 | 0.36495 | 0.35834 | 0.35177 | 0.34526 | 0 | 0 | 0 | 0 | 0
F5_Commercial_Interruptible - Health_Existing_Space Heating_Natural Gas_Gas Boiler - Hot Water Reset_A_Technical Potential | F5 | Commercial | Interruptible - Health | Existing | Space Heating | Natural Gas | Gas Boiler - Hot Water Reset | A | Incremental Summer Peak Savings (MW) | Technical Potential | 0 | 0 | 0 | 0 | 0 | 0 | 0 | 0 | 0 | 0 | 0 | 0 | 0 | 0 | 0 | 0 | 0 | 0 | 0 | 0 | 0 | 0 | 0 | 0 | 0 | 0 | 0
F6_Commercial_Interruptible - Health_Existing_Space Heating_Natural Gas_Gas Boiler - Hot Water Reset_A_Technical Potential | F6 | Commercial | Interruptible - Health | Existing | Space Heating | Natural Gas | Gas Boiler - Hot Water Reset | A | Incremental Winter Peak Savings (MW) | Technical Potential | 0 | 0 | 0 | 0 | 0 | 0 | 0 | 0 | 0 | 0 | 0 | 0 | 0 | 0 | 0 | 0 | 0 | 0 | 0 | 0 | 0 | 0 | 0 | 0 | 0 | 0 | 0
F7_Commercial_Interruptible - Health_Existing_Space Heating_Natural Gas_Gas Boiler - Hot Water Reset_A_Technical Potential | F7 | Commercial | Interruptible - Health | Existing | Space Heating | Natural Gas | Gas Boiler - Hot Water Reset | A | Cumulative Energy Savings (MWh or mTherms) | Technical Potential | 0 | 0 | 0.23547 | 0.70759 | 1.1646 | 1.6064 | 2.0331 | 2.4446 | 2.8411 | 3.2226 | 3.5892 | 3.9409 | 4.278 | 4.6006 | 4.909 | 5.2035 | 5.4845 | 5.7554 | 6.017 | 6.2663 | 6.5033 | 6.7282 | 6.602 | 6.4775 | 6.3544 | 6.2329 | 6.1124
F8_Commercial_Interruptible - Health_Existing_Space Heating_Natural Gas_Gas Boiler - Hot Water Reset_A_Technical Potential | F8 | Commercial | Interruptible - Health | Existing | Space Heating | Natural Gas | Gas Boiler - Hot Water Reset | A | Cumulative Summer Peak Savings (MW) | Technical Potential | 0 | 0 | 0 | 0 | 0 | 0 | 0 | 0 | 0 | 0 | 0 | 0 | 0 | 0 | 0 | 0 | 0 | 0 | 0 | 0 | 0 | 0 | 0 | 0 | 0 | 0 | 0
F9_Commercial_Interruptible - Health_Existing_Space Heating_Natural Gas_Gas Boiler - Hot Water Reset_A_Technical Potential | F9 | Commercial | Interruptible - Health | Existing | Space Heating | Natural Gas | Gas Boiler - Hot Water Reset | A | Cumulative Winter Peak Savings (MW) | Technical Potential | 0 | 0 | 0 | 0 | 0 | 0 | 0 | 0 | 0 | 0 | 0 | 0 | 0 | 0 | 0 | 0 | 0 | 0 | 0 | 0 | 0 | 0 | 0 | 0 | 0 | 0 | 0
F10_Commercial_Interruptible - Health_Existing_Space Heating_Natural Gas_Gas Boiler - Hot Water Reset_A_Technical Potential | F10 | Commercial | Interruptible - Health | Existing | Space Heating | Natural Gas | Gas Boiler - Hot Water Reset | A | Purchases (Incremental) | Technical Potential | 0 | 0 | 0.77993 | 1.6009 | 1.6009 | 1.6009 | 1.6009 | 1.6009 | 1.6009 | 1.6009 | 1.6009 | 1.6009 | 1.6009 | 1.6009 | 1.6009 | 1.6009 | 1.6009 | 1.6009 | 1.6009 | 1.6009 | 1.6009 | 1.6009 | 0 | 0 | 0 | 0 | 0
F11_Commercial_Interruptible - Health_Existing_Space Heating_Natural Gas_Gas Boiler - Hot Water Reset_A_Technical Potential | F11 | Commercial | Interruptible - Health | Existing | Space Heating | Natural Gas | Gas Boiler - Hot Water Reset | A | Purchases (Cumulative) | Technical Potential | 0 | 0 | 0.77993 | 2.3808 | 3.9817 | 5.5826 | 7.1836 | 8.7845 | 10.3854 | 11.9863 | 13.5872 | 15.1881 | 16.789 | 18.3899 | 19.9908 | 21.5917 | 23.1926 | 24.7935 | 26.3944 | 27.9953 | 29.5962 | 31.1972 | 31.1972 | 31.1972 | 31.1972 | 31.1972 | 31.1972
F1_Commercial_Interruptible - Health_Existing_Space Heating_Natural Gas_Gas Boiler - Steam Trap Replacement_A_Technical Potential | F1 | Commercial | Interruptible - Health | Existing | Space Heating | Natural Gas | Gas Boiler - Steam Trap Replacement | A | Integrated Unit Energy Savings (kWh or therms) | Technical Potential | 0 | 0 | 78.635 | 77.3341 | 76.0007 | 74.6429 | 73.2535 | 71.8252 | 70.3526 | 68.8327 | 67.2676 | 65.6649 | 64.0405 | 62.4139 | 60.812 | 59.2603 | 57.7808 | 56.4172 | 55.1723 | 53.9941 | 52.8909 | 51.8142 | 50.8424 | 49.8835 | 48.9357 | 47.9996 | 47.0719
F2_Commercial_Interruptible - Health_Existing_Space Heating_Natural Gas_Gas Boiler - Steam Trap Replacement_A_Technical Potential | F2 | Commercial | Interruptible - Health | Existing | Space Heating | Natural Gas | Gas Boiler - Steam Trap Replacement | A | Integrated Unit Summer Peak Savings (kW) | Technical Potential | 0 | 0 | 0 | 0 | 0 | 0 | 0 | 0 | 0 | 0 | 0 | 0 | 0 | 0 | 0 | 0 | 0 | 0 | 0 | 0 | 0 | 0 | 0 | 0 | 0 | 0 | 0
F3_Commercial_Interruptible - Health_Existing_Space Heating_Natural Gas_Gas Boiler - Steam Trap Replacement_A_Technical Potential | F3 | Commercial | Interruptible - Health | Existing | Space Heating | Natural Gas | Gas Boiler - Steam Trap Replacement | A | Integrated Unit Winter Peak Savings (kW) | Technical Potential | 0 | 0 | 0 | 0 | 0 | 0 | 0 | 0 | 0 | 0 | 0 | 0 | 0 | 0 | 0 | 0 | 0 | 0 | 0 | 0 | 0 | 0 | 0 | 0 | 0 | 0 | 0
F4_Commercial_Interruptible - Health_Existing_Space Heating_Natural Gas_Gas Boiler - Steam Trap Replacement_A_Technical Potential | F4 | Commercial | Interruptible - Health | Existing | Space Heating | Natural Gas | Gas Boiler - Steam Trap Replacement | A | Incremental Energy Savings (MWh or mTherms) | Technical Potential | 0 | 0 | 0.013779 | 0.027816 | 0.027336 | 0.026848 | 0.026348 | 0.025834 | 0.012977 | 3.821e-18 | 0 | 7.2903e-18 | 7.1099e-18 | 6.9293e-18 | 0 | 3.9475e-17 | 0 | 3.7581e-17 | 0 | 3.5967e-17 | 0 | 0 | 0 | 0 | 0 | 0 | 0
F5_Commercial_Interruptible - Health_Existing_Space Heating_Natural Gas_Gas Boiler - Steam Trap Replacement_A_Technical Potential | F5 | Commercial | Interruptible - Health | Existing | Space Heating | Natural Gas | Gas Boiler - Steam Trap Replacement | A | Incremental Summer Peak Savings (MW) | Technical Potential | 0 | 0 | 0 | 0 | 0 | 0 | 0 | 0 | 0 | 0 | 0 | 0 | 0 | 0 | 0 | 0 | 0 | 0 | 0 | 0 | 0 | 0 | 0 | 0 | 0 | 0 | 0
F6_Commercial_Interruptible - Health_Existing_Space Heating_Natural Gas_Gas Boiler - Steam Trap Replacement_A_Technical Potential | F6 | Commercial | Interruptible - Health | Existing | Space Heating | Natural Gas | Gas Boiler - Steam Trap Replacement | A | Incremental Winter Peak Savings (MW) | Technical Potential | 0 | 0 | 0 | 0 | 0 | 0 | 0 | 0 | 0 | 0 | 0 | 0 | 0 | 0 | 0 | 0 | 0 | 0 | 0 | 0 | 0 | 0 | 0 | 0 | 0 | 0 | 0
F7_Commercial_Interruptible - Health_Existing_Space Heating_Natural Gas_Gas Boiler - Steam Trap Replacement_A_Technical Potential | F7 | Commercial | Interruptible - Health | Existing | Space Heating | Natural Gas | Gas Boiler - Steam Trap Replacement | A | Cumulative Energy Savings (MWh or mTherms) | Technical Potential | 0 | 0 | 0.013779 | 0.041367 | 0.06799 | 0.093622 | 0.11823 | 0.14176 | 0.15183 | 0.14855 | 0.14517 | 0.14171 | 0.1382 | 0.13469 | 0.13124 | 0.12789 | 0.1247 | 0.12175 | 0.11907 | 0.11652 | 0.11414 | 0.11182 | 0.10972 | 0.10765 | 0.10561 | 0.10359 | 0.10159
F8_Commercial_Interruptible - Health_Existing_Space Heating_Natural Gas_Gas Boiler - Steam Trap Replacement_A_Technical Potential | F8 | Commercial | Interruptible - Health | Existing | Space Heating | Natural Gas | Gas Boiler - Steam Trap Replacement | A | Cumulative Summer Peak Savings (MW) | Technical Potential | 0 | 0 | 0 | 0 | 0 | 0 | 0 | 0 | 0 | 0 | 0 | 0 | 0 | 0 | 0 | 0 | 0 | 0 | 0 | 0 | 0 | 0 | 0 | 0 | 0 | 0 | 0
F9_Commercial_Interruptible - Health_Existing_Space Heating_Natural Gas_Gas Boiler - Steam Trap Replacement_A_Technical Potential | F9 | Commercial | Interruptible - Health | Existing | Space Heating | Natural Gas | Gas Boiler - Steam Trap Replacement | A | Cumulative Winter Peak Savings (MW) | Technical Potential | 0 | 0 | 0 | 0 | 0 | 0 | 0 | 0 | 0 | 0 | 0 | 0 | 0 | 0 | 0 | 0 | 0 | 0 | 0 | 0 | 0 | 0 | 0 | 0 | 0 | 0 | 0
F10_Commercial_Interruptible - Health_Existing_Space Heating_Natural Gas_Gas Boiler - Steam Trap Replacement_A_Technical Potential | F10 | Commercial | Interruptible - Health | Existing | Space Heating | Natural Gas | Gas Boiler - Steam Trap Replacement | A | Purchases (Incremental) | Technical Potential | 0 | 0 | 0.17523 | 0.35968 | 0.35968 | 0.35968 | 0.35968 | 0.35968 | 0.18445 | 5.5511e-17 | 0 | 1.1102e-16 | 1.1102e-16 | 1.1102e-16 | 0 | 6.6613e-16 | 0 | 6.6613e-16 | 0 | 6.6613e-16 | 0 | 0 | 0 | 0 | 0 | 0 | 0
F11_Commercial_Interruptible - Health_Existing_Space Heating_Natural Gas_Gas Boiler - Steam Trap Replacement_A_Technical Potential | F11 | Commercial | Interruptible - Health | Existing | Space Heating | Natural Gas | Gas Boiler - Steam Trap Replacement | A | Purchases (Cumulative) | Technical Potential | 0 | 0 | 0.17523 | 0.53491 | 0.89459 | 1.2543 | 1.614 | 1.9736 | 2.1581 | 2.1581 | 2.1581 | 2.1581 | 2.1581 | 2.1581 | 2.1581 | 2.1581 | 2.1581 | 2.1581 | 2.1581 | 2.1581 | 2.1581 | 2.1581 | 2.1581 | 2.1581 | 2.1581 | 2.1581 | 2.1581
F1_Commercial_Interruptible - Health_Existing_Space Heating_Natural Gas_Gas Boiler - High Turndown Burner_A_Technical Potential | F1 | Commercial | Interruptible - Health | Existing | Space Heating | Natural Gas | Gas Boiler - High Turndown Burner | A | Integrated Unit Energy Savings (kWh or therms) | Technical Potential | 0 | 0 | 0.28182 | 0.27558 | 0.26895 | 0.26203 | 0.25474 | 0.24698 | 0.23873 | 0.23001 | 0.22088 | 0.21147 | 0.20212 | 0.193 | 0.18428 | 0.17614 | 0.16876 | 0.16249 | 0.15733 | 0.15278 | 0.14896 | 0.14533 | 0.1426 | 0.13991 | 0.13725 | 0.13463 | 0.13202
F2_Commercial_Interruptible - Health_Existing_Space Heating_Natural Gas_Gas Boiler - High Turndown Burner_A_Technical Potential | F2 | Commercial | Interruptible - Health | Existing | Space Heating | Natural Gas | Gas Boiler - High Turndown Burner | A | Integrated Unit Summer Peak Savings (kW) | Technical Potential | 0 | 0 | 0 | 0 | 0 | 0 | 0 | 0 | 0 | 0 | 0 | 0 | 0 | 0 | 0 | 0 | 0 | 0 | 0 | 0 | 0 | 0 | 0 | 0 | 0 | 0 | 0
F3_Commercial_Interruptible - Health_Existing_Space Heating_Natural Gas_Gas Boiler - High Turndown Burner_A_Technical Potential | F3 | Commercial | Interruptible - Health | Existing | Space Heating | Natural Gas | Gas Boiler - High Turndown Burner | A | Integrated Unit Winter Peak Savings (kW) | Technical Potential | 0 | 0 | 0 | 0 | 0 | 0 | 0 | 0 | 0 | 0 | 0 | 0 | 0 | 0 | 0 | 0 | 0 | 0 | 0 | 0 | 0 | 0 | 0 | 0 | 0 | 0 | 0
F4_Commercial_Interruptible - Health_Existing_Space Heating_Natural Gas_Gas Boiler - High Turndown Burner_A_Technical Potential | F4 | Commercial | Interruptible - Health | Existing | Space Heating | Natural Gas | Gas Boiler - High Turndown Burner | A | Incremental Energy Savings (MWh or mTherms) | Technical Potential | 0 | 0 | 0.18903 | 0.22695 | 0.27105 | 0.30655 | 0.33993 | 0.38531 | 0.40858 | 0.40214 | 0.36392 | 0.2995 | 0.22152 | 0.14516 | 0.082944 | 0.037028 | 0 | 0 | 0 | 0 | 0 | 0 | 0 | 0 | 0 | 0 | 0
F5_Commercial_Interruptible - Health_Existing_Space Heating_Natural Gas_Gas Boiler - High Turndown Burner_A_Technical Potential | F5 | Commercial | Interruptible - Health | Existing | Space Heating | Natural Gas | Gas Boiler - High Turndown Burner | A | Incremental Summer Peak Savings (MW) | Technical Potential | 0 | 0 | 0 | 0 | 0 | 0 | 0 | 0 | 0 | 0 | 0 | 0 | 0 | 0 | 0 | 0 | 0 | 0 | 0 | 0 | 0 | 0 | 0 | 0 | 0 | 0 | 0
F6_Commercial_Interruptible - Health_Existing_Space Heating_Natural Gas_Gas Boiler - High Turndown Burner_A_Technical Potential | F6 | Commercial | Interruptible - Health | Existing | Space Heating | Natural Gas | Gas Boiler - High Turndown Burner | A | Incremental Winter Peak Savings (MW) | Technical Potential | 0 | 0 | 0 | 0 | 0 | 0 | 0 | 0 | 0 | 0 | 0 | 0 | 0 | 0 | 0 | 0 | 0 | 0 | 0 | 0 | 0 | 0 | 0 | 0 | 0 | 0 | 0
F7_Commercial_Interruptible - Health_Existing_Space Heating_Natural Gas_Gas Boiler - High Turndown Burner_A_Technical Potential | F7 | Commercial | Interruptible - Health | Existing | Space Heating | Natural Gas | Gas Boiler - High Turndown Burner | A | Cumulative Energy Savings (MWh or mTherms) | Technical Potential | 0 | 0 | 0.18903 | 0.41179 | 0.67294 | 0.96218 | 1.2753 | 1.6218 | 1.9762 | 2.3061 | 2.5785 | 2.7682 | 2.8673 | 2.8831 | 2.8358 | 2.7475 | 2.6324 | 2.5347 | 2.4542 | 2.3832 | 2.3236 | 2.2669 | 2.2244 | 2.1824 | 2.141 | 2.1 | 2.0594
F8_Commercial_Interruptible - Health_Existing_Space Heating_Natural Gas_Gas Boiler - High Turndown Burner_A_Technical Potential | F8 | Commercial | Interruptible - Health | Existing | Space Heating | Natural Gas | Gas Boiler - High Turndown Burner | A | Cumulative Summer Peak Savings (MW) | Technical Potential | 0 | 0 | 0 | 0 | 0 | 0 | 0 | 0 | 0 | 0 | 0 | 0 | 0 | 0 | 0 | 0 | 0 | 0 | 0 | 0 | 0 | 0 | 0 | 0 | 0 | 0 | 0
F9_Commercial_Interruptible - Health_Existing_Space Heating_Natural Gas_Gas Boiler - High Turndown Burner_A_Technical Potential | F9 | Commercial | Interruptible - Health | Existing | Space Heating | Natural Gas | Gas Boiler - High Turndown Burner | A | Cumulative Winter Peak Savings (MW) | Technical Potential | 0 | 0 | 0 | 0 | 0 | 0 | 0 | 0 | 0 | 0 | 0 | 0 | 0 | 0 | 0 | 0 | 0 | 0 | 0 | 0 | 0 | 0 | 0 | 0 | 0 | 0 | 0
F10_Commercial_Interruptible - Health_Existing_Space Heating_Natural Gas_Gas Boiler - High Turndown Burner_A_Technical Potential | F10 | Commercial | Interruptible - Health | Existing | Space Heating | Natural Gas | Gas Boiler - High Turndown Burner | A | Purchases (Incremental) | Technical Potential | 0 | 0 | 670.7388 | 823.5602 | 1007.7967 | 1169.8932 | 1334.4113 | 1560.0872 | 1711.4399 | 1748.3568 | 1647.6164 | 1416.2659 | 1095.9663 | 752.1378 | 450.085 | 210.2203 | 0 | 0 | 0 | 0 | 0 | 0 | 0 | 0 | 0 | 0 | 0
F11_Commercial_Interruptible - Health_Existing_Space Heating_Natural Gas_Gas Boiler - High Turndown Burner_A_Technical Potential | F11 | Commercial | Interruptible - Health | Existing | Space Heating | Natural Gas | Gas Boiler - High Turndown Burner | A | Purchases (Cumulative) | Technical Potential | 0 | 0 | 670.7388 | 1494.299 | 2502.0957 | 3671.9889 | 5006.4002 | 6566.4875 | 8277.9274 | 10026.2842 | 11673.9006 | 13090.1665 | 14186.1328 | 14938.2706 | 15388.3556 | 15598.5758 | 15598.5758 | 15598.5758 | 15598.5758 | 15598.5758 | 15598.5758 | 15598.5758 | 15598.5758 | 15598.5758 | 15598.5758 | 15598.5758 | 15598.5758
F1_Commercial_Interruptible - Health_Existing_Space Heating_Natural Gas_Gas Boiler - Burner Control Optimization_A_Technical Potential | F1 | Commercial | Interruptible - Health | Existing | Space Heating | Natural Gas | Gas Boiler - Burner Control Optimization | A | Integrated Unit Energy Savings (kWh or therms) | Technical Potential | 0 | 0 | 0.081704 | 0.079863 | 0.077908 | 0.075864 | 0.073708 | 0.071414 | 0.068976 | 0.066402 | 0.063718 | 0.060966 | 0.058242 | 0.055595 | 0.053072 | 0.050722 | 0.048596 | 0.046792 | 0.045306 | 0.043996 | 0.042896 | 0.041849 | 0.041064 | 0.040289 | 0.039524 | 0.038767 | 0.038018
F2_Commercial_Interruptible - Health_Existing_Space Heating_Natural Gas_Gas Boiler - Burner Control Optimization_A_Technical Potential | F2 | Commercial | Interruptible - Health | Existing | Space Heating | Natural Gas | Gas Boiler - Burner Control Optimization | A | Integrated Unit Summer Peak Savings (kW) | Technical Potential | 0 | 0 | 0 | 0 | 0 | 0 | 0 | 0 | 0 | 0 | 0 | 0 | 0 | 0 | 0 | 0 | 0 | 0 | 0 | 0 | 0 | 0 | 0 | 0 | 0 | 0 | 0
F3_Commercial_Interruptible - Health_Existing_Space Heating_Natural Gas_Gas Boiler - Burner Control Optimization_A_Technical Potential | F3 | Commercial | Interruptible - Health | Existing | Space Heating | Natural Gas | Gas Boiler - Burner Control Optimization | A | Integrated Unit Winter Peak Savings (kW) | Technical Potential | 0 | 0 | 0 | 0 | 0 | 0 | 0 | 0 | 0 | 0 | 0 | 0 | 0 | 0 | 0 | 0 | 0 | 0 | 0 | 0 | 0 | 0 | 0 | 0 | 0 | 0 | 0
F4_Commercial_Interruptible - Health_Existing_Space Heating_Natural Gas_Gas Boiler - Burner Control Optimization_A_Technical Potential | F4 | Commercial | Interruptible - Health | Existing | Space Heating | Natural Gas | Gas Boiler - Burner Control Optimization | A | Incremental Energy Savings (MWh or mTherms) | Technical Potential | 0 | 0 | 0.020391 | 0.010725 | 0.035394 | 0.056063 | 0.082678 | 0.11473 | 0.15073 | 0.18811 | 0.22326 | 0.2519 | 0.26999 | 0.27416 | 0.26282 | 0.23678 | 0.19945 | 0.15633 | 0.11314 | 0.080498 | 0.032118 | 0.027803 | 0 | 0 | 0 | 0 | 0
F5_Commercial_Interruptible - Health_Existing_Space Heating_Natural Gas_Gas Boiler - Burner Control Optimization_A_Technical Potential | F5 | Commercial | Interruptible - Health | Existing | Space Heating | Natural Gas | Gas Boiler - Burner Control Optimization | A | Incremental Summer Peak Savings (MW) | Technical Potential | 0 | 0 | 0 | 0 | 0 | 0 | 0 | 0 | 0 | 0 | 0 | 0 | 0 | 0 | 0 | 0 | 0 | 0 | 0 | 0 | 0 | 0 | 0 | 0 | 0 | 0 | 0
F6_Commercial_Interruptible - Health_Existing_Space Heating_Natural Gas_Gas Boiler - Burner Control Optimization_A_Technical Potential | F6 | Commercial | Interruptible - Health | Existing | Space Heating | Natural Gas | Gas Boiler - Burner Control Optimization | A | Incremental Winter Peak Savings (MW) | Technical Potential | 0 | 0 | 0 | 0 | 0 | 0 | 0 | 0 | 0 | 0 | 0 | 0 | 0 | 0 | 0 | 0 | 0 | 0 | 0 | 0 | 0 | 0 | 0 | 0 | 0 | 0 | 0
F7_Commercial_Interruptible - Health_Existing_Space Heating_Natural Gas_Gas Boiler - Burner Control Optimization_A_Technical Potential | F7 | Commercial | Interruptible - Health | Existing | Space Heating | Natural Gas | Gas Boiler - Burner Control Optimization | A | Cumulative Energy Savings (MWh or mTherms) | Technical Potential | 0 | 0 | 0.020391 | 0.030657 | 0.065301 | 0.11965 | 0.19893 | 0.30746 | 0.4477 | 0.6191 | 0.81733 | 1.0339 | 1.2577 | 1.4747 | 1.6706 | 1.8334 | 1.956 | 2.0398 | 2.0881 | 2.1083 | 2.0876 | 2.0645 | 2.0258 | 1.9876 | 1.9498 | 1.9125 | 1.8755
F8_Commercial_Interruptible - Health_Existing_Space Heating_Natural Gas_Gas Boiler - Burner Control Optimization_A_Technical Potential | F8 | Commercial | Interruptible - Health | Existing | Space Heating | Natural Gas | Gas Boiler - Burner Control Optimization | A | Cumulative Summer Peak Savings (MW) | Technical Potential | 0 | 0 | 0 | 0 | 0 | 0 | 0 | 0 | 0 | 0 | 0 | 0 | 0 | 0 | 0 | 0 | 0 | 0 | 0 | 0 | 0 | 0 | 0 | 0 | 0 | 0 | 0
F9_Commercial_Interruptible - Health_Existing_Space Heating_Natural Gas_Gas Boiler - Burner Control Optimization_A_Technical Potential | F9 | Commercial | Interruptible - Health | Existing | Space Heating | Natural Gas | Gas Boiler - Burner Control Optimization | A | Cumulative Winter Peak Savings (MW) | Technical Potential | 0 | 0 | 0 | 0 | 0 | 0 | 0 | 0 | 0 | 0 | 0 | 0 | 0 | 0 | 0 | 0 | 0 | 0 | 0 | 0 | 0 | 0 | 0 | 0 | 0 | 0 | 0
F10_Commercial_Interruptible - Health_Existing_Space Heating_Natural Gas_Gas Boiler - Burner Control Optimization_A_Technical Potential | F10 | Commercial | Interruptible - Health | Existing | Space Heating | Natural Gas | Gas Boiler - Burner Control Optimization | A | Purchases (Incremental) | Technical Potential | 0 | 0 | 249.5772 | 134.2954 | 454.3081 | 738.9944 | 1121.6903 | 1606.5002 | 2185.2815 | 2832.914 | 3503.8264 | 4131.8437 | 4635.6601 | 4931.4696 | 4952.0578 | 4668.1496 | 4104.3476 | 3341.0186 | 2497.2479 | 1829.6424 | 748.7316 | 664.3516 | 0 | 0 | 0 | 0 | 0
F11_Commercial_Interruptible - Health_Existing_Space Heating_Natural Gas_Gas Boiler - Burner Control Optimization_A_Technical Potential | F11 | Commercial | Interruptible - Health | Existing | Space Heating | Natural Gas | Gas Boiler - Burner Control Optimization | A | Purchases (Cumulative) | Technical Potential | 0 | 0 | 249.5772 | 383.8726 | 838.1808 | 1577.1752 | 2698.8655 | 4305.3657 | 6490.6472 | 9323.5612 | 12827.3877 | 16959.2314 | 21594.8915 | 26526.361 | 31478.4188 | 36146.5685 | 40250.916 | 43591.9346 | 46089.1825 | 47918.825 | 48667.5566 | 49331.9082 | 49331.9082 | 49331.9082 | 49331.9082 | 49331.9082 | 49331.9082
F1_Commercial_Interruptible - Health_Existing_Space Heating_Natural Gas_Gas Boiler - Stack Economizer_A_Technical Potential | F1 | Commercial | Interruptible - Health | Existing | Space Heating | Natural Gas | Gas Boiler - Stack Economizer | A | Integrated Unit Energy Savings (kWh or therms) | Technical Potential | 0 | 0 | 0.26994 | 0.26304 | 0.25572 | 0.24808 | 0.24007 | 0.23172 | 0.22294 | 0.2138 | 0.20441 | 0.19495 | 0.18567 | 0.17672 | 0.16823 | 0.16036 | 0.15325 | 0.14724 | 0.14229 | 0.13792 | 0.13424 | 0.13075 | 0.12829 | 0.12587 | 0.12348 | 0.12112 | 0.11877
F2_Commercial_Interruptible - Health_Existing_Space Heating_Natural Gas_Gas Boiler - Stack Economizer_A_Technical Potential | F2 | Commercial | Interruptible - Health | Existing | Space Heating | Natural Gas | Gas Boiler - Stack Economizer | A | Integrated Unit Summer Peak Savings (kW) | Technical Potential | 0 | 0 | 0 | 0 | 0 | 0 | 0 | 0 | 0 | 0 | 0 | 0 | 0 | 0 | 0 | 0 | 0 | 0 | 0 | 0 | 0 | 0 | 0 | 0 | 0 | 0 | 0
F3_Commercial_Interruptible - Health_Existing_Space Heating_Natural Gas_Gas Boiler - Stack Economizer_A_Technical Potential | F3 | Commercial | Interruptible - Health | Existing | Space Heating | Natural Gas | Gas Boiler - Stack Economizer | A | Integrated Unit Winter Peak Savings (kW) | Technical Potential | 0 | 0 | 0 | 0 | 0 | 0 | 0 | 0 | 0 | 0 | 0 | 0 | 0 | 0 | 0 | 0 | 0 | 0 | 0 | 0 | 0 | 0 | 0 | 0 | 0 | 0 | 0
F4_Commercial_Interruptible - Health_Existing_Space Heating_Natural Gas_Gas Boiler - Stack Economizer_A_Technical Potential | F4 | Commercial | Interruptible - Health | Existing | Space Heating | Natural Gas | Gas Boiler - Stack Economizer | A | Incremental Energy Savings (MWh or mTherms) | Technical Potential | 0 | 0 | 0.2897 | 0.34661 | 0.41234 | 0.46437 | 0.51256 | 0.57842 | 0.61048 | 0.59807 | 0.53886 | 0.44176 | 0.32559 | 0.21266 | 0.12115 | 0.053936 | 0 | 0 | 0 | 0 | 0 | 0 | 0 | 0 | 0 | 0 | 0
F5_Commercial_Interruptible - Health_Existing_Space Heating_Natural Gas_Gas Boiler - Stack Economizer_A_Technical Potential | F5 | Commercial | Interruptible - Health | Existing | Space Heating | Natural Gas | Gas Boiler - Stack Economizer | A | Incremental Summer Peak Savings (MW) | Technical Potential | 0 | 0 | 0 | 0 | 0 | 0 | 0 | 0 | 0 | 0 | 0 | 0 | 0 | 0 | 0 | 0 | 0 | 0 | 0 | 0 | 0 | 0 | 0 | 0 | 0 | 0 | 0
F6_Commercial_Interruptible - Health_Existing_Space Heating_Natural Gas_Gas Boiler - Stack Economizer_A_Technical Potential | F6 | Commercial | Interruptible - Health | Existing | Space Heating | Natural Gas | Gas Boiler - Stack Economizer | A | Incremental Winter Peak Savings (MW) | Technical Potential | 0 | 0 | 0 | 0 | 0 | 0 | 0 | 0 | 0 | 0 | 0 | 0 | 0 | 0 | 0 | 0 | 0 | 0 | 0 | 0 | 0 | 0 | 0 | 0 | 0 | 0 | 0
F7_Commercial_Interruptible - Health_Existing_Space Heating_Natural Gas_Gas Boiler - Stack Economizer_A_Technical Potential | F7 | Commercial | Interruptible - Health | Existing | Space Heating | Natural Gas | Gas Boiler - Stack Economizer | A | Cumulative Energy Savings (MWh or mTherms) | Technical Potential | 0 | 0 | 0.2897 | 0.6289 | 1.0237 | 1.4575 | 1.923 | 2.4346 | 2.9528 | 3.4297 | 3.818 | 4.0831 | 4.2144 | 4.2237 | 4.142 | 4.0021 | 3.8249 | 3.6748 | 3.5512 | 3.4422 | 3.3504 | 3.2631 | 3.2019 | 3.1415 | 3.0817 | 3.0228 | 2.9643
F8_Commercial_Interruptible - Health_Existing_Space Heating_Natural Gas_Gas Boiler - Stack Economizer_A_Technical Potential | F8 | Commercial | Interruptible - Health | Existing | Space Heating | Natural Gas | Gas Boiler - Stack Economizer | A | Cumulative Summer Peak Savings (MW) | Technical Potential | 0 | 0 | 0 | 0 | 0 | 0 | 0 | 0 | 0 | 0 | 0 | 0 | 0 | 0 | 0 | 0 | 0 | 0 | 0 | 0 | 0 | 0 | 0 | 0 | 0 | 0 | 0
F9_Commercial_Interruptible - Health_Existing_Space Heating_Natural Gas_Gas Boiler - Stack Economizer_A_Technical Potential | F9 | Commercial | Interruptible - Health | Existing | Space Heating | Natural Gas | Gas Boiler - Stack Economizer | A | Cumulative Winter Peak Savings (MW) | Technical Potential | 0 | 0 | 0 | 0 | 0 | 0 | 0 | 0 | 0 | 0 | 0 | 0 | 0 | 0 | 0 | 0 | 0 | 0 | 0 | 0 | 0 | 0 | 0 | 0 | 0 | 0 | 0
F10_Commercial_Interruptible - Health_Existing_Space Heating_Natural Gas_Gas Boiler - Stack Economizer_A_Technical Potential | F10 | Commercial | Interruptible - Health | Existing | Space Heating | Natural Gas | Gas Boiler - Stack Economizer | A | Purchases (Incremental) | Technical Potential | 0 | 0 | 1073.182 | 1317.6964 | 1612.4747 | 1871.8291 | 2135.0581 | 2496.1396 | 2738.3039 | 2797.3708 | 2636.1863 | 2266.0254 | 1753.5461 | 1203.4204 | 720.1359 | 336.3524 | 0 | 0 | 0 | 0 | 0 | 0 | 0 | 0 | 0 | 0 | 0
F11_Commercial_Interruptible - Health_Existing_Space Heating_Natural Gas_Gas Boiler - Stack Economizer_A_Technical Potential | F11 | Commercial | Interruptible - Health | Existing | Space Heating | Natural Gas | Gas Boiler - Stack Economizer | A | Purchases (Cumulative) | Technical Potential | 0 | 0 | 1073.182 | 2390.8784 | 4003.3531 | 5875.1822 | 8010.2403 | 10506.3799 | 13244.6838 | 16042.0547 | 18678.241 | 20944.2664 | 22697.8125 | 23901.233 | 24621.3689 | 24957.7213 | 24957.7213 | 24957.7213 | 24957.7213 | 24957.7213 | 24957.7213 | 24957.7213 | 24957.7213 | 24957.7213 | 24957.7213 | 24957.7213 | 24957.7213
F1_Commercial_Interruptible - Health_Existing_Space Heating_Natural Gas_Gas Boiler - Thermostatic Radiator Valves_A_Technical Potential | F1 | Commercial | Interruptible - Health | Existing | Space Heating | Natural Gas | Gas Boiler - Thermostatic Radiator Valves | A | Integrated Unit Energy Savings (kWh or therms) | Technical Potential | 0 | 0 | 16.5509 | 16.2654 | 15.9634 | 15.6482 | 15.316 | 14.9629 | 14.5865 | 14.1855 | 13.7609 | 13.317 | 12.862 | 12.4061 | 11.9619 | 11.5416 | 11.1547 | 10.8147 | 10.5217 | 10.2582 | 10.0306 | 9.8116 | 9.6276 | 9.446 | 9.2665 | 9.0893 | 8.9136
F2_Commercial_Interruptible - Health_Existing_Space Heating_Natural Gas_Gas Boiler - Thermostatic Radiator Valves_A_Technical Potential | F2 | Commercial | Interruptible - Health | Existing | Space Heating | Natural Gas | Gas Boiler - Thermostatic Radiator Valves | A | Integrated Unit Summer Peak Savings (kW) | Technical Potential | 0 | 0 | 0 | 0 | 0 | 0 | 0 | 0 | 0 | 0 | 0 | 0 | 0 | 0 | 0 | 0 | 0 | 0 | 0 | 0 | 0 | 0 | 0 | 0 | 0 | 0 | 0
F3_Commercial_Interruptible - Health_Existing_Space Heating_Natural Gas_Gas Boiler - Thermostatic Radiator Valves_A_Technical Potential | F3 | Commercial | Interruptible - Health | Existing | Space Heating | Natural Gas | Gas Boiler - Thermostatic Radiator Valves | A | Integrated Unit Winter Peak Savings (kW) | Technical Potential | 0 | 0 | 0 | 0 | 0 | 0 | 0 | 0 | 0 | 0 | 0 | 0 | 0 | 0 | 0 | 0 | 0 | 0 | 0 | 0 | 0 | 0 | 0 | 0 | 0 | 0 | 0
F4_Commercial_Interruptible - Health_Existing_Space Heating_Natural Gas_Gas Boiler - Thermostatic Radiator Valves_A_Technical Potential | F4 | Commercial | Interruptible - Health | Existing | Space Heating | Natural Gas | Gas Boiler - Thermostatic Radiator Valves | A | Incremental Energy Savings (MWh or mTherms) | Technical Potential | 0 | 0 | 0.55112 | 1.1117 | 1.0911 | 1.0695 | 1.0468 | 1.0227 | 0.99697 | 0.96956 | 0.94054 | 0.9102 | 0.8791 | 0.84794 | 0.81758 | 0.78885 | 0.76241 | 0.37906 | 0 | 1.312e-15 | 0 | 0 | 0 | 0 | 0 | 0 | 0
F5_Commercial_Interruptible - Health_Existing_Space Heating_Natural Gas_Gas Boiler - Thermostatic Radiator Valves_A_Technical Potential | F5 | Commercial | Interruptible - Health | Existing | Space Heating | Natural Gas | Gas Boiler - Thermostatic Radiator Valves | A | Incremental Summer Peak Savings (MW) | Technical Potential | 0 | 0 | 0 | 0 | 0 | 0 | 0 | 0 | 0 | 0 | 0 | 0 | 0 | 0 | 0 | 0 | 0 | 0 | 0 | 0 | 0 | 0 | 0 | 0 | 0 | 0 | 0
F6_Commercial_Interruptible - Health_Existing_Space Heating_Natural Gas_Gas Boiler - Thermostatic Radiator Valves_A_Technical Potential | F6 | Commercial | Interruptible - Health | Existing | Space Heating | Natural Gas | Gas Boiler - Thermostatic Radiator Valves | A | Incremental Winter Peak Savings (MW) | Technical Potential | 0 | 0 | 0 | 0 | 0 | 0 | 0 | 0 | 0 | 0 | 0 | 0 | 0 | 0 | 0 | 0 | 0 | 0 | 0 | 0 | 0 | 0 | 0 | 0 | 0 | 0 | 0
F7_Commercial_Interruptible - Health_Existing_Space Heating_Natural Gas_Gas Boiler - Thermostatic Radiator Valves_A_Technical Potential | F7 | Commercial | Interruptible - Health | Existing | Space Heating | Natural Gas | Gas Boiler - Thermostatic Radiator Valves | A | Cumulative Energy Savings (MWh or mTherms) | Technical Potential | 0 | 0 | 0.55112 | 1.6533 | 2.7137 | 3.7297 | 4.6973 | 5.6117 | 6.4675 | 7.2593 | 7.9825 | 8.6353 | 9.2193 | 9.7404 | 10.2093 | 10.6394 | 11.0452 | 11.0875 | 10.7872 | 10.517 | 10.2837 | 10.0592 | 9.8705 | 9.6844 | 9.5003 | 9.3186 | 9.1385
F8_Commercial_Interruptible - Health_Existing_Space Heating_Natural Gas_Gas Boiler - Thermostatic Radiator Valves_A_Technical Potential | F8 | Commercial | Interruptible - Health | Existing | Space Heating | Natural Gas | Gas Boiler - Thermostatic Radiator Valves | A | Cumulative Summer Peak Savings (MW) | Technical Potential | 0 | 0 | 0 | 0 | 0 | 0 | 0 | 0 | 0 | 0 | 0 | 0 | 0 | 0 | 0 | 0 | 0 | 0 | 0 | 0 | 0 | 0 | 0 | 0 | 0 | 0 | 0
F9_Commercial_Interruptible - Health_Existing_Space Heating_Natural Gas_Gas Boiler - Thermostatic Radiator Valves_A_Technical Potential | F9 | Commercial | Interruptible - Health | Existing | Space Heating | Natural Gas | Gas Boiler - Thermostatic Radiator Valves | A | Cumulative Winter Peak Savings (MW) | Technical Potential | 0 | 0 | 0 | 0 | 0 | 0 | 0 | 0 | 0 | 0 | 0 | 0 | 0 | 0 | 0 | 0 | 0 | 0 | 0 | 0 | 0 | 0 | 0 | 0 | 0 | 0 | 0
F10_Commercial_Interruptible - Health_Existing_Space Heating_Natural Gas_Gas Boiler - Thermostatic Radiator Valves_A_Technical Potential | F10 | Commercial | Interruptible - Health | Existing | Space Heating | Natural Gas | Gas Boiler - Thermostatic Radiator Valves | A | Purchases (Incremental) | Technical Potential | 0 | 0 | 33.2982 | 68.3488 | 68.3488 | 68.3488 | 68.3488 | 68.3488 | 68.3488 | 68.3488 | 68.3488 | 68.3488 | 68.3488 | 68.3488 | 68.3488 | 68.3488 | 68.3488 | 35.0507 | 0 | 1.279e-13 | 0 | 0 | 0 | 0 | 0 | 0 | 0
F11_Commercial_Interruptible - Health_Existing_Space Heating_Natural Gas_Gas Boiler - Thermostatic Radiator Valves_A_Technical Potential | F11 | Commercial | Interruptible - Health | Existing | Space Heating | Natural Gas | Gas Boiler - Thermostatic Radiator Valves | A | Purchases (Cumulative) | Technical Potential | 0 | 0 | 33.2982 | 101.647 | 169.9959 | 238.3447 | 306.6935 | 375.0424 | 443.3912 | 511.7401 | 580.0889 | 648.4378 | 716.7866 | 785.1355 | 853.4843 | 921.8332 | 990.182 | 1025.2327 | 1025.2327 | 1025.2327 | 1025.2327 | 1025.2327 | 1025.2327 | 1025.2327 | 1025.2327 | 1025.2327 | 1025.2327
F1_Commercial_Interruptible - Health_Existing_Space Heating_Natural Gas_HVAC - Shut Off Damper_A_Technical Potential | F1 | Commercial | Interruptible - Health | Existing | Space Heating | Natural Gas | HVAC - Shut Off Damper | A | Integrated Unit Energy Savings (kWh or therms) | Technical Potential | 0 | 0 | 34.107 | 33.2468 | 32.335 | 31.3848 | 30.3869 | 29.349 | 28.2556 | 27.1149 | 25.94 | 24.7519 | 23.5815 | 22.4474 | 21.3694 | 20.3669 | 19.461 | 18.6937 | 18.0614 | 17.5038 | 17.0341 | 16.5876 | 16.2739 | 15.9646 | 15.659 | 15.3575 | 15.0588
F2_Commercial_Interruptible - Health_Existing_Space Heating_Natural Gas_HVAC - Shut Off Damper_A_Technical Potential | F2 | Commercial | Interruptible - Health | Existing | Space Heating | Natural Gas | HVAC - Shut Off Damper | A | Integrated Unit Summer Peak Savings (kW) | Technical Potential | 0 | 0 | 0 | 0 | 0 | 0 | 0 | 0 | 0 | 0 | 0 | 0 | 0 | 0 | 0 | 0 | 0 | 0 | 0 | 0 | 0 | 0 | 0 | 0 | 0 | 0 | 0
F3_Commercial_Interruptible - Health_Existing_Space Heating_Natural Gas_HVAC - Shut Off Damper_A_Technical Potential | F3 | Commercial | Interruptible - Health | Existing | Space Heating | Natural Gas | HVAC - Shut Off Damper | A | Integrated Unit Winter Peak Savings (kW) | Technical Potential | 0 | 0 | 0 | 0 | 0 | 0 | 0 | 0 | 0 | 0 | 0 | 0 | 0 | 0 | 0 | 0 | 0 | 0 | 0 | 0 | 0 | 0 | 0 | 0 | 0 | 0 | 0
F4_Commercial_Interruptible - Health_Existing_Space Heating_Natural Gas_HVAC - Shut Off Damper_A_Technical Potential | F4 | Commercial | Interruptible - Health | Existing | Space Heating | Natural Gas | HVAC - Shut Off Damper | A | Incremental Energy Savings (MWh or mTherms) | Technical Potential | 0 | 0 | 0.20202 | 0.24179 | 0.28777 | 0.32424 | 0.35807 | 0.40433 | 0.42704 | 0.41863 | 0.37742 | 0.30956 | 0.22823 | 0.14909 | 0.084935 | 0.037809 | 0 | 0 | 0 | 0 | 0 | 0 | 0 | 0 | 0 | 0 | 0
F5_Commercial_Interruptible - Health_Existing_Space Heating_Natural Gas_HVAC - Shut Off Damper_A_Technical Potential | F5 | Commercial | Interruptible - Health | Existing | Space Heating | Natural Gas | HVAC - Shut Off Damper | A | Incremental Summer Peak Savings (MW) | Technical Potential | 0 | 0 | 0 | 0 | 0 | 0 | 0 | 0 | 0 | 0 | 0 | 0 | 0 | 0 | 0 | 0 | 0 | 0 | 0 | 0 | 0 | 0 | 0 | 0 | 0 | 0 | 0
F6_Commercial_Interruptible - Health_Existing_Space Heating_Natural Gas_HVAC - Shut Off Damper_A_Technical Potential | F6 | Commercial | Interruptible - Health | Existing | Space Heating | Natural Gas | HVAC - Shut Off Damper | A | Incremental Winter Peak Savings (MW) | Technical Potential | 0 | 0 | 0 | 0 | 0 | 0 | 0 | 0 | 0 | 0 | 0 | 0 | 0 | 0 | 0 | 0 | 0 | 0 | 0 | 0 | 0 | 0 | 0 | 0 | 0 | 0 | 0
F7_Commercial_Interruptible - Health_Existing_Space Heating_Natural Gas_HVAC - Shut Off Damper_A_Technical Potential | F7 | Commercial | Interruptible - Health | Existing | Space Heating | Natural Gas | HVAC - Shut Off Damper | A | Cumulative Energy Savings (MWh or mTherms) | Technical Potential | 0 | 0 | 0.20202 | 0.43872 | 0.71445 | 1.0177 | 1.3434 | 1.7019 | 2.0655 | 2.4007 | 2.6741 | 2.8612 | 2.9542 | 2.9612 | 2.9039 | 2.8055 | 2.6807 | 2.575 | 2.4879 | 2.4111 | 2.3464 | 2.2849 | 2.2417 | 2.1991 | 2.157 | 2.1154 | 2.0743
F8_Commercial_Interruptible - Health_Existing_Space Heating_Natural Gas_HVAC - Shut Off Damper_A_Technical Potential | F8 | Commercial | Interruptible - Health | Existing | Space Heating | Natural Gas | HVAC - Shut Off Damper | A | Cumulative Summer Peak Savings (MW) | Technical Potential | 0 | 0 | 0 | 0 | 0 | 0 | 0 | 0 | 0 | 0 | 0 | 0 | 0 | 0 | 0 | 0 | 0 | 0 | 0 | 0 | 0 | 0 | 0 | 0 | 0 | 0 | 0
F9_Commercial_Interruptible - Health_Existing_Space Heating_Natural Gas_HVAC - Shut Off Damper_A_Technical Potential | F9 | Commercial | Interruptible - Health | Existing | Space Heating | Natural Gas | HVAC - Shut Off Damper | A | Cumulative Winter Peak Savings (MW) | Technical Potential | 0 | 0 | 0 | 0 | 0 | 0 | 0 | 0 | 0 | 0 | 0 | 0 | 0 | 0 | 0 | 0 | 0 | 0 | 0 | 0 | 0 | 0 | 0 | 0 | 0 | 0 | 0
F10_Commercial_Interruptible - Health_Existing_Space Heating_Natural Gas_HVAC - Shut Off Damper_A_Technical Potential | F10 | Commercial | Interruptible - Health | Existing | Space Heating | Natural Gas | HVAC - Shut Off Damper | A | Purchases (Incremental) | Technical Potential | 0 | 0 | 5.9231 | 7.2726 | 8.8996 | 10.331 | 11.7838 | 13.7767 | 15.1133 | 15.4393 | 14.5497 | 12.5067 | 9.6782 | 6.6419 | 3.9746 | 1.8564 | 0 | 0 | 0 | 0 | 0 | 0 | 0 | 0 | 0 | 0 | 0
F11_Commercial_Interruptible - Health_Existing_Space Heating_Natural Gas_HVAC - Shut Off Damper_A_Technical Potential | F11 | Commercial | Interruptible - Health | Existing | Space Heating | Natural Gas | HVAC - Shut Off Damper | A | Purchases (Cumulative) | Technical Potential | 0 | 0 | 5.9231 | 13.1958 | 22.0954 | 32.4264 | 44.2102 | 57.9869 | 73.1002 | 88.5395 | 103.0892 | 115.5958 | 125.274 | 131.916 | 135.8905 | 137.7469 | 137.7469 | 137.7469 | 137.7469 | 137.7469 | 137.7469 | 137.7469 | 137.7469 | 137.7469 | 137.7469 | 137.7469 | 137.7469
F1_Commercial_Interruptible - Health_Existing_Space Heating_Natural Gas_Gas Furnace - Tube Inserts_A_Technical Potential | F1 | Commercial | Interruptible - Health | Existing | Space Heating | Natural Gas | Gas Furnace - Tube Inserts | A | Integrated Unit Energy Savings (kWh or therms) | Technical Potential | 0 | 0 | 0 | 0 | 0 | 0 | 0 | 0 | 0 | 0 | 0 | 0 | 0 | 0 | 0 | 0 | 0 | 0 | 0 | 0 | 0 | 0 | 0 | 0 | 0 | 0 | 0
F2_Commercial_Interruptible - Health_Existing_Space Heating_Natural Gas_Gas Furnace - Tube Inserts_A_Technical Potential | F2 | Commercial | Interruptible - Health | Existing | Space Heating | Natural Gas | Gas Furnace - Tube Inserts | A | Integrated Unit Summer Peak Savings (kW) | Technical Potential | 0 | 0 | 0 | 0 | 0 | 0 | 0 | 0 | 0 | 0 | 0 | 0 | 0 | 0 | 0 | 0 | 0 | 0 | 0 | 0 | 0 | 0 | 0 | 0 | 0 | 0 | 0
F3_Commercial_Interruptible - Health_Existing_Space Heating_Natural Gas_Gas Furnace - Tube Inserts_A_Technical Potential | F3 | Commercial | Interruptible - Health | Existing | Space Heating | Natural Gas | Gas Furnace - Tube Inserts | A | Integrated Unit Winter Peak Savings (kW) | Technical Potential | 0 | 0 | 0 | 0 | 0 | 0 | 0 | 0 | 0 | 0 | 0 | 0 | 0 | 0 | 0 | 0 | 0 | 0 | 0 | 0 | 0 | 0 | 0 | 0 | 0 | 0 | 0
F4_Commercial_Interruptible - Health_Existing_Space Heating_Natural Gas_Gas Furnace - Tube Inserts_A_Technical Potential | F4 | Commercial | Interruptible - Health | Existing | Space Heating | Natural Gas | Gas Furnace - Tube Inserts | A | Incremental Energy Savings (MWh or mTherms) | Technical Potential | 0 | 0 | 0 | 0 | 0 | 0 | 0 | 0 | 0 | 0 | 0 | 0 | 0 | 0 | 0 | 0 | 0 | 0 | 0 | 0 | 0 | 0 | 0 | 0 | 0 | 0 | 0
F5_Commercial_Interruptible - Health_Existing_Space Heating_Natural Gas_Gas Furnace - Tube Inserts_A_Technical Potential | F5 | Commercial | Interruptible - Health | Existing | Space Heating | Natural Gas | Gas Furnace - Tube Inserts | A | Incremental Summer Peak Savings (MW) | Technical Potential | 0 | 0 | 0 | 0 | 0 | 0 | 0 | 0 | 0 | 0 | 0 | 0 | 0 | 0 | 0 | 0 | 0 | 0 | 0 | 0 | 0 | 0 | 0 | 0 | 0 | 0 | 0
F6_Commercial_Interruptible - Health_Existing_Space Heating_Natural Gas_Gas Furnace - Tube Inserts_A_Technical Potential | F6 | Commercial | Interruptible - Health | Existing | Space Heating | Natural Gas | Gas Furnace - Tube Inserts | A | Incremental Winter Peak Savings (MW) | Technical Potential | 0 | 0 | 0 | 0 | 0 | 0 | 0 | 0 | 0 | 0 | 0 | 0 | 0 | 0 | 0 | 0 | 0 | 0 | 0 | 0 | 0 | 0 | 0 | 0 | 0 | 0 | 0
F7_Commercial_Interruptible - Health_Existing_Space Heating_Natural Gas_Gas Furnace - Tube Inserts_A_Technical Potential | F7 | Commercial | Interruptible - Health | Existing | Space Heating | Natural Gas | Gas Furnace - Tube Inserts | A | Cumulative Energy Savings (MWh or mTherms) | Technical Potential | 0 | 0 | 0 | 0 | 0 | 0 | 0 | 0 | 0 | 0 | 0 | 0 | 0 | 0 | 0 | 0 | 0 | 0 | 0 | 0 | 0 | 0 | 0 | 0 | 0 | 0 | 0
F8_Commercial_Interruptible - Health_Existing_Space Heating_Natural Gas_Gas Furnace - Tube Inserts_A_Technical Potential | F8 | Commercial | Interruptible - Health | Existing | Space Heating | Natural Gas | Gas Furnace - Tube Inserts | A | Cumulative Summer Peak Savings (MW) | Technical Potential | 0 | 0 | 0 | 0 | 0 | 0 | 0 | 0 | 0 | 0 | 0 | 0 | 0 | 0 | 0 | 0 | 0 | 0 | 0 | 0 | 0 | 0 | 0 | 0 | 0 | 0 | 0
F9_Commercial_Interruptible - Health_Existing_Space Heating_Natural Gas_Gas Furnace - Tube Inserts_A_Technical Potential | F9 | Commercial | Interruptible - Health | Existing | Space Heating | Natural Gas | Gas Furnace - Tube Inserts | A | Cumulative Winter Peak Savings (MW) | Technical Potential | 0 | 0 | 0 | 0 | 0 | 0 | 0 | 0 | 0 | 0 | 0 | 0 | 0 | 0 | 0 | 0 | 0 | 0 | 0 | 0 | 0 | 0 | 0 | 0 | 0 | 0 | 0
F10_Commercial_Interruptible - Health_Existing_Space Heating_Natural Gas_Gas Furnace - Tube Inserts_A_Technical Potential | F10 | Commercial | Interruptible - Health | Existing | Space Heating | Natural Gas | Gas Furnace - Tube Inserts | A | Purchases (Incremental) | Technical Potential | 0 | 0 | 253.7044 | 136.5162 | 461.8208 | 751.2149 | 1140.2393 | 1379.3619 | 2084.9024 | 2417.94 | 2810.553 | 3059.9311 | 3079.2519 | 2791.6007 | 2154.1872 | 1183.5772 | 0 | 0 | 0 | 0 | 0 | 0 | 0 | 0 | 0 | 0 | 0
F11_Commercial_Interruptible - Health_Existing_Space Heating_Natural Gas_Gas Furnace - Tube Inserts_A_Technical Potential | F11 | Commercial | Interruptible - Health | Existing | Space Heating | Natural Gas | Gas Furnace - Tube Inserts | A | Purchases (Cumulative) | Technical Potential | 0 | 0 | 253.7044 | 390.2206 | 852.0414 | 1603.2563 | 2743.4956 | 4122.8575 | 6207.7599 | 8625.6999 | 11436.2529 | 14496.184 | 17575.4359 | 20367.0367 | 22521.2239 | 23704.8011 | 23704.8011 | 23704.8011 | 23704.8011 | 23704.8011 | 23704.8011 | 23704.8011 | 23704.8011 | 23704.8011 | 23704.8011 | 23704.8011 | 23704.8011
F1_Commercial_Interruptible - Health_Existing_Space Heating_Natural Gas_Gas Boiler - Insulate Steam Lines/Condensate Tank_A_Technical Potential | F1 | Commercial | Interruptible - Health | Existing | Space Heating | Natural Gas | Gas Boiler - Insulate Steam Lines/Condensate Tank | A | Integrated Unit Energy Savings (kWh or therms) | Technical Potential | 0 | 0 | 6.3068 | 6.215 | 6.1227 | 6.0302 | 5.9375 | 5.8447 | 5.7519 | 5.6589 | 5.566 | 5.4733 | 5.3807 | 5.2885 | 5.1968 | 5.1058 | 5.0156 | 4.9262 | 4.8378 | 4.7501 | 4.6631 | 4.5768 | 4.491 | 4.4063 | 4.3226 | 4.24 | 4.158
F2_Commercial_Interruptible - Health_Existing_Space Heating_Natural Gas_Gas Boiler - Insulate Steam Lines/Condensate Tank_A_Technical Potential | F2 | Commercial | Interruptible - Health | Existing | Space Heating | Natural Gas | Gas Boiler - Insulate Steam Lines/Condensate Tank | A | Integrated Unit Summer Peak Savings (kW) | Technical Potential | 0 | 0 | 0 | 0 | 0 | 0 | 0 | 0 | 0 | 0 | 0 | 0 | 0 | 0 | 0 | 0 | 0 | 0 | 0 | 0 | 0 | 0 | 0 | 0 | 0 | 0 | 0
F3_Commercial_Interruptible - Health_Existing_Space Heating_Natural Gas_Gas Boiler - Insulate Steam Lines/Condensate Tank_A_Technical Potential | F3 | Commercial | Interruptible - Health | Existing | Space Heating | Natural Gas | Gas Boiler - Insulate Steam Lines/Condensate Tank | A | Integrated Unit Winter Peak Savings (kW) | Technical Potential | 0 | 0 | 0 | 0 | 0 | 0 | 0 | 0 | 0 | 0 | 0 | 0 | 0 | 0 | 0 | 0 | 0 | 0 | 0 | 0 | 0 | 0 | 0 | 0 | 0 | 0 | 0
F4_Commercial_Interruptible - Health_Existing_Space Heating_Natural Gas_Gas Boiler - Insulate Steam Lines/Condensate Tank_A_Technical Potential | F4 | Commercial | Interruptible - Health | Existing | Space Heating | Natural Gas | Gas Boiler - Insulate Steam Lines/Condensate Tank | A | Incremental Energy Savings (MWh or mTherms) | Technical Potential | 0 | 0 | 0.33071 | 0.66893 | 0.659 | 0.64905 | 0.63907 | 0.62908 | 0.61909 | 0.60909 | 0.59909 | 0.5891 | 0.57914 | 0.56922 | 0.55935 | 0.54955 | 0.53984 | 0.27191 | 0 | 9.4505e-16 | 0 | 0 | 0 | 0 | 0 | 0 | 0
F5_Commercial_Interruptible - Health_Existing_Space Heating_Natural Gas_Gas Boiler - Insulate Steam Lines/Condensate Tank_A_Technical Potential | F5 | Commercial | Interruptible - Health | Existing | Space Heating | Natural Gas | Gas Boiler - Insulate Steam Lines/Condensate Tank | A | Incremental Summer Peak Savings (MW) | Technical Potential | 0 | 0 | 0 | 0 | 0 | 0 | 0 | 0 | 0 | 0 | 0 | 0 | 0 | 0 | 0 | 0 | 0 | 0 | 0 | 0 | 0 | 0 | 0 | 0 | 0 | 0 | 0
F6_Commercial_Interruptible - Health_Existing_Space Heating_Natural Gas_Gas Boiler - Insulate Steam Lines/Condensate Tank_A_Technical Potential | F6 | Commercial | Interruptible - Health | Existing | Space Heating | Natural Gas | Gas Boiler - Insulate Steam Lines/Condensate Tank | A | Incremental Winter Peak Savings (MW) | Technical Potential | 0 | 0 | 0 | 0 | 0 | 0 | 0 | 0 | 0 | 0 | 0 | 0 | 0 | 0 | 0 | 0 | 0 | 0 | 0 | 0 | 0 | 0 | 0 | 0 | 0 | 0 | 0
F7_Commercial_Interruptible - Health_Existing_Space Heating_Natural Gas_Gas Boiler - Insulate Steam Lines/Condensate Tank_A_Technical Potential | F7 | Commercial | Interruptible - Health | Existing | Space Heating | Natural Gas | Gas Boiler - Insulate Steam Lines/Condensate Tank | A | Cumulative Energy Savings (MWh or mTherms) | Technical Potential | 0 | 0 | 0.33071 | 0.99483 | 1.6391 | 2.2633 | 2.8676 | 3.4519 | 4.0161 | 4.5603 | 5.0846 | 5.5889 | 6.0736 | 6.5387 | 6.9847 | 7.4119 | 7.8207 | 7.9533 | 7.8106 | 7.669 | 7.5286 | 7.3892 | 7.2507 | 7.114 | 6.9788 | 6.8454 | 6.7131
F8_Commercial_Interruptible - Health_Existing_Space Heating_Natural Gas_Gas Boiler - Insulate Steam Lines/Condensate Tank_A_Technical Potential | F8 | Commercial | Interruptible - Health | Existing | Space Heating | Natural Gas | Gas Boiler - Insulate Steam Lines/Condensate Tank | A | Cumulative Summer Peak Savings (MW) | Technical Potential | 0 | 0 | 0 | 0 | 0 | 0 | 0 | 0 | 0 | 0 | 0 | 0 | 0 | 0 | 0 | 0 | 0 | 0 | 0 | 0 | 0 | 0 | 0 | 0 | 0 | 0 | 0
F9_Commercial_Interruptible - Health_Existing_Space Heating_Natural Gas_Gas Boiler - Insulate Steam Lines/Condensate Tank_A_Technical Potential | F9 | Commercial | Interruptible - Health | Existing | Space Heating | Natural Gas | Gas Boiler - Insulate Steam Lines/Condensate Tank | A | Cumulative Winter Peak Savings (MW) | Technical Potential | 0 | 0 | 0 | 0 | 0 | 0 | 0 | 0 | 0 | 0 | 0 | 0 | 0 | 0 | 0 | 0 | 0 | 0 | 0 | 0 | 0 | 0 | 0 | 0 | 0 | 0 | 0
F10_Commercial_Interruptible - Health_Existing_Space Heating_Natural Gas_Gas Boiler - Insulate Steam Lines/Condensate Tank_A_Technical Potential | F10 | Commercial | Interruptible - Health | Existing | Space Heating | Natural Gas | Gas Boiler - Insulate Steam Lines/Condensate Tank | A | Purchases (Incremental) | Technical Potential | 0 | 0 | 52.4364 | 107.6325 | 107.6325 | 107.6325 | 107.6325 | 107.6325 | 107.6325 | 107.6325 | 107.6325 | 107.6325 | 107.6325 | 107.6325 | 107.6325 | 107.6325 | 107.6325 | 55.1962 | 0 | 1.9895e-13 | 0 | 0 | 0 | 0 | 0 | 0 | 0
F11_Commercial_Interruptible - Health_Existing_Space Heating_Natural Gas_Gas Boiler - Insulate Steam Lines/Condensate Tank_A_Technical Potential | F11 | Commercial | Interruptible - Health | Existing | Space Heating | Natural Gas | Gas Boiler - Insulate Steam Lines/Condensate Tank | A | Purchases (Cumulative) | Technical Potential | 0 | 0 | 52.4364 | 160.0689 | 267.7014 | 375.3339 | 482.9665 | 590.599 | 698.2315 | 805.8641 | 913.4966 | 1021.1291 | 1128.7616 | 1236.3942 | 1344.0267 | 1451.6592 | 1559.2918 | 1614.4879 | 1614.4879 | 1614.4879 | 1614.4879 | 1614.4879 | 1614.4879 | 1614.4879 | 1614.4879 | 1614.4879 | 1614.4879
F1_Commercial_Interruptible - Health_Existing_Space Heating_Natural Gas_Gas Boiler - Insulate Hot Water Lines_A_Technical Potential | F1 | Commercial | Interruptible - Health | Existing | Space Heating | Natural Gas | Gas Boiler - Insulate Hot Water Lines | A | Integrated Unit Energy Savings (kWh or therms) | Technical Potential | 0 | 0 | 4.2058 | 4.1187 | 4.0264 | 3.93 | 3.8283 | 3.7199 | 3.6042 | 3.4808 | 3.3503 | 3.2143 | 3.0757 | 2.938 | 2.8053 | 2.6813 | 2.5689 | 2.4736 | 2.395 | 2.3258 | 2.2677 | 2.2123 | 2.1708 | 2.1299 | 2.0894 | 2.0494 | 2.0098
F2_Commercial_Interruptible - Health_Existing_Space Heating_Natural Gas_Gas Boiler - Insulate Hot Water Lines_A_Technical Potential | F2 | Commercial | Interruptible - Health | Existing | Space Heating | Natural Gas | Gas Boiler - Insulate Hot Water Lines | A | Integrated Unit Summer Peak Savings (kW) | Technical Potential | 0 | 0 | 0 | 0 | 0 | 0 | 0 | 0 | 0 | 0 | 0 | 0 | 0 | 0 | 0 | 0 | 0 | 0 | 0 | 0 | 0 | 0 | 0 | 0 | 0 | 0 | 0
F3_Commercial_Interruptible - Health_Existing_Space Heating_Natural Gas_Gas Boiler - Insulate Hot Water Lines_A_Technical Potential | F3 | Commercial | Interruptible - Health | Existing | Space Heating | Natural Gas | Gas Boiler - Insulate Hot Water Lines | A | Integrated Unit Winter Peak Savings (kW) | Technical Potential | 0 | 0 | 0 | 0 | 0 | 0 | 0 | 0 | 0 | 0 | 0 | 0 | 0 | 0 | 0 | 0 | 0 | 0 | 0 | 0 | 0 | 0 | 0 | 0 | 0 | 0 | 0
F4_Commercial_Interruptible - Health_Existing_Space Heating_Natural Gas_Gas Boiler - Insulate Hot Water Lines_A_Technical Potential | F4 | Commercial | Interruptible - Health | Existing | Space Heating | Natural Gas | Gas Boiler - Insulate Hot Water Lines | A | Incremental Energy Savings (MWh or mTherms) | Technical Potential | 0 | 0 | 0.22053 | 0.44331 | 0.43337 | 0.423 | 0.41205 | 0.40039 | 0.38793 | 0.37464 | 0.3606 | 0.34596 | 0.33105 | 0.16217 | 0 | 5.3346e-16 | 7.3014e-17 | 5.6244e-16 | 0 | 5.2883e-16 | 0 | 0 | 0 | 0 | 0 | 0 | 0
F5_Commercial_Interruptible - Health_Existing_Space Heating_Natural Gas_Gas Boiler - Insulate Hot Water Lines_A_Technical Potential | F5 | Commercial | Interruptible - Health | Existing | Space Heating | Natural Gas | Gas Boiler - Insulate Hot Water Lines | A | Incremental Summer Peak Savings (MW) | Technical Potential | 0 | 0 | 0 | 0 | 0 | 0 | 0 | 0 | 0 | 0 | 0 | 0 | 0 | 0 | 0 | 0 | 0 | 0 | 0 | 0 | 0 | 0 | 0 | 0 | 0 | 0 | 0
F6_Commercial_Interruptible - Health_Existing_Space Heating_Natural Gas_Gas Boiler - Insulate Hot Water Lines_A_Technical Potential | F6 | Commercial | Interruptible - Health | Existing | Space Heating | Natural Gas | Gas Boiler - Insulate Hot Water Lines | A | Incremental Winter Peak Savings (MW) | Technical Potential | 0 | 0 | 0 | 0 | 0 | 0 | 0 | 0 | 0 | 0 | 0 | 0 | 0 | 0 | 0 | 0 | 0 | 0 | 0 | 0 | 0 | 0 | 0 | 0 | 0 | 0 | 0
F7_Commercial_Interruptible - Health_Existing_Space Heating_Natural Gas_Gas Boiler - Insulate Hot Water Lines_A_Technical Potential | F7 | Commercial | Interruptible - Health | Existing | Space Heating | Natural Gas | Gas Boiler - Insulate Hot Water Lines | A | Cumulative Energy Savings (MWh or mTherms) | Technical Potential | 0 | 0 | 0.22053 | 0.65928 | 1.0779 | 1.4751 | 1.8489 | 2.197 | 2.5166 | 2.805 | 3.0605 | 3.2822 | 3.4717 | 3.4785 | 3.3214 | 3.1746 | 3.0415 | 2.9287 | 2.8356 | 2.7537 | 2.6848 | 2.6193 | 2.5702 | 2.5217 | 2.4738 | 2.4264 | 2.3795
F8_Commercial_Interruptible - Health_Existing_Space Heating_Natural Gas_Gas Boiler - Insulate Hot Water Lines_A_Technical Potential | F8 | Commercial | Interruptible - Health | Existing | Space Heating | Natural Gas | Gas Boiler - Insulate Hot Water Lines | A | Cumulative Summer Peak Savings (MW) | Technical Potential | 0 | 0 | 0 | 0 | 0 | 0 | 0 | 0 | 0 | 0 | 0 | 0 | 0 | 0 | 0 | 0 | 0 | 0 | 0 | 0 | 0 | 0 | 0 | 0 | 0 | 0 | 0
F9_Commercial_Interruptible - Health_Existing_Space Heating_Natural Gas_Gas Boiler - Insulate Hot Water Lines_A_Technical Potential | F9 | Commercial | Interruptible - Health | Existing | Space Heating | Natural Gas | Gas Boiler - Insulate Hot Water Lines | A | Cumulative Winter Peak Savings (MW) | Technical Potential | 0 | 0 | 0 | 0 | 0 | 0 | 0 | 0 | 0 | 0 | 0 | 0 | 0 | 0 | 0 | 0 | 0 | 0 | 0 | 0 | 0 | 0 | 0 | 0 | 0 | 0 | 0
F10_Commercial_Interruptible - Health_Existing_Space Heating_Natural Gas_Gas Boiler - Insulate Hot Water Lines_A_Technical Potential | F10 | Commercial | Interruptible - Health | Existing | Space Heating | Natural Gas | Gas Boiler - Insulate Hot Water Lines | A | Purchases (Incremental) | Technical Potential | 0 | 0 | 52.4364 | 107.6325 | 107.6325 | 107.6325 | 107.6325 | 107.6325 | 107.6325 | 107.6325 | 107.6325 | 107.6325 | 107.6325 | 55.1962 | 0 | 1.9895e-13 | 2.8422e-14 | 2.2737e-13 | 0 | 2.2737e-13 | 0 | 0 | 0 | 0 | 0 | 0 | 0
F11_Commercial_Interruptible - Health_Existing_Space Heating_Natural Gas_Gas Boiler - Insulate Hot Water Lines_A_Technical Potential | F11 | Commercial | Interruptible - Health | Existing | Space Heating | Natural Gas | Gas Boiler - Insulate Hot Water Lines | A | Purchases (Cumulative) | Technical Potential | 0 | 0 | 52.4364 | 160.0689 | 267.7014 | 375.3339 | 482.9665 | 590.599 | 698.2315 | 805.8641 | 913.4966 | 1021.1291 | 1128.7616 | 1183.9578 | 1183.9578 | 1183.9578 | 1183.9578 | 1183.9578 | 1183.9578 | 1183.9578 | 1183.9578 | 1183.9578 | 1183.9578 | 1183.9578 | 1183.9578 | 1183.9578 | 1183.9578
F1_Commercial_Interruptible - Health_Existing_Space Heating_Natural Gas_Condensing RTU_A_Technical Potential | F1 | Commercial | Interruptible - Health | Existing | Space Heating | Natural Gas | Condensing RTU | A | Integrated Unit Energy Savings (kWh or therms) | Technical Potential | 0 | 0 | 0.026152 | 0.025455 | 0.024707 | 0.023919 | 0.023087 | 0.022216 | 0.0213 | 0.020348 | 0.019376 | 0.018405 | 0.01746 | 0.016555 | 0.015703 | 0.014916 | 0.014209 | 0.013608 | 0.01311 | 0.012671 | 0.0123 | 0.011949 | 0.011697 | 0.011451 | 0.011211 | 0.010975 | 0.010743
F2_Commercial_Interruptible - Health_Existing_Space Heating_Natural Gas_Condensing RTU_A_Technical Potential | F2 | Commercial | Interruptible - Health | Existing | Space Heating | Natural Gas | Condensing RTU | A | Integrated Unit Summer Peak Savings (kW) | Technical Potential | 0 | 0 | 0 | 0 | 0 | 0 | 0 | 0 | 0 | 0 | 0 | 0 | 0 | 0 | 0 | 0 | 0 | 0 | 0 | 0 | 0 | 0 | 0 | 0 | 0 | 0 | 0
F3_Commercial_Interruptible - Health_Existing_Space Heating_Natural Gas_Condensing RTU_A_Technical Potential | F3 | Commercial | Interruptible - Health | Existing | Space Heating | Natural Gas | Condensing RTU | A | Integrated Unit Winter Peak Savings (kW) | Technical Potential | 0 | 0 | 0 | 0 | 0 | 0 | 0 | 0 | 0 | 0 | 0 | 0 | 0 | 0 | 0 | 0 | 0 | 0 | 0 | 0 | 0 | 0 | 0 | 0 | 0 | 0 | 0
F4_Commercial_Interruptible - Health_Existing_Space Heating_Natural Gas_Condensing RTU_A_Technical Potential | F4 | Commercial | Interruptible - Health | Existing | Space Heating | Natural Gas | Condensing RTU | A | Incremental Energy Savings (MWh or mTherms) | Technical Potential | 0 | 0 | 0.012287 | 0.024548 | 0.023826 | 0.023067 | 0.022265 | 0.010987 | 0 | 0 | 2.2029e-18 | 2.0925e-18 | 0 | 0 | 0 | 2.8828e-17 | 0 | 0 | 0 | 0 | 0 | 0 | 0 | 0 | 0 | 0 | 0
F5_Commercial_Interruptible - Health_Existing_Space Heating_Natural Gas_Condensing RTU_A_Technical Potential | F5 | Commercial | Interruptible - Health | Existing | Space Heating | Natural Gas | Condensing RTU | A | Incremental Summer Peak Savings (MW) | Technical Potential | 0 | 0 | 0 | 0 | 0 | 0 | 0 | 0 | 0 | 0 | 0 | 0 | 0 | 0 | 0 | 0 | 0 | 0 | 0 | 0 | 0 | 0 | 0 | 0 | 0 | 0 | 0
F6_Commercial_Interruptible - Health_Existing_Space Heating_Natural Gas_Condensing RTU_A_Technical Potential | F6 | Commercial | Interruptible - Health | Existing | Space Heating | Natural Gas | Condensing RTU | A | Incremental Winter Peak Savings (MW) | Technical Potential | 0 | 0 | 0 | 0 | 0 | 0 | 0 | 0 | 0 | 0 | 0 | 0 | 0 | 0 | 0 | 0 | 0 | 0 | 0 | 0 | 0 | 0 | 0 | 0 | 0 | 0 | 0
F7_Commercial_Interruptible - Health_Existing_Space Heating_Natural Gas_Condensing RTU_A_Technical Potential | F7 | Commercial | Interruptible - Health | Existing | Space Heating | Natural Gas | Condensing RTU | A | Cumulative Energy Savings (MWh or mTherms) | Technical Potential | 0 | 0 | 0.012287 | 0.036507 | 0.05926 | 0.080439 | 0.099905 | 0.10712 | 0.1027 | 0.098115 | 0.093431 | 0.088749 | 0.084191 | 0.079826 | 0.075716 | 0.071923 | 0.068513 | 0.065616 | 0.063214 | 0.061099 | 0.059309 | 0.057618 | 0.056403 | 0.055217 | 0.054056 | 0.052919 | 0.051803
F8_Commercial_Interruptible - Health_Existing_Space Heating_Natural Gas_Condensing RTU_A_Technical Potential | F8 | Commercial | Interruptible - Health | Existing | Space Heating | Natural Gas | Condensing RTU | A | Cumulative Summer Peak Savings (MW) | Technical Potential | 0 | 0 | 0 | 0 | 0 | 0 | 0 | 0 | 0 | 0 | 0 | 0 | 0 | 0 | 0 | 0 | 0 | 0 | 0 | 0 | 0 | 0 | 0 | 0 | 0 | 0 | 0
F9_Commercial_Interruptible - Health_Existing_Space Heating_Natural Gas_Condensing RTU_A_Technical Potential | F9 | Commercial | Interruptible - Health | Existing | Space Heating | Natural Gas | Condensing RTU | A | Cumulative Winter Peak Savings (MW) | Technical Potential | 0 | 0 | 0 | 0 | 0 | 0 | 0 | 0 | 0 | 0 | 0 | 0 | 0 | 0 | 0 | 0 | 0 | 0 | 0 | 0 | 0 | 0 | 0 | 0 | 0 | 0 | 0
F10_Commercial_Interruptible - Health_Existing_Space Heating_Natural Gas_Condensing RTU_A_Technical Potential | F10 | Commercial | Interruptible - Health | Existing | Space Heating | Natural Gas | Condensing RTU | A | Purchases (Incremental) | Technical Potential | 0 | 0 | 469.8229 | 964.3734 | 964.3734 | 964.3734 | 964.3734 | 494.5504 | 0 | 0 | 1.1369e-13 | 1.1369e-13 | 0 | 0 | 0 | 1.9327e-12 | 0 | 0 | 0 | 0 | 0 | 0 | 0 | 0 | 0 | 0 | 0
F11_Commercial_Interruptible - Health_Existing_Space Heating_Natural Gas_Condensing RTU_A_Technical Potential | F11 | Commercial | Interruptible - Health | Existing | Space Heating | Natural Gas | Condensing RTU | A | Purchases (Cumulative) | Technical Potential | 0 | 0 | 469.8229 | 1434.1963 | 2398.5696 | 3362.943 | 4327.3163 | 4821.8668 | 4821.8668 | 4821.8668 | 4821.8668 | 4821.8668 | 4821.8668 | 4821.8668 | 4821.8668 | 4821.8668 | 4821.8668 | 4821.8668 | 4821.8668 | 4821.8668 | 4821.8668 | 4821.8668 | 4821.8668 | 4821.8668 | 4821.8668 | 4821.8668 | 4821.8668
F1_Commercial_Interruptible - Health_Existing_Space Heating_Natural Gas_Hydronic Heating Radiator Replacement_A_Technical Potential | F1 | Commercial | Interruptible - Health | Existing | Space Heating | Natural Gas | Hydronic Heating Radiator Replacement | A | Integrated Unit Energy Savings (kWh or therms) | Technical Potential | 0 | 0 | 35.6069 | 34.7927 | 33.9274 | 33.0232 | 32.0696 | 31.0544 | 29.9757 | 28.8371 | 27.6495 | 26.4322 | 25.2275 | 24.0574 | 22.9434 | 21.9066 | 20.97 | 20.1795 | 19.532 | 18.9628 | 18.4868 | 18.0341 | 17.6957 | 17.3619 | 17.0318 | 16.706 | 16.383
F2_Commercial_Interruptible - Health_Existing_Space Heating_Natural Gas_Hydronic Heating Radiator Replacement_A_Technical Potential | F2 | Commercial | Interruptible - Health | Existing | Space Heating | Natural Gas | Hydronic Heating Radiator Replacement | A | Integrated Unit Summer Peak Savings (kW) | Technical Potential | 0 | 0 | 0 | 0 | 0 | 0 | 0 | 0 | 0 | 0 | 0 | 0 | 0 | 0 | 0 | 0 | 0 | 0 | 0 | 0 | 0 | 0 | 0 | 0 | 0 | 0 | 0
F3_Commercial_Interruptible - Health_Existing_Space Heating_Natural Gas_Hydronic Heating Radiator Replacement_A_Technical Potential | F3 | Commercial | Interruptible - Health | Existing | Space Heating | Natural Gas | Hydronic Heating Radiator Replacement | A | Integrated Unit Winter Peak Savings (kW) | Technical Potential | 0 | 0 | 0 | 0 | 0 | 0 | 0 | 0 | 0 | 0 | 0 | 0 | 0 | 0 | 0 | 0 | 0 | 0 | 0 | 0 | 0 | 0 | 0 | 0 | 0 | 0 | 0
F4_Commercial_Interruptible - Health_Existing_Space Heating_Natural Gas_Hydronic Heating Radiator Replacement_A_Technical Potential | F4 | Commercial | Interruptible - Health | Existing | Space Heating | Natural Gas | Hydronic Heating Radiator Replacement | A | Incremental Energy Savings (MWh or mTherms) | Technical Potential | 0 | 0 | 0.47426 | 0.95122 | 0.92756 | 0.90284 | 0.87677 | 0.84901 | 0.81952 | 0.78839 | 0.75592 | 0.72264 | 0.68971 | 0.65772 | 0.62726 | 0.59892 | 0.57331 | 0.5517 | 0.53399 | 0.51844 | 0.50542 | 0.49304 | 0 | 0 | 0 | 0 | 0
F5_Commercial_Interruptible - Health_Existing_Space Heating_Natural Gas_Hydronic Heating Radiator Replacement_A_Technical Potential | F5 | Commercial | Interruptible - Health | Existing | Space Heating | Natural Gas | Hydronic Heating Radiator Replacement | A | Incremental Summer Peak Savings (MW) | Technical Potential | 0 | 0 | 0 | 0 | 0 | 0 | 0 | 0 | 0 | 0 | 0 | 0 | 0 | 0 | 0 | 0 | 0 | 0 | 0 | 0 | 0 | 0 | 0 | 0 | 0 | 0 | 0
F6_Commercial_Interruptible - Health_Existing_Space Heating_Natural Gas_Hydronic Heating Radiator Replacement_A_Technical Potential | F6 | Commercial | Interruptible - Health | Existing | Space Heating | Natural Gas | Hydronic Heating Radiator Replacement | A | Incremental Winter Peak Savings (MW) | Technical Potential | 0 | 0 | 0 | 0 | 0 | 0 | 0 | 0 | 0 | 0 | 0 | 0 | 0 | 0 | 0 | 0 | 0 | 0 | 0 | 0 | 0 | 0 | 0 | 0 | 0 | 0 | 0
F7_Commercial_Interruptible - Health_Existing_Space Heating_Natural Gas_Hydronic Heating Radiator Replacement_A_Technical Potential | F7 | Commercial | Interruptible - Health | Existing | Space Heating | Natural Gas | Hydronic Heating Radiator Replacement | A | Cumulative Energy Savings (MWh or mTherms) | Technical Potential | 0 | 0 | 0.47426 | 1.4146 | 2.307 | 3.1484 | 3.9342 | 4.6587 | 5.3164 | 5.9028 | 6.4157 | 6.8559 | 7.2331 | 7.5553 | 7.8327 | 8.0777 | 8.3056 | 8.5442 | 8.8041 | 9.066 | 9.3438 | 9.608 | 9.4278 | 9.2499 | 9.0741 | 8.9004 | 8.7284
F8_Commercial_Interruptible - Health_Existing_Space Heating_Natural Gas_Hydronic Heating Radiator Replacement_A_Technical Potential | F8 | Commercial | Interruptible - Health | Existing | Space Heating | Natural Gas | Hydronic Heating Radiator Replacement | A | Cumulative Summer Peak Savings (MW) | Technical Potential | 0 | 0 | 0 | 0 | 0 | 0 | 0 | 0 | 0 | 0 | 0 | 0 | 0 | 0 | 0 | 0 | 0 | 0 | 0 | 0 | 0 | 0 | 0 | 0 | 0 | 0 | 0
F9_Commercial_Interruptible - Health_Existing_Space Heating_Natural Gas_Hydronic Heating Radiator Replacement_A_Technical Potential | F9 | Commercial | Interruptible - Health | Existing | Space Heating | Natural Gas | Hydronic Heating Radiator Replacement | A | Cumulative Winter Peak Savings (MW) | Technical Potential | 0 | 0 | 0 | 0 | 0 | 0 | 0 | 0 | 0 | 0 | 0 | 0 | 0 | 0 | 0 | 0 | 0 | 0 | 0 | 0 | 0 | 0 | 0 | 0 | 0 | 0 | 0
F10_Commercial_Interruptible - Health_Existing_Space Heating_Natural Gas_Hydronic Heating Radiator Replacement_A_Technical Potential | F10 | Commercial | Interruptible - Health | Existing | Space Heating | Natural Gas | Hydronic Heating Radiator Replacement | A | Purchases (Incremental) | Technical Potential | 0 | 0 | 13.3193 | 27.3395 | 27.3395 | 27.3395 | 27.3395 | 27.3395 | 27.3395 | 27.3395 | 27.3395 | 27.3395 | 27.3395 | 27.3395 | 27.3395 | 27.3395 | 27.3395 | 27.3395 | 27.3395 | 27.3395 | 27.3395 | 27.3395 | 0 | 0 | 0 | 0 | 0
F11_Commercial_Interruptible - Health_Existing_Space Heating_Natural Gas_Hydronic Heating Radiator Replacement_A_Technical Potential | F11 | Commercial | Interruptible - Health | Existing | Space Heating | Natural Gas | Hydronic Heating Radiator Replacement | A | Purchases (Cumulative) | Technical Potential | 0 | 0 | 13.3193 | 40.6588 | 67.9983 | 95.3379 | 122.6774 | 150.017 | 177.3565 | 204.696 | 232.0356 | 259.3751 | 286.7147 | 314.0542 | 341.3937 | 368.7333 | 396.0728 | 423.4123 | 450.7519 | 478.0914 | 505.431 | 532.7705 | 532.7705 | 532.7705 | 532.7705 | 532.7705 | 532.7705
F1_Commercial_Interruptible - Health_Existing_Space Heating_Natural Gas_Thermostat - Connected_A_Technical Potential | F1 | Commercial | Interruptible - Health | Existing | Space Heating | Natural Gas | Thermostat - Connected | A | Integrated Unit Energy Savings (kWh or therms) | Technical Potential | 0 | 0 | 33.511 | 32.6926 | 31.8281 | 30.929 | 29.9856 | 28.9873 | 27.9322 | 26.8245 | 25.6745 | 24.5006 | 23.3421 | 22.2195 | 21.1525 | 20.1602 | 19.2634 | 18.5039 | 17.878 | 17.3261 | 16.8612 | 16.4192 | 16.1087 | 15.8025 | 15.5 | 15.2016 | 14.906
F2_Commercial_Interruptible - Health_Existing_Space Heating_Natural Gas_Thermostat - Connected_A_Technical Potential | F2 | Commercial | Interruptible - Health | Existing | Space Heating | Natural Gas | Thermostat - Connected | A | Integrated Unit Summer Peak Savings (kW) | Technical Potential | 0 | 0 | 0 | 0 | 0 | 0 | 0 | 0 | 0 | 0 | 0 | 0 | 0 | 0 | 0 | 0 | 0 | 0 | 0 | 0 | 0 | 0 | 0 | 0 | 0 | 0 | 0
F3_Commercial_Interruptible - Health_Existing_Space Heating_Natural Gas_Thermostat - Connected_A_Technical Potential | F3 | Commercial | Interruptible - Health | Existing | Space Heating | Natural Gas | Thermostat - Connected | A | Integrated Unit Winter Peak Savings (kW) | Technical Potential | 0 | 0 | 0 | 0 | 0 | 0 | 0 | 0 | 0 | 0 | 0 | 0 | 0 | 0 | 0 | 0 | 0 | 0 | 0 | 0 | 0 | 0 | 0 | 0 | 0 | 0 | 0
F4_Commercial_Interruptible - Health_Existing_Space Heating_Natural Gas_Thermostat - Connected_A_Technical Potential | F4 | Commercial | Interruptible - Health | Existing | Space Heating | Natural Gas | Thermostat - Connected | A | Incremental Energy Savings (MWh or mTherms) | Technical Potential | 0 | 0 | 0.41931 | 0.50227 | 0.59837 | 0.675 | 0.74644 | 0.48092 | 0.46265 | 0.37058 | 0.22881 | 0.037412 | 0 | 0 | 0 | 0 | 0 | 0 | 0 | 0 | 0 | 0 | 0 | 0 | 0 | 0 | 0
F5_Commercial_Interruptible - Health_Existing_Space Heating_Natural Gas_Thermostat - Connected_A_Technical Potential | F5 | Commercial | Interruptible - Health | Existing | Space Heating | Natural Gas | Thermostat - Connected | A | Incremental Summer Peak Savings (MW) | Technical Potential | 0 | 0 | 0 | 0 | 0 | 0 | 0 | 0 | 0 | 0 | 0 | 0 | 0 | 0 | 0 | 0 | 0 | 0 | 0 | 0 | 0 | 0 | 0 | 0 | 0 | 0 | 0
F6_Commercial_Interruptible - Health_Existing_Space Heating_Natural Gas_Thermostat - Connected_A_Technical Potential | F6 | Commercial | Interruptible - Health | Existing | Space Heating | Natural Gas | Thermostat - Connected | A | Incremental Winter Peak Savings (MW) | Technical Potential | 0 | 0 | 0 | 0 | 0 | 0 | 0 | 0 | 0 | 0 | 0 | 0 | 0 | 0 | 0 | 0 | 0 | 0 | 0 | 0 | 0 | 0 | 0 | 0 | 0 | 0 | 0
F7_Commercial_Interruptible - Health_Existing_Space Heating_Natural Gas_Thermostat - Connected_A_Technical Potential | F7 | Commercial | Interruptible - Health | Existing | Space Heating | Natural Gas | Thermostat - Connected | A | Cumulative Energy Savings (MWh or mTherms) | Technical Potential | 0 | 0 | 0.41931 | 0.91133 | 1.4856 | 2.1186 | 2.8005 | 3.1881 | 3.5347 | 3.7651 | 3.8325 | 3.6947 | 3.52 | 3.3507 | 3.1898 | 3.0402 | 2.9049 | 2.7904 | 2.696 | 2.6128 | 2.5427 | 2.476 | 2.4292 | 2.383 | 2.3374 | 2.2924 | 2.2478
F8_Commercial_Interruptible - Health_Existing_Space Heating_Natural Gas_Thermostat - Connected_A_Technical Potential | F8 | Commercial | Interruptible - Health | Existing | Space Heating | Natural Gas | Thermostat - Connected | A | Cumulative Summer Peak Savings (MW) | Technical Potential | 0 | 0 | 0 | 0 | 0 | 0 | 0 | 0 | 0 | 0 | 0 | 0 | 0 | 0 | 0 | 0 | 0 | 0 | 0 | 0 | 0 | 0 | 0 | 0 | 0 | 0 | 0
F9_Commercial_Interruptible - Health_Existing_Space Heating_Natural Gas_Thermostat - Connected_A_Technical Potential | F9 | Commercial | Interruptible - Health | Existing | Space Heating | Natural Gas | Thermostat - Connected | A | Cumulative Winter Peak Savings (MW) | Technical Potential | 0 | 0 | 0 | 0 | 0 | 0 | 0 | 0 | 0 | 0 | 0 | 0 | 0 | 0 | 0 | 0 | 0 | 0 | 0 | 0 | 0 | 0 | 0 | 0 | 0 | 0 | 0
F10_Commercial_Interruptible - Health_Existing_Space Heating_Natural Gas_Thermostat - Connected_A_Technical Potential | F10 | Commercial | Interruptible - Health | Existing | Space Heating | Natural Gas | Thermostat - Connected | A | Purchases (Incremental) | Technical Potential | 0 | 0 | 12.5125 | 15.3633 | 18.8002 | 21.8241 | 24.8932 | 16.5906 | 16.5632 | 13.815 | 8.9118 | 1.527 | 0 | 0 | 0 | 0 | 0 | 0 | 0 | 0 | 0 | 0 | 0 | 0 | 0 | 0 | 0
F11_Commercial_Interruptible - Health_Existing_Space Heating_Natural Gas_Thermostat - Connected_A_Technical Potential | F11 | Commercial | Interruptible - Health | Existing | Space Heating | Natural Gas | Thermostat - Connected | A | Purchases (Cumulative) | Technical Potential | 0 | 0 | 12.5125 | 27.8758 | 46.6761 | 68.5002 | 93.3933 | 109.9839 | 126.5471 | 140.3621 | 149.2739 | 150.8009 | 150.8009 | 150.8009 | 150.8009 | 150.8009 | 150.8009 | 150.8009 | 150.8009 | 150.8009 | 150.8009 | 150.8009 | 150.8009 | 150.8009 | 150.8009 | 150.8009 | 150.8009
F1_Commercial_Interruptible - Health_Existing_Water Heating_Natural Gas_Water Heater - Thermostatic Shower Restriction Valve_A_Technical Potential | F1 | Commercial | Interruptible - Health | Existing | Water Heating | Natural Gas | Water Heater - Thermostatic Shower Restriction Valve | A | Integrated Unit Energy Savings (kWh or therms) | Technical Potential | 0 | 0 | 15.1185 | 14.6301 | 14.1772 | 13.7466 | 13.3365 | 12.938 | 12.5657 | 12.2186 | 11.8934 | 11.5992 | 11.4739 | 11.3838 | 11.3525 | 11.2872 | 11.2367 | 11.1963 | 11.164 | 11.1364 | 11.1204 | 11.1112 | 11.1068 | 11.1033 | 11.0924 | 11.0901 | 11.0883
F2_Commercial_Interruptible - Health_Existing_Water Heating_Natural Gas_Water Heater - Thermostatic Shower Restriction Valve_A_Technical Potential | F2 | Commercial | Interruptible - Health | Existing | Water Heating | Natural Gas | Water Heater - Thermostatic Shower Restriction Valve | A | Integrated Unit Summer Peak Savings (kW) | Technical Potential | 0 | 0 | 0 | 0 | 0 | 0 | 0 | 0 | 0 | 0 | 0 | 0 | 0 | 0 | 0 | 0 | 0 | 0 | 0 | 0 | 0 | 0 | 0 | 0 | 0 | 0 | 0
F3_Commercial_Interruptible - Health_Existing_Water Heating_Natural Gas_Water Heater - Thermostatic Shower Restriction Valve_A_Technical Potential | F3 | Commercial | Interruptible - Health | Existing | Water Heating | Natural Gas | Water Heater - Thermostatic Shower Restriction Valve | A | Integrated Unit Winter Peak Savings (kW) | Technical Potential | 0 | 0 | 0 | 0 | 0 | 0 | 0 | 0 | 0 | 0 | 0 | 0 | 0 | 0 | 0 | 0 | 0 | 0 | 0 | 0 | 0 | 0 | 0 | 0 | 0 | 0 | 0
F4_Commercial_Interruptible - Health_Existing_Water Heating_Natural Gas_Water Heater - Thermostatic Shower Restriction Valve_A_Technical Potential | F4 | Commercial | Interruptible - Health | Existing | Water Heating | Natural Gas | Water Heater - Thermostatic Shower Restriction Valve | A | Incremental Energy Savings (MWh or mTherms) | Technical Potential | 0 | 0 | 0 | 0 | 0 | 0 | 0 | 0 | 0 | 0 | 0 | 0 | 0 | 0 | 0 | 0 | 0 | 0 | 0 | 0 | 0 | 0 | 0 | 0 | 0 | 0 | 0
F5_Commercial_Interruptible - Health_Existing_Water Heating_Natural Gas_Water Heater - Thermostatic Shower Restriction Valve_A_Technical Potential | F5 | Commercial | Interruptible - Health | Existing | Water Heating | Natural Gas | Water Heater - Thermostatic Shower Restriction Valve | A | Incremental Summer Peak Savings (MW) | Technical Potential | 0 | 0 | 0 | 0 | 0 | 0 | 0 | 0 | 0 | 0 | 0 | 0 | 0 | 0 | 0 | 0 | 0 | 0 | 0 | 0 | 0 | 0 | 0 | 0 | 0 | 0 | 0
F6_Commercial_Interruptible - Health_Existing_Water Heating_Natural Gas_Water Heater - Thermostatic Shower Restriction Valve_A_Technical Potential | F6 | Commercial | Interruptible - Health | Existing | Water Heating | Natural Gas | Water Heater - Thermostatic Shower Restriction Valve | A | Incremental Winter Peak Savings (MW) | Technical Potential | 0 | 0 | 0 | 0 | 0 | 0 | 0 | 0 | 0 | 0 | 0 | 0 | 0 | 0 | 0 | 0 | 0 | 0 | 0 | 0 | 0 | 0 | 0 | 0 | 0 | 0 | 0
F7_Commercial_Interruptible - Health_Existing_Water Heating_Natural Gas_Water Heater - Thermostatic Shower Restriction Valve_A_Technical Potential | F7 | Commercial | Interruptible - Health | Existing | Water Heating | Natural Gas | Water Heater - Thermostatic Shower Restriction Valve | A | Cumulative Energy Savings (MWh or mTherms) | Technical Potential | 0 | 0 | 0 | 0 | 0 | 0 | 0 | 0 | 0 | 0 | 0 | 0 | 0 | 0 | 0 | 0 | 0 | 0 | 0 | 0 | 0 | 0 | 0 | 0 | 0 | 0 | 0
F8_Commercial_Interruptible - Health_Existing_Water Heating_Natural Gas_Water Heater - Thermostatic Shower Restriction Valve_A_Technical Potential | F8 | Commercial | Interruptible - Health | Existing | Water Heating | Natural Gas | Water Heater - Thermostatic Shower Restriction Valve | A | Cumulative Summer Peak Savings (MW) | Technical Potential | 0 | 0 | 0 | 0 | 0 | 0 | 0 | 0 | 0 | 0 | 0 | 0 | 0 | 0 | 0 | 0 | 0 | 0 | 0 | 0 | 0 | 0 | 0 | 0 | 0 | 0 | 0
F9_Commercial_Interruptible - Health_Existing_Water Heating_Natural Gas_Water Heater - Thermostatic Shower Restriction Valve_A_Technical Potential | F9 | Commercial | Interruptible - Health | Existing | Water Heating | Natural Gas | Water Heater - Thermostatic Shower Restriction Valve | A | Cumulative Winter Peak Savings (MW) | Technical Potential | 0 | 0 | 0 | 0 | 0 | 0 | 0 | 0 | 0 | 0 | 0 | 0 | 0 | 0 | 0 | 0 | 0 | 0 | 0 | 0 | 0 | 0 | 0 | 0 | 0 | 0 | 0
F10_Commercial_Interruptible - Health_Existing_Water Heating_Natural Gas_Water Heater - Thermostatic Shower Restriction Valve_A_Technical Potential | F10 | Commercial | Interruptible - Health | Existing | Water Heating | Natural Gas | Water Heater - Thermostatic Shower Restriction Valve | A | Purchases (Incremental) | Technical Potential | 0 | 0 | 0 | 0 | 0 | 0 | 0 | 0 | 0 | 0 | 0 | 0 | 0 | 0 | 0 | 0 | 0 | 0 | 0 | 0 | 0 | 0 | 0 | 0 | 0 | 0 | 0
F11_Commercial_Interruptible - Health_Existing_Water Heating_Natural Gas_Water Heater - Thermostatic Shower Restriction Valve_A_Technical Potential | F11 | Commercial | Interruptible - Health | Existing | Water Heating | Natural Gas | Water Heater - Thermostatic Shower Restriction Valve | A | Purchases (Cumulative) | Technical Potential | 0 | 0 | 0 | 0 | 0 | 0 | 0 | 0 | 0 | 0 | 0 | 0 | 0 | 0 | 0 | 0 | 0 | 0 | 0 | 0 | 0 | 0 | 0 | 0 | 0 | 0 | 0
F1_Commercial_Interruptible - Health_Existing_Water Heating_Natural Gas_Water Heater - Pre-Rinse Spray Valve_A_Technical Potential | F1 | Commercial | Interruptible - Health | Existing | Water Heating | Natural Gas | Water Heater - Pre-Rinse Spray Valve | A | Integrated Unit Energy Savings (kWh or therms) | Technical Potential | 0 | 0 | 15.9204 | 15.381 | 14.8757 | 14.3919 | 13.9278 | 13.4729 | 13.0445 | 12.6442 | 12.2696 | 11.9336 | 11.7829 | 11.6766 | 11.6378 | 11.5668 | 11.5151 | 11.4737 | 11.4406 | 11.4123 | 11.3958 | 11.3865 | 11.3819 | 11.3783 | 11.3672 | 11.3649 | 11.363
F2_Commercial_Interruptible - Health_Existing_Water Heating_Natural Gas_Water Heater - Pre-Rinse Spray Valve_A_Technical Potential | F2 | Commercial | Interruptible - Health | Existing | Water Heating | Natural Gas | Water Heater - Pre-Rinse Spray Valve | A | Integrated Unit Summer Peak Savings (kW) | Technical Potential | 0 | 0 | 0 | 0 | 0 | 0 | 0 | 0 | 0 | 0 | 0 | 0 | 0 | 0 | 0 | 0 | 0 | 0 | 0 | 0 | 0 | 0 | 0 | 0 | 0 | 0 | 0
F3_Commercial_Interruptible - Health_Existing_Water Heating_Natural Gas_Water Heater - Pre-Rinse Spray Valve_A_Technical Potential | F3 | Commercial | Interruptible - Health | Existing | Water Heating | Natural Gas | Water Heater - Pre-Rinse Spray Valve | A | Integrated Unit Winter Peak Savings (kW) | Technical Potential | 0 | 0 | 0 | 0 | 0 | 0 | 0 | 0 | 0 | 0 | 0 | 0 | 0 | 0 | 0 | 0 | 0 | 0 | 0 | 0 | 0 | 0 | 0 | 0 | 0 | 0 | 0
F4_Commercial_Interruptible - Health_Existing_Water Heating_Natural Gas_Water Heater - Pre-Rinse Spray Valve_A_Technical Potential | F4 | Commercial | Interruptible - Health | Existing | Water Heating | Natural Gas | Water Heater - Pre-Rinse Spray Valve | A | Incremental Energy Savings (MWh or mTherms) | Technical Potential | 0 | 0 | 0.005492 | 0.0065147 | 0.0077103 | 0.0086593 | 0.0047539 | 0.0051035 | 0.0047206 | 0.0037617 | 0.0019764 | 0 | 0 | 0 | 0 | 0 | 0 | 0 | 0 | 0 | 0 | 0 | 0 | 0 | 0 | 0 | 0
F5_Commercial_Interruptible - Health_Existing_Water Heating_Natural Gas_Water Heater - Pre-Rinse Spray Valve_A_Technical Potential | F5 | Commercial | Interruptible - Health | Existing | Water Heating | Natural Gas | Water Heater - Pre-Rinse Spray Valve | A | Incremental Summer Peak Savings (MW) | Technical Potential | 0 | 0 | 0 | 0 | 0 | 0 | 0 | 0 | 0 | 0 | 0 | 0 | 0 | 0 | 0 | 0 | 0 | 0 | 0 | 0 | 0 | 0 | 0 | 0 | 0 | 0 | 0
F6_Commercial_Interruptible - Health_Existing_Water Heating_Natural Gas_Water Heater - Pre-Rinse Spray Valve_A_Technical Potential | F6 | Commercial | Interruptible - Health | Existing | Water Heating | Natural Gas | Water Heater - Pre-Rinse Spray Valve | A | Incremental Winter Peak Savings (MW) | Technical Potential | 0 | 0 | 0 | 0 | 0 | 0 | 0 | 0 | 0 | 0 | 0 | 0 | 0 | 0 | 0 | 0 | 0 | 0 | 0 | 0 | 0 | 0 | 0 | 0 | 0 | 0 | 0
F7_Commercial_Interruptible - Health_Existing_Water Heating_Natural Gas_Water Heater - Pre-Rinse Spray Valve_A_Technical Potential | F7 | Commercial | Interruptible - Health | Existing | Water Heating | Natural Gas | Water Heater - Pre-Rinse Spray Valve | A | Cumulative Energy Savings (MWh or mTherms) | Technical Potential | 0 | 0 | 0.005492 | 0.011821 | 0.019143 | 0.027179 | 0.031057 | 0.035146 | 0.038749 | 0.041322 | 0.042074 | 0.040922 | 0.040405 | 0.04004 | 0.039907 | 0.039664 | 0.039486 | 0.039345 | 0.039231 | 0.039134 | 0.039078 | 0.039045 | 0.03903 | 0.039017 | 0.038979 | 0.038971 | 0.038965
F8_Commercial_Interruptible - Health_Existing_Water Heating_Natural Gas_Water Heater - Pre-Rinse Spray Valve_A_Technical Potential | F8 | Commercial | Interruptible - Health | Existing | Water Heating | Natural Gas | Water Heater - Pre-Rinse Spray Valve | A | Cumulative Summer Peak Savings (MW) | Technical Potential | 0 | 0 | 0 | 0 | 0 | 0 | 0 | 0 | 0 | 0 | 0 | 0 | 0 | 0 | 0 | 0 | 0 | 0 | 0 | 0 | 0 | 0 | 0 | 0 | 0 | 0 | 0
F9_Commercial_Interruptible - Health_Existing_Water Heating_Natural Gas_Water Heater - Pre-Rinse Spray Valve_A_Technical Potential | F9 | Commercial | Interruptible - Health | Existing | Water Heating | Natural Gas | Water Heater - Pre-Rinse Spray Valve | A | Cumulative Winter Peak Savings (MW) | Technical Potential | 0 | 0 | 0 | 0 | 0 | 0 | 0 | 0 | 0 | 0 | 0 | 0 | 0 | 0 | 0 | 0 | 0 | 0 | 0 | 0 | 0 | 0 | 0 | 0 | 0 | 0 | 0
F10_Commercial_Interruptible - Health_Existing_Water Heating_Natural Gas_Water Heater - Pre-Rinse Spray Valve_A_Technical Potential | F10 | Commercial | Interruptible - Health | Existing | Water Heating | Natural Gas | Water Heater - Pre-Rinse Spray Valve | A | Purchases (Incremental) | Technical Potential | 0 | 0 | 0.34496 | 0.42356 | 0.51831 | 0.60168 | 0.34133 | 0.3788 | 0.36189 | 0.29751 | 0.16108 | 0 | 0 | 0 | 0 | 0 | 0 | 0 | 0 | 0 | 0 | 0 | 0 | 0 | 0 | 0 | 0
F11_Commercial_Interruptible - Health_Existing_Water Heating_Natural Gas_Water Heater - Pre-Rinse Spray Valve_A_Technical Potential | F11 | Commercial | Interruptible - Health | Existing | Water Heating | Natural Gas | Water Heater - Pre-Rinse Spray Valve | A | Purchases (Cumulative) | Technical Potential | 0 | 0 | 0.34496 | 0.76852 | 1.2868 | 1.8885 | 2.2298 | 2.6086 | 2.9705 | 3.268 | 3.4291 | 3.4291 | 3.4291 | 3.4291 | 3.4291 | 3.4291 | 3.4291 | 3.4291 | 3.4291 | 3.4291 | 3.4291 | 3.4291 | 3.4291 | 3.4291 | 3.4291 | 3.4291 | 3.4291
F1_Commercial_Interruptible - Health_Existing_Water Heating_Natural Gas_Water Heater - Temperature Setback_A_Technical Potential | F1 | Commercial | Interruptible - Health | Existing | Water Heating | Natural Gas | Water Heater - Temperature Setback | A | Integrated Unit Energy Savings (kWh or therms) | Technical Potential | 0 | 0 | 98.6679 | 95.611 | 92.703 | 89.939 | 87.3027 | 84.7494 | 82.3106 | 80.0372 | 77.9065 | 75.9793 | 75.1591 | 74.5684 | 74.3638 | 73.9357 | 73.6051 | 73.3406 | 73.129 | 72.9481 | 72.843 | 72.7831 | 72.7542 | 72.731 | 72.6598 | 72.645 | 72.6331
F2_Commercial_Interruptible - Health_Existing_Water Heating_Natural Gas_Water Heater - Temperature Setback_A_Technical Potential | F2 | Commercial | Interruptible - Health | Existing | Water Heating | Natural Gas | Water Heater - Temperature Setback | A | Integrated Unit Summer Peak Savings (kW) | Technical Potential | 0 | 0 | 0 | 0 | 0 | 0 | 0 | 0 | 0 | 0 | 0 | 0 | 0 | 0 | 0 | 0 | 0 | 0 | 0 | 0 | 0 | 0 | 0 | 0 | 0 | 0 | 0
F3_Commercial_Interruptible - Health_Existing_Water Heating_Natural Gas_Water Heater - Temperature Setback_A_Technical Potential | F3 | Commercial | Interruptible - Health | Existing | Water Heating | Natural Gas | Water Heater - Temperature Setback | A | Integrated Unit Winter Peak Savings (kW) | Technical Potential | 0 | 0 | 0 | 0 | 0 | 0 | 0 | 0 | 0 | 0 | 0 | 0 | 0 | 0 | 0 | 0 | 0 | 0 | 0 | 0 | 0 | 0 | 0 | 0 | 0 | 0 | 0
F4_Commercial_Interruptible - Health_Existing_Water Heating_Natural Gas_Water Heater - Temperature Setback_A_Technical Potential | F4 | Commercial | Interruptible - Health | Existing | Water Heating | Natural Gas | Water Heater - Temperature Setback | A | Incremental Energy Savings (MWh or mTherms) | Technical Potential | 0 | 0 | 0.59691 | 0.71021 | 0.28183 | 0.28095 | 0.25718 | 0.29826 | 0 | 0 | 0 | 0 | 0 | 0 | 0 | 0 | 0 | 0 | 0 | 0 | 0 | 0 | 0 | 0 | 0 | 0 | 0
F5_Commercial_Interruptible - Health_Existing_Water Heating_Natural Gas_Water Heater - Temperature Setback_A_Technical Potential | F5 | Commercial | Interruptible - Health | Existing | Water Heating | Natural Gas | Water Heater - Temperature Setback | A | Incremental Summer Peak Savings (MW) | Technical Potential | 0 | 0 | 0 | 0 | 0 | 0 | 0 | 0 | 0 | 0 | 0 | 0 | 0 | 0 | 0 | 0 | 0 | 0 | 0 | 0 | 0 | 0 | 0 | 0 | 0 | 0 | 0
F6_Commercial_Interruptible - Health_Existing_Water Heating_Natural Gas_Water Heater - Temperature Setback_A_Technical Potential | F6 | Commercial | Interruptible - Health | Existing | Water Heating | Natural Gas | Water Heater - Temperature Setback | A | Incremental Winter Peak Savings (MW) | Technical Potential | 0 | 0 | 0 | 0 | 0 | 0 | 0 | 0 | 0 | 0 | 0 | 0 | 0 | 0 | 0 | 0 | 0 | 0 | 0 | 0 | 0 | 0 | 0 | 0 | 0 | 0 | 0
F7_Commercial_Interruptible - Health_Existing_Water Heating_Natural Gas_Water Heater - Temperature Setback_A_Technical Potential | F7 | Commercial | Interruptible - Health | Existing | Water Heating | Natural Gas | Water Heater - Temperature Setback | A | Cumulative Energy Savings (MWh or mTherms) | Technical Potential | 0 | 0 | 0.59691 | 1.2886 | 1.5313 | 1.7665 | 1.972 | 2.2125 | 2.1489 | 2.0895 | 2.0339 | 1.9836 | 1.9622 | 1.9467 | 1.9414 | 1.9302 | 1.9216 | 1.9147 | 1.9092 | 1.9044 | 1.9017 | 1.9001 | 1.8994 | 1.8988 | 1.8969 | 1.8965 | 1.8962
F8_Commercial_Interruptible - Health_Existing_Water Heating_Natural Gas_Water Heater - Temperature Setback_A_Technical Potential | F8 | Commercial | Interruptible - Health | Existing | Water Heating | Natural Gas | Water Heater - Temperature Setback | A | Cumulative Summer Peak Savings (MW) | Technical Potential | 0 | 0 | 0 | 0 | 0 | 0 | 0 | 0 | 0 | 0 | 0 | 0 | 0 | 0 | 0 | 0 | 0 | 0 | 0 | 0 | 0 | 0 | 0 | 0 | 0 | 0 | 0
F9_Commercial_Interruptible - Health_Existing_Water Heating_Natural Gas_Water Heater - Temperature Setback_A_Technical Potential | F9 | Commercial | Interruptible - Health | Existing | Water Heating | Natural Gas | Water Heater - Temperature Setback | A | Cumulative Winter Peak Savings (MW) | Technical Potential | 0 | 0 | 0 | 0 | 0 | 0 | 0 | 0 | 0 | 0 | 0 | 0 | 0 | 0 | 0 | 0 | 0 | 0 | 0 | 0 | 0 | 0 | 0 | 0 | 0 | 0 | 0
F10_Commercial_Interruptible - Health_Existing_Water Heating_Natural Gas_Water Heater - Temperature Setback_A_Technical Potential | F10 | Commercial | Interruptible - Health | Existing | Water Heating | Natural Gas | Water Heater - Temperature Setback | A | Purchases (Incremental) | Technical Potential | 0 | 0 | 6.0497 | 7.4281 | 3.0401 | 3.1237 | 2.9459 | 3.5193 | 0 | 0 | 0 | 0 | 0 | 0 | 0 | 0 | 0 | 0 | 0 | 0 | 0 | 0 | 0 | 0 | 0 | 0 | 0
F11_Commercial_Interruptible - Health_Existing_Water Heating_Natural Gas_Water Heater - Temperature Setback_A_Technical Potential | F11 | Commercial | Interruptible - Health | Existing | Water Heating | Natural Gas | Water Heater - Temperature Setback | A | Purchases (Cumulative) | Technical Potential | 0 | 0 | 6.0497 | 13.4778 | 16.5179 | 19.6416 | 22.5875 | 26.1069 | 26.1069 | 26.1069 | 26.1069 | 26.1069 | 26.1069 | 26.1069 | 26.1069 | 26.1069 | 26.1069 | 26.1069 | 26.1069 | 26.1069 | 26.1069 | 26.1069 | 26.1069 | 26.1069 | 26.1069 | 26.1069 | 26.1069
F1_Commercial_Interruptible - Health_Existing_Water Heating_Natural Gas_Water Heater - Faucet Aerators_A_Technical Potential | F1 | Commercial | Interruptible - Health | Existing | Water Heating | Natural Gas | Water Heater - Faucet Aerators | A | Integrated Unit Energy Savings (kWh or therms) | Technical Potential | 0 | 0 | 23.173 | 22.4551 | 21.7721 | 21.123 | 20.5038 | 19.9041 | 19.3314 | 18.7974 | 18.297 | 17.8444 | 17.6518 | 17.513 | 17.465 | 17.3644 | 17.2868 | 17.2247 | 17.175 | 17.1325 | 17.1078 | 17.0938 | 17.087 | 17.0815 | 17.0648 | 17.0613 | 17.0585
F2_Commercial_Interruptible - Health_Existing_Water Heating_Natural Gas_Water Heater - Faucet Aerators_A_Technical Potential | F2 | Commercial | Interruptible - Health | Existing | Water Heating | Natural Gas | Water Heater - Faucet Aerators | A | Integrated Unit Summer Peak Savings (kW) | Technical Potential | 0 | 0 | 0 | 0 | 0 | 0 | 0 | 0 | 0 | 0 | 0 | 0 | 0 | 0 | 0 | 0 | 0 | 0 | 0 | 0 | 0 | 0 | 0 | 0 | 0 | 0 | 0
F3_Commercial_Interruptible - Health_Existing_Water Heating_Natural Gas_Water Heater - Faucet Aerators_A_Technical Potential | F3 | Commercial | Interruptible - Health | Existing | Water Heating | Natural Gas | Water Heater - Faucet Aerators | A | Integrated Unit Winter Peak Savings (kW) | Technical Potential | 0 | 0 | 0 | 0 | 0 | 0 | 0 | 0 | 0 | 0 | 0 | 0 | 0 | 0 | 0 | 0 | 0 | 0 | 0 | 0 | 0 | 0 | 0 | 0 | 0 | 0 | 0
F4_Commercial_Interruptible - Health_Existing_Water Heating_Natural Gas_Water Heater - Faucet Aerators_A_Technical Potential | F4 | Commercial | Interruptible - Health | Existing | Water Heating | Natural Gas | Water Heater - Faucet Aerators | A | Incremental Energy Savings (MWh or mTherms) | Technical Potential | 0 | 0 | 0 | 0 | 0 | 0 | 0 | 0 | 0 | 0 | 0 | 0 | 0 | 0 | 0 | 0 | 0 | 0 | 0 | 0 | 0 | 0 | 0 | 0 | 0 | 0 | 0
F5_Commercial_Interruptible - Health_Existing_Water Heating_Natural Gas_Water Heater - Faucet Aerators_A_Technical Potential | F5 | Commercial | Interruptible - Health | Existing | Water Heating | Natural Gas | Water Heater - Faucet Aerators | A | Incremental Summer Peak Savings (MW) | Technical Potential | 0 | 0 | 0 | 0 | 0 | 0 | 0 | 0 | 0 | 0 | 0 | 0 | 0 | 0 | 0 | 0 | 0 | 0 | 0 | 0 | 0 | 0 | 0 | 0 | 0 | 0 | 0
F6_Commercial_Interruptible - Health_Existing_Water Heating_Natural Gas_Water Heater - Faucet Aerators_A_Technical Potential | F6 | Commercial | Interruptible - Health | Existing | Water Heating | Natural Gas | Water Heater - Faucet Aerators | A | Incremental Winter Peak Savings (MW) | Technical Potential | 0 | 0 | 0 | 0 | 0 | 0 | 0 | 0 | 0 | 0 | 0 | 0 | 0 | 0 | 0 | 0 | 0 | 0 | 0 | 0 | 0 | 0 | 0 | 0 | 0 | 0 | 0
F7_Commercial_Interruptible - Health_Existing_Water Heating_Natural Gas_Water Heater - Faucet Aerators_A_Technical Potential | F7 | Commercial | Interruptible - Health | Existing | Water Heating | Natural Gas | Water Heater - Faucet Aerators | A | Cumulative Energy Savings (MWh or mTherms) | Technical Potential | 0 | 0 | 0 | 0 | 0 | 0 | 0 | 0 | 0 | 0 | 0 | 0 | 0 | 0 | 0 | 0 | 0 | 0 | 0 | 0 | 0 | 0 | 0 | 0 | 0 | 0 | 0
F8_Commercial_Interruptible - Health_Existing_Water Heating_Natural Gas_Water Heater - Faucet Aerators_A_Technical Potential | F8 | Commercial | Interruptible - Health | Existing | Water Heating | Natural Gas | Water Heater - Faucet Aerators | A | Cumulative Summer Peak Savings (MW) | Technical Potential | 0 | 0 | 0 | 0 | 0 | 0 | 0 | 0 | 0 | 0 | 0 | 0 | 0 | 0 | 0 | 0 | 0 | 0 | 0 | 0 | 0 | 0 | 0 | 0 | 0 | 0 | 0
F9_Commercial_Interruptible - Health_Existing_Water Heating_Natural Gas_Water Heater - Faucet Aerators_A_Technical Potential | F9 | Commercial | Interruptible - Health | Existing | Water Heating | Natural Gas | Water Heater - Faucet Aerators | A | Cumulative Winter Peak Savings (MW) | Technical Potential | 0 | 0 | 0 | 0 | 0 | 0 | 0 | 0 | 0 | 0 | 0 | 0 | 0 | 0 | 0 | 0 | 0 | 0 | 0 | 0 | 0 | 0 | 0 | 0 | 0 | 0 | 0
F10_Commercial_Interruptible - Health_Existing_Water Heating_Natural Gas_Water Heater - Faucet Aerators_A_Technical Potential | F10 | Commercial | Interruptible - Health | Existing | Water Heating | Natural Gas | Water Heater - Faucet Aerators | A | Purchases (Incremental) | Technical Potential | 0 | 0 | 0 | 0 | 0 | 0 | 0 | 0 | 0 | 0 | 0 | 0 | 0 | 0 | 0 | 0 | 0 | 0 | 0 | 0 | 0 | 0 | 0 | 0 | 0 | 0 | 0
F11_Commercial_Interruptible - Health_Existing_Water Heating_Natural Gas_Water Heater - Faucet Aerators_A_Technical Potential | F11 | Commercial | Interruptible - Health | Existing | Water Heating | Natural Gas | Water Heater - Faucet Aerators | A | Purchases (Cumulative) | Technical Potential | 0 | 0 | 0 | 0 | 0 | 0 | 0 | 0 | 0 | 0 | 0 | 0 | 0 | 0 | 0 | 0 | 0 | 0 | 0 | 0 | 0 | 0 | 0 | 0 | 0 | 0 | 0
F1_Commercial_Interruptible - Health_Existing_Water Heating_Natural Gas_Water Heater - Low-Flow Showerheads_A_Technical Potential | F1 | Commercial | Interruptible - Health | Existing | Water Heating | Natural Gas | Water Heater - Low-Flow Showerheads | A | Integrated Unit Energy Savings (kWh or therms) | Technical Potential | 0 | 0 | 49.5055 | 47.9718 | 46.5127 | 45.1259 | 43.8032 | 42.5221 | 41.2984 | 40.1578 | 39.0887 | 38.1218 | 37.7102 | 37.4139 | 37.3112 | 37.0964 | 36.9305 | 36.7978 | 36.6917 | 36.6009 | 36.5482 | 36.5181 | 36.5036 | 36.492 | 36.4562 | 36.4488 | 36.4429
F2_Commercial_Interruptible - Health_Existing_Water Heating_Natural Gas_Water Heater - Low-Flow Showerheads_A_Technical Potential | F2 | Commercial | Interruptible - Health | Existing | Water Heating | Natural Gas | Water Heater - Low-Flow Showerheads | A | Integrated Unit Summer Peak Savings (kW) | Technical Potential | 0 | 0 | 0 | 0 | 0 | 0 | 0 | 0 | 0 | 0 | 0 | 0 | 0 | 0 | 0 | 0 | 0 | 0 | 0 | 0 | 0 | 0 | 0 | 0 | 0 | 0 | 0
F3_Commercial_Interruptible - Health_Existing_Water Heating_Natural Gas_Water Heater - Low-Flow Showerheads_A_Technical Potential | F3 | Commercial | Interruptible - Health | Existing | Water Heating | Natural Gas | Water Heater - Low-Flow Showerheads | A | Integrated Unit Winter Peak Savings (kW) | Technical Potential | 0 | 0 | 0 | 0 | 0 | 0 | 0 | 0 | 0 | 0 | 0 | 0 | 0 | 0 | 0 | 0 | 0 | 0 | 0 | 0 | 0 | 0 | 0 | 0 | 0 | 0 | 0
F4_Commercial_Interruptible - Health_Existing_Water Heating_Natural Gas_Water Heater - Low-Flow Showerheads_A_Technical Potential | F4 | Commercial | Interruptible - Health | Existing | Water Heating | Natural Gas | Water Heater - Low-Flow Showerheads | A | Incremental Energy Savings (MWh or mTherms) | Technical Potential | 0 | 0 | 0 | 0 | 0 | 0 | 0 | 0 | 0 | 0 | 0 | 0 | 0 | 0 | 0 | 0 | 0 | 0 | 0 | 0 | 0 | 0 | 0 | 0 | 0 | 0 | 0
F5_Commercial_Interruptible - Health_Existing_Water Heating_Natural Gas_Water Heater - Low-Flow Showerheads_A_Technical Potential | F5 | Commercial | Interruptible - Health | Existing | Water Heating | Natural Gas | Water Heater - Low-Flow Showerheads | A | Incremental Summer Peak Savings (MW) | Technical Potential | 0 | 0 | 0 | 0 | 0 | 0 | 0 | 0 | 0 | 0 | 0 | 0 | 0 | 0 | 0 | 0 | 0 | 0 | 0 | 0 | 0 | 0 | 0 | 0 | 0 | 0 | 0
F6_Commercial_Interruptible - Health_Existing_Water Heating_Natural Gas_Water Heater - Low-Flow Showerheads_A_Technical Potential | F6 | Commercial | Interruptible - Health | Existing | Water Heating | Natural Gas | Water Heater - Low-Flow Showerheads | A | Incremental Winter Peak Savings (MW) | Technical Potential | 0 | 0 | 0 | 0 | 0 | 0 | 0 | 0 | 0 | 0 | 0 | 0 | 0 | 0 | 0 | 0 | 0 | 0 | 0 | 0 | 0 | 0 | 0 | 0 | 0 | 0 | 0
F7_Commercial_Interruptible - Health_Existing_Water Heating_Natural Gas_Water Heater - Low-Flow Showerheads_A_Technical Potential | F7 | Commercial | Interruptible - Health | Existing | Water Heating | Natural Gas | Water Heater - Low-Flow Showerheads | A | Cumulative Energy Savings (MWh or mTherms) | Technical Potential | 0 | 0 | 0 | 0 | 0 | 0 | 0 | 0 | 0 | 0 | 0 | 0 | 0 | 0 | 0 | 0 | 0 | 0 | 0 | 0 | 0 | 0 | 0 | 0 | 0 | 0 | 0
F8_Commercial_Interruptible - Health_Existing_Water Heating_Natural Gas_Water Heater - Low-Flow Showerheads_A_Technical Potential | F8 | Commercial | Interruptible - Health | Existing | Water Heating | Natural Gas | Water Heater - Low-Flow Showerheads | A | Cumulative Summer Peak Savings (MW) | Technical Potential | 0 | 0 | 0 | 0 | 0 | 0 | 0 | 0 | 0 | 0 | 0 | 0 | 0 | 0 | 0 | 0 | 0 | 0 | 0 | 0 | 0 | 0 | 0 | 0 | 0 | 0 | 0
F9_Commercial_Interruptible - Health_Existing_Water Heating_Natural Gas_Water Heater - Low-Flow Showerheads_A_Technical Potential | F9 | Commercial | Interruptible - Health | Existing | Water Heating | Natural Gas | Water Heater - Low-Flow Showerheads | A | Cumulative Winter Peak Savings (MW) | Technical Potential | 0 | 0 | 0 | 0 | 0 | 0 | 0 | 0 | 0 | 0 | 0 | 0 | 0 | 0 | 0 | 0 | 0 | 0 | 0 | 0 | 0 | 0 | 0 | 0 | 0 | 0 | 0
F10_Commercial_Interruptible - Health_Existing_Water Heating_Natural Gas_Water Heater - Low-Flow Showerheads_A_Technical Potential | F10 | Commercial | Interruptible - Health | Existing | Water Heating | Natural Gas | Water Heater - Low-Flow Showerheads | A | Purchases (Incremental) | Technical Potential | 0 | 0 | 0 | 0 | 0 | 0 | 0 | 0 | 0 | 0 | 0 | 0 | 0 | 0 | 0 | 0 | 0 | 0 | 0 | 0 | 0 | 0 | 0 | 0 | 0 | 0 | 0
F11_Commercial_Interruptible - Health_Existing_Water Heating_Natural Gas_Water Heater - Low-Flow Showerheads_A_Technical Potential | F11 | Commercial | Interruptible - Health | Existing | Water Heating | Natural Gas | Water Heater - Low-Flow Showerheads | A | Purchases (Cumulative) | Technical Potential | 0 | 0 | 0 | 0 | 0 | 0 | 0 | 0 | 0 | 0 | 0 | 0 | 0 | 0 | 0 | 0 | 0 | 0 | 0 | 0 | 0 | 0 | 0 | 0 | 0 | 0 | 0
F1_Commercial_Interruptible - Health_Existing_Water Heating_Natural Gas_Water Heater - Tank Blanket/Insulation_A_Technical Potential | F1 | Commercial | Interruptible - Health | Existing | Water Heating | Natural Gas | Water Heater - Tank Blanket/Insulation | A | Integrated Unit Energy Savings (kWh or therms) | Technical Potential | 0 | 0 | 191.4209 | 186.4448 | 181.9176 | 177.7969 | 174.0486 | 170.6455 | 167.566 | 164.7925 | 162.1399 | 159.6089 | 159.0353 | 158.5764 | 158.2093 | 157.3299 | 156.6265 | 156.0637 | 155.6135 | 155.2285 | 155.0048 | 154.8774 | 154.8158 | 154.7665 | 154.615 | 154.5834 | 154.5582
F2_Commercial_Interruptible - Health_Existing_Water Heating_Natural Gas_Water Heater - Tank Blanket/Insulation_A_Technical Potential | F2 | Commercial | Interruptible - Health | Existing | Water Heating | Natural Gas | Water Heater - Tank Blanket/Insulation | A | Integrated Unit Summer Peak Savings (kW) | Technical Potential | 0 | 0 | 0 | 0 | 0 | 0 | 0 | 0 | 0 | 0 | 0 | 0 | 0 | 0 | 0 | 0 | 0 | 0 | 0 | 0 | 0 | 0 | 0 | 0 | 0 | 0 | 0
F3_Commercial_Interruptible - Health_Existing_Water Heating_Natural Gas_Water Heater - Tank Blanket/Insulation_A_Technical Potential | F3 | Commercial | Interruptible - Health | Existing | Water Heating | Natural Gas | Water Heater - Tank Blanket/Insulation | A | Integrated Unit Winter Peak Savings (kW) | Technical Potential | 0 | 0 | 0 | 0 | 0 | 0 | 0 | 0 | 0 | 0 | 0 | 0 | 0 | 0 | 0 | 0 | 0 | 0 | 0 | 0 | 0 | 0 | 0 | 0 | 0 | 0 | 0
F4_Commercial_Interruptible - Health_Existing_Water Heating_Natural Gas_Water Heater - Tank Blanket/Insulation_A_Technical Potential | F4 | Commercial | Interruptible - Health | Existing | Water Heating | Natural Gas | Water Heater - Tank Blanket/Insulation | A | Incremental Energy Savings (MWh or mTherms) | Technical Potential | 0 | 0 | 0.3406 | 0.40733 | 0.48635 | 0.55179 | 0.61612 | 0.70623 | 0.76076 | 0.76431 | 0.70868 | 0.59966 | 0.46237 | 0.3164 | 0.1889 | 0.087738 | 0 | 0 | 0 | 0 | 0 | 0 | 0 | 0 | 0 | 0 | 0
F5_Commercial_Interruptible - Health_Existing_Water Heating_Natural Gas_Water Heater - Tank Blanket/Insulation_A_Technical Potential | F5 | Commercial | Interruptible - Health | Existing | Water Heating | Natural Gas | Water Heater - Tank Blanket/Insulation | A | Incremental Summer Peak Savings (MW) | Technical Potential | 0 | 0 | 0 | 0 | 0 | 0 | 0 | 0 | 0 | 0 | 0 | 0 | 0 | 0 | 0 | 0 | 0 | 0 | 0 | 0 | 0 | 0 | 0 | 0 | 0 | 0 | 0
F6_Commercial_Interruptible - Health_Existing_Water Heating_Natural Gas_Water Heater - Tank Blanket/Insulation_A_Technical Potential | F6 | Commercial | Interruptible - Health | Existing | Water Heating | Natural Gas | Water Heater - Tank Blanket/Insulation | A | Incremental Winter Peak Savings (MW) | Technical Potential | 0 | 0 | 0 | 0 | 0 | 0 | 0 | 0 | 0 | 0 | 0 | 0 | 0 | 0 | 0 | 0 | 0 | 0 | 0 | 0 | 0 | 0 | 0 | 0 | 0 | 0 | 0
F7_Commercial_Interruptible - Health_Existing_Water Heating_Natural Gas_Water Heater - Tank Blanket/Insulation_A_Technical Potential | F7 | Commercial | Interruptible - Health | Existing | Water Heating | Natural Gas | Water Heater - Tank Blanket/Insulation | A | Cumulative Energy Savings (MWh or mTherms) | Technical Potential | 0 | 0 | 0.3406 | 0.73908 | 1.2075 | 1.7319 | 2.3115 | 2.9726 | 3.6797 | 4.3831 | 5.0212 | 5.5425 | 5.9849 | 6.2841 | 6.4584 | 6.5103 | 6.4812 | 6.4579 | 6.4392 | 6.4233 | 6.4141 | 6.4088 | 6.4062 | 6.4042 | 6.3979 | 6.3966 | 6.3956
F8_Commercial_Interruptible - Health_Existing_Water Heating_Natural Gas_Water Heater - Tank Blanket/Insulation_A_Technical Potential | F8 | Commercial | Interruptible - Health | Existing | Water Heating | Natural Gas | Water Heater - Tank Blanket/Insulation | A | Cumulative Summer Peak Savings (MW) | Technical Potential | 0 | 0 | 0 | 0 | 0 | 0 | 0 | 0 | 0 | 0 | 0 | 0 | 0 | 0 | 0 | 0 | 0 | 0 | 0 | 0 | 0 | 0 | 0 | 0 | 0 | 0 | 0
F9_Commercial_Interruptible - Health_Existing_Water Heating_Natural Gas_Water Heater - Tank Blanket/Insulation_A_Technical Potential | F9 | Commercial | Interruptible - Health | Existing | Water Heating | Natural Gas | Water Heater - Tank Blanket/Insulation | A | Cumulative Winter Peak Savings (MW) | Technical Potential | 0 | 0 | 0 | 0 | 0 | 0 | 0 | 0 | 0 | 0 | 0 | 0 | 0 | 0 | 0 | 0 | 0 | 0 | 0 | 0 | 0 | 0 | 0 | 0 | 0 | 0 | 0
F10_Commercial_Interruptible - Health_Existing_Water Heating_Natural Gas_Water Heater - Tank Blanket/Insulation_A_Technical Potential | F10 | Commercial | Interruptible - Health | Existing | Water Heating | Natural Gas | Water Heater - Tank Blanket/Insulation | A | Purchases (Incremental) | Technical Potential | 0 | 0 | 1.7793 | 2.1847 | 2.6735 | 3.1035 | 3.5399 | 4.1386 | 4.5401 | 4.638 | 4.3708 | 3.7571 | 2.9074 | 1.9953 | 1.194 | 0.55767 | 0 | 0 | 0 | 0 | 0 | 0 | 0 | 0 | 0 | 0 | 0
F11_Commercial_Interruptible - Health_Existing_Water Heating_Natural Gas_Water Heater - Tank Blanket/Insulation_A_Technical Potential | F11 | Commercial | Interruptible - Health | Existing | Water Heating | Natural Gas | Water Heater - Tank Blanket/Insulation | A | Purchases (Cumulative) | Technical Potential | 0 | 0 | 1.7793 | 3.9641 | 6.6375 | 9.741 | 13.2809 | 17.4195 | 21.9596 | 26.5976 | 30.9684 | 34.7254 | 37.6328 | 39.628 | 40.822 | 41.3797 | 41.3797 | 41.3797 | 41.3797 | 41.3797 | 41.3797 | 41.3797 | 41.3797 | 41.3797 | 41.3797 | 41.3797 | 41.3797
F1_Commercial_Interruptible - Health_Existing_Water Heating_Natural Gas_Water Heater - Drainwater Heat Recovery_A_Technical Potential | F1 | Commercial | Interruptible - Health | Existing | Water Heating | Natural Gas | Water Heater - Drainwater Heat Recovery | A | Integrated Unit Energy Savings (kWh or therms) | Technical Potential | 0 | 0 | 118.6024 | 114.7648 | 111.2044 | 107.8182 | 104.5917 | 101.4562 | 98.5252 | 95.7926 | 93.232 | 90.917 | 89.9289 | 89.2175 | 88.9701 | 88.4566 | 88.061 | 87.7446 | 87.4915 | 87.2751 | 87.1493 | 87.0777 | 87.043 | 87.0153 | 86.9301 | 86.9124 | 86.8982
F2_Commercial_Interruptible - Health_Existing_Water Heating_Natural Gas_Water Heater - Drainwater Heat Recovery_A_Technical Potential | F2 | Commercial | Interruptible - Health | Existing | Water Heating | Natural Gas | Water Heater - Drainwater Heat Recovery | A | Integrated Unit Summer Peak Savings (kW) | Technical Potential | 0 | 0 | 0 | 0 | 0 | 0 | 0 | 0 | 0 | 0 | 0 | 0 | 0 | 0 | 0 | 0 | 0 | 0 | 0 | 0 | 0 | 0 | 0 | 0 | 0 | 0 | 0
F3_Commercial_Interruptible - Health_Existing_Water Heating_Natural Gas_Water Heater - Drainwater Heat Recovery_A_Technical Potential | F3 | Commercial | Interruptible - Health | Existing | Water Heating | Natural Gas | Water Heater - Drainwater Heat Recovery | A | Integrated Unit Winter Peak Savings (kW) | Technical Potential | 0 | 0 | 0 | 0 | 0 | 0 | 0 | 0 | 0 | 0 | 0 | 0 | 0 | 0 | 0 | 0 | 0 | 0 | 0 | 0 | 0 | 0 | 0 | 0 | 0 | 0 | 0
F4_Commercial_Interruptible - Health_Existing_Water Heating_Natural Gas_Water Heater - Drainwater Heat Recovery_A_Technical Potential | F4 | Commercial | Interruptible - Health | Existing | Water Heating | Natural Gas | Water Heater - Drainwater Heat Recovery | A | Incremental Energy Savings (MWh or mTherms) | Technical Potential | 0 | 0 | 0 | 0 | 0 | 0 | 0 | 0 | 0 | 0 | 0 | 0 | 0 | 0 | 0 | 0 | 0 | 0 | 0 | 0 | 0 | 0 | 0 | 0 | 0 | 0 | 0
F5_Commercial_Interruptible - Health_Existing_Water Heating_Natural Gas_Water Heater - Drainwater Heat Recovery_A_Technical Potential | F5 | Commercial | Interruptible - Health | Existing | Water Heating | Natural Gas | Water Heater - Drainwater Heat Recovery | A | Incremental Summer Peak Savings (MW) | Technical Potential | 0 | 0 | 0 | 0 | 0 | 0 | 0 | 0 | 0 | 0 | 0 | 0 | 0 | 0 | 0 | 0 | 0 | 0 | 0 | 0 | 0 | 0 | 0 | 0 | 0 | 0 | 0
F6_Commercial_Interruptible - Health_Existing_Water Heating_Natural Gas_Water Heater - Drainwater Heat Recovery_A_Technical Potential | F6 | Commercial | Interruptible - Health | Existing | Water Heating | Natural Gas | Water Heater - Drainwater Heat Recovery | A | Incremental Winter Peak Savings (MW) | Technical Potential | 0 | 0 | 0 | 0 | 0 | 0 | 0 | 0 | 0 | 0 | 0 | 0 | 0 | 0 | 0 | 0 | 0 | 0 | 0 | 0 | 0 | 0 | 0 | 0 | 0 | 0 | 0
F7_Commercial_Interruptible - Health_Existing_Water Heating_Natural Gas_Water Heater - Drainwater Heat Recovery_A_Technical Potential | F7 | Commercial | Interruptible - Health | Existing | Water Heating | Natural Gas | Water Heater - Drainwater Heat Recovery | A | Cumulative Energy Savings (MWh or mTherms) | Technical Potential | 0 | 0 | 0 | 0 | 0 | 0 | 0 | 0 | 0 | 0 | 0 | 0 | 0 | 0 | 0 | 0 | 0 | 0 | 0 | 0 | 0 | 0 | 0 | 0 | 0 | 0 | 0
F8_Commercial_Interruptible - Health_Existing_Water Heating_Natural Gas_Water Heater - Drainwater Heat Recovery_A_Technical Potential | F8 | Commercial | Interruptible - Health | Existing | Water Heating | Natural Gas | Water Heater - Drainwater Heat Recovery | A | Cumulative Summer Peak Savings (MW) | Technical Potential | 0 | 0 | 0 | 0 | 0 | 0 | 0 | 0 | 0 | 0 | 0 | 0 | 0 | 0 | 0 | 0 | 0 | 0 | 0 | 0 | 0 | 0 | 0 | 0 | 0 | 0 | 0
F9_Commercial_Interruptible - Health_Existing_Water Heating_Natural Gas_Water Heater - Drainwater Heat Recovery_A_Technical Potential | F9 | Commercial | Interruptible - Health | Existing | Water Heating | Natural Gas | Water Heater - Drainwater Heat Recovery | A | Cumulative Winter Peak Savings (MW) | Technical Potential | 0 | 0 | 0 | 0 | 0 | 0 | 0 | 0 | 0 | 0 | 0 | 0 | 0 | 0 | 0 | 0 | 0 | 0 | 0 | 0 | 0 | 0 | 0 | 0 | 0 | 0 | 0
F10_Commercial_Interruptible - Health_Existing_Water Heating_Natural Gas_Water Heater - Drainwater Heat Recovery_A_Technical Potential | F10 | Commercial | Interruptible - Health | Existing | Water Heating | Natural Gas | Water Heater - Drainwater Heat Recovery | A | Purchases (Incremental) | Technical Potential | 0 | 0 | 0 | 0 | 0 | 0 | 0 | 0 | 0 | 0 | 0 | 0 | 0 | 0 | 0 | 0 | 0 | 0 | 0 | 0 | 0 | 0 | 0 | 0 | 0 | 0 | 0
F11_Commercial_Interruptible - Health_Existing_Water Heating_Natural Gas_Water Heater - Drainwater Heat Recovery_A_Technical Potential | F11 | Commercial | Interruptible - Health | Existing | Water Heating | Natural Gas | Water Heater - Drainwater Heat Recovery | A | Purchases (Cumulative) | Technical Potential | 0 | 0 | 0 | 0 | 0 | 0 | 0 | 0 | 0 | 0 | 0 | 0 | 0 | 0 | 0 | 0 | 0 | 0 | 0 | 0 | 0 | 0 | 0 | 0 | 0 | 0 | 0
F1_Commercial_Interruptible - Health_Existing_Water Heating_Natural Gas_Water Heater - Circulation Pump Controls_A_Technical Potential | F1 | Commercial | Interruptible - Health | Existing | Water Heating | Natural Gas | Water Heater - Circulation Pump Controls | A | Integrated Unit Energy Savings (kWh or therms) | Technical Potential | 0 | 0 | 6256.6653 | 6089.298 | 5935.8032 | 5794.9521 | 5665.6427 | 5546.6811 | 5437.7654 | 5338.9034 | 5244.7531 | 5155.932 | 5132.043 | 5113.5673 | 5099.5395 | 5070.179 | 5047.5086 | 5029.3723 | 5014.8632 | 5002.4572 | 4995.2483 | 4991.1426 | 4989.1577 | 4987.5698 | 4982.6848 | 4981.6686 | 4980.8555
F2_Commercial_Interruptible - Health_Existing_Water Heating_Natural Gas_Water Heater - Circulation Pump Controls_A_Technical Potential | F2 | Commercial | Interruptible - Health | Existing | Water Heating | Natural Gas | Water Heater - Circulation Pump Controls | A | Integrated Unit Summer Peak Savings (kW) | Technical Potential | 0 | 0 | 0 | 0 | 0 | 0 | 0 | 0 | 0 | 0 | 0 | 0 | 0 | 0 | 0 | 0 | 0 | 0 | 0 | 0 | 0 | 0 | 0 | 0 | 0 | 0 | 0
F3_Commercial_Interruptible - Health_Existing_Water Heating_Natural Gas_Water Heater - Circulation Pump Controls_A_Technical Potential | F3 | Commercial | Interruptible - Health | Existing | Water Heating | Natural Gas | Water Heater - Circulation Pump Controls | A | Integrated Unit Winter Peak Savings (kW) | Technical Potential | 0 | 0 | 0 | 0 | 0 | 0 | 0 | 0 | 0 | 0 | 0 | 0 | 0 | 0 | 0 | 0 | 0 | 0 | 0 | 0 | 0 | 0 | 0 | 0 | 0 | 0 | 0
F4_Commercial_Interruptible - Health_Existing_Water Heating_Natural Gas_Water Heater - Circulation Pump Controls_A_Technical Potential | F4 | Commercial | Interruptible - Health | Existing | Water Heating | Natural Gas | Water Heater - Circulation Pump Controls | A | Incremental Energy Savings (MWh or mTherms) | Technical Potential | 0 | 0 | 1.9044 | 2.2757 | 2.7146 | 3.0765 | 3.4308 | 3.9268 | 4.2232 | 4.2359 | 3.9214 | 3.3137 | 2.5524 | 1.7453 | 0 | 0 | 0 | 0 | 0 | 0 | 0 | 0 | 0 | 0 | 0 | 0 | 0
F5_Commercial_Interruptible - Health_Existing_Water Heating_Natural Gas_Water Heater - Circulation Pump Controls_A_Technical Potential | F5 | Commercial | Interruptible - Health | Existing | Water Heating | Natural Gas | Water Heater - Circulation Pump Controls | A | Incremental Summer Peak Savings (MW) | Technical Potential | 0 | 0 | 0 | 0 | 0 | 0 | 0 | 0 | 0 | 0 | 0 | 0 | 0 | 0 | 0 | 0 | 0 | 0 | 0 | 0 | 0 | 0 | 0 | 0 | 0 | 0 | 0
F6_Commercial_Interruptible - Health_Existing_Water Heating_Natural Gas_Water Heater - Circulation Pump Controls_A_Technical Potential | F6 | Commercial | Interruptible - Health | Existing | Water Heating | Natural Gas | Water Heater - Circulation Pump Controls | A | Incremental Winter Peak Savings (MW) | Technical Potential | 0 | 0 | 0 | 0 | 0 | 0 | 0 | 0 | 0 | 0 | 0 | 0 | 0 | 0 | 0 | 0 | 0 | 0 | 0 | 0 | 0 | 0 | 0 | 0 | 0 | 0 | 0
F7_Commercial_Interruptible - Health_Existing_Water Heating_Natural Gas_Water Heater - Circulation Pump Controls_A_Technical Potential | F7 | Commercial | Interruptible - Health | Existing | Water Heating | Natural Gas | Water Heater - Circulation Pump Controls | A | Cumulative Energy Savings (MWh or mTherms) | Technical Potential | 0 | 0 | 1.9044 | 4.1292 | 6.7398 | 9.6563 | 12.8717 | 16.5283 | 20.4269 | 24.2914 | 27.7844 | 30.6276 | 33.0381 | 34.6645 | 34.5694 | 34.3704 | 34.2167 | 34.0938 | 33.9954 | 33.9113 | 33.8624 | 33.8346 | 33.8211 | 33.8104 | 33.7773 | 33.7704 | 33.7649
F8_Commercial_Interruptible - Health_Existing_Water Heating_Natural Gas_Water Heater - Circulation Pump Controls_A_Technical Potential | F8 | Commercial | Interruptible - Health | Existing | Water Heating | Natural Gas | Water Heater - Circulation Pump Controls | A | Cumulative Summer Peak Savings (MW) | Technical Potential | 0 | 0 | 0 | 0 | 0 | 0 | 0 | 0 | 0 | 0 | 0 | 0 | 0 | 0 | 0 | 0 | 0 | 0 | 0 | 0 | 0 | 0 | 0 | 0 | 0 | 0 | 0
F9_Commercial_Interruptible - Health_Existing_Water Heating_Natural Gas_Water Heater - Circulation Pump Controls_A_Technical Potential | F9 | Commercial | Interruptible - Health | Existing | Water Heating | Natural Gas | Water Heater - Circulation Pump Controls | A | Cumulative Winter Peak Savings (MW) | Technical Potential | 0 | 0 | 0 | 0 | 0 | 0 | 0 | 0 | 0 | 0 | 0 | 0 | 0 | 0 | 0 | 0 | 0 | 0 | 0 | 0 | 0 | 0 | 0 | 0 | 0 | 0 | 0
F10_Commercial_Interruptible - Health_Existing_Water Heating_Natural Gas_Water Heater - Circulation Pump Controls_A_Technical Potential | F10 | Commercial | Interruptible - Health | Existing | Water Heating | Natural Gas | Water Heater - Circulation Pump Controls | A | Purchases (Incremental) | Technical Potential | 0 | 0 | 0.30438 | 0.37373 | 0.45733 | 0.53089 | 0.60555 | 0.70796 | 0.77664 | 0.7934 | 0.74768 | 0.6427 | 0.49735 | 0.34132 | 0 | 0 | 0 | 0 | 0 | 0 | 0 | 0 | 0 | 0 | 0 | 0 | 0