F1_Commercial_OR - College_Existing_Water Heating_Natural Gas_Water Heater - Solar System_A_Achievable Economic UCT Potential | F1 | Commercial | OR - College | Existing | Water Heating | Natural Gas | Water Heater - Solar System | A | Integrated Unit Energy Savings (kWh or therms) | Achievable Economic UCT Potential | 0 | 0 | 38.5565 | 37.7764 | 37.0638 | 36.3903 | 35.7539 | 35.142 | 34.5855 | 34.077 | 33.6135 | 33.2031 | 32.8672 | 32.6022 | 32.4304 | 32.2516 | 32.114 | 32.0048 | 31.9191 | 31.8502 | 31.8012 | 31.7665 | 31.7419 | 31.7243 | 31.7006 | 31.6946 | 31.6898
F2_Commercial_OR - College_Existing_Water Heating_Natural Gas_Water Heater - Solar System_A_Achievable Economic UCT Potential | F2 | Commercial | OR - College | Existing | Water Heating | Natural Gas | Water Heater - Solar System | A | Integrated Unit Summer Peak Savings (kW) | Achievable Economic UCT Potential | 0 | 0 | 0 | 0 | 0 | 0 | 0 | 0 | 0 | 0 | 0 | 0 | 0 | 0 | 0 | 0 | 0 | 0 | 0 | 0 | 0 | 0 | 0 | 0 | 0 | 0 | 0
F3_Commercial_OR - College_Existing_Water Heating_Natural Gas_Water Heater - Solar System_A_Achievable Economic UCT Potential | F3 | Commercial | OR - College | Existing | Water Heating | Natural Gas | Water Heater - Solar System | A | Integrated Unit Winter Peak Savings (kW) | Achievable Economic UCT Potential | 0 | 0 | 0 | 0 | 0 | 0 | 0 | 0 | 0 | 0 | 0 | 0 | 0 | 0 | 0 | 0 | 0 | 0 | 0 | 0 | 0 | 0 | 0 | 0 | 0 | 0 | 0
F4_Commercial_OR - College_Existing_Water Heating_Natural Gas_Water Heater - Solar System_A_Achievable Economic UCT Potential | F4 | Commercial | OR - College | Existing | Water Heating | Natural Gas | Water Heater - Solar System | A | Incremental Energy Savings (MWh or mTherms) | Achievable Economic UCT Potential | 0 | 0 | 0.2352 | 0.26923 | 0.31007 | 0.34139 | 0.37181 | 0.41735 | 0.44204 | 0.43805 | 0.4326 | 0.37939 | 0.29484 | 0.20128 | 0.11926 | 0.072027 | 0 | 0 | 0 | 0 | 0 | 0 | 0 | 0 | 0 | 0 | 0
F5_Commercial_OR - College_Existing_Water Heating_Natural Gas_Water Heater - Solar System_A_Achievable Economic UCT Potential | F5 | Commercial | OR - College | Existing | Water Heating | Natural Gas | Water Heater - Solar System | A | Incremental Summer Peak Savings (MW) | Achievable Economic UCT Potential | 0 | 0 | 0 | 0 | 0 | 0 | 0 | 0 | 0 | 0 | 0 | 0 | 0 | 0 | 0 | 0 | 0 | 0 | 0 | 0 | 0 | 0 | 0 | 0 | 0 | 0 | 0
F6_Commercial_OR - College_Existing_Water Heating_Natural Gas_Water Heater - Solar System_A_Achievable Economic UCT Potential | F6 | Commercial | OR - College | Existing | Water Heating | Natural Gas | Water Heater - Solar System | A | Incremental Winter Peak Savings (MW) | Achievable Economic UCT Potential | 0 | 0 | 0 | 0 | 0 | 0 | 0 | 0 | 0 | 0 | 0 | 0 | 0 | 0 | 0 | 0 | 0 | 0 | 0 | 0 | 0 | 0 | 0 | 0 | 0 | 0 | 0
F7_Commercial_OR - College_Existing_Water Heating_Natural Gas_Water Heater - Solar System_A_Achievable Economic UCT Potential | F7 | Commercial | OR - College | Existing | Water Heating | Natural Gas | Water Heater - Solar System | A | Cumulative Energy Savings (MWh or mTherms) | Achievable Economic UCT Potential | 0 | 0 | 0.2352 | 0.49968 | 0.80032 | 1.1272 | 1.4793 | 1.8713 | 2.2837 | 2.6882 | 3.0842 | 3.4259 | 3.6861 | 3.8577 | 3.9566 | 4.0068 | 3.9897 | 3.9762 | 3.9655 | 3.957 | 3.9509 | 3.9466 | 3.9435 | 3.9413 | 3.9384 | 3.9376 | 3.937
F8_Commercial_OR - College_Existing_Water Heating_Natural Gas_Water Heater - Solar System_A_Achievable Economic UCT Potential | F8 | Commercial | OR - College | Existing | Water Heating | Natural Gas | Water Heater - Solar System | A | Cumulative Summer Peak Savings (MW) | Achievable Economic UCT Potential | 0 | 0 | 0 | 0 | 0 | 0 | 0 | 0 | 0 | 0 | 0 | 0 | 0 | 0 | 0 | 0 | 0 | 0 | 0 | 0 | 0 | 0 | 0 | 0 | 0 | 0 | 0
F9_Commercial_OR - College_Existing_Water Heating_Natural Gas_Water Heater - Solar System_A_Achievable Economic UCT Potential | F9 | Commercial | OR - College | Existing | Water Heating | Natural Gas | Water Heater - Solar System | A | Cumulative Winter Peak Savings (MW) | Achievable Economic UCT Potential | 0 | 0 | 0 | 0 | 0 | 0 | 0 | 0 | 0 | 0 | 0 | 0 | 0 | 0 | 0 | 0 | 0 | 0 | 0 | 0 | 0 | 0 | 0 | 0 | 0 | 0 | 0
F10_Commercial_OR - College_Existing_Water Heating_Natural Gas_Water Heater - Solar System_A_Achievable Economic UCT Potential | F10 | Commercial | OR - College | Existing | Water Heating | Natural Gas | Water Heater - Solar System | A | Purchases (Incremental) | Achievable Economic UCT Potential | 0 | 0 | 6.1003 | 7.127 | 8.3658 | 9.3812 | 10.3992 | 11.8762 | 12.781 | 12.8546 | 12.8697 | 11.4262 | 8.9706 | 6.1738 | 3.6774 | 2.2333 | 0 | 0 | 0 | 0 | 0 | 0 | 0 | 0 | 0 | 0 | 0
F11_Commercial_OR - College_Existing_Water Heating_Natural Gas_Water Heater - Solar System_A_Achievable Economic UCT Potential | F11 | Commercial | OR - College | Existing | Water Heating | Natural Gas | Water Heater - Solar System | A | Purchases (Cumulative) | Achievable Economic UCT Potential | 0 | 0 | 6.1003 | 13.2272 | 21.5931 | 30.9743 | 41.3735 | 53.2497 | 66.0307 | 78.8853 | 91.7551 | 103.1813 | 112.1519 | 118.3256 | 122.003 | 124.2363 | 124.2363 | 124.2363 | 124.2363 | 124.2363 | 124.2363 | 124.2363 | 124.2363 | 124.2363 | 124.2363 | 124.2363 | 124.2363
F1_Commercial_OR - College_Existing_Water Heating_Natural Gas_Commercial Laundry - Ozone Treatment_A_Achievable Economic UCT Potential | F1 | Commercial | OR - College | Existing | Water Heating | Natural Gas | Commercial Laundry - Ozone Treatment | A | Integrated Unit Energy Savings (kWh or therms) | Achievable Economic UCT Potential | 0 | 0 | 350.1545 | 341.9696 | 334.3889 | 327.5351 | 321.385 | 315.4116 | 309.9162 | 304.8631 | 300.2259 | 296.1303 | 292.8005 | 290.2119 | 288.5476 | 286.8745 | 285.6511 | 284.6793 | 283.9175 | 283.3045 | 282.8689 | 282.5602 | 282.341 | 282.1844 | 281.9734 | 281.9201 | 281.8775
F2_Commercial_OR - College_Existing_Water Heating_Natural Gas_Commercial Laundry - Ozone Treatment_A_Achievable Economic UCT Potential | F2 | Commercial | OR - College | Existing | Water Heating | Natural Gas | Commercial Laundry - Ozone Treatment | A | Integrated Unit Summer Peak Savings (kW) | Achievable Economic UCT Potential | 0 | 0 | 0 | 0 | 0 | 0 | 0 | 0 | 0 | 0 | 0 | 0 | 0 | 0 | 0 | 0 | 0 | 0 | 0 | 0 | 0 | 0 | 0 | 0 | 0 | 0 | 0
F3_Commercial_OR - College_Existing_Water Heating_Natural Gas_Commercial Laundry - Ozone Treatment_A_Achievable Economic UCT Potential | F3 | Commercial | OR - College | Existing | Water Heating | Natural Gas | Commercial Laundry - Ozone Treatment | A | Integrated Unit Winter Peak Savings (kW) | Achievable Economic UCT Potential | 0 | 0 | 0 | 0 | 0 | 0 | 0 | 0 | 0 | 0 | 0 | 0 | 0 | 0 | 0 | 0 | 0 | 0 | 0 | 0 | 0 | 0 | 0 | 0 | 0 | 0 | 0
F4_Commercial_OR - College_Existing_Water Heating_Natural Gas_Commercial Laundry - Ozone Treatment_A_Achievable Economic UCT Potential | F4 | Commercial | OR - College | Existing | Water Heating | Natural Gas | Commercial Laundry - Ozone Treatment | A | Incremental Energy Savings (MWh or mTherms) | Achievable Economic UCT Potential | 0 | 0 | 0 | 0 | 0 | 0 | 0 | 0 | 0 | 0 | 0 | 0 | 0 | 0 | 0 | 0 | 0 | 0 | 0 | 0 | 0 | 0 | 0 | 0 | 0 | 0 | 0
F5_Commercial_OR - College_Existing_Water Heating_Natural Gas_Commercial Laundry - Ozone Treatment_A_Achievable Economic UCT Potential | F5 | Commercial | OR - College | Existing | Water Heating | Natural Gas | Commercial Laundry - Ozone Treatment | A | Incremental Summer Peak Savings (MW) | Achievable Economic UCT Potential | 0 | 0 | 0 | 0 | 0 | 0 | 0 | 0 | 0 | 0 | 0 | 0 | 0 | 0 | 0 | 0 | 0 | 0 | 0 | 0 | 0 | 0 | 0 | 0 | 0 | 0 | 0
F6_Commercial_OR - College_Existing_Water Heating_Natural Gas_Commercial Laundry - Ozone Treatment_A_Achievable Economic UCT Potential | F6 | Commercial | OR - College | Existing | Water Heating | Natural Gas | Commercial Laundry - Ozone Treatment | A | Incremental Winter Peak Savings (MW) | Achievable Economic UCT Potential | 0 | 0 | 0 | 0 | 0 | 0 | 0 | 0 | 0 | 0 | 0 | 0 | 0 | 0 | 0 | 0 | 0 | 0 | 0 | 0 | 0 | 0 | 0 | 0 | 0 | 0 | 0
F7_Commercial_OR - College_Existing_Water Heating_Natural Gas_Commercial Laundry - Ozone Treatment_A_Achievable Economic UCT Potential | F7 | Commercial | OR - College | Existing | Water Heating | Natural Gas | Commercial Laundry - Ozone Treatment | A | Cumulative Energy Savings (MWh or mTherms) | Achievable Economic UCT Potential | 0 | 0 | 0 | 0 | 0 | 0 | 0 | 0 | 0 | 0 | 0 | 0 | 0 | 0 | 0 | 0 | 0 | 0 | 0 | 0 | 0 | 0 | 0 | 0 | 0 | 0 | 0
F8_Commercial_OR - College_Existing_Water Heating_Natural Gas_Commercial Laundry - Ozone Treatment_A_Achievable Economic UCT Potential | F8 | Commercial | OR - College | Existing | Water Heating | Natural Gas | Commercial Laundry - Ozone Treatment | A | Cumulative Summer Peak Savings (MW) | Achievable Economic UCT Potential | 0 | 0 | 0 | 0 | 0 | 0 | 0 | 0 | 0 | 0 | 0 | 0 | 0 | 0 | 0 | 0 | 0 | 0 | 0 | 0 | 0 | 0 | 0 | 0 | 0 | 0 | 0
F9_Commercial_OR - College_Existing_Water Heating_Natural Gas_Commercial Laundry - Ozone Treatment_A_Achievable Economic UCT Potential | F9 | Commercial | OR - College | Existing | Water Heating | Natural Gas | Commercial Laundry - Ozone Treatment | A | Cumulative Winter Peak Savings (MW) | Achievable Economic UCT Potential | 0 | 0 | 0 | 0 | 0 | 0 | 0 | 0 | 0 | 0 | 0 | 0 | 0 | 0 | 0 | 0 | 0 | 0 | 0 | 0 | 0 | 0 | 0 | 0 | 0 | 0 | 0
F10_Commercial_OR - College_Existing_Water Heating_Natural Gas_Commercial Laundry - Ozone Treatment_A_Achievable Economic UCT Potential | F10 | Commercial | OR - College | Existing | Water Heating | Natural Gas | Commercial Laundry - Ozone Treatment | A | Purchases (Incremental) | Achievable Economic UCT Potential | 0 | 0 | 0 | 0 | 0 | 0 | 0 | 0 | 0 | 0 | 0 | 0 | 0 | 0 | 0 | 0 | 0 | 0 | 0 | 0 | 0 | 0 | 0 | 0 | 0 | 0 | 0
F11_Commercial_OR - College_Existing_Water Heating_Natural Gas_Commercial Laundry - Ozone Treatment_A_Achievable Economic UCT Potential | F11 | Commercial | OR - College | Existing | Water Heating | Natural Gas | Commercial Laundry - Ozone Treatment | A | Purchases (Cumulative) | Achievable Economic UCT Potential | 0 | 0 | 0 | 0 | 0 | 0 | 0 | 0 | 0 | 0 | 0 | 0 | 0 | 0 | 0 | 0 | 0 | 0 | 0 | 0 | 0 | 0 | 0 | 0 | 0 | 0 | 0
F1_Commercial_OR - College_Existing_Water Heating_Natural Gas_Commercial Laundry - ENERGY STAR Washer_A_Achievable Economic UCT Potential | F1 | Commercial | OR - College | Existing | Water Heating | Natural Gas | Commercial Laundry - ENERGY STAR Washer | A | Integrated Unit Energy Savings (kWh or therms) | Achievable Economic UCT Potential | 0 | 0 | 34.0313 | 33.2359 | 32.4991 | 31.833 | 31.2352 | 30.6547 | 30.1206 | 29.6295 | 29.1788 | 28.7808 | 28.4571 | 28.2055 | 28.0438 | 27.8812 | 27.7623 | 27.6678 | 27.5938 | 27.5342 | 27.4919 | 27.4619 | 27.4406 | 27.4254 | 27.4048 | 27.3997 | 27.3955
F2_Commercial_OR - College_Existing_Water Heating_Natural Gas_Commercial Laundry - ENERGY STAR Washer_A_Achievable Economic UCT Potential | F2 | Commercial | OR - College | Existing | Water Heating | Natural Gas | Commercial Laundry - ENERGY STAR Washer | A | Integrated Unit Summer Peak Savings (kW) | Achievable Economic UCT Potential | 0 | 0 | 0 | 0 | 0 | 0 | 0 | 0 | 0 | 0 | 0 | 0 | 0 | 0 | 0 | 0 | 0 | 0 | 0 | 0 | 0 | 0 | 0 | 0 | 0 | 0 | 0
F3_Commercial_OR - College_Existing_Water Heating_Natural Gas_Commercial Laundry - ENERGY STAR Washer_A_Achievable Economic UCT Potential | F3 | Commercial | OR - College | Existing | Water Heating | Natural Gas | Commercial Laundry - ENERGY STAR Washer | A | Integrated Unit Winter Peak Savings (kW) | Achievable Economic UCT Potential | 0 | 0 | 0 | 0 | 0 | 0 | 0 | 0 | 0 | 0 | 0 | 0 | 0 | 0 | 0 | 0 | 0 | 0 | 0 | 0 | 0 | 0 | 0 | 0 | 0 | 0 | 0
F4_Commercial_OR - College_Existing_Water Heating_Natural Gas_Commercial Laundry - ENERGY STAR Washer_A_Achievable Economic UCT Potential | F4 | Commercial | OR - College | Existing | Water Heating | Natural Gas | Commercial Laundry - ENERGY STAR Washer | A | Incremental Energy Savings (MWh or mTherms) | Achievable Economic UCT Potential | 0 | 0 | 0 | 0 | 0 | 0 | 0 | 0 | 0 | 0 | 0 | 0 | 0 | 0 | 0 | 0 | 0 | 0 | 0 | 0 | 0 | 0 | 0 | 0 | 0 | 0 | 0
F5_Commercial_OR - College_Existing_Water Heating_Natural Gas_Commercial Laundry - ENERGY STAR Washer_A_Achievable Economic UCT Potential | F5 | Commercial | OR - College | Existing | Water Heating | Natural Gas | Commercial Laundry - ENERGY STAR Washer | A | Incremental Summer Peak Savings (MW) | Achievable Economic UCT Potential | 0 | 0 | 0 | 0 | 0 | 0 | 0 | 0 | 0 | 0 | 0 | 0 | 0 | 0 | 0 | 0 | 0 | 0 | 0 | 0 | 0 | 0 | 0 | 0 | 0 | 0 | 0
F6_Commercial_OR - College_Existing_Water Heating_Natural Gas_Commercial Laundry - ENERGY STAR Washer_A_Achievable Economic UCT Potential | F6 | Commercial | OR - College | Existing | Water Heating | Natural Gas | Commercial Laundry - ENERGY STAR Washer | A | Incremental Winter Peak Savings (MW) | Achievable Economic UCT Potential | 0 | 0 | 0 | 0 | 0 | 0 | 0 | 0 | 0 | 0 | 0 | 0 | 0 | 0 | 0 | 0 | 0 | 0 | 0 | 0 | 0 | 0 | 0 | 0 | 0 | 0 | 0
F7_Commercial_OR - College_Existing_Water Heating_Natural Gas_Commercial Laundry - ENERGY STAR Washer_A_Achievable Economic UCT Potential | F7 | Commercial | OR - College | Existing | Water Heating | Natural Gas | Commercial Laundry - ENERGY STAR Washer | A | Cumulative Energy Savings (MWh or mTherms) | Achievable Economic UCT Potential | 0 | 0 | 0 | 0 | 0 | 0 | 0 | 0 | 0 | 0 | 0 | 0 | 0 | 0 | 0 | 0 | 0 | 0 | 0 | 0 | 0 | 0 | 0 | 0 | 0 | 0 | 0
F8_Commercial_OR - College_Existing_Water Heating_Natural Gas_Commercial Laundry - ENERGY STAR Washer_A_Achievable Economic UCT Potential | F8 | Commercial | OR - College | Existing | Water Heating | Natural Gas | Commercial Laundry - ENERGY STAR Washer | A | Cumulative Summer Peak Savings (MW) | Achievable Economic UCT Potential | 0 | 0 | 0 | 0 | 0 | 0 | 0 | 0 | 0 | 0 | 0 | 0 | 0 | 0 | 0 | 0 | 0 | 0 | 0 | 0 | 0 | 0 | 0 | 0 | 0 | 0 | 0
F9_Commercial_OR - College_Existing_Water Heating_Natural Gas_Commercial Laundry - ENERGY STAR Washer_A_Achievable Economic UCT Potential | F9 | Commercial | OR - College | Existing | Water Heating | Natural Gas | Commercial Laundry - ENERGY STAR Washer | A | Cumulative Winter Peak Savings (MW) | Achievable Economic UCT Potential | 0 | 0 | 0 | 0 | 0 | 0 | 0 | 0 | 0 | 0 | 0 | 0 | 0 | 0 | 0 | 0 | 0 | 0 | 0 | 0 | 0 | 0 | 0 | 0 | 0 | 0 | 0
F10_Commercial_OR - College_Existing_Water Heating_Natural Gas_Commercial Laundry - ENERGY STAR Washer_A_Achievable Economic UCT Potential | F10 | Commercial | OR - College | Existing | Water Heating | Natural Gas | Commercial Laundry - ENERGY STAR Washer | A | Purchases (Incremental) | Achievable Economic UCT Potential | 0 | 0 | 0 | 0 | 0 | 0 | 0 | 0 | 0 | 0 | 0 | 0 | 0 | 0 | 0 | 0 | 0 | 0 | 0 | 0 | 0 | 0 | 0 | 0 | 0 | 0 | 0
F11_Commercial_OR - College_Existing_Water Heating_Natural Gas_Commercial Laundry - ENERGY STAR Washer_A_Achievable Economic UCT Potential | F11 | Commercial | OR - College | Existing | Water Heating | Natural Gas | Commercial Laundry - ENERGY STAR Washer | A | Purchases (Cumulative) | Achievable Economic UCT Potential | 0 | 0 | 0 | 0 | 0 | 0 | 0 | 0 | 0 | 0 | 0 | 0 | 0 | 0 | 0 | 0 | 0 | 0 | 0 | 0 | 0 | 0 | 0 | 0 | 0 | 0 | 0
F1_Commercial_OR - College_Existing_Water Heating_Natural Gas_Water Heater - Efficient Dishwasher_A_Achievable Economic UCT Potential | F1 | Commercial | OR - College | Existing | Water Heating | Natural Gas | Water Heater - Efficient Dishwasher | A | Integrated Unit Energy Savings (kWh or therms) | Achievable Economic UCT Potential | 0 | 0 | 98.5383 | 96.235 | 94.1016 | 92.1729 | 90.4422 | 88.7612 | 87.2147 | 85.7927 | 84.4877 | 83.3352 | 82.3981 | 81.6696 | 81.2013 | 80.7304 | 80.3862 | 80.1127 | 79.8983 | 79.7258 | 79.6032 | 79.5163 | 79.4547 | 79.4106 | 79.3512 | 79.3362 | 79.3242
F2_Commercial_OR - College_Existing_Water Heating_Natural Gas_Water Heater - Efficient Dishwasher_A_Achievable Economic UCT Potential | F2 | Commercial | OR - College | Existing | Water Heating | Natural Gas | Water Heater - Efficient Dishwasher | A | Integrated Unit Summer Peak Savings (kW) | Achievable Economic UCT Potential | 0 | 0 | 0 | 0 | 0 | 0 | 0 | 0 | 0 | 0 | 0 | 0 | 0 | 0 | 0 | 0 | 0 | 0 | 0 | 0 | 0 | 0 | 0 | 0 | 0 | 0 | 0
F3_Commercial_OR - College_Existing_Water Heating_Natural Gas_Water Heater - Efficient Dishwasher_A_Achievable Economic UCT Potential | F3 | Commercial | OR - College | Existing | Water Heating | Natural Gas | Water Heater - Efficient Dishwasher | A | Integrated Unit Winter Peak Savings (kW) | Achievable Economic UCT Potential | 0 | 0 | 0 | 0 | 0 | 0 | 0 | 0 | 0 | 0 | 0 | 0 | 0 | 0 | 0 | 0 | 0 | 0 | 0 | 0 | 0 | 0 | 0 | 0 | 0 | 0 | 0
F4_Commercial_OR - College_Existing_Water Heating_Natural Gas_Water Heater - Efficient Dishwasher_A_Achievable Economic UCT Potential | F4 | Commercial | OR - College | Existing | Water Heating | Natural Gas | Water Heater - Efficient Dishwasher | A | Incremental Energy Savings (MWh or mTherms) | Achievable Economic UCT Potential | 0 | 0 | 0 | 0 | 0 | 0 | 0 | 0 | 0 | 0 | 0 | 0 | 0 | 0 | 0 | 0 | 0 | 0 | 0 | 0 | 0 | 0 | 0 | 0 | 0 | 0 | 0
F5_Commercial_OR - College_Existing_Water Heating_Natural Gas_Water Heater - Efficient Dishwasher_A_Achievable Economic UCT Potential | F5 | Commercial | OR - College | Existing | Water Heating | Natural Gas | Water Heater - Efficient Dishwasher | A | Incremental Summer Peak Savings (MW) | Achievable Economic UCT Potential | 0 | 0 | 0 | 0 | 0 | 0 | 0 | 0 | 0 | 0 | 0 | 0 | 0 | 0 | 0 | 0 | 0 | 0 | 0 | 0 | 0 | 0 | 0 | 0 | 0 | 0 | 0
F6_Commercial_OR - College_Existing_Water Heating_Natural Gas_Water Heater - Efficient Dishwasher_A_Achievable Economic UCT Potential | F6 | Commercial | OR - College | Existing | Water Heating | Natural Gas | Water Heater - Efficient Dishwasher | A | Incremental Winter Peak Savings (MW) | Achievable Economic UCT Potential | 0 | 0 | 0 | 0 | 0 | 0 | 0 | 0 | 0 | 0 | 0 | 0 | 0 | 0 | 0 | 0 | 0 | 0 | 0 | 0 | 0 | 0 | 0 | 0 | 0 | 0 | 0
F7_Commercial_OR - College_Existing_Water Heating_Natural Gas_Water Heater - Efficient Dishwasher_A_Achievable Economic UCT Potential | F7 | Commercial | OR - College | Existing | Water Heating | Natural Gas | Water Heater - Efficient Dishwasher | A | Cumulative Energy Savings (MWh or mTherms) | Achievable Economic UCT Potential | 0 | 0 | 0 | 0 | 0 | 0 | 0 | 0 | 0 | 0 | 0 | 0 | 0 | 0 | 0 | 0 | 0 | 0 | 0 | 0 | 0 | 0 | 0 | 0 | 0 | 0 | 0
F8_Commercial_OR - College_Existing_Water Heating_Natural Gas_Water Heater - Efficient Dishwasher_A_Achievable Economic UCT Potential | F8 | Commercial | OR - College | Existing | Water Heating | Natural Gas | Water Heater - Efficient Dishwasher | A | Cumulative Summer Peak Savings (MW) | Achievable Economic UCT Potential | 0 | 0 | 0 | 0 | 0 | 0 | 0 | 0 | 0 | 0 | 0 | 0 | 0 | 0 | 0 | 0 | 0 | 0 | 0 | 0 | 0 | 0 | 0 | 0 | 0 | 0 | 0
F9_Commercial_OR - College_Existing_Water Heating_Natural Gas_Water Heater - Efficient Dishwasher_A_Achievable Economic UCT Potential | F9 | Commercial | OR - College | Existing | Water Heating | Natural Gas | Water Heater - Efficient Dishwasher | A | Cumulative Winter Peak Savings (MW) | Achievable Economic UCT Potential | 0 | 0 | 0 | 0 | 0 | 0 | 0 | 0 | 0 | 0 | 0 | 0 | 0 | 0 | 0 | 0 | 0 | 0 | 0 | 0 | 0 | 0 | 0 | 0 | 0 | 0 | 0
F10_Commercial_OR - College_Existing_Water Heating_Natural Gas_Water Heater - Efficient Dishwasher_A_Achievable Economic UCT Potential | F10 | Commercial | OR - College | Existing | Water Heating | Natural Gas | Water Heater - Efficient Dishwasher | A | Purchases (Incremental) | Achievable Economic UCT Potential | 0 | 0 | 0 | 0 | 0 | 0 | 0 | 0 | 0 | 0 | 0 | 0 | 0 | 0 | 0 | 0 | 0 | 0 | 0 | 0 | 0 | 0 | 0 | 0 | 0 | 0 | 0
F11_Commercial_OR - College_Existing_Water Heating_Natural Gas_Water Heater - Efficient Dishwasher_A_Achievable Economic UCT Potential | F11 | Commercial | OR - College | Existing | Water Heating | Natural Gas | Water Heater - Efficient Dishwasher | A | Purchases (Cumulative) | Achievable Economic UCT Potential | 0 | 0 | 0 | 0 | 0 | 0 | 0 | 0 | 0 | 0 | 0 | 0 | 0 | 0 | 0 | 0 | 0 | 0 | 0 | 0 | 0 | 0 | 0 | 0 | 0 | 0 | 0
F1_Commercial_OR - College_Existing_Water Heating_Natural Gas_Commercial Laundry - Alternative Dry-Cleaning Methods_A_Achievable Economic UCT Potential | F1 | Commercial | OR - College | Existing | Water Heating | Natural Gas | Commercial Laundry - Alternative Dry-Cleaning Methods | A | Integrated Unit Energy Savings (kWh or therms) | Achievable Economic UCT Potential | 0 | 0 | 0 | 0 | 0 | 0 | 0 | 0 | 0 | 0 | 0 | 0 | 0 | 0 | 0 | 0 | 0 | 0 | 0 | 0 | 0 | 0 | 0 | 0 | 0 | 0 | 0
F2_Commercial_OR - College_Existing_Water Heating_Natural Gas_Commercial Laundry - Alternative Dry-Cleaning Methods_A_Achievable Economic UCT Potential | F2 | Commercial | OR - College | Existing | Water Heating | Natural Gas | Commercial Laundry - Alternative Dry-Cleaning Methods | A | Integrated Unit Summer Peak Savings (kW) | Achievable Economic UCT Potential | 0 | 0 | 0 | 0 | 0 | 0 | 0 | 0 | 0 | 0 | 0 | 0 | 0 | 0 | 0 | 0 | 0 | 0 | 0 | 0 | 0 | 0 | 0 | 0 | 0 | 0 | 0
F3_Commercial_OR - College_Existing_Water Heating_Natural Gas_Commercial Laundry - Alternative Dry-Cleaning Methods_A_Achievable Economic UCT Potential | F3 | Commercial | OR - College | Existing | Water Heating | Natural Gas | Commercial Laundry - Alternative Dry-Cleaning Methods | A | Integrated Unit Winter Peak Savings (kW) | Achievable Economic UCT Potential | 0 | 0 | 0 | 0 | 0 | 0 | 0 | 0 | 0 | 0 | 0 | 0 | 0 | 0 | 0 | 0 | 0 | 0 | 0 | 0 | 0 | 0 | 0 | 0 | 0 | 0 | 0
F4_Commercial_OR - College_Existing_Water Heating_Natural Gas_Commercial Laundry - Alternative Dry-Cleaning Methods_A_Achievable Economic UCT Potential | F4 | Commercial | OR - College | Existing | Water Heating | Natural Gas | Commercial Laundry - Alternative Dry-Cleaning Methods | A | Incremental Energy Savings (MWh or mTherms) | Achievable Economic UCT Potential | 0 | 0 | 0 | 0 | 0 | 0 | 0 | 0 | 0 | 0 | 0 | 0 | 0 | 0 | 0 | 0 | 0 | 0 | 0 | 0 | 0 | 0 | 0 | 0 | 0 | 0 | 0
F5_Commercial_OR - College_Existing_Water Heating_Natural Gas_Commercial Laundry - Alternative Dry-Cleaning Methods_A_Achievable Economic UCT Potential | F5 | Commercial | OR - College | Existing | Water Heating | Natural Gas | Commercial Laundry - Alternative Dry-Cleaning Methods | A | Incremental Summer Peak Savings (MW) | Achievable Economic UCT Potential | 0 | 0 | 0 | 0 | 0 | 0 | 0 | 0 | 0 | 0 | 0 | 0 | 0 | 0 | 0 | 0 | 0 | 0 | 0 | 0 | 0 | 0 | 0 | 0 | 0 | 0 | 0
F6_Commercial_OR - College_Existing_Water Heating_Natural Gas_Commercial Laundry - Alternative Dry-Cleaning Methods_A_Achievable Economic UCT Potential | F6 | Commercial | OR - College | Existing | Water Heating | Natural Gas | Commercial Laundry - Alternative Dry-Cleaning Methods | A | Incremental Winter Peak Savings (MW) | Achievable Economic UCT Potential | 0 | 0 | 0 | 0 | 0 | 0 | 0 | 0 | 0 | 0 | 0 | 0 | 0 | 0 | 0 | 0 | 0 | 0 | 0 | 0 | 0 | 0 | 0 | 0 | 0 | 0 | 0
F7_Commercial_OR - College_Existing_Water Heating_Natural Gas_Commercial Laundry - Alternative Dry-Cleaning Methods_A_Achievable Economic UCT Potential | F7 | Commercial | OR - College | Existing | Water Heating | Natural Gas | Commercial Laundry - Alternative Dry-Cleaning Methods | A | Cumulative Energy Savings (MWh or mTherms) | Achievable Economic UCT Potential | 0 | 0 | 0 | 0 | 0 | 0 | 0 | 0 | 0 | 0 | 0 | 0 | 0 | 0 | 0 | 0 | 0 | 0 | 0 | 0 | 0 | 0 | 0 | 0 | 0 | 0 | 0
F8_Commercial_OR - College_Existing_Water Heating_Natural Gas_Commercial Laundry - Alternative Dry-Cleaning Methods_A_Achievable Economic UCT Potential | F8 | Commercial | OR - College | Existing | Water Heating | Natural Gas | Commercial Laundry - Alternative Dry-Cleaning Methods | A | Cumulative Summer Peak Savings (MW) | Achievable Economic UCT Potential | 0 | 0 | 0 | 0 | 0 | 0 | 0 | 0 | 0 | 0 | 0 | 0 | 0 | 0 | 0 | 0 | 0 | 0 | 0 | 0 | 0 | 0 | 0 | 0 | 0 | 0 | 0
F9_Commercial_OR - College_Existing_Water Heating_Natural Gas_Commercial Laundry - Alternative Dry-Cleaning Methods_A_Achievable Economic UCT Potential | F9 | Commercial | OR - College | Existing | Water Heating | Natural Gas | Commercial Laundry - Alternative Dry-Cleaning Methods | A | Cumulative Winter Peak Savings (MW) | Achievable Economic UCT Potential | 0 | 0 | 0 | 0 | 0 | 0 | 0 | 0 | 0 | 0 | 0 | 0 | 0 | 0 | 0 | 0 | 0 | 0 | 0 | 0 | 0 | 0 | 0 | 0 | 0 | 0 | 0
F10_Commercial_OR - College_Existing_Water Heating_Natural Gas_Commercial Laundry - Alternative Dry-Cleaning Methods_A_Achievable Economic UCT Potential | F10 | Commercial | OR - College | Existing | Water Heating | Natural Gas | Commercial Laundry - Alternative Dry-Cleaning Methods | A | Purchases (Incremental) | Achievable Economic UCT Potential | 0 | 0 | 0 | 0 | 0 | 0 | 0 | 0 | 0 | 0 | 0 | 0 | 0 | 0 | 0 | 0 | 0 | 0 | 0 | 0 | 0 | 0 | 0 | 0 | 0 | 0 | 0
F11_Commercial_OR - College_Existing_Water Heating_Natural Gas_Commercial Laundry - Alternative Dry-Cleaning Methods_A_Achievable Economic UCT Potential | F11 | Commercial | OR - College | Existing | Water Heating | Natural Gas | Commercial Laundry - Alternative Dry-Cleaning Methods | A | Purchases (Cumulative) | Achievable Economic UCT Potential | 0 | 0 | 0 | 0 | 0 | 0 | 0 | 0 | 0 | 0 | 0 | 0 | 0 | 0 | 0 | 0 | 0 | 0 | 0 | 0 | 0 | 0 | 0 | 0 | 0 | 0 | 0
F1_Commercial_OR - College_Existing_Space Heating_Natural Gas_Advanced Kitchen Ventilation Controls_A_Achievable Economic UCT Potential | F1 | Commercial | OR - College | Existing | Space Heating | Natural Gas | Advanced Kitchen Ventilation Controls | A | Integrated Unit Energy Savings (kWh or therms) | Achievable Economic UCT Potential | 0 | 0 | 0.04066 | 0.040504 | 0.040339 | 0.040166 | 0.039982 | 0.039785 | 0.039573 | 0.039344 | 0.039095 | 0.038829 | 0.038552 | 0.038268 | 0.037989 | 0.037725 | 0.037486 | 0.037277 | 0.037103 | 0.036955 | 0.036838 | 0.036733 | 0.036681 | 0.036634 | 0.036591 | 0.036551 | 0.036515
F2_Commercial_OR - College_Existing_Space Heating_Natural Gas_Advanced Kitchen Ventilation Controls_A_Achievable Economic UCT Potential | F2 | Commercial | OR - College | Existing | Space Heating | Natural Gas | Advanced Kitchen Ventilation Controls | A | Integrated Unit Summer Peak Savings (kW) | Achievable Economic UCT Potential | 0 | 0 | 0 | 0 | 0 | 0 | 0 | 0 | 0 | 0 | 0 | 0 | 0 | 0 | 0 | 0 | 0 | 0 | 0 | 0 | 0 | 0 | 0 | 0 | 0 | 0 | 0
F3_Commercial_OR - College_Existing_Space Heating_Natural Gas_Advanced Kitchen Ventilation Controls_A_Achievable Economic UCT Potential | F3 | Commercial | OR - College | Existing | Space Heating | Natural Gas | Advanced Kitchen Ventilation Controls | A | Integrated Unit Winter Peak Savings (kW) | Achievable Economic UCT Potential | 0 | 0 | 0 | 0 | 0 | 0 | 0 | 0 | 0 | 0 | 0 | 0 | 0 | 0 | 0 | 0 | 0 | 0 | 0 | 0 | 0 | 0 | 0 | 0 | 0 | 0 | 0
F4_Commercial_OR - College_Existing_Space Heating_Natural Gas_Advanced Kitchen Ventilation Controls_A_Achievable Economic UCT Potential | F4 | Commercial | OR - College | Existing | Space Heating | Natural Gas | Advanced Kitchen Ventilation Controls | A | Incremental Energy Savings (MWh or mTherms) | Achievable Economic UCT Potential | 0 | 0 | 0.11104 | 0.22704 | 0.22611 | 0.22514 | 0.22412 | 0.22301 | 0.22182 | 0.22054 | 0.21914 | 0.21765 | 0.2161 | 0.21451 | 0.21294 | 0.21146 | 0.21012 | 0.10716 | 0 | 3.0249e-16 | 0 | 0 | 0 | 0 | 0 | 0 | 0
F5_Commercial_OR - College_Existing_Space Heating_Natural Gas_Advanced Kitchen Ventilation Controls_A_Achievable Economic UCT Potential | F5 | Commercial | OR - College | Existing | Space Heating | Natural Gas | Advanced Kitchen Ventilation Controls | A | Incremental Summer Peak Savings (MW) | Achievable Economic UCT Potential | 0 | 0 | 0 | 0 | 0 | 0 | 0 | 0 | 0 | 0 | 0 | 0 | 0 | 0 | 0 | 0 | 0 | 0 | 0 | 0 | 0 | 0 | 0 | 0 | 0 | 0 | 0
F6_Commercial_OR - College_Existing_Space Heating_Natural Gas_Advanced Kitchen Ventilation Controls_A_Achievable Economic UCT Potential | F6 | Commercial | OR - College | Existing | Space Heating | Natural Gas | Advanced Kitchen Ventilation Controls | A | Incremental Winter Peak Savings (MW) | Achievable Economic UCT Potential | 0 | 0 | 0 | 0 | 0 | 0 | 0 | 0 | 0 | 0 | 0 | 0 | 0 | 0 | 0 | 0 | 0 | 0 | 0 | 0 | 0 | 0 | 0 | 0 | 0 | 0 | 0
F7_Commercial_OR - College_Existing_Space Heating_Natural Gas_Advanced Kitchen Ventilation Controls_A_Achievable Economic UCT Potential | F7 | Commercial | OR - College | Existing | Space Heating | Natural Gas | Advanced Kitchen Ventilation Controls | A | Cumulative Energy Savings (MWh or mTherms) | Achievable Economic UCT Potential | 0 | 0 | 0.11104 | 0.33765 | 0.56239 | 0.78512 | 1.0057 | 1.2237 | 1.439 | 1.6512 | 1.8599 | 2.0649 | 2.2663 | 2.4641 | 2.6591 | 2.8521 | 3.0441 | 3.1343 | 3.1196 | 3.1072 | 3.0974 | 3.0885 | 3.0842 | 3.0802 | 3.0766 | 3.0733 | 3.0702
F8_Commercial_OR - College_Existing_Space Heating_Natural Gas_Advanced Kitchen Ventilation Controls_A_Achievable Economic UCT Potential | F8 | Commercial | OR - College | Existing | Space Heating | Natural Gas | Advanced Kitchen Ventilation Controls | A | Cumulative Summer Peak Savings (MW) | Achievable Economic UCT Potential | 0 | 0 | 0 | 0 | 0 | 0 | 0 | 0 | 0 | 0 | 0 | 0 | 0 | 0 | 0 | 0 | 0 | 0 | 0 | 0 | 0 | 0 | 0 | 0 | 0 | 0 | 0
F9_Commercial_OR - College_Existing_Space Heating_Natural Gas_Advanced Kitchen Ventilation Controls_A_Achievable Economic UCT Potential | F9 | Commercial | OR - College | Existing | Space Heating | Natural Gas | Advanced Kitchen Ventilation Controls | A | Cumulative Winter Peak Savings (MW) | Achievable Economic UCT Potential | 0 | 0 | 0 | 0 | 0 | 0 | 0 | 0 | 0 | 0 | 0 | 0 | 0 | 0 | 0 | 0 | 0 | 0 | 0 | 0 | 0 | 0 | 0 | 0 | 0 | 0 | 0
F10_Commercial_OR - College_Existing_Space Heating_Natural Gas_Advanced Kitchen Ventilation Controls_A_Achievable Economic UCT Potential | F10 | Commercial | OR - College | Existing | Space Heating | Natural Gas | Advanced Kitchen Ventilation Controls | A | Purchases (Incremental) | Achievable Economic UCT Potential | 0 | 0 | 2730.8303 | 5605.3885 | 5605.3885 | 5605.3885 | 5605.3885 | 5605.3885 | 5605.3885 | 5605.3885 | 5605.3885 | 5605.3885 | 5605.3885 | 5605.3885 | 5605.3885 | 5605.3885 | 5605.3885 | 2874.5582 | 0 | 8.1855e-12 | 0 | 0 | 0 | 0 | 0 | 0 | 0
F11_Commercial_OR - College_Existing_Space Heating_Natural Gas_Advanced Kitchen Ventilation Controls_A_Achievable Economic UCT Potential | F11 | Commercial | OR - College | Existing | Space Heating | Natural Gas | Advanced Kitchen Ventilation Controls | A | Purchases (Cumulative) | Achievable Economic UCT Potential | 0 | 0 | 2730.8303 | 8336.2188 | 13941.6074 | 19546.9959 | 25152.3844 | 30757.773 | 36363.1615 | 41968.55 | 47573.9386 | 53179.3271 | 58784.7156 | 64390.1042 | 69995.4927 | 75600.8813 | 81206.2698 | 84080.828 | 84080.828 | 84080.828 | 84080.828 | 84080.828 | 84080.828 | 84080.828 | 84080.828 | 84080.828 | 84080.828
F1_Commercial_OR - College_Existing_Space Heating_Natural Gas_Infiltration Control - Loading Dock Sealing_A_Achievable Economic UCT Potential | F1 | Commercial | OR - College | Existing | Space Heating | Natural Gas | Infiltration Control - Loading Dock Sealing | A | Integrated Unit Energy Savings (kWh or therms) | Achievable Economic UCT Potential | 0 | 0 | 212.8713 | 210.1193 | 207.1226 | 203.9252 | 200.4665 | 196.6744 | 192.5285 | 188.0318 | 183.2176 | 178.1689 | 173.1035 | 168.1285 | 163.3578 | 158.9075 | 154.9226 | 151.7714 | 149.4729 | 147.592 | 146.2389 | 145.0074 | 144.8021 | 144.6142 | 144.4424 | 144.2849 | 144.1407
F2_Commercial_OR - College_Existing_Space Heating_Natural Gas_Infiltration Control - Loading Dock Sealing_A_Achievable Economic UCT Potential | F2 | Commercial | OR - College | Existing | Space Heating | Natural Gas | Infiltration Control - Loading Dock Sealing | A | Integrated Unit Summer Peak Savings (kW) | Achievable Economic UCT Potential | 0 | 0 | 0 | 0 | 0 | 0 | 0 | 0 | 0 | 0 | 0 | 0 | 0 | 0 | 0 | 0 | 0 | 0 | 0 | 0 | 0 | 0 | 0 | 0 | 0 | 0 | 0
F3_Commercial_OR - College_Existing_Space Heating_Natural Gas_Infiltration Control - Loading Dock Sealing_A_Achievable Economic UCT Potential | F3 | Commercial | OR - College | Existing | Space Heating | Natural Gas | Infiltration Control - Loading Dock Sealing | A | Integrated Unit Winter Peak Savings (kW) | Achievable Economic UCT Potential | 0 | 0 | 0 | 0 | 0 | 0 | 0 | 0 | 0 | 0 | 0 | 0 | 0 | 0 | 0 | 0 | 0 | 0 | 0 | 0 | 0 | 0 | 0 | 0 | 0 | 0 | 0
F4_Commercial_OR - College_Existing_Space Heating_Natural Gas_Infiltration Control - Loading Dock Sealing_A_Achievable Economic UCT Potential | F4 | Commercial | OR - College | Existing | Space Heating | Natural Gas | Infiltration Control - Loading Dock Sealing | A | Incremental Energy Savings (MWh or mTherms) | Achievable Economic UCT Potential | 0 | 0 | 0 | 0 | 0 | 0 | 0 | 0 | 0 | 0 | 0 | 0 | 0 | 0 | 0 | 0 | 0 | 0 | 0 | 0 | 0 | 0 | 0 | 0 | 0 | 0 | 0
F5_Commercial_OR - College_Existing_Space Heating_Natural Gas_Infiltration Control - Loading Dock Sealing_A_Achievable Economic UCT Potential | F5 | Commercial | OR - College | Existing | Space Heating | Natural Gas | Infiltration Control - Loading Dock Sealing | A | Incremental Summer Peak Savings (MW) | Achievable Economic UCT Potential | 0 | 0 | 0 | 0 | 0 | 0 | 0 | 0 | 0 | 0 | 0 | 0 | 0 | 0 | 0 | 0 | 0 | 0 | 0 | 0 | 0 | 0 | 0 | 0 | 0 | 0 | 0
F6_Commercial_OR - College_Existing_Space Heating_Natural Gas_Infiltration Control - Loading Dock Sealing_A_Achievable Economic UCT Potential | F6 | Commercial | OR - College | Existing | Space Heating | Natural Gas | Infiltration Control - Loading Dock Sealing | A | Incremental Winter Peak Savings (MW) | Achievable Economic UCT Potential | 0 | 0 | 0 | 0 | 0 | 0 | 0 | 0 | 0 | 0 | 0 | 0 | 0 | 0 | 0 | 0 | 0 | 0 | 0 | 0 | 0 | 0 | 0 | 0 | 0 | 0 | 0
F7_Commercial_OR - College_Existing_Space Heating_Natural Gas_Infiltration Control - Loading Dock Sealing_A_Achievable Economic UCT Potential | F7 | Commercial | OR - College | Existing | Space Heating | Natural Gas | Infiltration Control - Loading Dock Sealing | A | Cumulative Energy Savings (MWh or mTherms) | Achievable Economic UCT Potential | 0 | 0 | 0 | 0 | 0 | 0 | 0 | 0 | 0 | 0 | 0 | 0 | 0 | 0 | 0 | 0 | 0 | 0 | 0 | 0 | 0 | 0 | 0 | 0 | 0 | 0 | 0
F8_Commercial_OR - College_Existing_Space Heating_Natural Gas_Infiltration Control - Loading Dock Sealing_A_Achievable Economic UCT Potential | F8 | Commercial | OR - College | Existing | Space Heating | Natural Gas | Infiltration Control - Loading Dock Sealing | A | Cumulative Summer Peak Savings (MW) | Achievable Economic UCT Potential | 0 | 0 | 0 | 0 | 0 | 0 | 0 | 0 | 0 | 0 | 0 | 0 | 0 | 0 | 0 | 0 | 0 | 0 | 0 | 0 | 0 | 0 | 0 | 0 | 0 | 0 | 0
F9_Commercial_OR - College_Existing_Space Heating_Natural Gas_Infiltration Control - Loading Dock Sealing_A_Achievable Economic UCT Potential | F9 | Commercial | OR - College | Existing | Space Heating | Natural Gas | Infiltration Control - Loading Dock Sealing | A | Cumulative Winter Peak Savings (MW) | Achievable Economic UCT Potential | 0 | 0 | 0 | 0 | 0 | 0 | 0 | 0 | 0 | 0 | 0 | 0 | 0 | 0 | 0 | 0 | 0 | 0 | 0 | 0 | 0 | 0 | 0 | 0 | 0 | 0 | 0
F10_Commercial_OR - College_Existing_Space Heating_Natural Gas_Infiltration Control - Loading Dock Sealing_A_Achievable Economic UCT Potential | F10 | Commercial | OR - College | Existing | Space Heating | Natural Gas | Infiltration Control - Loading Dock Sealing | A | Purchases (Incremental) | Achievable Economic UCT Potential | 0 | 0 | 0 | 0 | 0 | 0 | 0 | 0 | 0 | 0 | 0 | 0 | 0 | 0 | 0 | 0 | 0 | 0 | 0 | 0 | 0 | 0 | 0 | 0 | 0 | 0 | 0
F11_Commercial_OR - College_Existing_Space Heating_Natural Gas_Infiltration Control - Loading Dock Sealing_A_Achievable Economic UCT Potential | F11 | Commercial | OR - College | Existing | Space Heating | Natural Gas | Infiltration Control - Loading Dock Sealing | A | Purchases (Cumulative) | Achievable Economic UCT Potential | 0 | 0 | 0 | 0 | 0 | 0 | 0 | 0 | 0 | 0 | 0 | 0 | 0 | 0 | 0 | 0 | 0 | 0 | 0 | 0 | 0 | 0 | 0 | 0 | 0 | 0 | 0
F1_Commercial_OR - College_Existing_Space Heating_Natural Gas_Greenhouse Heat Curtain_A_Achievable Economic UCT Potential | F1 | Commercial | OR - College | Existing | Space Heating | Natural Gas | Greenhouse Heat Curtain | A | Integrated Unit Energy Savings (kWh or therms) | Achievable Economic UCT Potential | 0 | 0 | 186.3734 | 184.7455 | 183.035 | 181.2567 | 179.383 | 177.3861 | 175.2489 | 172.9562 | 170.5001 | 167.9 | 165.2016 | 162.466 | 159.7792 | 157.2264 | 154.8831 | 153.0146 | 151.6419 | 150.4777 | 149.5924 | 148.7685 | 148.5589 | 148.3672 | 148.1918 | 148.0311 | 147.8838
F2_Commercial_OR - College_Existing_Space Heating_Natural Gas_Greenhouse Heat Curtain_A_Achievable Economic UCT Potential | F2 | Commercial | OR - College | Existing | Space Heating | Natural Gas | Greenhouse Heat Curtain | A | Integrated Unit Summer Peak Savings (kW) | Achievable Economic UCT Potential | 0 | 0 | 0 | 0 | 0 | 0 | 0 | 0 | 0 | 0 | 0 | 0 | 0 | 0 | 0 | 0 | 0 | 0 | 0 | 0 | 0 | 0 | 0 | 0 | 0 | 0 | 0
F3_Commercial_OR - College_Existing_Space Heating_Natural Gas_Greenhouse Heat Curtain_A_Achievable Economic UCT Potential | F3 | Commercial | OR - College | Existing | Space Heating | Natural Gas | Greenhouse Heat Curtain | A | Integrated Unit Winter Peak Savings (kW) | Achievable Economic UCT Potential | 0 | 0 | 0 | 0 | 0 | 0 | 0 | 0 | 0 | 0 | 0 | 0 | 0 | 0 | 0 | 0 | 0 | 0 | 0 | 0 | 0 | 0 | 0 | 0 | 0 | 0 | 0
F4_Commercial_OR - College_Existing_Space Heating_Natural Gas_Greenhouse Heat Curtain_A_Achievable Economic UCT Potential | F4 | Commercial | OR - College | Existing | Space Heating | Natural Gas | Greenhouse Heat Curtain | A | Incremental Energy Savings (MWh or mTherms) | Achievable Economic UCT Potential | 0 | 0 | 0 | 0 | 0 | 0 | 0 | 0 | 0 | 0 | 0 | 0 | 0 | 0 | 0 | 0 | 0 | 0 | 0 | 0 | 0 | 0 | 0 | 0 | 0 | 0 | 0
F5_Commercial_OR - College_Existing_Space Heating_Natural Gas_Greenhouse Heat Curtain_A_Achievable Economic UCT Potential | F5 | Commercial | OR - College | Existing | Space Heating | Natural Gas | Greenhouse Heat Curtain | A | Incremental Summer Peak Savings (MW) | Achievable Economic UCT Potential | 0 | 0 | 0 | 0 | 0 | 0 | 0 | 0 | 0 | 0 | 0 | 0 | 0 | 0 | 0 | 0 | 0 | 0 | 0 | 0 | 0 | 0 | 0 | 0 | 0 | 0 | 0
F6_Commercial_OR - College_Existing_Space Heating_Natural Gas_Greenhouse Heat Curtain_A_Achievable Economic UCT Potential | F6 | Commercial | OR - College | Existing | Space Heating | Natural Gas | Greenhouse Heat Curtain | A | Incremental Winter Peak Savings (MW) | Achievable Economic UCT Potential | 0 | 0 | 0 | 0 | 0 | 0 | 0 | 0 | 0 | 0 | 0 | 0 | 0 | 0 | 0 | 0 | 0 | 0 | 0 | 0 | 0 | 0 | 0 | 0 | 0 | 0 | 0
F7_Commercial_OR - College_Existing_Space Heating_Natural Gas_Greenhouse Heat Curtain_A_Achievable Economic UCT Potential | F7 | Commercial | OR - College | Existing | Space Heating | Natural Gas | Greenhouse Heat Curtain | A | Cumulative Energy Savings (MWh or mTherms) | Achievable Economic UCT Potential | 0 | 0 | 0 | 0 | 0 | 0 | 0 | 0 | 0 | 0 | 0 | 0 | 0 | 0 | 0 | 0 | 0 | 0 | 0 | 0 | 0 | 0 | 0 | 0 | 0 | 0 | 0
F8_Commercial_OR - College_Existing_Space Heating_Natural Gas_Greenhouse Heat Curtain_A_Achievable Economic UCT Potential | F8 | Commercial | OR - College | Existing | Space Heating | Natural Gas | Greenhouse Heat Curtain | A | Cumulative Summer Peak Savings (MW) | Achievable Economic UCT Potential | 0 | 0 | 0 | 0 | 0 | 0 | 0 | 0 | 0 | 0 | 0 | 0 | 0 | 0 | 0 | 0 | 0 | 0 | 0 | 0 | 0 | 0 | 0 | 0 | 0 | 0 | 0
F9_Commercial_OR - College_Existing_Space Heating_Natural Gas_Greenhouse Heat Curtain_A_Achievable Economic UCT Potential | F9 | Commercial | OR - College | Existing | Space Heating | Natural Gas | Greenhouse Heat Curtain | A | Cumulative Winter Peak Savings (MW) | Achievable Economic UCT Potential | 0 | 0 | 0 | 0 | 0 | 0 | 0 | 0 | 0 | 0 | 0 | 0 | 0 | 0 | 0 | 0 | 0 | 0 | 0 | 0 | 0 | 0 | 0 | 0 | 0 | 0 | 0
F10_Commercial_OR - College_Existing_Space Heating_Natural Gas_Greenhouse Heat Curtain_A_Achievable Economic UCT Potential | F10 | Commercial | OR - College | Existing | Space Heating | Natural Gas | Greenhouse Heat Curtain | A | Purchases (Incremental) | Achievable Economic UCT Potential | 0 | 0 | 0 | 0 | 0 | 0 | 0 | 0 | 0 | 0 | 0 | 0 | 0 | 0 | 0 | 0 | 0 | 0 | 0 | 0 | 0 | 0 | 0 | 0 | 0 | 0 | 0
F11_Commercial_OR - College_Existing_Space Heating_Natural Gas_Greenhouse Heat Curtain_A_Achievable Economic UCT Potential | F11 | Commercial | OR - College | Existing | Space Heating | Natural Gas | Greenhouse Heat Curtain | A | Purchases (Cumulative) | Achievable Economic UCT Potential | 0 | 0 | 0 | 0 | 0 | 0 | 0 | 0 | 0 | 0 | 0 | 0 | 0 | 0 | 0 | 0 | 0 | 0 | 0 | 0 | 0 | 0 | 0 | 0 | 0 | 0 | 0
F1_Commercial_OR - College_Existing_Space Heating_Natural Gas_Ventilation - Parking Garages, Demand Controlled_A_Achievable Economic UCT Potential | F1 | Commercial | OR - College | Existing | Space Heating | Natural Gas | Ventilation - Parking Garages, Demand Controlled | A | Integrated Unit Energy Savings (kWh or therms) | Achievable Economic UCT Potential | 0 | 0 | 0 | 0 | 0 | 0 | 0 | 0 | 0 | 0 | 0 | 0 | 0 | 0 | 0 | 0 | 0 | 0 | 0 | 0 | 0 | 0 | 0 | 0 | 0 | 0 | 0
F2_Commercial_OR - College_Existing_Space Heating_Natural Gas_Ventilation - Parking Garages, Demand Controlled_A_Achievable Economic UCT Potential | F2 | Commercial | OR - College | Existing | Space Heating | Natural Gas | Ventilation - Parking Garages, Demand Controlled | A | Integrated Unit Summer Peak Savings (kW) | Achievable Economic UCT Potential | 0 | 0 | 0 | 0 | 0 | 0 | 0 | 0 | 0 | 0 | 0 | 0 | 0 | 0 | 0 | 0 | 0 | 0 | 0 | 0 | 0 | 0 | 0 | 0 | 0 | 0 | 0
F3_Commercial_OR - College_Existing_Space Heating_Natural Gas_Ventilation - Parking Garages, Demand Controlled_A_Achievable Economic UCT Potential | F3 | Commercial | OR - College | Existing | Space Heating | Natural Gas | Ventilation - Parking Garages, Demand Controlled | A | Integrated Unit Winter Peak Savings (kW) | Achievable Economic UCT Potential | 0 | 0 | 0 | 0 | 0 | 0 | 0 | 0 | 0 | 0 | 0 | 0 | 0 | 0 | 0 | 0 | 0 | 0 | 0 | 0 | 0 | 0 | 0 | 0 | 0 | 0 | 0
F4_Commercial_OR - College_Existing_Space Heating_Natural Gas_Ventilation - Parking Garages, Demand Controlled_A_Achievable Economic UCT Potential | F4 | Commercial | OR - College | Existing | Space Heating | Natural Gas | Ventilation - Parking Garages, Demand Controlled | A | Incremental Energy Savings (MWh or mTherms) | Achievable Economic UCT Potential | 0 | 0 | 0 | 0 | 0 | 0 | 0 | 0 | 0 | 0 | 0 | 0 | 0 | 0 | 0 | 0 | 0 | 0 | 0 | 0 | 0 | 0 | 0 | 0 | 0 | 0 | 0
F5_Commercial_OR - College_Existing_Space Heating_Natural Gas_Ventilation - Parking Garages, Demand Controlled_A_Achievable Economic UCT Potential | F5 | Commercial | OR - College | Existing | Space Heating | Natural Gas | Ventilation - Parking Garages, Demand Controlled | A | Incremental Summer Peak Savings (MW) | Achievable Economic UCT Potential | 0 | 0 | 0 | 0 | 0 | 0 | 0 | 0 | 0 | 0 | 0 | 0 | 0 | 0 | 0 | 0 | 0 | 0 | 0 | 0 | 0 | 0 | 0 | 0 | 0 | 0 | 0
F6_Commercial_OR - College_Existing_Space Heating_Natural Gas_Ventilation - Parking Garages, Demand Controlled_A_Achievable Economic UCT Potential | F6 | Commercial | OR - College | Existing | Space Heating | Natural Gas | Ventilation - Parking Garages, Demand Controlled | A | Incremental Winter Peak Savings (MW) | Achievable Economic UCT Potential | 0 | 0 | 0 | 0 | 0 | 0 | 0 | 0 | 0 | 0 | 0 | 0 | 0 | 0 | 0 | 0 | 0 | 0 | 0 | 0 | 0 | 0 | 0 | 0 | 0 | 0 | 0
F7_Commercial_OR - College_Existing_Space Heating_Natural Gas_Ventilation - Parking Garages, Demand Controlled_A_Achievable Economic UCT Potential | F7 | Commercial | OR - College | Existing | Space Heating | Natural Gas | Ventilation - Parking Garages, Demand Controlled | A | Cumulative Energy Savings (MWh or mTherms) | Achievable Economic UCT Potential | 0 | 0 | 0 | 0 | 0 | 0 | 0 | 0 | 0 | 0 | 0 | 0 | 0 | 0 | 0 | 0 | 0 | 0 | 0 | 0 | 0 | 0 | 0 | 0 | 0 | 0 | 0
F8_Commercial_OR - College_Existing_Space Heating_Natural Gas_Ventilation - Parking Garages, Demand Controlled_A_Achievable Economic UCT Potential | F8 | Commercial | OR - College | Existing | Space Heating | Natural Gas | Ventilation - Parking Garages, Demand Controlled | A | Cumulative Summer Peak Savings (MW) | Achievable Economic UCT Potential | 0 | 0 | 0 | 0 | 0 | 0 | 0 | 0 | 0 | 0 | 0 | 0 | 0 | 0 | 0 | 0 | 0 | 0 | 0 | 0 | 0 | 0 | 0 | 0 | 0 | 0 | 0
F9_Commercial_OR - College_Existing_Space Heating_Natural Gas_Ventilation - Parking Garages, Demand Controlled_A_Achievable Economic UCT Potential | F9 | Commercial | OR - College | Existing | Space Heating | Natural Gas | Ventilation - Parking Garages, Demand Controlled | A | Cumulative Winter Peak Savings (MW) | Achievable Economic UCT Potential | 0 | 0 | 0 | 0 | 0 | 0 | 0 | 0 | 0 | 0 | 0 | 0 | 0 | 0 | 0 | 0 | 0 | 0 | 0 | 0 | 0 | 0 | 0 | 0 | 0 | 0 | 0
F10_Commercial_OR - College_Existing_Space Heating_Natural Gas_Ventilation - Parking Garages, Demand Controlled_A_Achievable Economic UCT Potential | F10 | Commercial | OR - College | Existing | Space Heating | Natural Gas | Ventilation - Parking Garages, Demand Controlled | A | Purchases (Incremental) | Achievable Economic UCT Potential | 0 | 0 | 0 | 0 | 0 | 0 | 0 | 0 | 0 | 0 | 0 | 0 | 0 | 0 | 0 | 0 | 0 | 0 | 0 | 0 | 0 | 0 | 0 | 0 | 0 | 0 | 0
F11_Commercial_OR - College_Existing_Space Heating_Natural Gas_Ventilation - Parking Garages, Demand Controlled_A_Achievable Economic UCT Potential | F11 | Commercial | OR - College | Existing | Space Heating | Natural Gas | Ventilation - Parking Garages, Demand Controlled | A | Purchases (Cumulative) | Achievable Economic UCT Potential | 0 | 0 | 0 | 0 | 0 | 0 | 0 | 0 | 0 | 0 | 0 | 0 | 0 | 0 | 0 | 0 | 0 | 0 | 0 | 0 | 0 | 0 | 0 | 0 | 0 | 0 | 0
F1_Commercial_OR - College_Existing_Miscellaneous_Natural Gas_Pool Heater - Night Covers_A_Achievable Economic UCT Potential | F1 | Commercial | OR - College | Existing | Miscellaneous | Natural Gas | Pool Heater - Night Covers | A | Integrated Unit Energy Savings (kWh or therms) | Achievable Economic UCT Potential | 0 | 0 | 0.0011799 | 0.0011799 | 0.0011799 | 0.0011799 | 0.0011799 | 0.0011799 | 0.0011799 | 0.0011799 | 0.0011799 | 0.0011799 | 0.0011799 | 0.0011799 | 0.0011799 | 0.0011799 | 0.0011799 | 0.0011799 | 0.0011799 | 0.0011799 | 0.0011799 | 0.0011798 | 0.0011798 | 0.0011798 | 0.0011797 | 0.0011796 | 0.0011796
F2_Commercial_OR - College_Existing_Miscellaneous_Natural Gas_Pool Heater - Night Covers_A_Achievable Economic UCT Potential | F2 | Commercial | OR - College | Existing | Miscellaneous | Natural Gas | Pool Heater - Night Covers | A | Integrated Unit Summer Peak Savings (kW) | Achievable Economic UCT Potential | 0 | 0 | 0 | 0 | 0 | 0 | 0 | 0 | 0 | 0 | 0 | 0 | 0 | 0 | 0 | 0 | 0 | 0 | 0 | 0 | 0 | 0 | 0 | 0 | 0 | 0 | 0
F3_Commercial_OR - College_Existing_Miscellaneous_Natural Gas_Pool Heater - Night Covers_A_Achievable Economic UCT Potential | F3 | Commercial | OR - College | Existing | Miscellaneous | Natural Gas | Pool Heater - Night Covers | A | Integrated Unit Winter Peak Savings (kW) | Achievable Economic UCT Potential | 0 | 0 | 0 | 0 | 0 | 0 | 0 | 0 | 0 | 0 | 0 | 0 | 0 | 0 | 0 | 0 | 0 | 0 | 0 | 0 | 0 | 0 | 0 | 0 | 0 | 0 | 0
F4_Commercial_OR - College_Existing_Miscellaneous_Natural Gas_Pool Heater - Night Covers_A_Achievable Economic UCT Potential | F4 | Commercial | OR - College | Existing | Miscellaneous | Natural Gas | Pool Heater - Night Covers | A | Incremental Energy Savings (MWh or mTherms) | Achievable Economic UCT Potential | 0 | 0 | 0 | 0 | 0 | 0 | 0 | 0 | 0 | 0 | 0 | 0 | 0 | 0 | 0 | 0 | 0 | 0 | 0 | 0 | 0 | 0 | 0 | 0 | 0 | 0 | 0
F5_Commercial_OR - College_Existing_Miscellaneous_Natural Gas_Pool Heater - Night Covers_A_Achievable Economic UCT Potential | F5 | Commercial | OR - College | Existing | Miscellaneous | Natural Gas | Pool Heater - Night Covers | A | Incremental Summer Peak Savings (MW) | Achievable Economic UCT Potential | 0 | 0 | 0 | 0 | 0 | 0 | 0 | 0 | 0 | 0 | 0 | 0 | 0 | 0 | 0 | 0 | 0 | 0 | 0 | 0 | 0 | 0 | 0 | 0 | 0 | 0 | 0
F6_Commercial_OR - College_Existing_Miscellaneous_Natural Gas_Pool Heater - Night Covers_A_Achievable Economic UCT Potential | F6 | Commercial | OR - College | Existing | Miscellaneous | Natural Gas | Pool Heater - Night Covers | A | Incremental Winter Peak Savings (MW) | Achievable Economic UCT Potential | 0 | 0 | 0 | 0 | 0 | 0 | 0 | 0 | 0 | 0 | 0 | 0 | 0 | 0 | 0 | 0 | 0 | 0 | 0 | 0 | 0 | 0 | 0 | 0 | 0 | 0 | 0
F7_Commercial_OR - College_Existing_Miscellaneous_Natural Gas_Pool Heater - Night Covers_A_Achievable Economic UCT Potential | F7 | Commercial | OR - College | Existing | Miscellaneous | Natural Gas | Pool Heater - Night Covers | A | Cumulative Energy Savings (MWh or mTherms) | Achievable Economic UCT Potential | 0 | 0 | 0 | 0 | 0 | 0 | 0 | 0 | 0 | 0 | 0 | 0 | 0 | 0 | 0 | 0 | 0 | 0 | 0 | 0 | 0 | 0 | 0 | 0 | 0 | 0 | 0
F8_Commercial_OR - College_Existing_Miscellaneous_Natural Gas_Pool Heater - Night Covers_A_Achievable Economic UCT Potential | F8 | Commercial | OR - College | Existing | Miscellaneous | Natural Gas | Pool Heater - Night Covers | A | Cumulative Summer Peak Savings (MW) | Achievable Economic UCT Potential | 0 | 0 | 0 | 0 | 0 | 0 | 0 | 0 | 0 | 0 | 0 | 0 | 0 | 0 | 0 | 0 | 0 | 0 | 0 | 0 | 0 | 0 | 0 | 0 | 0 | 0 | 0
F9_Commercial_OR - College_Existing_Miscellaneous_Natural Gas_Pool Heater - Night Covers_A_Achievable Economic UCT Potential | F9 | Commercial | OR - College | Existing | Miscellaneous | Natural Gas | Pool Heater - Night Covers | A | Cumulative Winter Peak Savings (MW) | Achievable Economic UCT Potential | 0 | 0 | 0 | 0 | 0 | 0 | 0 | 0 | 0 | 0 | 0 | 0 | 0 | 0 | 0 | 0 | 0 | 0 | 0 | 0 | 0 | 0 | 0 | 0 | 0 | 0 | 0
F10_Commercial_OR - College_Existing_Miscellaneous_Natural Gas_Pool Heater - Night Covers_A_Achievable Economic UCT Potential | F10 | Commercial | OR - College | Existing | Miscellaneous | Natural Gas | Pool Heater - Night Covers | A | Purchases (Incremental) | Achievable Economic UCT Potential | 0 | 0 | 0 | 0 | 0 | 0 | 0 | 0 | 0 | 0 | 0 | 0 | 0 | 0 | 0 | 0 | 0 | 0 | 0 | 0 | 0 | 0 | 0 | 0 | 0 | 0 | 0
F11_Commercial_OR - College_Existing_Miscellaneous_Natural Gas_Pool Heater - Night Covers_A_Achievable Economic UCT Potential | F11 | Commercial | OR - College | Existing | Miscellaneous | Natural Gas | Pool Heater - Night Covers | A | Purchases (Cumulative) | Achievable Economic UCT Potential | 0 | 0 | 0 | 0 | 0 | 0 | 0 | 0 | 0 | 0 | 0 | 0 | 0 | 0 | 0 | 0 | 0 | 0 | 0 | 0 | 0 | 0 | 0 | 0 | 0 | 0 | 0
F1_Commercial_OR - College_Existing_Space Heating_Natural Gas_Advanced New Construction Designs_A_Achievable Economic UCT Potential | F1 | Commercial | OR - College | Existing | Space Heating | Natural Gas | Advanced New Construction Designs | A | Integrated Unit Energy Savings (kWh or therms) | Achievable Economic UCT Potential | 0 | 0 | 0 | 0 | 0 | 0 | 0 | 0 | 0 | 0 | 0 | 0 | 0 | 0 | 0 | 0 | 0 | 0 | 0 | 0 | 0 | 0 | 0 | 0 | 0 | 0 | 0
F2_Commercial_OR - College_Existing_Space Heating_Natural Gas_Advanced New Construction Designs_A_Achievable Economic UCT Potential | F2 | Commercial | OR - College | Existing | Space Heating | Natural Gas | Advanced New Construction Designs | A | Integrated Unit Summer Peak Savings (kW) | Achievable Economic UCT Potential | 0 | 0 | 0 | 0 | 0 | 0 | 0 | 0 | 0 | 0 | 0 | 0 | 0 | 0 | 0 | 0 | 0 | 0 | 0 | 0 | 0 | 0 | 0 | 0 | 0 | 0 | 0
F3_Commercial_OR - College_Existing_Space Heating_Natural Gas_Advanced New Construction Designs_A_Achievable Economic UCT Potential | F3 | Commercial | OR - College | Existing | Space Heating | Natural Gas | Advanced New Construction Designs | A | Integrated Unit Winter Peak Savings (kW) | Achievable Economic UCT Potential | 0 | 0 | 0 | 0 | 0 | 0 | 0 | 0 | 0 | 0 | 0 | 0 | 0 | 0 | 0 | 0 | 0 | 0 | 0 | 0 | 0 | 0 | 0 | 0 | 0 | 0 | 0
F4_Commercial_OR - College_Existing_Space Heating_Natural Gas_Advanced New Construction Designs_A_Achievable Economic UCT Potential | F4 | Commercial | OR - College | Existing | Space Heating | Natural Gas | Advanced New Construction Designs | A | Incremental Energy Savings (MWh or mTherms) | Achievable Economic UCT Potential | 0 | 0 | 0 | 0 | 0 | 0 | 0 | 0 | 0 | 0 | 0 | 0 | 0 | 0 | 0 | 0 | 0 | 0 | 0 | 0 | 0 | 0 | 0 | 0 | 0 | 0 | 0
F5_Commercial_OR - College_Existing_Space Heating_Natural Gas_Advanced New Construction Designs_A_Achievable Economic UCT Potential | F5 | Commercial | OR - College | Existing | Space Heating | Natural Gas | Advanced New Construction Designs | A | Incremental Summer Peak Savings (MW) | Achievable Economic UCT Potential | 0 | 0 | 0 | 0 | 0 | 0 | 0 | 0 | 0 | 0 | 0 | 0 | 0 | 0 | 0 | 0 | 0 | 0 | 0 | 0 | 0 | 0 | 0 | 0 | 0 | 0 | 0
F6_Commercial_OR - College_Existing_Space Heating_Natural Gas_Advanced New Construction Designs_A_Achievable Economic UCT Potential | F6 | Commercial | OR - College | Existing | Space Heating | Natural Gas | Advanced New Construction Designs | A | Incremental Winter Peak Savings (MW) | Achievable Economic UCT Potential | 0 | 0 | 0 | 0 | 0 | 0 | 0 | 0 | 0 | 0 | 0 | 0 | 0 | 0 | 0 | 0 | 0 | 0 | 0 | 0 | 0 | 0 | 0 | 0 | 0 | 0 | 0
F7_Commercial_OR - College_Existing_Space Heating_Natural Gas_Advanced New Construction Designs_A_Achievable Economic UCT Potential | F7 | Commercial | OR - College | Existing | Space Heating | Natural Gas | Advanced New Construction Designs | A | Cumulative Energy Savings (MWh or mTherms) | Achievable Economic UCT Potential | 0 | 0 | 0 | 0 | 0 | 0 | 0 | 0 | 0 | 0 | 0 | 0 | 0 | 0 | 0 | 0 | 0 | 0 | 0 | 0 | 0 | 0 | 0 | 0 | 0 | 0 | 0
F8_Commercial_OR - College_Existing_Space Heating_Natural Gas_Advanced New Construction Designs_A_Achievable Economic UCT Potential | F8 | Commercial | OR - College | Existing | Space Heating | Natural Gas | Advanced New Construction Designs | A | Cumulative Summer Peak Savings (MW) | Achievable Economic UCT Potential | 0 | 0 | 0 | 0 | 0 | 0 | 0 | 0 | 0 | 0 | 0 | 0 | 0 | 0 | 0 | 0 | 0 | 0 | 0 | 0 | 0 | 0 | 0 | 0 | 0 | 0 | 0
F9_Commercial_OR - College_Existing_Space Heating_Natural Gas_Advanced New Construction Designs_A_Achievable Economic UCT Potential | F9 | Commercial | OR - College | Existing | Space Heating | Natural Gas | Advanced New Construction Designs | A | Cumulative Winter Peak Savings (MW) | Achievable Economic UCT Potential | 0 | 0 | 0 | 0 | 0 | 0 | 0 | 0 | 0 | 0 | 0 | 0 | 0 | 0 | 0 | 0 | 0 | 0 | 0 | 0 | 0 | 0 | 0 | 0 | 0 | 0 | 0
F10_Commercial_OR - College_Existing_Space Heating_Natural Gas_Advanced New Construction Designs_A_Achievable Economic UCT Potential | F10 | Commercial | OR - College | Existing | Space Heating | Natural Gas | Advanced New Construction Designs | A | Purchases (Incremental) | Achievable Economic UCT Potential | 0 | 0 | 0 | 0 | 0 | 0 | 0 | 0 | 0 | 0 | 0 | 0 | 0 | 0 | 0 | 0 | 0 | 0 | 0 | 0 | 0 | 0 | 0 | 0 | 0 | 0 | 0
F11_Commercial_OR - College_Existing_Space Heating_Natural Gas_Advanced New Construction Designs_A_Achievable Economic UCT Potential | F11 | Commercial | OR - College | Existing | Space Heating | Natural Gas | Advanced New Construction Designs | A | Purchases (Cumulative) | Achievable Economic UCT Potential | 0 | 0 | 0 | 0 | 0 | 0 | 0 | 0 | 0 | 0 | 0 | 0 | 0 | 0 | 0 | 0 | 0 | 0 | 0 | 0 | 0 | 0 | 0 | 0 | 0 | 0 | 0
F1_Commercial_OR - College_Existing_Water Heating_Natural Gas_Advanced New Construction Designs_A_Achievable Economic UCT Potential | F1 | Commercial | OR - College | Existing | Water Heating | Natural Gas | Advanced New Construction Designs | A | Integrated Unit Energy Savings (kWh or therms) | Achievable Economic UCT Potential | 0 | 0 | 0 | 0 | 0 | 0 | 0 | 0 | 0 | 0 | 0 | 0 | 0 | 0 | 0 | 0 | 0 | 0 | 0 | 0 | 0 | 0 | 0 | 0 | 0 | 0 | 0
F2_Commercial_OR - College_Existing_Water Heating_Natural Gas_Advanced New Construction Designs_A_Achievable Economic UCT Potential | F2 | Commercial | OR - College | Existing | Water Heating | Natural Gas | Advanced New Construction Designs | A | Integrated Unit Summer Peak Savings (kW) | Achievable Economic UCT Potential | 0 | 0 | 0 | 0 | 0 | 0 | 0 | 0 | 0 | 0 | 0 | 0 | 0 | 0 | 0 | 0 | 0 | 0 | 0 | 0 | 0 | 0 | 0 | 0 | 0 | 0 | 0
F3_Commercial_OR - College_Existing_Water Heating_Natural Gas_Advanced New Construction Designs_A_Achievable Economic UCT Potential | F3 | Commercial | OR - College | Existing | Water Heating | Natural Gas | Advanced New Construction Designs | A | Integrated Unit Winter Peak Savings (kW) | Achievable Economic UCT Potential | 0 | 0 | 0 | 0 | 0 | 0 | 0 | 0 | 0 | 0 | 0 | 0 | 0 | 0 | 0 | 0 | 0 | 0 | 0 | 0 | 0 | 0 | 0 | 0 | 0 | 0 | 0
F4_Commercial_OR - College_Existing_Water Heating_Natural Gas_Advanced New Construction Designs_A_Achievable Economic UCT Potential | F4 | Commercial | OR - College | Existing | Water Heating | Natural Gas | Advanced New Construction Designs | A | Incremental Energy Savings (MWh or mTherms) | Achievable Economic UCT Potential | 0 | 0 | 0 | 0 | 0 | 0 | 0 | 0 | 0 | 0 | 0 | 0 | 0 | 0 | 0 | 0 | 0 | 0 | 0 | 0 | 0 | 0 | 0 | 0 | 0 | 0 | 0
F5_Commercial_OR - College_Existing_Water Heating_Natural Gas_Advanced New Construction Designs_A_Achievable Economic UCT Potential | F5 | Commercial | OR - College | Existing | Water Heating | Natural Gas | Advanced New Construction Designs | A | Incremental Summer Peak Savings (MW) | Achievable Economic UCT Potential | 0 | 0 | 0 | 0 | 0 | 0 | 0 | 0 | 0 | 0 | 0 | 0 | 0 | 0 | 0 | 0 | 0 | 0 | 0 | 0 | 0 | 0 | 0 | 0 | 0 | 0 | 0
F6_Commercial_OR - College_Existing_Water Heating_Natural Gas_Advanced New Construction Designs_A_Achievable Economic UCT Potential | F6 | Commercial | OR - College | Existing | Water Heating | Natural Gas | Advanced New Construction Designs | A | Incremental Winter Peak Savings (MW) | Achievable Economic UCT Potential | 0 | 0 | 0 | 0 | 0 | 0 | 0 | 0 | 0 | 0 | 0 | 0 | 0 | 0 | 0 | 0 | 0 | 0 | 0 | 0 | 0 | 0 | 0 | 0 | 0 | 0 | 0
F7_Commercial_OR - College_Existing_Water Heating_Natural Gas_Advanced New Construction Designs_A_Achievable Economic UCT Potential | F7 | Commercial | OR - College | Existing | Water Heating | Natural Gas | Advanced New Construction Designs | A | Cumulative Energy Savings (MWh or mTherms) | Achievable Economic UCT Potential | 0 | 0 | 0 | 0 | 0 | 0 | 0 | 0 | 0 | 0 | 0 | 0 | 0 | 0 | 0 | 0 | 0 | 0 | 0 | 0 | 0 | 0 | 0 | 0 | 0 | 0 | 0
F8_Commercial_OR - College_Existing_Water Heating_Natural Gas_Advanced New Construction Designs_A_Achievable Economic UCT Potential | F8 | Commercial | OR - College | Existing | Water Heating | Natural Gas | Advanced New Construction Designs | A | Cumulative Summer Peak Savings (MW) | Achievable Economic UCT Potential | 0 | 0 | 0 | 0 | 0 | 0 | 0 | 0 | 0 | 0 | 0 | 0 | 0 | 0 | 0 | 0 | 0 | 0 | 0 | 0 | 0 | 0 | 0 | 0 | 0 | 0 | 0
F9_Commercial_OR - College_Existing_Water Heating_Natural Gas_Advanced New Construction Designs_A_Achievable Economic UCT Potential | F9 | Commercial | OR - College | Existing | Water Heating | Natural Gas | Advanced New Construction Designs | A | Cumulative Winter Peak Savings (MW) | Achievable Economic UCT Potential | 0 | 0 | 0 | 0 | 0 | 0 | 0 | 0 | 0 | 0 | 0 | 0 | 0 | 0 | 0 | 0 | 0 | 0 | 0 | 0 | 0 | 0 | 0 | 0 | 0 | 0 | 0
F10_Commercial_OR - College_Existing_Water Heating_Natural Gas_Advanced New Construction Designs_A_Achievable Economic UCT Potential | F10 | Commercial | OR - College | Existing | Water Heating | Natural Gas | Advanced New Construction Designs | A | Purchases (Incremental) | Achievable Economic UCT Potential | 0 | 0 | 0 | 0 | 0 | 0 | 0 | 0 | 0 | 0 | 0 | 0 | 0 | 0 | 0 | 0 | 0 | 0 | 0 | 0 | 0 | 0 | 0 | 0 | 0 | 0 | 0
F11_Commercial_OR - College_Existing_Water Heating_Natural Gas_Advanced New Construction Designs_A_Achievable Economic UCT Potential | F11 | Commercial | OR - College | Existing | Water Heating | Natural Gas | Advanced New Construction Designs | A | Purchases (Cumulative) | Achievable Economic UCT Potential | 0 | 0 | 0 | 0 | 0 | 0 | 0 | 0 | 0 | 0 | 0 | 0 | 0 | 0 | 0 | 0 | 0 | 0 | 0 | 0 | 0 | 0 | 0 | 0 | 0 | 0 | 0
F1_Commercial_OR - College_Existing_Space Heating_Natural Gas_Strategic Energy Management_A_Achievable Economic UCT Potential | F1 | Commercial | OR - College | Existing | Space Heating | Natural Gas | Strategic Energy Management | A | Integrated Unit Energy Savings (kWh or therms) | Achievable Economic UCT Potential | 0 | 0 | 0.024672 | 0.024299 | 0.023895 | 0.023484 | 0.02306 | 0.022606 | 0.022113 | 0.021583 | 0.021022 | 0.020441 | 0.01986 | 0.019289 | 0.018742 | 0.018231 | 0.017774 | 0.017413 | 0.017149 | 0.016933 | 0.016778 | 0.016637 | 0.016613 | 0.016592 | 0.016572 | 0.016554 | 0.016537
F2_Commercial_OR - College_Existing_Space Heating_Natural Gas_Strategic Energy Management_A_Achievable Economic UCT Potential | F2 | Commercial | OR - College | Existing | Space Heating | Natural Gas | Strategic Energy Management | A | Integrated Unit Summer Peak Savings (kW) | Achievable Economic UCT Potential | 0 | 0 | 0 | 0 | 0 | 0 | 0 | 0 | 0 | 0 | 0 | 0 | 0 | 0 | 0 | 0 | 0 | 0 | 0 | 0 | 0 | 0 | 0 | 0 | 0 | 0 | 0
F3_Commercial_OR - College_Existing_Space Heating_Natural Gas_Strategic Energy Management_A_Achievable Economic UCT Potential | F3 | Commercial | OR - College | Existing | Space Heating | Natural Gas | Strategic Energy Management | A | Integrated Unit Winter Peak Savings (kW) | Achievable Economic UCT Potential | 0 | 0 | 0 | 0 | 0 | 0 | 0 | 0 | 0 | 0 | 0 | 0 | 0 | 0 | 0 | 0 | 0 | 0 | 0 | 0 | 0 | 0 | 0 | 0 | 0 | 0 | 0
F4_Commercial_OR - College_Existing_Space Heating_Natural Gas_Strategic Energy Management_A_Achievable Economic UCT Potential | F4 | Commercial | OR - College | Existing | Space Heating | Natural Gas | Strategic Energy Management | A | Incremental Energy Savings (MWh or mTherms) | Achievable Economic UCT Potential | 0 | 0 | 0.24929 | 0.50395 | 0.49558 | 0.24978 | 0 | 0 | 0 | 0 | 0 | 0 | 0 | 0 | 0 | 0 | 0 | 0 | 0 | 0 | 0 | 0 | 0 | 0 | 0 | 0 | 0
F5_Commercial_OR - College_Existing_Space Heating_Natural Gas_Strategic Energy Management_A_Achievable Economic UCT Potential | F5 | Commercial | OR - College | Existing | Space Heating | Natural Gas | Strategic Energy Management | A | Incremental Summer Peak Savings (MW) | Achievable Economic UCT Potential | 0 | 0 | 0 | 0 | 0 | 0 | 0 | 0 | 0 | 0 | 0 | 0 | 0 | 0 | 0 | 0 | 0 | 0 | 0 | 0 | 0 | 0 | 0 | 0 | 0 | 0 | 0
F6_Commercial_OR - College_Existing_Space Heating_Natural Gas_Strategic Energy Management_A_Achievable Economic UCT Potential | F6 | Commercial | OR - College | Existing | Space Heating | Natural Gas | Strategic Energy Management | A | Incremental Winter Peak Savings (MW) | Achievable Economic UCT Potential | 0 | 0 | 0 | 0 | 0 | 0 | 0 | 0 | 0 | 0 | 0 | 0 | 0 | 0 | 0 | 0 | 0 | 0 | 0 | 0 | 0 | 0 | 0 | 0 | 0 | 0 | 0
F7_Commercial_OR - College_Existing_Space Heating_Natural Gas_Strategic Energy Management_A_Achievable Economic UCT Potential | F7 | Commercial | OR - College | Existing | Space Heating | Natural Gas | Strategic Energy Management | A | Cumulative Energy Savings (MWh or mTherms) | Achievable Economic UCT Potential | 0 | 0 | 0.24929 | 0.74947 | 1.2326 | 1.4612 | 1.4348 | 1.4066 | 1.3759 | 1.3429 | 1.308 | 1.2718 | 1.2357 | 1.2002 | 1.1661 | 1.1344 | 1.1059 | 1.0834 | 1.067 | 1.0536 | 1.0439 | 1.0351 | 1.0337 | 1.0323 | 1.0311 | 1.03 | 1.0289
F8_Commercial_OR - College_Existing_Space Heating_Natural Gas_Strategic Energy Management_A_Achievable Economic UCT Potential | F8 | Commercial | OR - College | Existing | Space Heating | Natural Gas | Strategic Energy Management | A | Cumulative Summer Peak Savings (MW) | Achievable Economic UCT Potential | 0 | 0 | 0 | 0 | 0 | 0 | 0 | 0 | 0 | 0 | 0 | 0 | 0 | 0 | 0 | 0 | 0 | 0 | 0 | 0 | 0 | 0 | 0 | 0 | 0 | 0 | 0
F9_Commercial_OR - College_Existing_Space Heating_Natural Gas_Strategic Energy Management_A_Achievable Economic UCT Potential | F9 | Commercial | OR - College | Existing | Space Heating | Natural Gas | Strategic Energy Management | A | Cumulative Winter Peak Savings (MW) | Achievable Economic UCT Potential | 0 | 0 | 0 | 0 | 0 | 0 | 0 | 0 | 0 | 0 | 0 | 0 | 0 | 0 | 0 | 0 | 0 | 0 | 0 | 0 | 0 | 0 | 0 | 0 | 0 | 0 | 0
F10_Commercial_OR - College_Existing_Space Heating_Natural Gas_Strategic Energy Management_A_Achievable Economic UCT Potential | F10 | Commercial | OR - College | Existing | Space Heating | Natural Gas | Strategic Energy Management | A | Purchases (Incremental) | Achievable Economic UCT Potential | 0 | 0 | 10104.0722 | 20739.9376 | 20739.9376 | 10635.8654 | 0 | 0 | 0 | 0 | 0 | 0 | 0 | 0 | 0 | 0 | 0 | 0 | 0 | 0 | 0 | 0 | 0 | 0 | 0 | 0 | 0
F11_Commercial_OR - College_Existing_Space Heating_Natural Gas_Strategic Energy Management_A_Achievable Economic UCT Potential | F11 | Commercial | OR - College | Existing | Space Heating | Natural Gas | Strategic Energy Management | A | Purchases (Cumulative) | Achievable Economic UCT Potential | 0 | 0 | 10104.0722 | 30844.0097 | 51583.9473 | 62219.8127 | 62219.8127 | 62219.8127 | 62219.8127 | 62219.8127 | 62219.8127 | 62219.8127 | 62219.8127 | 62219.8127 | 62219.8127 | 62219.8127 | 62219.8127 | 62219.8127 | 62219.8127 | 62219.8127 | 62219.8127 | 62219.8127 | 62219.8127 | 62219.8127 | 62219.8127 | 62219.8127 | 62219.8127
F1_Commercial_OR - College_Existing_Water Heating_Natural Gas_Strategic Energy Management_A_Achievable Economic UCT Potential | F1 | Commercial | OR - College | Existing | Water Heating | Natural Gas | Strategic Energy Management | A | Integrated Unit Energy Savings (kWh or therms) | Achievable Economic UCT Potential | 0 | 0 | 0.01036 | 0.010126 | 0.0099091 | 0.00971 | 0.0095277 | 0.0093506 | 0.0091877 | 0.0090379 | 0.0089004 | 0.008779 | 0.0086802 | 0.0086035 | 0.0085542 | 0.0085046 | 0.0084683 | 0.0084395 | 0.0084169 | 0.0083987 | 0.0083858 | 0.0083767 | 0.0083702 | 0.0083655 | 0.0083593 | 0.0083577 | 0.0083564
F2_Commercial_OR - College_Existing_Water Heating_Natural Gas_Strategic Energy Management_A_Achievable Economic UCT Potential | F2 | Commercial | OR - College | Existing | Water Heating | Natural Gas | Strategic Energy Management | A | Integrated Unit Summer Peak Savings (kW) | Achievable Economic UCT Potential | 0 | 0 | 0 | 0 | 0 | 0 | 0 | 0 | 0 | 0 | 0 | 0 | 0 | 0 | 0 | 0 | 0 | 0 | 0 | 0 | 0 | 0 | 0 | 0 | 0 | 0 | 0
F3_Commercial_OR - College_Existing_Water Heating_Natural Gas_Strategic Energy Management_A_Achievable Economic UCT Potential | F3 | Commercial | OR - College | Existing | Water Heating | Natural Gas | Strategic Energy Management | A | Integrated Unit Winter Peak Savings (kW) | Achievable Economic UCT Potential | 0 | 0 | 0 | 0 | 0 | 0 | 0 | 0 | 0 | 0 | 0 | 0 | 0 | 0 | 0 | 0 | 0 | 0 | 0 | 0 | 0 | 0 | 0 | 0 | 0 | 0 | 0
F4_Commercial_OR - College_Existing_Water Heating_Natural Gas_Strategic Energy Management_A_Achievable Economic UCT Potential | F4 | Commercial | OR - College | Existing | Water Heating | Natural Gas | Strategic Energy Management | A | Incremental Energy Savings (MWh or mTherms) | Achievable Economic UCT Potential | 0 | 0 | 0.11792 | 0.23657 | 0.23151 | 0.11633 | 0 | 0 | 0 | 0 | 0 | 0 | 0 | 0 | 0 | 0 | 0 | 0 | 0 | 0 | 0 | 0 | 0 | 0 | 0 | 0 | 0
F5_Commercial_OR - College_Existing_Water Heating_Natural Gas_Strategic Energy Management_A_Achievable Economic UCT Potential | F5 | Commercial | OR - College | Existing | Water Heating | Natural Gas | Strategic Energy Management | A | Incremental Summer Peak Savings (MW) | Achievable Economic UCT Potential | 0 | 0 | 0 | 0 | 0 | 0 | 0 | 0 | 0 | 0 | 0 | 0 | 0 | 0 | 0 | 0 | 0 | 0 | 0 | 0 | 0 | 0 | 0 | 0 | 0 | 0 | 0
F6_Commercial_OR - College_Existing_Water Heating_Natural Gas_Strategic Energy Management_A_Achievable Economic UCT Potential | F6 | Commercial | OR - College | Existing | Water Heating | Natural Gas | Strategic Energy Management | A | Incremental Winter Peak Savings (MW) | Achievable Economic UCT Potential | 0 | 0 | 0 | 0 | 0 | 0 | 0 | 0 | 0 | 0 | 0 | 0 | 0 | 0 | 0 | 0 | 0 | 0 | 0 | 0 | 0 | 0 | 0 | 0 | 0 | 0 | 0
F7_Commercial_OR - College_Existing_Water Heating_Natural Gas_Strategic Energy Management_A_Achievable Economic UCT Potential | F7 | Commercial | OR - College | Existing | Water Heating | Natural Gas | Strategic Energy Management | A | Cumulative Energy Savings (MWh or mTherms) | Achievable Economic UCT Potential | 0 | 0 | 0.11792 | 0.35182 | 0.5758 | 0.68056 | 0.66778 | 0.65537 | 0.64395 | 0.63345 | 0.62381 | 0.6153 | 0.60838 | 0.60301 | 0.59955 | 0.59607 | 0.59353 | 0.59151 | 0.58993 | 0.58865 | 0.58775 | 0.58711 | 0.58665 | 0.58633 | 0.58589 | 0.58578 | 0.58569
F8_Commercial_OR - College_Existing_Water Heating_Natural Gas_Strategic Energy Management_A_Achievable Economic UCT Potential | F8 | Commercial | OR - College | Existing | Water Heating | Natural Gas | Strategic Energy Management | A | Cumulative Summer Peak Savings (MW) | Achievable Economic UCT Potential | 0 | 0 | 0 | 0 | 0 | 0 | 0 | 0 | 0 | 0 | 0 | 0 | 0 | 0 | 0 | 0 | 0 | 0 | 0 | 0 | 0 | 0 | 0 | 0 | 0 | 0 | 0
F9_Commercial_OR - College_Existing_Water Heating_Natural Gas_Strategic Energy Management_A_Achievable Economic UCT Potential | F9 | Commercial | OR - College | Existing | Water Heating | Natural Gas | Strategic Energy Management | A | Cumulative Winter Peak Savings (MW) | Achievable Economic UCT Potential | 0 | 0 | 0 | 0 | 0 | 0 | 0 | 0 | 0 | 0 | 0 | 0 | 0 | 0 | 0 | 0 | 0 | 0 | 0 | 0 | 0 | 0 | 0 | 0 | 0 | 0 | 0
F10_Commercial_OR - College_Existing_Water Heating_Natural Gas_Strategic Energy Management_A_Achievable Economic UCT Potential | F10 | Commercial | OR - College | Existing | Water Heating | Natural Gas | Strategic Energy Management | A | Purchases (Incremental) | Achievable Economic UCT Potential | 0 | 0 | 11381.8721 | 23362.7901 | 23362.7901 | 11980.918 | 0 | 0 | 0 | 0 | 0 | 0 | 0 | 0 | 0 | 0 | 0 | 0 | 0 | 0 | 0 | 0 | 0 | 0 | 0 | 0 | 0
F11_Commercial_OR - College_Existing_Water Heating_Natural Gas_Strategic Energy Management_A_Achievable Economic UCT Potential | F11 | Commercial | OR - College | Existing | Water Heating | Natural Gas | Strategic Energy Management | A | Purchases (Cumulative) | Achievable Economic UCT Potential | 0 | 0 | 11381.8721 | 34744.6622 | 58107.4523 | 70088.3703 | 70088.3703 | 70088.3703 | 70088.3703 | 70088.3703 | 70088.3703 | 70088.3703 | 70088.3703 | 70088.3703 | 70088.3703 | 70088.3703 | 70088.3703 | 70088.3703 | 70088.3703 | 70088.3703 | 70088.3703 | 70088.3703 | 70088.3703 | 70088.3703 | 70088.3703 | 70088.3703 | 70088.3703
F1_Commercial_OR - College_Existing_Space Heating_Natural Gas_Retrocommissioning_A_Achievable Economic UCT Potential | F1 | Commercial | OR - College | Existing | Space Heating | Natural Gas | Retrocommissioning | A | Integrated Unit Energy Savings (kWh or therms) | Achievable Economic UCT Potential | 0 | 0 | 0.030317 | 0.029904 | 0.029453 | 0.028969 | 0.028446 | 0.027886 | 0.027278 | 0.026624 | 0.025932 | 0.025215 | 0.024499 | 0.023794 | 0.023119 | 0.022489 | 0.021925 | 0.021479 | 0.021154 | 0.020888 | 0.020697 | 0.020522 | 0.020493 | 0.020467 | 0.020442 | 0.02042 | 0.0204
F2_Commercial_OR - College_Existing_Space Heating_Natural Gas_Retrocommissioning_A_Achievable Economic UCT Potential | F2 | Commercial | OR - College | Existing | Space Heating | Natural Gas | Retrocommissioning | A | Integrated Unit Summer Peak Savings (kW) | Achievable Economic UCT Potential | 0 | 0 | 0 | 0 | 0 | 0 | 0 | 0 | 0 | 0 | 0 | 0 | 0 | 0 | 0 | 0 | 0 | 0 | 0 | 0 | 0 | 0 | 0 | 0 | 0 | 0 | 0
F3_Commercial_OR - College_Existing_Space Heating_Natural Gas_Retrocommissioning_A_Achievable Economic UCT Potential | F3 | Commercial | OR - College | Existing | Space Heating | Natural Gas | Retrocommissioning | A | Integrated Unit Winter Peak Savings (kW) | Achievable Economic UCT Potential | 0 | 0 | 0 | 0 | 0 | 0 | 0 | 0 | 0 | 0 | 0 | 0 | 0 | 0 | 0 | 0 | 0 | 0 | 0 | 0 | 0 | 0 | 0 | 0 | 0 | 0 | 0
F4_Commercial_OR - College_Existing_Space Heating_Natural Gas_Retrocommissioning_A_Achievable Economic UCT Potential | F4 | Commercial | OR - College | Existing | Space Heating | Natural Gas | Retrocommissioning | A | Incremental Energy Savings (MWh or mTherms) | Achievable Economic UCT Potential | 0 | 0 | 0.48295 | 0.97782 | 0.96305 | 0.48576 | 0 | 0 | 9.9236e-17 | 0 | 0 | 0 | 0 | 0 | 0 | 0 | 0 | 0 | 0 | 0 | 0 | 0 | 0 | 0 | 0 | 0 | 0
F5_Commercial_OR - College_Existing_Space Heating_Natural Gas_Retrocommissioning_A_Achievable Economic UCT Potential | F5 | Commercial | OR - College | Existing | Space Heating | Natural Gas | Retrocommissioning | A | Incremental Summer Peak Savings (MW) | Achievable Economic UCT Potential | 0 | 0 | 0 | 0 | 0 | 0 | 0 | 0 | 0 | 0 | 0 | 0 | 0 | 0 | 0 | 0 | 0 | 0 | 0 | 0 | 0 | 0 | 0 | 0 | 0 | 0 | 0
F6_Commercial_OR - College_Existing_Space Heating_Natural Gas_Retrocommissioning_A_Achievable Economic UCT Potential | F6 | Commercial | OR - College | Existing | Space Heating | Natural Gas | Retrocommissioning | A | Incremental Winter Peak Savings (MW) | Achievable Economic UCT Potential | 0 | 0 | 0 | 0 | 0 | 0 | 0 | 0 | 0 | 0 | 0 | 0 | 0 | 0 | 0 | 0 | 0 | 0 | 0 | 0 | 0 | 0 | 0 | 0 | 0 | 0 | 0
F7_Commercial_OR - College_Existing_Space Heating_Natural Gas_Retrocommissioning_A_Achievable Economic UCT Potential | F7 | Commercial | OR - College | Existing | Space Heating | Natural Gas | Retrocommissioning | A | Cumulative Energy Savings (MWh or mTherms) | Achievable Economic UCT Potential | 0 | 0 | 0.48295 | 1.4542 | 2.3953 | 2.8417 | 2.7904 | 2.7355 | 2.6758 | 2.6117 | 2.5438 | 2.4735 | 2.4032 | 2.3341 | 2.2679 | 2.2061 | 2.1508 | 2.107 | 2.0751 | 2.049 | 2.0302 | 2.0131 | 2.0103 | 2.0077 | 2.0053 | 2.0031 | 2.0011
F8_Commercial_OR - College_Existing_Space Heating_Natural Gas_Retrocommissioning_A_Achievable Economic UCT Potential | F8 | Commercial | OR - College | Existing | Space Heating | Natural Gas | Retrocommissioning | A | Cumulative Summer Peak Savings (MW) | Achievable Economic UCT Potential | 0 | 0 | 0 | 0 | 0 | 0 | 0 | 0 | 0 | 0 | 0 | 0 | 0 | 0 | 0 | 0 | 0 | 0 | 0 | 0 | 0 | 0 | 0 | 0 | 0 | 0 | 0
F9_Commercial_OR - College_Existing_Space Heating_Natural Gas_Retrocommissioning_A_Achievable Economic UCT Potential | F9 | Commercial | OR - College | Existing | Space Heating | Natural Gas | Retrocommissioning | A | Cumulative Winter Peak Savings (MW) | Achievable Economic UCT Potential | 0 | 0 | 0 | 0 | 0 | 0 | 0 | 0 | 0 | 0 | 0 | 0 | 0 | 0 | 0 | 0 | 0 | 0 | 0 | 0 | 0 | 0 | 0 | 0 | 0 | 0 | 0
F10_Commercial_OR - College_Existing_Space Heating_Natural Gas_Retrocommissioning_A_Achievable Economic UCT Potential | F10 | Commercial | OR - College | Existing | Space Heating | Natural Gas | Retrocommissioning | A | Purchases (Incremental) | Achievable Economic UCT Potential | 0 | 0 | 15929.8435 | 32698.0998 | 32698.0998 | 16768.2563 | 0 | 0 | 3.638e-12 | 0 | 0 | 0 | 0 | 0 | 0 | 0 | 0 | 0 | 0 | 0 | 0 | 0 | 0 | 0 | 0 | 0 | 0
F11_Commercial_OR - College_Existing_Space Heating_Natural Gas_Retrocommissioning_A_Achievable Economic UCT Potential | F11 | Commercial | OR - College | Existing | Space Heating | Natural Gas | Retrocommissioning | A | Purchases (Cumulative) | Achievable Economic UCT Potential | 0 | 0 | 15929.8435 | 48627.9433 | 81326.043 | 98094.2993 | 98094.2993 | 98094.2993 | 98094.2993 | 98094.2993 | 98094.2993 | 98094.2993 | 98094.2993 | 98094.2993 | 98094.2993 | 98094.2993 | 98094.2993 | 98094.2993 | 98094.2993 | 98094.2993 | 98094.2993 | 98094.2993 | 98094.2993 | 98094.2993 | 98094.2993 | 98094.2993 | 98094.2993
F1_Commercial_OR - College_Existing_Water Heating_Natural Gas_Retrocommissioning_A_Achievable Economic UCT Potential | F1 | Commercial | OR - College | Existing | Water Heating | Natural Gas | Retrocommissioning | A | Integrated Unit Energy Savings (kWh or therms) | Achievable Economic UCT Potential | 0 | 0 | 0.012731 | 0.012462 | 0.012214 | 0.011978 | 0.011753 | 0.011534 | 0.011333 | 0.011149 | 0.010979 | 0.010829 | 0.010708 | 0.010613 | 0.010552 | 0.010491 | 0.010446 | 0.010411 | 0.010383 | 0.01036 | 0.010344 | 0.010333 | 0.010325 | 0.010319 | 0.010312 | 0.01031 | 0.010308
F2_Commercial_OR - College_Existing_Water Heating_Natural Gas_Retrocommissioning_A_Achievable Economic UCT Potential | F2 | Commercial | OR - College | Existing | Water Heating | Natural Gas | Retrocommissioning | A | Integrated Unit Summer Peak Savings (kW) | Achievable Economic UCT Potential | 0 | 0 | 0 | 0 | 0 | 0 | 0 | 0 | 0 | 0 | 0 | 0 | 0 | 0 | 0 | 0 | 0 | 0 | 0 | 0 | 0 | 0 | 0 | 0 | 0 | 0 | 0
F3_Commercial_OR - College_Existing_Water Heating_Natural Gas_Retrocommissioning_A_Achievable Economic UCT Potential | F3 | Commercial | OR - College | Existing | Water Heating | Natural Gas | Retrocommissioning | A | Integrated Unit Winter Peak Savings (kW) | Achievable Economic UCT Potential | 0 | 0 | 0 | 0 | 0 | 0 | 0 | 0 | 0 | 0 | 0 | 0 | 0 | 0 | 0 | 0 | 0 | 0 | 0 | 0 | 0 | 0 | 0 | 0 | 0 | 0 | 0
F4_Commercial_OR - College_Existing_Water Heating_Natural Gas_Retrocommissioning_A_Achievable Economic UCT Potential | F4 | Commercial | OR - College | Existing | Water Heating | Natural Gas | Retrocommissioning | A | Incremental Energy Savings (MWh or mTherms) | Achievable Economic UCT Potential | 0 | 0 | 0.22844 | 0.45901 | 0.44988 | 0.22625 | 0 | 0 | 0 | 0 | 0 | 0 | 0 | 0 | 0 | 0 | 0 | 0 | 0 | 0 | 0 | 0 | 0 | 0 | 0 | 0 | 0
F5_Commercial_OR - College_Existing_Water Heating_Natural Gas_Retrocommissioning_A_Achievable Economic UCT Potential | F5 | Commercial | OR - College | Existing | Water Heating | Natural Gas | Retrocommissioning | A | Incremental Summer Peak Savings (MW) | Achievable Economic UCT Potential | 0 | 0 | 0 | 0 | 0 | 0 | 0 | 0 | 0 | 0 | 0 | 0 | 0 | 0 | 0 | 0 | 0 | 0 | 0 | 0 | 0 | 0 | 0 | 0 | 0 | 0 | 0
F6_Commercial_OR - College_Existing_Water Heating_Natural Gas_Retrocommissioning_A_Achievable Economic UCT Potential | F6 | Commercial | OR - College | Existing | Water Heating | Natural Gas | Retrocommissioning | A | Incremental Winter Peak Savings (MW) | Achievable Economic UCT Potential | 0 | 0 | 0 | 0 | 0 | 0 | 0 | 0 | 0 | 0 | 0 | 0 | 0 | 0 | 0 | 0 | 0 | 0 | 0 | 0 | 0 | 0 | 0 | 0 | 0 | 0 | 0
F7_Commercial_OR - College_Existing_Water Heating_Natural Gas_Retrocommissioning_A_Achievable Economic UCT Potential | F7 | Commercial | OR - College | Existing | Water Heating | Natural Gas | Retrocommissioning | A | Cumulative Energy Savings (MWh or mTherms) | Achievable Economic UCT Potential | 0 | 0 | 0.22844 | 0.68263 | 1.1189 | 1.3235 | 1.2987 | 1.2746 | 1.2523 | 1.2319 | 1.2132 | 1.1966 | 1.1832 | 1.1727 | 1.166 | 1.1592 | 1.1543 | 1.1504 | 1.1473 | 1.1448 | 1.1431 | 1.1418 | 1.1409 | 1.1403 | 1.1394 | 1.1392 | 1.139
F8_Commercial_OR - College_Existing_Water Heating_Natural Gas_Retrocommissioning_A_Achievable Economic UCT Potential | F8 | Commercial | OR - College | Existing | Water Heating | Natural Gas | Retrocommissioning | A | Cumulative Summer Peak Savings (MW) | Achievable Economic UCT Potential | 0 | 0 | 0 | 0 | 0 | 0 | 0 | 0 | 0 | 0 | 0 | 0 | 0 | 0 | 0 | 0 | 0 | 0 | 0 | 0 | 0 | 0 | 0 | 0 | 0 | 0 | 0
F9_Commercial_OR - College_Existing_Water Heating_Natural Gas_Retrocommissioning_A_Achievable Economic UCT Potential | F9 | Commercial | OR - College | Existing | Water Heating | Natural Gas | Retrocommissioning | A | Cumulative Winter Peak Savings (MW) | Achievable Economic UCT Potential | 0 | 0 | 0 | 0 | 0 | 0 | 0 | 0 | 0 | 0 | 0 | 0 | 0 | 0 | 0 | 0 | 0 | 0 | 0 | 0 | 0 | 0 | 0 | 0 | 0 | 0 | 0
F10_Commercial_OR - College_Existing_Water Heating_Natural Gas_Retrocommissioning_A_Achievable Economic UCT Potential | F10 | Commercial | OR - College | Existing | Water Heating | Natural Gas | Retrocommissioning | A | Purchases (Incremental) | Achievable Economic UCT Potential | 0 | 0 | 17944.393 | 36833.2277 | 36833.2277 | 18888.8347 | 0 | 0 | 0 | 0 | 0 | 0 | 0 | 0 | 0 | 0 | 0 | 0 | 0 | 0 | 0 | 0 | 0 | 0 | 0 | 0 | 0
F11_Commercial_OR - College_Existing_Water Heating_Natural Gas_Retrocommissioning_A_Achievable Economic UCT Potential | F11 | Commercial | OR - College | Existing | Water Heating | Natural Gas | Retrocommissioning | A | Purchases (Cumulative) | Achievable Economic UCT Potential | 0 | 0 | 17944.393 | 54777.6206 | 91610.8483 | 110499.683 | 110499.683 | 110499.683 | 110499.683 | 110499.683 | 110499.683 | 110499.683 | 110499.683 | 110499.683 | 110499.683 | 110499.683 | 110499.683 | 110499.683 | 110499.683 | 110499.683 | 110499.683 | 110499.683 | 110499.683 | 110499.683 | 110499.683 | 110499.683 | 110499.683
F1_Commercial_OR - College_New_Space Heating_Natural Gas_Insulation - Ceiling_A_Achievable Economic UCT Potential | F1 | Commercial | OR - College | New | Space Heating | Natural Gas | Insulation - Ceiling | A | Integrated Unit Energy Savings (kWh or therms) | Achievable Economic UCT Potential | 0 | 0 | 0 | 0 | 0 | 0 | 0 | 0 | 0 | 0 | 0 | 0 | 0 | 0 | 0 | 0 | 0 | 0 | 0 | 0 | 0 | 0 | 0 | 0 | 0 | 0 | 0
F2_Commercial_OR - College_New_Space Heating_Natural Gas_Insulation - Ceiling_A_Achievable Economic UCT Potential | F2 | Commercial | OR - College | New | Space Heating | Natural Gas | Insulation - Ceiling | A | Integrated Unit Summer Peak Savings (kW) | Achievable Economic UCT Potential | 0 | 0 | 0 | 0 | 0 | 0 | 0 | 0 | 0 | 0 | 0 | 0 | 0 | 0 | 0 | 0 | 0 | 0 | 0 | 0 | 0 | 0 | 0 | 0 | 0 | 0 | 0
F3_Commercial_OR - College_New_Space Heating_Natural Gas_Insulation - Ceiling_A_Achievable Economic UCT Potential | F3 | Commercial | OR - College | New | Space Heating | Natural Gas | Insulation - Ceiling | A | Integrated Unit Winter Peak Savings (kW) | Achievable Economic UCT Potential | 0 | 0 | 0 | 0 | 0 | 0 | 0 | 0 | 0 | 0 | 0 | 0 | 0 | 0 | 0 | 0 | 0 | 0 | 0 | 0 | 0 | 0 | 0 | 0 | 0 | 0 | 0
F4_Commercial_OR - College_New_Space Heating_Natural Gas_Insulation - Ceiling_A_Achievable Economic UCT Potential | F4 | Commercial | OR - College | New | Space Heating | Natural Gas | Insulation - Ceiling | A | Incremental Energy Savings (MWh or mTherms) | Achievable Economic UCT Potential | 0 | 0 | 0 | 0 | 0 | 0 | 0 | 0 | 0 | 0 | 0 | 0 | 0 | 0 | 0 | 0 | 0 | 0 | 0 | 0 | 0 | 0 | 0 | 0 | 0 | 0 | 0
F5_Commercial_OR - College_New_Space Heating_Natural Gas_Insulation - Ceiling_A_Achievable Economic UCT Potential | F5 | Commercial | OR - College | New | Space Heating | Natural Gas | Insulation - Ceiling | A | Incremental Summer Peak Savings (MW) | Achievable Economic UCT Potential | 0 | 0 | 0 | 0 | 0 | 0 | 0 | 0 | 0 | 0 | 0 | 0 | 0 | 0 | 0 | 0 | 0 | 0 | 0 | 0 | 0 | 0 | 0 | 0 | 0 | 0 | 0
F6_Commercial_OR - College_New_Space Heating_Natural Gas_Insulation - Ceiling_A_Achievable Economic UCT Potential | F6 | Commercial | OR - College | New | Space Heating | Natural Gas | Insulation - Ceiling | A | Incremental Winter Peak Savings (MW) | Achievable Economic UCT Potential | 0 | 0 | 0 | 0 | 0 | 0 | 0 | 0 | 0 | 0 | 0 | 0 | 0 | 0 | 0 | 0 | 0 | 0 | 0 | 0 | 0 | 0 | 0 | 0 | 0 | 0 | 0
F7_Commercial_OR - College_New_Space Heating_Natural Gas_Insulation - Ceiling_A_Achievable Economic UCT Potential | F7 | Commercial | OR - College | New | Space Heating | Natural Gas | Insulation - Ceiling | A | Cumulative Energy Savings (MWh or mTherms) | Achievable Economic UCT Potential | 0 | 0 | 0 | 0 | 0 | 0 | 0 | 0 | 0 | 0 | 0 | 0 | 0 | 0 | 0 | 0 | 0 | 0 | 0 | 0 | 0 | 0 | 0 | 0 | 0 | 0 | 0
F8_Commercial_OR - College_New_Space Heating_Natural Gas_Insulation - Ceiling_A_Achievable Economic UCT Potential | F8 | Commercial | OR - College | New | Space Heating | Natural Gas | Insulation - Ceiling | A | Cumulative Summer Peak Savings (MW) | Achievable Economic UCT Potential | 0 | 0 | 0 | 0 | 0 | 0 | 0 | 0 | 0 | 0 | 0 | 0 | 0 | 0 | 0 | 0 | 0 | 0 | 0 | 0 | 0 | 0 | 0 | 0 | 0 | 0 | 0
F9_Commercial_OR - College_New_Space Heating_Natural Gas_Insulation - Ceiling_A_Achievable Economic UCT Potential | F9 | Commercial | OR - College | New | Space Heating | Natural Gas | Insulation - Ceiling | A | Cumulative Winter Peak Savings (MW) | Achievable Economic UCT Potential | 0 | 0 | 0 | 0 | 0 | 0 | 0 | 0 | 0 | 0 | 0 | 0 | 0 | 0 | 0 | 0 | 0 | 0 | 0 | 0 | 0 | 0 | 0 | 0 | 0 | 0 | 0
F10_Commercial_OR - College_New_Space Heating_Natural Gas_Insulation - Ceiling_A_Achievable Economic UCT Potential | F10 | Commercial | OR - College | New | Space Heating | Natural Gas | Insulation - Ceiling | A | Purchases (Incremental) | Achievable Economic UCT Potential | 0 | 0 | 0 | 0 | 0 | 0 | 0 | 0 | 0 | 0 | 0 | 0 | 0 | 0 | 0 | 0 | 0 | 0 | 0 | 0 | 0 | 0 | 0 | 0 | 0 | 0 | 0
F11_Commercial_OR - College_New_Space Heating_Natural Gas_Insulation - Ceiling_A_Achievable Economic UCT Potential | F11 | Commercial | OR - College | New | Space Heating | Natural Gas | Insulation - Ceiling | A | Purchases (Cumulative) | Achievable Economic UCT Potential | 0 | 0 | 0 | 0 | 0 | 0 | 0 | 0 | 0 | 0 | 0 | 0 | 0 | 0 | 0 | 0 | 0 | 0 | 0 | 0 | 0 | 0 | 0 | 0 | 0 | 0 | 0
F1_Commercial_OR - College_New_Space Heating_Natural Gas_Insulation - Ducting_A_Achievable Economic UCT Potential | F1 | Commercial | OR - College | New | Space Heating | Natural Gas | Insulation - Ducting | A | Integrated Unit Energy Savings (kWh or therms) | Achievable Economic UCT Potential | 0 | 0 | 0 | 0 | 0 | 0 | 0 | 0 | 0 | 0 | 0 | 0 | 0 | 0 | 0 | 0 | 0 | 0 | 0 | 0 | 0 | 0 | 0 | 0 | 0 | 0 | 0
F2_Commercial_OR - College_New_Space Heating_Natural Gas_Insulation - Ducting_A_Achievable Economic UCT Potential | F2 | Commercial | OR - College | New | Space Heating | Natural Gas | Insulation - Ducting | A | Integrated Unit Summer Peak Savings (kW) | Achievable Economic UCT Potential | 0 | 0 | 0 | 0 | 0 | 0 | 0 | 0 | 0 | 0 | 0 | 0 | 0 | 0 | 0 | 0 | 0 | 0 | 0 | 0 | 0 | 0 | 0 | 0 | 0 | 0 | 0
F3_Commercial_OR - College_New_Space Heating_Natural Gas_Insulation - Ducting_A_Achievable Economic UCT Potential | F3 | Commercial | OR - College | New | Space Heating | Natural Gas | Insulation - Ducting | A | Integrated Unit Winter Peak Savings (kW) | Achievable Economic UCT Potential | 0 | 0 | 0 | 0 | 0 | 0 | 0 | 0 | 0 | 0 | 0 | 0 | 0 | 0 | 0 | 0 | 0 | 0 | 0 | 0 | 0 | 0 | 0 | 0 | 0 | 0 | 0
F4_Commercial_OR - College_New_Space Heating_Natural Gas_Insulation - Ducting_A_Achievable Economic UCT Potential | F4 | Commercial | OR - College | New | Space Heating | Natural Gas | Insulation - Ducting | A | Incremental Energy Savings (MWh or mTherms) | Achievable Economic UCT Potential | 0 | 0 | 0 | 0 | 0 | 0 | 0 | 0 | 0 | 0 | 0 | 0 | 0 | 0 | 0 | 0 | 0 | 0 | 0 | 0 | 0 | 0 | 0 | 0 | 0 | 0 | 0
F5_Commercial_OR - College_New_Space Heating_Natural Gas_Insulation - Ducting_A_Achievable Economic UCT Potential | F5 | Commercial | OR - College | New | Space Heating | Natural Gas | Insulation - Ducting | A | Incremental Summer Peak Savings (MW) | Achievable Economic UCT Potential | 0 | 0 | 0 | 0 | 0 | 0 | 0 | 0 | 0 | 0 | 0 | 0 | 0 | 0 | 0 | 0 | 0 | 0 | 0 | 0 | 0 | 0 | 0 | 0 | 0 | 0 | 0
F6_Commercial_OR - College_New_Space Heating_Natural Gas_Insulation - Ducting_A_Achievable Economic UCT Potential | F6 | Commercial | OR - College | New | Space Heating | Natural Gas | Insulation - Ducting | A | Incremental Winter Peak Savings (MW) | Achievable Economic UCT Potential | 0 | 0 | 0 | 0 | 0 | 0 | 0 | 0 | 0 | 0 | 0 | 0 | 0 | 0 | 0 | 0 | 0 | 0 | 0 | 0 | 0 | 0 | 0 | 0 | 0 | 0 | 0
F7_Commercial_OR - College_New_Space Heating_Natural Gas_Insulation - Ducting_A_Achievable Economic UCT Potential | F7 | Commercial | OR - College | New | Space Heating | Natural Gas | Insulation - Ducting | A | Cumulative Energy Savings (MWh or mTherms) | Achievable Economic UCT Potential | 0 | 0 | 0 | 0 | 0 | 0 | 0 | 0 | 0 | 0 | 0 | 0 | 0 | 0 | 0 | 0 | 0 | 0 | 0 | 0 | 0 | 0 | 0 | 0 | 0 | 0 | 0
F8_Commercial_OR - College_New_Space Heating_Natural Gas_Insulation - Ducting_A_Achievable Economic UCT Potential | F8 | Commercial | OR - College | New | Space Heating | Natural Gas | Insulation - Ducting | A | Cumulative Summer Peak Savings (MW) | Achievable Economic UCT Potential | 0 | 0 | 0 | 0 | 0 | 0 | 0 | 0 | 0 | 0 | 0 | 0 | 0 | 0 | 0 | 0 | 0 | 0 | 0 | 0 | 0 | 0 | 0 | 0 | 0 | 0 | 0
F9_Commercial_OR - College_New_Space Heating_Natural Gas_Insulation - Ducting_A_Achievable Economic UCT Potential | F9 | Commercial | OR - College | New | Space Heating | Natural Gas | Insulation - Ducting | A | Cumulative Winter Peak Savings (MW) | Achievable Economic UCT Potential | 0 | 0 | 0 | 0 | 0 | 0 | 0 | 0 | 0 | 0 | 0 | 0 | 0 | 0 | 0 | 0 | 0 | 0 | 0 | 0 | 0 | 0 | 0 | 0 | 0 | 0 | 0
F10_Commercial_OR - College_New_Space Heating_Natural Gas_Insulation - Ducting_A_Achievable Economic UCT Potential | F10 | Commercial | OR - College | New | Space Heating | Natural Gas | Insulation - Ducting | A | Purchases (Incremental) | Achievable Economic UCT Potential | 0 | 0 | 0 | 0 | 0 | 0 | 0 | 0 | 0 | 0 | 0 | 0 | 0 | 0 | 0 | 0 | 0 | 0 | 0 | 0 | 0 | 0 | 0 | 0 | 0 | 0 | 0
F11_Commercial_OR - College_New_Space Heating_Natural Gas_Insulation - Ducting_A_Achievable Economic UCT Potential | F11 | Commercial | OR - College | New | Space Heating | Natural Gas | Insulation - Ducting | A | Purchases (Cumulative) | Achievable Economic UCT Potential | 0 | 0 | 0 | 0 | 0 | 0 | 0 | 0 | 0 | 0 | 0 | 0 | 0 | 0 | 0 | 0 | 0 | 0 | 0 | 0 | 0 | 0 | 0 | 0 | 0 | 0 | 0
F1_Commercial_OR - College_New_Space Heating_Natural Gas_Insulation - Wall Cavity_A_Achievable Economic UCT Potential | F1 | Commercial | OR - College | New | Space Heating | Natural Gas | Insulation - Wall Cavity | A | Integrated Unit Energy Savings (kWh or therms) | Achievable Economic UCT Potential | 0 | 0 | 0 | 0 | 0 | 0 | 0 | 0 | 0 | 0 | 0 | 0 | 0 | 0 | 0 | 0 | 0 | 0 | 0 | 0 | 0 | 0 | 0 | 0 | 0 | 0 | 0
F2_Commercial_OR - College_New_Space Heating_Natural Gas_Insulation - Wall Cavity_A_Achievable Economic UCT Potential | F2 | Commercial | OR - College | New | Space Heating | Natural Gas | Insulation - Wall Cavity | A | Integrated Unit Summer Peak Savings (kW) | Achievable Economic UCT Potential | 0 | 0 | 0 | 0 | 0 | 0 | 0 | 0 | 0 | 0 | 0 | 0 | 0 | 0 | 0 | 0 | 0 | 0 | 0 | 0 | 0 | 0 | 0 | 0 | 0 | 0 | 0
F3_Commercial_OR - College_New_Space Heating_Natural Gas_Insulation - Wall Cavity_A_Achievable Economic UCT Potential | F3 | Commercial | OR - College | New | Space Heating | Natural Gas | Insulation - Wall Cavity | A | Integrated Unit Winter Peak Savings (kW) | Achievable Economic UCT Potential | 0 | 0 | 0 | 0 | 0 | 0 | 0 | 0 | 0 | 0 | 0 | 0 | 0 | 0 | 0 | 0 | 0 | 0 | 0 | 0 | 0 | 0 | 0 | 0 | 0 | 0 | 0
F4_Commercial_OR - College_New_Space Heating_Natural Gas_Insulation - Wall Cavity_A_Achievable Economic UCT Potential | F4 | Commercial | OR - College | New | Space Heating | Natural Gas | Insulation - Wall Cavity | A | Incremental Energy Savings (MWh or mTherms) | Achievable Economic UCT Potential | 0 | 0 | 0 | 0 | 0 | 0 | 0 | 0 | 0 | 0 | 0 | 0 | 0 | 0 | 0 | 0 | 0 | 0 | 0 | 0 | 0 | 0 | 0 | 0 | 0 | 0 | 0
F5_Commercial_OR - College_New_Space Heating_Natural Gas_Insulation - Wall Cavity_A_Achievable Economic UCT Potential | F5 | Commercial | OR - College | New | Space Heating | Natural Gas | Insulation - Wall Cavity | A | Incremental Summer Peak Savings (MW) | Achievable Economic UCT Potential | 0 | 0 | 0 | 0 | 0 | 0 | 0 | 0 | 0 | 0 | 0 | 0 | 0 | 0 | 0 | 0 | 0 | 0 | 0 | 0 | 0 | 0 | 0 | 0 | 0 | 0 | 0
F6_Commercial_OR - College_New_Space Heating_Natural Gas_Insulation - Wall Cavity_A_Achievable Economic UCT Potential | F6 | Commercial | OR - College | New | Space Heating | Natural Gas | Insulation - Wall Cavity | A | Incremental Winter Peak Savings (MW) | Achievable Economic UCT Potential | 0 | 0 | 0 | 0 | 0 | 0 | 0 | 0 | 0 | 0 | 0 | 0 | 0 | 0 | 0 | 0 | 0 | 0 | 0 | 0 | 0 | 0 | 0 | 0 | 0 | 0 | 0
F7_Commercial_OR - College_New_Space Heating_Natural Gas_Insulation - Wall Cavity_A_Achievable Economic UCT Potential | F7 | Commercial | OR - College | New | Space Heating | Natural Gas | Insulation - Wall Cavity | A | Cumulative Energy Savings (MWh or mTherms) | Achievable Economic UCT Potential | 0 | 0 | 0 | 0 | 0 | 0 | 0 | 0 | 0 | 0 | 0 | 0 | 0 | 0 | 0 | 0 | 0 | 0 | 0 | 0 | 0 | 0 | 0 | 0 | 0 | 0 | 0
F8_Commercial_OR - College_New_Space Heating_Natural Gas_Insulation - Wall Cavity_A_Achievable Economic UCT Potential | F8 | Commercial | OR - College | New | Space Heating | Natural Gas | Insulation - Wall Cavity | A | Cumulative Summer Peak Savings (MW) | Achievable Economic UCT Potential | 0 | 0 | 0 | 0 | 0 | 0 | 0 | 0 | 0 | 0 | 0 | 0 | 0 | 0 | 0 | 0 | 0 | 0 | 0 | 0 | 0 | 0 | 0 | 0 | 0 | 0 | 0
F9_Commercial_OR - College_New_Space Heating_Natural Gas_Insulation - Wall Cavity_A_Achievable Economic UCT Potential | F9 | Commercial | OR - College | New | Space Heating | Natural Gas | Insulation - Wall Cavity | A | Cumulative Winter Peak Savings (MW) | Achievable Economic UCT Potential | 0 | 0 | 0 | 0 | 0 | 0 | 0 | 0 | 0 | 0 | 0 | 0 | 0 | 0 | 0 | 0 | 0 | 0 | 0 | 0 | 0 | 0 | 0 | 0 | 0 | 0 | 0
F10_Commercial_OR - College_New_Space Heating_Natural Gas_Insulation - Wall Cavity_A_Achievable Economic UCT Potential | F10 | Commercial | OR - College | New | Space Heating | Natural Gas | Insulation - Wall Cavity | A | Purchases (Incremental) | Achievable Economic UCT Potential | 0 | 0 | 0 | 0 | 0 | 0 | 0 | 0 | 0 | 0 | 0 | 0 | 0 | 0 | 0 | 0 | 0 | 0 | 0 | 0 | 0 | 0 | 0 | 0 | 0 | 0 | 0
F11_Commercial_OR - College_New_Space Heating_Natural Gas_Insulation - Wall Cavity_A_Achievable Economic UCT Potential | F11 | Commercial | OR - College | New | Space Heating | Natural Gas | Insulation - Wall Cavity | A | Purchases (Cumulative) | Achievable Economic UCT Potential | 0 | 0 | 0 | 0 | 0 | 0 | 0 | 0 | 0 | 0 | 0 | 0 | 0 | 0 | 0 | 0 | 0 | 0 | 0 | 0 | 0 | 0 | 0 | 0 | 0 | 0 | 0
F1_Commercial_OR - College_New_Space Heating_Natural Gas_Green Roof - Vegetated Rooftop_A_Achievable Economic UCT Potential | F1 | Commercial | OR - College | New | Space Heating | Natural Gas | Green Roof - Vegetated Rooftop | A | Integrated Unit Energy Savings (kWh or therms) | Achievable Economic UCT Potential | 0 | 0 | 0 | 0 | 0 | 0 | 0 | 0 | 0 | 0 | 0 | 0 | 0 | 0 | 0 | 0 | 0 | 0 | 0 | 0 | 0 | 0 | 0 | 0 | 0 | 0 | 0
F2_Commercial_OR - College_New_Space Heating_Natural Gas_Green Roof - Vegetated Rooftop_A_Achievable Economic UCT Potential | F2 | Commercial | OR - College | New | Space Heating | Natural Gas | Green Roof - Vegetated Rooftop | A | Integrated Unit Summer Peak Savings (kW) | Achievable Economic UCT Potential | 0 | 0 | 0 | 0 | 0 | 0 | 0 | 0 | 0 | 0 | 0 | 0 | 0 | 0 | 0 | 0 | 0 | 0 | 0 | 0 | 0 | 0 | 0 | 0 | 0 | 0 | 0
F3_Commercial_OR - College_New_Space Heating_Natural Gas_Green Roof - Vegetated Rooftop_A_Achievable Economic UCT Potential | F3 | Commercial | OR - College | New | Space Heating | Natural Gas | Green Roof - Vegetated Rooftop | A | Integrated Unit Winter Peak Savings (kW) | Achievable Economic UCT Potential | 0 | 0 | 0 | 0 | 0 | 0 | 0 | 0 | 0 | 0 | 0 | 0 | 0 | 0 | 0 | 0 | 0 | 0 | 0 | 0 | 0 | 0 | 0 | 0 | 0 | 0 | 0
F4_Commercial_OR - College_New_Space Heating_Natural Gas_Green Roof - Vegetated Rooftop_A_Achievable Economic UCT Potential | F4 | Commercial | OR - College | New | Space Heating | Natural Gas | Green Roof - Vegetated Rooftop | A | Incremental Energy Savings (MWh or mTherms) | Achievable Economic UCT Potential | 0 | 0 | 0 | 0 | 0 | 0 | 0 | 0 | 0 | 0 | 0 | 0 | 0 | 0 | 0 | 0 | 0 | 0 | 0 | 0 | 0 | 0 | 0 | 0 | 0 | 0 | 0
F5_Commercial_OR - College_New_Space Heating_Natural Gas_Green Roof - Vegetated Rooftop_A_Achievable Economic UCT Potential | F5 | Commercial | OR - College | New | Space Heating | Natural Gas | Green Roof - Vegetated Rooftop | A | Incremental Summer Peak Savings (MW) | Achievable Economic UCT Potential | 0 | 0 | 0 | 0 | 0 | 0 | 0 | 0 | 0 | 0 | 0 | 0 | 0 | 0 | 0 | 0 | 0 | 0 | 0 | 0 | 0 | 0 | 0 | 0 | 0 | 0 | 0
F6_Commercial_OR - College_New_Space Heating_Natural Gas_Green Roof - Vegetated Rooftop_A_Achievable Economic UCT Potential | F6 | Commercial | OR - College | New | Space Heating | Natural Gas | Green Roof - Vegetated Rooftop | A | Incremental Winter Peak Savings (MW) | Achievable Economic UCT Potential | 0 | 0 | 0 | 0 | 0 | 0 | 0 | 0 | 0 | 0 | 0 | 0 | 0 | 0 | 0 | 0 | 0 | 0 | 0 | 0 | 0 | 0 | 0 | 0 | 0 | 0 | 0
F7_Commercial_OR - College_New_Space Heating_Natural Gas_Green Roof - Vegetated Rooftop_A_Achievable Economic UCT Potential | F7 | Commercial | OR - College | New | Space Heating | Natural Gas | Green Roof - Vegetated Rooftop | A | Cumulative Energy Savings (MWh or mTherms) | Achievable Economic UCT Potential | 0 | 0 | 0 | 0 | 0 | 0 | 0 | 0 | 0 | 0 | 0 | 0 | 0 | 0 | 0 | 0 | 0 | 0 | 0 | 0 | 0 | 0 | 0 | 0 | 0 | 0 | 0
F8_Commercial_OR - College_New_Space Heating_Natural Gas_Green Roof - Vegetated Rooftop_A_Achievable Economic UCT Potential | F8 | Commercial | OR - College | New | Space Heating | Natural Gas | Green Roof - Vegetated Rooftop | A | Cumulative Summer Peak Savings (MW) | Achievable Economic UCT Potential | 0 | 0 | 0 | 0 | 0 | 0 | 0 | 0 | 0 | 0 | 0 | 0 | 0 | 0 | 0 | 0 | 0 | 0 | 0 | 0 | 0 | 0 | 0 | 0 | 0 | 0 | 0
F9_Commercial_OR - College_New_Space Heating_Natural Gas_Green Roof - Vegetated Rooftop_A_Achievable Economic UCT Potential | F9 | Commercial | OR - College | New | Space Heating | Natural Gas | Green Roof - Vegetated Rooftop | A | Cumulative Winter Peak Savings (MW) | Achievable Economic UCT Potential | 0 | 0 | 0 | 0 | 0 | 0 | 0 | 0 | 0 | 0 | 0 | 0 | 0 | 0 | 0 | 0 | 0 | 0 | 0 | 0 | 0 | 0 | 0 | 0 | 0 | 0 | 0
F10_Commercial_OR - College_New_Space Heating_Natural Gas_Green Roof - Vegetated Rooftop_A_Achievable Economic UCT Potential | F10 | Commercial | OR - College | New | Space Heating | Natural Gas | Green Roof - Vegetated Rooftop | A | Purchases (Incremental) | Achievable Economic UCT Potential | 0 | 0 | 0 | 0 | 0 | 0 | 0 | 0 | 0 | 0 | 0 | 0 | 0 | 0 | 0 | 0 | 0 | 0 | 0 | 0 | 0 | 0 | 0 | 0 | 0 | 0 | 0
F11_Commercial_OR - College_New_Space Heating_Natural Gas_Green Roof - Vegetated Rooftop_A_Achievable Economic UCT Potential | F11 | Commercial | OR - College | New | Space Heating | Natural Gas | Green Roof - Vegetated Rooftop | A | Purchases (Cumulative) | Achievable Economic UCT Potential | 0 | 0 | 0 | 0 | 0 | 0 | 0 | 0 | 0 | 0 | 0 | 0 | 0 | 0 | 0 | 0 | 0 | 0 | 0 | 0 | 0 | 0 | 0 | 0 | 0 | 0 | 0
F1_Commercial_OR - College_New_Space Heating_Natural Gas_Ducting - Repair and Sealing_A_Achievable Economic UCT Potential | F1 | Commercial | OR - College | New | Space Heating | Natural Gas | Ducting - Repair and Sealing | A | Integrated Unit Energy Savings (kWh or therms) | Achievable Economic UCT Potential | 0 | 0 | 0 | 0 | 0 | 0 | 0 | 0 | 0 | 0 | 0 | 0 | 0 | 0 | 0 | 0 | 0 | 0 | 0 | 0 | 0 | 0 | 0 | 0 | 0 | 0 | 0
F2_Commercial_OR - College_New_Space Heating_Natural Gas_Ducting - Repair and Sealing_A_Achievable Economic UCT Potential | F2 | Commercial | OR - College | New | Space Heating | Natural Gas | Ducting - Repair and Sealing | A | Integrated Unit Summer Peak Savings (kW) | Achievable Economic UCT Potential | 0 | 0 | 0 | 0 | 0 | 0 | 0 | 0 | 0 | 0 | 0 | 0 | 0 | 0 | 0 | 0 | 0 | 0 | 0 | 0 | 0 | 0 | 0 | 0 | 0 | 0 | 0
F3_Commercial_OR - College_New_Space Heating_Natural Gas_Ducting - Repair and Sealing_A_Achievable Economic UCT Potential | F3 | Commercial | OR - College | New | Space Heating | Natural Gas | Ducting - Repair and Sealing | A | Integrated Unit Winter Peak Savings (kW) | Achievable Economic UCT Potential | 0 | 0 | 0 | 0 | 0 | 0 | 0 | 0 | 0 | 0 | 0 | 0 | 0 | 0 | 0 | 0 | 0 | 0 | 0 | 0 | 0 | 0 | 0 | 0 | 0 | 0 | 0
F4_Commercial_OR - College_New_Space Heating_Natural Gas_Ducting - Repair and Sealing_A_Achievable Economic UCT Potential | F4 | Commercial | OR - College | New | Space Heating | Natural Gas | Ducting - Repair and Sealing | A | Incremental Energy Savings (MWh or mTherms) | Achievable Economic UCT Potential | 0 | 0 | 0 | 0 | 0 | 0 | 0 | 0 | 0 | 0 | 0 | 0 | 0 | 0 | 0 | 0 | 0 | 0 | 0 | 0 | 0 | 0 | 0 | 0 | 0 | 0 | 0
F5_Commercial_OR - College_New_Space Heating_Natural Gas_Ducting - Repair and Sealing_A_Achievable Economic UCT Potential | F5 | Commercial | OR - College | New | Space Heating | Natural Gas | Ducting - Repair and Sealing | A | Incremental Summer Peak Savings (MW) | Achievable Economic UCT Potential | 0 | 0 | 0 | 0 | 0 | 0 | 0 | 0 | 0 | 0 | 0 | 0 | 0 | 0 | 0 | 0 | 0 | 0 | 0 | 0 | 0 | 0 | 0 | 0 | 0 | 0 | 0
F6_Commercial_OR - College_New_Space Heating_Natural Gas_Ducting - Repair and Sealing_A_Achievable Economic UCT Potential | F6 | Commercial | OR - College | New | Space Heating | Natural Gas | Ducting - Repair and Sealing | A | Incremental Winter Peak Savings (MW) | Achievable Economic UCT Potential | 0 | 0 | 0 | 0 | 0 | 0 | 0 | 0 | 0 | 0 | 0 | 0 | 0 | 0 | 0 | 0 | 0 | 0 | 0 | 0 | 0 | 0 | 0 | 0 | 0 | 0 | 0
F7_Commercial_OR - College_New_Space Heating_Natural Gas_Ducting - Repair and Sealing_A_Achievable Economic UCT Potential | F7 | Commercial | OR - College | New | Space Heating | Natural Gas | Ducting - Repair and Sealing | A | Cumulative Energy Savings (MWh or mTherms) | Achievable Economic UCT Potential | 0 | 0 | 0 | 0 | 0 | 0 | 0 | 0 | 0 | 0 | 0 | 0 | 0 | 0 | 0 | 0 | 0 | 0 | 0 | 0 | 0 | 0 | 0 | 0 | 0 | 0 | 0
F8_Commercial_OR - College_New_Space Heating_Natural Gas_Ducting - Repair and Sealing_A_Achievable Economic UCT Potential | F8 | Commercial | OR - College | New | Space Heating | Natural Gas | Ducting - Repair and Sealing | A | Cumulative Summer Peak Savings (MW) | Achievable Economic UCT Potential | 0 | 0 | 0 | 0 | 0 | 0 | 0 | 0 | 0 | 0 | 0 | 0 | 0 | 0 | 0 | 0 | 0 | 0 | 0 | 0 | 0 | 0 | 0 | 0 | 0 | 0 | 0
F9_Commercial_OR - College_New_Space Heating_Natural Gas_Ducting - Repair and Sealing_A_Achievable Economic UCT Potential | F9 | Commercial | OR - College | New | Space Heating | Natural Gas | Ducting - Repair and Sealing | A | Cumulative Winter Peak Savings (MW) | Achievable Economic UCT Potential | 0 | 0 | 0 | 0 | 0 | 0 | 0 | 0 | 0 | 0 | 0 | 0 | 0 | 0 | 0 | 0 | 0 | 0 | 0 | 0 | 0 | 0 | 0 | 0 | 0 | 0 | 0
F10_Commercial_OR - College_New_Space Heating_Natural Gas_Ducting - Repair and Sealing_A_Achievable Economic UCT Potential | F10 | Commercial | OR - College | New | Space Heating | Natural Gas | Ducting - Repair and Sealing | A | Purchases (Incremental) | Achievable Economic UCT Potential | 0 | 0 | 0 | 0 | 0 | 0 | 0 | 0 | 0 | 0 | 0 | 0 | 0 | 0 | 0 | 0 | 0 | 0 | 0 | 0 | 0 | 0 | 0 | 0 | 0 | 0 | 0
F11_Commercial_OR - College_New_Space Heating_Natural Gas_Ducting - Repair and Sealing_A_Achievable Economic UCT Potential | F11 | Commercial | OR - College | New | Space Heating | Natural Gas | Ducting - Repair and Sealing | A | Purchases (Cumulative) | Achievable Economic UCT Potential | 0 | 0 | 0 | 0 | 0 | 0 | 0 | 0 | 0 | 0 | 0 | 0 | 0 | 0 | 0 | 0 | 0 | 0 | 0 | 0 | 0 | 0 | 0 | 0 | 0 | 0 | 0
F1_Commercial_OR - College_New_Space Heating_Natural Gas_Windows - High Efficiency Glazing_A_Achievable Economic UCT Potential | F1 | Commercial | OR - College | New | Space Heating | Natural Gas | Windows - High Efficiency Glazing | A | Integrated Unit Energy Savings (kWh or therms) | Achievable Economic UCT Potential | 0 | 0 | 0 | 0 | 0 | 0 | 0 | 0 | 0 | 0 | 0 | 0 | 0 | 0 | 0 | 0 | 0 | 0 | 0 | 0 | 0 | 0 | 0 | 0 | 0 | 0 | 0
F2_Commercial_OR - College_New_Space Heating_Natural Gas_Windows - High Efficiency Glazing_A_Achievable Economic UCT Potential | F2 | Commercial | OR - College | New | Space Heating | Natural Gas | Windows - High Efficiency Glazing | A | Integrated Unit Summer Peak Savings (kW) | Achievable Economic UCT Potential | 0 | 0 | 0 | 0 | 0 | 0 | 0 | 0 | 0 | 0 | 0 | 0 | 0 | 0 | 0 | 0 | 0 | 0 | 0 | 0 | 0 | 0 | 0 | 0 | 0 | 0 | 0
F3_Commercial_OR - College_New_Space Heating_Natural Gas_Windows - High Efficiency Glazing_A_Achievable Economic UCT Potential | F3 | Commercial | OR - College | New | Space Heating | Natural Gas | Windows - High Efficiency Glazing | A | Integrated Unit Winter Peak Savings (kW) | Achievable Economic UCT Potential | 0 | 0 | 0 | 0 | 0 | 0 | 0 | 0 | 0 | 0 | 0 | 0 | 0 | 0 | 0 | 0 | 0 | 0 | 0 | 0 | 0 | 0 | 0 | 0 | 0 | 0 | 0
F4_Commercial_OR - College_New_Space Heating_Natural Gas_Windows - High Efficiency Glazing_A_Achievable Economic UCT Potential | F4 | Commercial | OR - College | New | Space Heating | Natural Gas | Windows - High Efficiency Glazing | A | Incremental Energy Savings (MWh or mTherms) | Achievable Economic UCT Potential | 0 | 0 | 0 | 0 | 0 | 0 | 0 | 0 | 0 | 0 | 0 | 0 | 0 | 0 | 0 | 0 | 0 | 0 | 0 | 0 | 0 | 0 | 0 | 0 | 0 | 0 | 0
F5_Commercial_OR - College_New_Space Heating_Natural Gas_Windows - High Efficiency Glazing_A_Achievable Economic UCT Potential | F5 | Commercial | OR - College | New | Space Heating | Natural Gas | Windows - High Efficiency Glazing | A | Incremental Summer Peak Savings (MW) | Achievable Economic UCT Potential | 0 | 0 | 0 | 0 | 0 | 0 | 0 | 0 | 0 | 0 | 0 | 0 | 0 | 0 | 0 | 0 | 0 | 0 | 0 | 0 | 0 | 0 | 0 | 0 | 0 | 0 | 0
F6_Commercial_OR - College_New_Space Heating_Natural Gas_Windows - High Efficiency Glazing_A_Achievable Economic UCT Potential | F6 | Commercial | OR - College | New | Space Heating | Natural Gas | Windows - High Efficiency Glazing | A | Incremental Winter Peak Savings (MW) | Achievable Economic UCT Potential | 0 | 0 | 0 | 0 | 0 | 0 | 0 | 0 | 0 | 0 | 0 | 0 | 0 | 0 | 0 | 0 | 0 | 0 | 0 | 0 | 0 | 0 | 0 | 0 | 0 | 0 | 0
F7_Commercial_OR - College_New_Space Heating_Natural Gas_Windows - High Efficiency Glazing_A_Achievable Economic UCT Potential | F7 | Commercial | OR - College | New | Space Heating | Natural Gas | Windows - High Efficiency Glazing | A | Cumulative Energy Savings (MWh or mTherms) | Achievable Economic UCT Potential | 0 | 0 | 0 | 0 | 0 | 0 | 0 | 0 | 0 | 0 | 0 | 0 | 0 | 0 | 0 | 0 | 0 | 0 | 0 | 0 | 0 | 0 | 0 | 0 | 0 | 0 | 0
F8_Commercial_OR - College_New_Space Heating_Natural Gas_Windows - High Efficiency Glazing_A_Achievable Economic UCT Potential | F8 | Commercial | OR - College | New | Space Heating | Natural Gas | Windows - High Efficiency Glazing | A | Cumulative Summer Peak Savings (MW) | Achievable Economic UCT Potential | 0 | 0 | 0 | 0 | 0 | 0 | 0 | 0 | 0 | 0 | 0 | 0 | 0 | 0 | 0 | 0 | 0 | 0 | 0 | 0 | 0 | 0 | 0 | 0 | 0 | 0 | 0
F9_Commercial_OR - College_New_Space Heating_Natural Gas_Windows - High Efficiency Glazing_A_Achievable Economic UCT Potential | F9 | Commercial | OR - College | New | Space Heating | Natural Gas | Windows - High Efficiency Glazing | A | Cumulative Winter Peak Savings (MW) | Achievable Economic UCT Potential | 0 | 0 | 0 | 0 | 0 | 0 | 0 | 0 | 0 | 0 | 0 | 0 | 0 | 0 | 0 | 0 | 0 | 0 | 0 | 0 | 0 | 0 | 0 | 0 | 0 | 0 | 0
F10_Commercial_OR - College_New_Space Heating_Natural Gas_Windows - High Efficiency Glazing_A_Achievable Economic UCT Potential | F10 | Commercial | OR - College | New | Space Heating | Natural Gas | Windows - High Efficiency Glazing | A | Purchases (Incremental) | Achievable Economic UCT Potential | 0 | 0 | 0 | 0 | 0 | 0 | 0 | 0 | 0 | 0 | 0 | 0 | 0 | 0 | 0 | 0 | 0 | 0 | 0 | 0 | 0 | 0 | 0 | 0 | 0 | 0 | 0
F11_Commercial_OR - College_New_Space Heating_Natural Gas_Windows - High Efficiency Glazing_A_Achievable Economic UCT Potential | F11 | Commercial | OR - College | New | Space Heating | Natural Gas | Windows - High Efficiency Glazing | A | Purchases (Cumulative) | Achievable Economic UCT Potential | 0 | 0 | 0 | 0 | 0 | 0 | 0 | 0 | 0 | 0 | 0 | 0 | 0 | 0 | 0 | 0 | 0 | 0 | 0 | 0 | 0 | 0 | 0 | 0 | 0 | 0 | 0
F1_Commercial_OR - College_New_Space Heating_Natural Gas_Windows - Secondary Glazing Systems_A_Achievable Economic UCT Potential | F1 | Commercial | OR - College | New | Space Heating | Natural Gas | Windows - Secondary Glazing Systems | A | Integrated Unit Energy Savings (kWh or therms) | Achievable Economic UCT Potential | 0 | 0 | 0 | 0 | 0 | 0 | 0 | 0 | 0 | 0 | 0 | 0 | 0 | 0 | 0 | 0 | 0 | 0 | 0 | 0 | 0 | 0 | 0 | 0 | 0 | 0 | 0
F2_Commercial_OR - College_New_Space Heating_Natural Gas_Windows - Secondary Glazing Systems_A_Achievable Economic UCT Potential | F2 | Commercial | OR - College | New | Space Heating | Natural Gas | Windows - Secondary Glazing Systems | A | Integrated Unit Summer Peak Savings (kW) | Achievable Economic UCT Potential | 0 | 0 | 0 | 0 | 0 | 0 | 0 | 0 | 0 | 0 | 0 | 0 | 0 | 0 | 0 | 0 | 0 | 0 | 0 | 0 | 0 | 0 | 0 | 0 | 0 | 0 | 0
F3_Commercial_OR - College_New_Space Heating_Natural Gas_Windows - Secondary Glazing Systems_A_Achievable Economic UCT Potential | F3 | Commercial | OR - College | New | Space Heating | Natural Gas | Windows - Secondary Glazing Systems | A | Integrated Unit Winter Peak Savings (kW) | Achievable Economic UCT Potential | 0 | 0 | 0 | 0 | 0 | 0 | 0 | 0 | 0 | 0 | 0 | 0 | 0 | 0 | 0 | 0 | 0 | 0 | 0 | 0 | 0 | 0 | 0 | 0 | 0 | 0 | 0
F4_Commercial_OR - College_New_Space Heating_Natural Gas_Windows - Secondary Glazing Systems_A_Achievable Economic UCT Potential | F4 | Commercial | OR - College | New | Space Heating | Natural Gas | Windows - Secondary Glazing Systems | A | Incremental Energy Savings (MWh or mTherms) | Achievable Economic UCT Potential | 0 | 0 | 0 | 0 | 0 | 0 | 0 | 0 | 0 | 0 | 0 | 0 | 0 | 0 | 0 | 0 | 0 | 0 | 0 | 0 | 0 | 0 | 0 | 0 | 0 | 0 | 0
F5_Commercial_OR - College_New_Space Heating_Natural Gas_Windows - Secondary Glazing Systems_A_Achievable Economic UCT Potential | F5 | Commercial | OR - College | New | Space Heating | Natural Gas | Windows - Secondary Glazing Systems | A | Incremental Summer Peak Savings (MW) | Achievable Economic UCT Potential | 0 | 0 | 0 | 0 | 0 | 0 | 0 | 0 | 0 | 0 | 0 | 0 | 0 | 0 | 0 | 0 | 0 | 0 | 0 | 0 | 0 | 0 | 0 | 0 | 0 | 0 | 0
F6_Commercial_OR - College_New_Space Heating_Natural Gas_Windows - Secondary Glazing Systems_A_Achievable Economic UCT Potential | F6 | Commercial | OR - College | New | Space Heating | Natural Gas | Windows - Secondary Glazing Systems | A | Incremental Winter Peak Savings (MW) | Achievable Economic UCT Potential | 0 | 0 | 0 | 0 | 0 | 0 | 0 | 0 | 0 | 0 | 0 | 0 | 0 | 0 | 0 | 0 | 0 | 0 | 0 | 0 | 0 | 0 | 0 | 0 | 0 | 0 | 0
F7_Commercial_OR - College_New_Space Heating_Natural Gas_Windows - Secondary Glazing Systems_A_Achievable Economic UCT Potential | F7 | Commercial | OR - College | New | Space Heating | Natural Gas | Windows - Secondary Glazing Systems | A | Cumulative Energy Savings (MWh or mTherms) | Achievable Economic UCT Potential | 0 | 0 | 0 | 0 | 0 | 0 | 0 | 0 | 0 | 0 | 0 | 0 | 0 | 0 | 0 | 0 | 0 | 0 | 0 | 0 | 0 | 0 | 0 | 0 | 0 | 0 | 0
F8_Commercial_OR - College_New_Space Heating_Natural Gas_Windows - Secondary Glazing Systems_A_Achievable Economic UCT Potential | F8 | Commercial | OR - College | New | Space Heating | Natural Gas | Windows - Secondary Glazing Systems | A | Cumulative Summer Peak Savings (MW) | Achievable Economic UCT Potential | 0 | 0 | 0 | 0 | 0 | 0 | 0 | 0 | 0 | 0 | 0 | 0 | 0 | 0 | 0 | 0 | 0 | 0 | 0 | 0 | 0 | 0 | 0 | 0 | 0 | 0 | 0
F9_Commercial_OR - College_New_Space Heating_Natural Gas_Windows - Secondary Glazing Systems_A_Achievable Economic UCT Potential | F9 | Commercial | OR - College | New | Space Heating | Natural Gas | Windows - Secondary Glazing Systems | A | Cumulative Winter Peak Savings (MW) | Achievable Economic UCT Potential | 0 | 0 | 0 | 0 | 0 | 0 | 0 | 0 | 0 | 0 | 0 | 0 | 0 | 0 | 0 | 0 | 0 | 0 | 0 | 0 | 0 | 0 | 0 | 0 | 0 | 0 | 0
F10_Commercial_OR - College_New_Space Heating_Natural Gas_Windows - Secondary Glazing Systems_A_Achievable Economic UCT Potential | F10 | Commercial | OR - College | New | Space Heating | Natural Gas | Windows - Secondary Glazing Systems | A | Purchases (Incremental) | Achievable Economic UCT Potential | 0 | 0 | 0 | 0 | 0 | 0 | 0 | 0 | 0 | 0 | 0 | 0 | 0 | 0 | 0 | 0 | 0 | 0 | 0 | 0 | 0 | 0 | 0 | 0 | 0 | 0 | 0
F11_Commercial_OR - College_New_Space Heating_Natural Gas_Windows - Secondary Glazing Systems_A_Achievable Economic UCT Potential | F11 | Commercial | OR - College | New | Space Heating | Natural Gas | Windows - Secondary Glazing Systems | A | Purchases (Cumulative) | Achievable Economic UCT Potential | 0 | 0 | 0 | 0 | 0 | 0 | 0 | 0 | 0 | 0 | 0 | 0 | 0 | 0 | 0 | 0 | 0 | 0 | 0 | 0 | 0 | 0 | 0 | 0 | 0 | 0 | 0
F1_Commercial_OR - College_New_Space Heating_Natural Gas_HVAC - Energy Recovery Ventilator_A_Achievable Economic UCT Potential | F1 | Commercial | OR - College | New | Space Heating | Natural Gas | HVAC - Energy Recovery Ventilator | A | Integrated Unit Energy Savings (kWh or therms) | Achievable Economic UCT Potential | 0 | 0 | 0 | 0 | 0 | 0 | 0 | 0 | 0 | 0 | 0 | 0 | 0 | 0 | 0 | 0 | 0 | 0 | 0 | 0 | 0 | 0 | 0 | 0 | 0 | 0 | 0
F2_Commercial_OR - College_New_Space Heating_Natural Gas_HVAC - Energy Recovery Ventilator_A_Achievable Economic UCT Potential | F2 | Commercial | OR - College | New | Space Heating | Natural Gas | HVAC - Energy Recovery Ventilator | A | Integrated Unit Summer Peak Savings (kW) | Achievable Economic UCT Potential | 0 | 0 | 0 | 0 | 0 | 0 | 0 | 0 | 0 | 0 | 0 | 0 | 0 | 0 | 0 | 0 | 0 | 0 | 0 | 0 | 0 | 0 | 0 | 0 | 0 | 0 | 0
F3_Commercial_OR - College_New_Space Heating_Natural Gas_HVAC - Energy Recovery Ventilator_A_Achievable Economic UCT Potential | F3 | Commercial | OR - College | New | Space Heating | Natural Gas | HVAC - Energy Recovery Ventilator | A | Integrated Unit Winter Peak Savings (kW) | Achievable Economic UCT Potential | 0 | 0 | 0 | 0 | 0 | 0 | 0 | 0 | 0 | 0 | 0 | 0 | 0 | 0 | 0 | 0 | 0 | 0 | 0 | 0 | 0 | 0 | 0 | 0 | 0 | 0 | 0
F4_Commercial_OR - College_New_Space Heating_Natural Gas_HVAC - Energy Recovery Ventilator_A_Achievable Economic UCT Potential | F4 | Commercial | OR - College | New | Space Heating | Natural Gas | HVAC - Energy Recovery Ventilator | A | Incremental Energy Savings (MWh or mTherms) | Achievable Economic UCT Potential | 0 | 0 | 0 | 0 | 0 | 0 | 0 | 0 | 0 | 0 | 0 | 0 | 0 | 0 | 0 | 0 | 0 | 0 | 0 | 0 | 0 | 0 | 0 | 0 | 0 | 0 | 0
F5_Commercial_OR - College_New_Space Heating_Natural Gas_HVAC - Energy Recovery Ventilator_A_Achievable Economic UCT Potential | F5 | Commercial | OR - College | New | Space Heating | Natural Gas | HVAC - Energy Recovery Ventilator | A | Incremental Summer Peak Savings (MW) | Achievable Economic UCT Potential | 0 | 0 | 0 | 0 | 0 | 0 | 0 | 0 | 0 | 0 | 0 | 0 | 0 | 0 | 0 | 0 | 0 | 0 | 0 | 0 | 0 | 0 | 0 | 0 | 0 | 0 | 0
F6_Commercial_OR - College_New_Space Heating_Natural Gas_HVAC - Energy Recovery Ventilator_A_Achievable Economic UCT Potential | F6 | Commercial | OR - College | New | Space Heating | Natural Gas | HVAC - Energy Recovery Ventilator | A | Incremental Winter Peak Savings (MW) | Achievable Economic UCT Potential | 0 | 0 | 0 | 0 | 0 | 0 | 0 | 0 | 0 | 0 | 0 | 0 | 0 | 0 | 0 | 0 | 0 | 0 | 0 | 0 | 0 | 0 | 0 | 0 | 0 | 0 | 0
F7_Commercial_OR - College_New_Space Heating_Natural Gas_HVAC - Energy Recovery Ventilator_A_Achievable Economic UCT Potential | F7 | Commercial | OR - College | New | Space Heating | Natural Gas | HVAC - Energy Recovery Ventilator | A | Cumulative Energy Savings (MWh or mTherms) | Achievable Economic UCT Potential | 0 | 0 | 0 | 0 | 0 | 0 | 0 | 0 | 0 | 0 | 0 | 0 | 0 | 0 | 0 | 0 | 0 | 0 | 0 | 0 | 0 | 0 | 0 | 0 | 0 | 0 | 0
F8_Commercial_OR - College_New_Space Heating_Natural Gas_HVAC - Energy Recovery Ventilator_A_Achievable Economic UCT Potential | F8 | Commercial | OR - College | New | Space Heating | Natural Gas | HVAC - Energy Recovery Ventilator | A | Cumulative Summer Peak Savings (MW) | Achievable Economic UCT Potential | 0 | 0 | 0 | 0 | 0 | 0 | 0 | 0 | 0 | 0 | 0 | 0 | 0 | 0 | 0 | 0 | 0 | 0 | 0 | 0 | 0 | 0 | 0 | 0 | 0 | 0 | 0
F9_Commercial_OR - College_New_Space Heating_Natural Gas_HVAC - Energy Recovery Ventilator_A_Achievable Economic UCT Potential | F9 | Commercial | OR - College | New | Space Heating | Natural Gas | HVAC - Energy Recovery Ventilator | A | Cumulative Winter Peak Savings (MW) | Achievable Economic UCT Potential | 0 | 0 | 0 | 0 | 0 | 0 | 0 | 0 | 0 | 0 | 0 | 0 | 0 | 0 | 0 | 0 | 0 | 0 | 0 | 0 | 0 | 0 | 0 | 0 | 0 | 0 | 0
F10_Commercial_OR - College_New_Space Heating_Natural Gas_HVAC - Energy Recovery Ventilator_A_Achievable Economic UCT Potential | F10 | Commercial | OR - College | New | Space Heating | Natural Gas | HVAC - Energy Recovery Ventilator | A | Purchases (Incremental) | Achievable Economic UCT Potential | 0 | 0 | 0 | 0 | 0 | 0 | 0 | 0 | 0 | 0 | 0 | 0 | 0 | 0 | 0 | 0 | 0 | 0 | 0 | 0 | 0 | 0 | 0 | 0 | 0 | 0 | 0
F11_Commercial_OR - College_New_Space Heating_Natural Gas_HVAC - Energy Recovery Ventilator_A_Achievable Economic UCT Potential | F11 | Commercial | OR - College | New | Space Heating | Natural Gas | HVAC - Energy Recovery Ventilator | A | Purchases (Cumulative) | Achievable Economic UCT Potential | 0 | 0 | 0 | 0 | 0 | 0 | 0 | 0 | 0 | 0 | 0 | 0 | 0 | 0 | 0 | 0 | 0 | 0 | 0 | 0 | 0 | 0 | 0 | 0 | 0 | 0 | 0
F1_Commercial_OR - College_New_Space Heating_Natural Gas_Building Shell - Air Sealing (Infiltration Control)_A_Achievable Economic UCT Potential | F1 | Commercial | OR - College | New | Space Heating | Natural Gas | Building Shell - Air Sealing (Infiltration Control) | A | Integrated Unit Energy Savings (kWh or therms) | Achievable Economic UCT Potential | 0 | 0 | 0 | 0 | 0 | 0 | 0 | 0 | 0 | 0 | 0 | 0 | 0 | 0 | 0 | 0 | 0 | 0 | 0 | 0 | 0 | 0 | 0 | 0 | 0 | 0 | 0
F2_Commercial_OR - College_New_Space Heating_Natural Gas_Building Shell - Air Sealing (Infiltration Control)_A_Achievable Economic UCT Potential | F2 | Commercial | OR - College | New | Space Heating | Natural Gas | Building Shell - Air Sealing (Infiltration Control) | A | Integrated Unit Summer Peak Savings (kW) | Achievable Economic UCT Potential | 0 | 0 | 0 | 0 | 0 | 0 | 0 | 0 | 0 | 0 | 0 | 0 | 0 | 0 | 0 | 0 | 0 | 0 | 0 | 0 | 0 | 0 | 0 | 0 | 0 | 0 | 0
F3_Commercial_OR - College_New_Space Heating_Natural Gas_Building Shell - Air Sealing (Infiltration Control)_A_Achievable Economic UCT Potential | F3 | Commercial | OR - College | New | Space Heating | Natural Gas | Building Shell - Air Sealing (Infiltration Control) | A | Integrated Unit Winter Peak Savings (kW) | Achievable Economic UCT Potential | 0 | 0 | 0 | 0 | 0 | 0 | 0 | 0 | 0 | 0 | 0 | 0 | 0 | 0 | 0 | 0 | 0 | 0 | 0 | 0 | 0 | 0 | 0 | 0 | 0 | 0 | 0
F4_Commercial_OR - College_New_Space Heating_Natural Gas_Building Shell - Air Sealing (Infiltration Control)_A_Achievable Economic UCT Potential | F4 | Commercial | OR - College | New | Space Heating | Natural Gas | Building Shell - Air Sealing (Infiltration Control) | A | Incremental Energy Savings (MWh or mTherms) | Achievable Economic UCT Potential | 0 | 0 | 0 | 0 | 0 | 0 | 0 | 0 | 0 | 0 | 0 | 0 | 0 | 0 | 0 | 0 | 0 | 0 | 0 | 0 | 0 | 0 | 0 | 0 | 0 | 0 | 0
F5_Commercial_OR - College_New_Space Heating_Natural Gas_Building Shell - Air Sealing (Infiltration Control)_A_Achievable Economic UCT Potential | F5 | Commercial | OR - College | New | Space Heating | Natural Gas | Building Shell - Air Sealing (Infiltration Control) | A | Incremental Summer Peak Savings (MW) | Achievable Economic UCT Potential | 0 | 0 | 0 | 0 | 0 | 0 | 0 | 0 | 0 | 0 | 0 | 0 | 0 | 0 | 0 | 0 | 0 | 0 | 0 | 0 | 0 | 0 | 0 | 0 | 0 | 0 | 0
F6_Commercial_OR - College_New_Space Heating_Natural Gas_Building Shell - Air Sealing (Infiltration Control)_A_Achievable Economic UCT Potential | F6 | Commercial | OR - College | New | Space Heating | Natural Gas | Building Shell - Air Sealing (Infiltration Control) | A | Incremental Winter Peak Savings (MW) | Achievable Economic UCT Potential | 0 | 0 | 0 | 0 | 0 | 0 | 0 | 0 | 0 | 0 | 0 | 0 | 0 | 0 | 0 | 0 | 0 | 0 | 0 | 0 | 0 | 0 | 0 | 0 | 0 | 0 | 0
F7_Commercial_OR - College_New_Space Heating_Natural Gas_Building Shell - Air Sealing (Infiltration Control)_A_Achievable Economic UCT Potential | F7 | Commercial | OR - College | New | Space Heating | Natural Gas | Building Shell - Air Sealing (Infiltration Control) | A | Cumulative Energy Savings (MWh or mTherms) | Achievable Economic UCT Potential | 0 | 0 | 0 | 0 | 0 | 0 | 0 | 0 | 0 | 0 | 0 | 0 | 0 | 0 | 0 | 0 | 0 | 0 | 0 | 0 | 0 | 0 | 0 | 0 | 0 | 0 | 0
F8_Commercial_OR - College_New_Space Heating_Natural Gas_Building Shell - Air Sealing (Infiltration Control)_A_Achievable Economic UCT Potential | F8 | Commercial | OR - College | New | Space Heating | Natural Gas | Building Shell - Air Sealing (Infiltration Control) | A | Cumulative Summer Peak Savings (MW) | Achievable Economic UCT Potential | 0 | 0 | 0 | 0 | 0 | 0 | 0 | 0 | 0 | 0 | 0 | 0 | 0 | 0 | 0 | 0 | 0 | 0 | 0 | 0 | 0 | 0 | 0 | 0 | 0 | 0 | 0
F9_Commercial_OR - College_New_Space Heating_Natural Gas_Building Shell - Air Sealing (Infiltration Control)_A_Achievable Economic UCT Potential | F9 | Commercial | OR - College | New | Space Heating | Natural Gas | Building Shell - Air Sealing (Infiltration Control) | A | Cumulative Winter Peak Savings (MW) | Achievable Economic UCT Potential | 0 | 0 | 0 | 0 | 0 | 0 | 0 | 0 | 0 | 0 | 0 | 0 | 0 | 0 | 0 | 0 | 0 | 0 | 0 | 0 | 0 | 0 | 0 | 0 | 0 | 0 | 0
F10_Commercial_OR - College_New_Space Heating_Natural Gas_Building Shell - Air Sealing (Infiltration Control)_A_Achievable Economic UCT Potential | F10 | Commercial | OR - College | New | Space Heating | Natural Gas | Building Shell - Air Sealing (Infiltration Control) | A | Purchases (Incremental) | Achievable Economic UCT Potential | 0 | 0 | 0 | 0 | 0 | 0 | 0 | 0 | 0 | 0 | 0 | 0 | 0 | 0 | 0 | 0 | 0 | 0 | 0 | 0 | 0 | 0 | 0 | 0 | 0 | 0 | 0
F11_Commercial_OR - College_New_Space Heating_Natural Gas_Building Shell - Air Sealing (Infiltration Control)_A_Achievable Economic UCT Potential | F11 | Commercial | OR - College | New | Space Heating | Natural Gas | Building Shell - Air Sealing (Infiltration Control) | A | Purchases (Cumulative) | Achievable Economic UCT Potential | 0 | 0 | 0 | 0 | 0 | 0 | 0 | 0 | 0 | 0 | 0 | 0 | 0 | 0 | 0 | 0 | 0 | 0 | 0 | 0 | 0 | 0 | 0 | 0 | 0 | 0 | 0
F1_Commercial_OR - College_New_Space Heating_Natural Gas_Ventilation - Demand Controlled_A_Achievable Economic UCT Potential | F1 | Commercial | OR - College | New | Space Heating | Natural Gas | Ventilation - Demand Controlled | A | Integrated Unit Energy Savings (kWh or therms) | Achievable Economic UCT Potential | 0 | 0 | 0 | 0 | 0 | 0 | 0 | 0 | 0 | 0 | 0 | 0 | 0 | 0 | 0 | 0 | 0 | 0 | 0 | 0 | 0 | 0 | 0 | 0 | 0 | 0 | 0
F2_Commercial_OR - College_New_Space Heating_Natural Gas_Ventilation - Demand Controlled_A_Achievable Economic UCT Potential | F2 | Commercial | OR - College | New | Space Heating | Natural Gas | Ventilation - Demand Controlled | A | Integrated Unit Summer Peak Savings (kW) | Achievable Economic UCT Potential | 0 | 0 | 0 | 0 | 0 | 0 | 0 | 0 | 0 | 0 | 0 | 0 | 0 | 0 | 0 | 0 | 0 | 0 | 0 | 0 | 0 | 0 | 0 | 0 | 0 | 0 | 0
F3_Commercial_OR - College_New_Space Heating_Natural Gas_Ventilation - Demand Controlled_A_Achievable Economic UCT Potential | F3 | Commercial | OR - College | New | Space Heating | Natural Gas | Ventilation - Demand Controlled | A | Integrated Unit Winter Peak Savings (kW) | Achievable Economic UCT Potential | 0 | 0 | 0 | 0 | 0 | 0 | 0 | 0 | 0 | 0 | 0 | 0 | 0 | 0 | 0 | 0 | 0 | 0 | 0 | 0 | 0 | 0 | 0 | 0 | 0 | 0 | 0
F4_Commercial_OR - College_New_Space Heating_Natural Gas_Ventilation - Demand Controlled_A_Achievable Economic UCT Potential | F4 | Commercial | OR - College | New | Space Heating | Natural Gas | Ventilation - Demand Controlled | A | Incremental Energy Savings (MWh or mTherms) | Achievable Economic UCT Potential | 0 | 0 | 0 | 0 | 0 | 0 | 0 | 0 | 0 | 0 | 0 | 0 | 0 | 0 | 0 | 0 | 0 | 0 | 0 | 0 | 0 | 0 | 0 | 0 | 0 | 0 | 0
F5_Commercial_OR - College_New_Space Heating_Natural Gas_Ventilation - Demand Controlled_A_Achievable Economic UCT Potential | F5 | Commercial | OR - College | New | Space Heating | Natural Gas | Ventilation - Demand Controlled | A | Incremental Summer Peak Savings (MW) | Achievable Economic UCT Potential | 0 | 0 | 0 | 0 | 0 | 0 | 0 | 0 | 0 | 0 | 0 | 0 | 0 | 0 | 0 | 0 | 0 | 0 | 0 | 0 | 0 | 0 | 0 | 0 | 0 | 0 | 0
F6_Commercial_OR - College_New_Space Heating_Natural Gas_Ventilation - Demand Controlled_A_Achievable Economic UCT Potential | F6 | Commercial | OR - College | New | Space Heating | Natural Gas | Ventilation - Demand Controlled | A | Incremental Winter Peak Savings (MW) | Achievable Economic UCT Potential | 0 | 0 | 0 | 0 | 0 | 0 | 0 | 0 | 0 | 0 | 0 | 0 | 0 | 0 | 0 | 0 | 0 | 0 | 0 | 0 | 0 | 0 | 0 | 0 | 0 | 0 | 0
F7_Commercial_OR - College_New_Space Heating_Natural Gas_Ventilation - Demand Controlled_A_Achievable Economic UCT Potential | F7 | Commercial | OR - College | New | Space Heating | Natural Gas | Ventilation - Demand Controlled | A | Cumulative Energy Savings (MWh or mTherms) | Achievable Economic UCT Potential | 0 | 0 | 0 | 0 | 0 | 0 | 0 | 0 | 0 | 0 | 0 | 0 | 0 | 0 | 0 | 0 | 0 | 0 | 0 | 0 | 0 | 0 | 0 | 0 | 0 | 0 | 0
F8_Commercial_OR - College_New_Space Heating_Natural Gas_Ventilation - Demand Controlled_A_Achievable Economic UCT Potential | F8 | Commercial | OR - College | New | Space Heating | Natural Gas | Ventilation - Demand Controlled | A | Cumulative Summer Peak Savings (MW) | Achievable Economic UCT Potential | 0 | 0 | 0 | 0 | 0 | 0 | 0 | 0 | 0 | 0 | 0 | 0 | 0 | 0 | 0 | 0 | 0 | 0 | 0 | 0 | 0 | 0 | 0 | 0 | 0 | 0 | 0
F9_Commercial_OR - College_New_Space Heating_Natural Gas_Ventilation - Demand Controlled_A_Achievable Economic UCT Potential | F9 | Commercial | OR - College | New | Space Heating | Natural Gas | Ventilation - Demand Controlled | A | Cumulative Winter Peak Savings (MW) | Achievable Economic UCT Potential | 0 | 0 | 0 | 0 | 0 | 0 | 0 | 0 | 0 | 0 | 0 | 0 | 0 | 0 | 0 | 0 | 0 | 0 | 0 | 0 | 0 | 0 | 0 | 0 | 0 | 0 | 0
F10_Commercial_OR - College_New_Space Heating_Natural Gas_Ventilation - Demand Controlled_A_Achievable Economic UCT Potential | F10 | Commercial | OR - College | New | Space Heating | Natural Gas | Ventilation - Demand Controlled | A | Purchases (Incremental) | Achievable Economic UCT Potential | 0 | 0 | 0 | 0 | 0 | 0 | 0 | 0 | 0 | 0 | 0 | 0 | 0 | 0 | 0 | 0 | 0 | 0 | 0 | 0 | 0 | 0 | 0 | 0 | 0 | 0 | 0
F11_Commercial_OR - College_New_Space Heating_Natural Gas_Ventilation - Demand Controlled_A_Achievable Economic UCT Potential | F11 | Commercial | OR - College | New | Space Heating | Natural Gas | Ventilation - Demand Controlled | A | Purchases (Cumulative) | Achievable Economic UCT Potential | 0 | 0 | 0 | 0 | 0 | 0 | 0 | 0 | 0 | 0 | 0 | 0 | 0 | 0 | 0 | 0 | 0 | 0 | 0 | 0 | 0 | 0 | 0 | 0 | 0 | 0 | 0
F1_Commercial_OR - College_New_Space Heating_Natural Gas_HVAC - Dedicated Outdoor Air System (DOAS)_A_Achievable Economic UCT Potential | F1 | Commercial | OR - College | New | Space Heating | Natural Gas | HVAC - Dedicated Outdoor Air System (DOAS) | A | Integrated Unit Energy Savings (kWh or therms) | Achievable Economic UCT Potential | 0 | 0 | 0 | 0 | 0 | 0 | 0 | 0 | 0 | 0 | 0 | 0 | 0 | 0 | 0 | 0 | 0 | 0 | 0 | 0 | 0 | 0 | 0 | 0 | 0 | 0 | 0
F2_Commercial_OR - College_New_Space Heating_Natural Gas_HVAC - Dedicated Outdoor Air System (DOAS)_A_Achievable Economic UCT Potential | F2 | Commercial | OR - College | New | Space Heating | Natural Gas | HVAC - Dedicated Outdoor Air System (DOAS) | A | Integrated Unit Summer Peak Savings (kW) | Achievable Economic UCT Potential | 0 | 0 | 0 | 0 | 0 | 0 | 0 | 0 | 0 | 0 | 0 | 0 | 0 | 0 | 0 | 0 | 0 | 0 | 0 | 0 | 0 | 0 | 0 | 0 | 0 | 0 | 0
F3_Commercial_OR - College_New_Space Heating_Natural Gas_HVAC - Dedicated Outdoor Air System (DOAS)_A_Achievable Economic UCT Potential | F3 | Commercial | OR - College | New | Space Heating | Natural Gas | HVAC - Dedicated Outdoor Air System (DOAS) | A | Integrated Unit Winter Peak Savings (kW) | Achievable Economic UCT Potential | 0 | 0 | 0 | 0 | 0 | 0 | 0 | 0 | 0 | 0 | 0 | 0 | 0 | 0 | 0 | 0 | 0 | 0 | 0 | 0 | 0 | 0 | 0 | 0 | 0 | 0 | 0
F4_Commercial_OR - College_New_Space Heating_Natural Gas_HVAC - Dedicated Outdoor Air System (DOAS)_A_Achievable Economic UCT Potential | F4 | Commercial | OR - College | New | Space Heating | Natural Gas | HVAC - Dedicated Outdoor Air System (DOAS) | A | Incremental Energy Savings (MWh or mTherms) | Achievable Economic UCT Potential | 0 | 0 | 0 | 0 | 0 | 0 | 0 | 0 | 0 | 0 | 0 | 0 | 0 | 0 | 0 | 0 | 0 | 0 | 0 | 0 | 0 | 0 | 0 | 0 | 0 | 0 | 0
F5_Commercial_OR - College_New_Space Heating_Natural Gas_HVAC - Dedicated Outdoor Air System (DOAS)_A_Achievable Economic UCT Potential | F5 | Commercial | OR - College | New | Space Heating | Natural Gas | HVAC - Dedicated Outdoor Air System (DOAS) | A | Incremental Summer Peak Savings (MW) | Achievable Economic UCT Potential | 0 | 0 | 0 | 0 | 0 | 0 | 0 | 0 | 0 | 0 | 0 | 0 | 0 | 0 | 0 | 0 | 0 | 0 | 0 | 0 | 0 | 0 | 0 | 0 | 0 | 0 | 0
F6_Commercial_OR - College_New_Space Heating_Natural Gas_HVAC - Dedicated Outdoor Air System (DOAS)_A_Achievable Economic UCT Potential | F6 | Commercial | OR - College | New | Space Heating | Natural Gas | HVAC - Dedicated Outdoor Air System (DOAS) | A | Incremental Winter Peak Savings (MW) | Achievable Economic UCT Potential | 0 | 0 | 0 | 0 | 0 | 0 | 0 | 0 | 0 | 0 | 0 | 0 | 0 | 0 | 0 | 0 | 0 | 0 | 0 | 0 | 0 | 0 | 0 | 0 | 0 | 0 | 0
F7_Commercial_OR - College_New_Space Heating_Natural Gas_HVAC - Dedicated Outdoor Air System (DOAS)_A_Achievable Economic UCT Potential | F7 | Commercial | OR - College | New | Space Heating | Natural Gas | HVAC - Dedicated Outdoor Air System (DOAS) | A | Cumulative Energy Savings (MWh or mTherms) | Achievable Economic UCT Potential | 0 | 0 | 0 | 0 | 0 | 0 | 0 | 0 | 0 | 0 | 0 | 0 | 0 | 0 | 0 | 0 | 0 | 0 | 0 | 0 | 0 | 0 | 0 | 0 | 0 | 0 | 0
F8_Commercial_OR - College_New_Space Heating_Natural Gas_HVAC - Dedicated Outdoor Air System (DOAS)_A_Achievable Economic UCT Potential | F8 | Commercial | OR - College | New | Space Heating | Natural Gas | HVAC - Dedicated Outdoor Air System (DOAS) | A | Cumulative Summer Peak Savings (MW) | Achievable Economic UCT Potential | 0 | 0 | 0 | 0 | 0 | 0 | 0 | 0 | 0 | 0 | 0 | 0 | 0 | 0 | 0 | 0 | 0 | 0 | 0 | 0 | 0 | 0 | 0 | 0 | 0 | 0 | 0
F9_Commercial_OR - College_New_Space Heating_Natural Gas_HVAC - Dedicated Outdoor Air System (DOAS)_A_Achievable Economic UCT Potential | F9 | Commercial | OR - College | New | Space Heating | Natural Gas | HVAC - Dedicated Outdoor Air System (DOAS) | A | Cumulative Winter Peak Savings (MW) | Achievable Economic UCT Potential | 0 | 0 | 0 | 0 | 0 | 0 | 0 | 0 | 0 | 0 | 0 | 0 | 0 | 0 | 0 | 0 | 0 | 0 | 0 | 0 | 0 | 0 | 0 | 0 | 0 | 0 | 0
F10_Commercial_OR - College_New_Space Heating_Natural Gas_HVAC - Dedicated Outdoor Air System (DOAS)_A_Achievable Economic UCT Potential | F10 | Commercial | OR - College | New | Space Heating | Natural Gas | HVAC - Dedicated Outdoor Air System (DOAS) | A | Purchases (Incremental) | Achievable Economic UCT Potential | 0 | 0 | 0 | 0 | 0 | 0 | 0 | 0 | 0 | 0 | 0 | 0 | 0 | 0 | 0 | 0 | 0 | 0 | 0 | 0 | 0 | 0 | 0 | 0 | 0 | 0 | 0
F11_Commercial_OR - College_New_Space Heating_Natural Gas_HVAC - Dedicated Outdoor Air System (DOAS)_A_Achievable Economic UCT Potential | F11 | Commercial | OR - College | New | Space Heating | Natural Gas | HVAC - Dedicated Outdoor Air System (DOAS) | A | Purchases (Cumulative) | Achievable Economic UCT Potential | 0 | 0 | 0 | 0 | 0 | 0 | 0 | 0 | 0 | 0 | 0 | 0 | 0 | 0 | 0 | 0 | 0 | 0 | 0 | 0 | 0 | 0 | 0 | 0 | 0 | 0 | 0
F1_Commercial_OR - College_New_Space Heating_Natural Gas_Destratification Fans (HVLS)_A_Achievable Economic UCT Potential | F1 | Commercial | OR - College | New | Space Heating | Natural Gas | Destratification Fans (HVLS) | A | Integrated Unit Energy Savings (kWh or therms) | Achievable Economic UCT Potential | 0 | 0 | 0 | 0 | 0 | 0 | 0 | 0 | 0 | 0 | 0 | 0 | 0 | 0 | 0 | 0 | 0 | 0 | 0 | 0 | 0 | 0 | 0 | 0 | 0 | 0 | 0
F2_Commercial_OR - College_New_Space Heating_Natural Gas_Destratification Fans (HVLS)_A_Achievable Economic UCT Potential | F2 | Commercial | OR - College | New | Space Heating | Natural Gas | Destratification Fans (HVLS) | A | Integrated Unit Summer Peak Savings (kW) | Achievable Economic UCT Potential | 0 | 0 | 0 | 0 | 0 | 0 | 0 | 0 | 0 | 0 | 0 | 0 | 0 | 0 | 0 | 0 | 0 | 0 | 0 | 0 | 0 | 0 | 0 | 0 | 0 | 0 | 0
F3_Commercial_OR - College_New_Space Heating_Natural Gas_Destratification Fans (HVLS)_A_Achievable Economic UCT Potential | F3 | Commercial | OR - College | New | Space Heating | Natural Gas | Destratification Fans (HVLS) | A | Integrated Unit Winter Peak Savings (kW) | Achievable Economic UCT Potential | 0 | 0 | 0 | 0 | 0 | 0 | 0 | 0 | 0 | 0 | 0 | 0 | 0 | 0 | 0 | 0 | 0 | 0 | 0 | 0 | 0 | 0 | 0 | 0 | 0 | 0 | 0
F4_Commercial_OR - College_New_Space Heating_Natural Gas_Destratification Fans (HVLS)_A_Achievable Economic UCT Potential | F4 | Commercial | OR - College | New | Space Heating | Natural Gas | Destratification Fans (HVLS) | A | Incremental Energy Savings (MWh or mTherms) | Achievable Economic UCT Potential | 0 | 0 | 0 | 0 | 0 | 0 | 0 | 0 | 0 | 0 | 0 | 0 | 0 | 0 | 0 | 0 | 0 | 0 | 0 | 0 | 0 | 0 | 0 | 0 | 0 | 0 | 0
F5_Commercial_OR - College_New_Space Heating_Natural Gas_Destratification Fans (HVLS)_A_Achievable Economic UCT Potential | F5 | Commercial | OR - College | New | Space Heating | Natural Gas | Destratification Fans (HVLS) | A | Incremental Summer Peak Savings (MW) | Achievable Economic UCT Potential | 0 | 0 | 0 | 0 | 0 | 0 | 0 | 0 | 0 | 0 | 0 | 0 | 0 | 0 | 0 | 0 | 0 | 0 | 0 | 0 | 0 | 0 | 0 | 0 | 0 | 0 | 0
F6_Commercial_OR - College_New_Space Heating_Natural Gas_Destratification Fans (HVLS)_A_Achievable Economic UCT Potential | F6 | Commercial | OR - College | New | Space Heating | Natural Gas | Destratification Fans (HVLS) | A | Incremental Winter Peak Savings (MW) | Achievable Economic UCT Potential | 0 | 0 | 0 | 0 | 0 | 0 | 0 | 0 | 0 | 0 | 0 | 0 | 0 | 0 | 0 | 0 | 0 | 0 | 0 | 0 | 0 | 0 | 0 | 0 | 0 | 0 | 0
F7_Commercial_OR - College_New_Space Heating_Natural Gas_Destratification Fans (HVLS)_A_Achievable Economic UCT Potential | F7 | Commercial | OR - College | New | Space Heating | Natural Gas | Destratification Fans (HVLS) | A | Cumulative Energy Savings (MWh or mTherms) | Achievable Economic UCT Potential | 0 | 0 | 0 | 0 | 0 | 0 | 0 | 0 | 0 | 0 | 0 | 0 | 0 | 0 | 0 | 0 | 0 | 0 | 0 | 0 | 0 | 0 | 0 | 0 | 0 | 0 | 0
F8_Commercial_OR - College_New_Space Heating_Natural Gas_Destratification Fans (HVLS)_A_Achievable Economic UCT Potential | F8 | Commercial | OR - College | New | Space Heating | Natural Gas | Destratification Fans (HVLS) | A | Cumulative Summer Peak Savings (MW) | Achievable Economic UCT Potential | 0 | 0 | 0 | 0 | 0 | 0 | 0 | 0 | 0 | 0 | 0 | 0 | 0 | 0 | 0 | 0 | 0 | 0 | 0 | 0 | 0 | 0 | 0 | 0 | 0 | 0 | 0
F9_Commercial_OR - College_New_Space Heating_Natural Gas_Destratification Fans (HVLS)_A_Achievable Economic UCT Potential | F9 | Commercial | OR - College | New | Space Heating | Natural Gas | Destratification Fans (HVLS) | A | Cumulative Winter Peak Savings (MW) | Achievable Economic UCT Potential | 0 | 0 | 0 | 0 | 0 | 0 | 0 | 0 | 0 | 0 | 0 | 0 | 0 | 0 | 0 | 0 | 0 | 0 | 0 | 0 | 0 | 0 | 0 | 0 | 0 | 0 | 0
F10_Commercial_OR - College_New_Space Heating_Natural Gas_Destratification Fans (HVLS)_A_Achievable Economic UCT Potential | F10 | Commercial | OR - College | New | Space Heating | Natural Gas | Destratification Fans (HVLS) | A | Purchases (Incremental) | Achievable Economic UCT Potential | 0 | 0 | 0 | 0 | 0 | 0 | 0 | 0 | 0 | 0 | 0 | 0 | 0 | 0 | 0 | 0 | 0 | 0 | 0 | 0 | 0 | 0 | 0 | 0 | 0 | 0 | 0
F11_Commercial_OR - College_New_Space Heating_Natural Gas_Destratification Fans (HVLS)_A_Achievable Economic UCT Potential | F11 | Commercial | OR - College | New | Space Heating | Natural Gas | Destratification Fans (HVLS) | A | Purchases (Cumulative) | Achievable Economic UCT Potential | 0 | 0 | 0 | 0 | 0 | 0 | 0 | 0 | 0 | 0 | 0 | 0 | 0 | 0 | 0 | 0 | 0 | 0 | 0 | 0 | 0 | 0 | 0 | 0 | 0 | 0 | 0
F1_Commercial_OR - College_New_Space Heating_Natural Gas_Gas Boiler - Maintenance_A_Achievable Economic UCT Potential | F1 | Commercial | OR - College | New | Space Heating | Natural Gas | Gas Boiler - Maintenance | A | Integrated Unit Energy Savings (kWh or therms) | Achievable Economic UCT Potential | 0 | 0 | 0 | 0 | 0 | 0 | 0 | 0 | 0 | 0 | 0 | 0 | 0 | 0 | 0 | 0 | 0 | 0 | 0 | 0 | 0 | 0 | 0 | 0 | 0 | 0 | 0
F2_Commercial_OR - College_New_Space Heating_Natural Gas_Gas Boiler - Maintenance_A_Achievable Economic UCT Potential | F2 | Commercial | OR - College | New | Space Heating | Natural Gas | Gas Boiler - Maintenance | A | Integrated Unit Summer Peak Savings (kW) | Achievable Economic UCT Potential | 0 | 0 | 0 | 0 | 0 | 0 | 0 | 0 | 0 | 0 | 0 | 0 | 0 | 0 | 0 | 0 | 0 | 0 | 0 | 0 | 0 | 0 | 0 | 0 | 0 | 0 | 0
F3_Commercial_OR - College_New_Space Heating_Natural Gas_Gas Boiler - Maintenance_A_Achievable Economic UCT Potential | F3 | Commercial | OR - College | New | Space Heating | Natural Gas | Gas Boiler - Maintenance | A | Integrated Unit Winter Peak Savings (kW) | Achievable Economic UCT Potential | 0 | 0 | 0 | 0 | 0 | 0 | 0 | 0 | 0 | 0 | 0 | 0 | 0 | 0 | 0 | 0 | 0 | 0 | 0 | 0 | 0 | 0 | 0 | 0 | 0 | 0 | 0
F4_Commercial_OR - College_New_Space Heating_Natural Gas_Gas Boiler - Maintenance_A_Achievable Economic UCT Potential | F4 | Commercial | OR - College | New | Space Heating | Natural Gas | Gas Boiler - Maintenance | A | Incremental Energy Savings (MWh or mTherms) | Achievable Economic UCT Potential | 0 | 0 | 0 | 0 | 0 | 0 | 0 | 0 | 0 | 0 | 0 | 0 | 0 | 0 | 0 | 0 | 0 | 0 | 0 | 0 | 0 | 0 | 0 | 0 | 0 | 0 | 0
F5_Commercial_OR - College_New_Space Heating_Natural Gas_Gas Boiler - Maintenance_A_Achievable Economic UCT Potential | F5 | Commercial | OR - College | New | Space Heating | Natural Gas | Gas Boiler - Maintenance | A | Incremental Summer Peak Savings (MW) | Achievable Economic UCT Potential | 0 | 0 | 0 | 0 | 0 | 0 | 0 | 0 | 0 | 0 | 0 | 0 | 0 | 0 | 0 | 0 | 0 | 0 | 0 | 0 | 0 | 0 | 0 | 0 | 0 | 0 | 0
F6_Commercial_OR - College_New_Space Heating_Natural Gas_Gas Boiler - Maintenance_A_Achievable Economic UCT Potential | F6 | Commercial | OR - College | New | Space Heating | Natural Gas | Gas Boiler - Maintenance | A | Incremental Winter Peak Savings (MW) | Achievable Economic UCT Potential | 0 | 0 | 0 | 0 | 0 | 0 | 0 | 0 | 0 | 0 | 0 | 0 | 0 | 0 | 0 | 0 | 0 | 0 | 0 | 0 | 0 | 0 | 0 | 0 | 0 | 0 | 0
F7_Commercial_OR - College_New_Space Heating_Natural Gas_Gas Boiler - Maintenance_A_Achievable Economic UCT Potential | F7 | Commercial | OR - College | New | Space Heating | Natural Gas | Gas Boiler - Maintenance | A | Cumulative Energy Savings (MWh or mTherms) | Achievable Economic UCT Potential | 0 | 0 | 0 | 0 | 0 | 0 | 0 | 0 | 0 | 0 | 0 | 0 | 0 | 0 | 0 | 0 | 0 | 0 | 0 | 0 | 0 | 0 | 0 | 0 | 0 | 0 | 0
F8_Commercial_OR - College_New_Space Heating_Natural Gas_Gas Boiler - Maintenance_A_Achievable Economic UCT Potential | F8 | Commercial | OR - College | New | Space Heating | Natural Gas | Gas Boiler - Maintenance | A | Cumulative Summer Peak Savings (MW) | Achievable Economic UCT Potential | 0 | 0 | 0 | 0 | 0 | 0 | 0 | 0 | 0 | 0 | 0 | 0 | 0 | 0 | 0 | 0 | 0 | 0 | 0 | 0 | 0 | 0 | 0 | 0 | 0 | 0 | 0
F9_Commercial_OR - College_New_Space Heating_Natural Gas_Gas Boiler - Maintenance_A_Achievable Economic UCT Potential | F9 | Commercial | OR - College | New | Space Heating | Natural Gas | Gas Boiler - Maintenance | A | Cumulative Winter Peak Savings (MW) | Achievable Economic UCT Potential | 0 | 0 | 0 | 0 | 0 | 0 | 0 | 0 | 0 | 0 | 0 | 0 | 0 | 0 | 0 | 0 | 0 | 0 | 0 | 0 | 0 | 0 | 0 | 0 | 0 | 0 | 0
F10_Commercial_OR - College_New_Space Heating_Natural Gas_Gas Boiler - Maintenance_A_Achievable Economic UCT Potential | F10 | Commercial | OR - College | New | Space Heating | Natural Gas | Gas Boiler - Maintenance | A | Purchases (Incremental) | Achievable Economic UCT Potential | 0 | 0 | 0 | 0 | 0 | 0 | 0 | 0 | 0 | 0 | 0 | 0 | 0 | 0 | 0 | 0 | 0 | 0 | 0 | 0 | 0 | 0 | 0 | 0 | 0 | 0 | 0
F11_Commercial_OR - College_New_Space Heating_Natural Gas_Gas Boiler - Maintenance_A_Achievable Economic UCT Potential | F11 | Commercial | OR - College | New | Space Heating | Natural Gas | Gas Boiler - Maintenance | A | Purchases (Cumulative) | Achievable Economic UCT Potential | 0 | 0 | 0 | 0 | 0 | 0 | 0 | 0 | 0 | 0 | 0 | 0 | 0 | 0 | 0 | 0 | 0 | 0 | 0 | 0 | 0 | 0 | 0 | 0 | 0 | 0 | 0
F1_Commercial_OR - College_New_Space Heating_Natural Gas_Gas Furnace - Maintenance_A_Achievable Economic UCT Potential | F1 | Commercial | OR - College | New | Space Heating | Natural Gas | Gas Furnace - Maintenance | A | Integrated Unit Energy Savings (kWh or therms) | Achievable Economic UCT Potential | 0 | 0 | 0 | 0 | 0 | 0 | 0 | 0 | 0 | 0 | 0 | 0 | 0 | 0 | 0 | 0 | 0 | 0 | 0 | 0 | 0 | 0 | 0 | 0 | 0 | 0 | 0
F2_Commercial_OR - College_New_Space Heating_Natural Gas_Gas Furnace - Maintenance_A_Achievable Economic UCT Potential | F2 | Commercial | OR - College | New | Space Heating | Natural Gas | Gas Furnace - Maintenance | A | Integrated Unit Summer Peak Savings (kW) | Achievable Economic UCT Potential | 0 | 0 | 0 | 0 | 0 | 0 | 0 | 0 | 0 | 0 | 0 | 0 | 0 | 0 | 0 | 0 | 0 | 0 | 0 | 0 | 0 | 0 | 0 | 0 | 0 | 0 | 0
F3_Commercial_OR - College_New_Space Heating_Natural Gas_Gas Furnace - Maintenance_A_Achievable Economic UCT Potential | F3 | Commercial | OR - College | New | Space Heating | Natural Gas | Gas Furnace - Maintenance | A | Integrated Unit Winter Peak Savings (kW) | Achievable Economic UCT Potential | 0 | 0 | 0 | 0 | 0 | 0 | 0 | 0 | 0 | 0 | 0 | 0 | 0 | 0 | 0 | 0 | 0 | 0 | 0 | 0 | 0 | 0 | 0 | 0 | 0 | 0 | 0
F4_Commercial_OR - College_New_Space Heating_Natural Gas_Gas Furnace - Maintenance_A_Achievable Economic UCT Potential | F4 | Commercial | OR - College | New | Space Heating | Natural Gas | Gas Furnace - Maintenance | A | Incremental Energy Savings (MWh or mTherms) | Achievable Economic UCT Potential | 0 | 0 | 0 | 0 | 0 | 0 | 0 | 0 | 0 | 0 | 0 | 0 | 0 | 0 | 0 | 0 | 0 | 0 | 0 | 0 | 0 | 0 | 0 | 0 | 0 | 0 | 0
F5_Commercial_OR - College_New_Space Heating_Natural Gas_Gas Furnace - Maintenance_A_Achievable Economic UCT Potential | F5 | Commercial | OR - College | New | Space Heating | Natural Gas | Gas Furnace - Maintenance | A | Incremental Summer Peak Savings (MW) | Achievable Economic UCT Potential | 0 | 0 | 0 | 0 | 0 | 0 | 0 | 0 | 0 | 0 | 0 | 0 | 0 | 0 | 0 | 0 | 0 | 0 | 0 | 0 | 0 | 0 | 0 | 0 | 0 | 0 | 0
F6_Commercial_OR - College_New_Space Heating_Natural Gas_Gas Furnace - Maintenance_A_Achievable Economic UCT Potential | F6 | Commercial | OR - College | New | Space Heating | Natural Gas | Gas Furnace - Maintenance | A | Incremental Winter Peak Savings (MW) | Achievable Economic UCT Potential | 0 | 0 | 0 | 0 | 0 | 0 | 0 | 0 | 0 | 0 | 0 | 0 | 0 | 0 | 0 | 0 | 0 | 0 | 0 | 0 | 0 | 0 | 0 | 0 | 0 | 0 | 0
F7_Commercial_OR - College_New_Space Heating_Natural Gas_Gas Furnace - Maintenance_A_Achievable Economic UCT Potential | F7 | Commercial | OR - College | New | Space Heating | Natural Gas | Gas Furnace - Maintenance | A | Cumulative Energy Savings (MWh or mTherms) | Achievable Economic UCT Potential | 0 | 0 | 0 | 0 | 0 | 0 | 0 | 0 | 0 | 0 | 0 | 0 | 0 | 0 | 0 | 0 | 0 | 0 | 0 | 0 | 0 | 0 | 0 | 0 | 0 | 0 | 0
F8_Commercial_OR - College_New_Space Heating_Natural Gas_Gas Furnace - Maintenance_A_Achievable Economic UCT Potential | F8 | Commercial | OR - College | New | Space Heating | Natural Gas | Gas Furnace - Maintenance | A | Cumulative Summer Peak Savings (MW) | Achievable Economic UCT Potential | 0 | 0 | 0 | 0 | 0 | 0 | 0 | 0 | 0 | 0 | 0 | 0 | 0 | 0 | 0 | 0 | 0 | 0 | 0 | 0 | 0 | 0 | 0 | 0 | 0 | 0 | 0
F9_Commercial_OR - College_New_Space Heating_Natural Gas_Gas Furnace - Maintenance_A_Achievable Economic UCT Potential | F9 | Commercial | OR - College | New | Space Heating | Natural Gas | Gas Furnace - Maintenance | A | Cumulative Winter Peak Savings (MW) | Achievable Economic UCT Potential | 0 | 0 | 0 | 0 | 0 | 0 | 0 | 0 | 0 | 0 | 0 | 0 | 0 | 0 | 0 | 0 | 0 | 0 | 0 | 0 | 0 | 0 | 0 | 0 | 0 | 0 | 0
F10_Commercial_OR - College_New_Space Heating_Natural Gas_Gas Furnace - Maintenance_A_Achievable Economic UCT Potential | F10 | Commercial | OR - College | New | Space Heating | Natural Gas | Gas Furnace - Maintenance | A | Purchases (Incremental) | Achievable Economic UCT Potential | 0 | 0 | 0 | 0 | 0 | 0 | 0 | 0 | 0 | 0 | 0 | 0 | 0 | 0 | 0 | 0 | 0 | 0 | 0 | 0 | 0 | 0 | 0 | 0 | 0 | 0 | 0
F11_Commercial_OR - College_New_Space Heating_Natural Gas_Gas Furnace - Maintenance_A_Achievable Economic UCT Potential | F11 | Commercial | OR - College | New | Space Heating | Natural Gas | Gas Furnace - Maintenance | A | Purchases (Cumulative) | Achievable Economic UCT Potential | 0 | 0 | 0 | 0 | 0 | 0 | 0 | 0 | 0 | 0 | 0 | 0 | 0 | 0 | 0 | 0 | 0 | 0 | 0 | 0 | 0 | 0 | 0 | 0 | 0 | 0 | 0
F1_Commercial_OR - College_New_Space Heating_Natural Gas_Gas Boiler - Hot Water Reset_A_Achievable Economic UCT Potential | F1 | Commercial | OR - College | New | Space Heating | Natural Gas | Gas Boiler - Hot Water Reset | A | Integrated Unit Energy Savings (kWh or therms) | Achievable Economic UCT Potential | 0 | 0 | 0 | 0 | 0 | 0 | 0 | 0 | 0 | 0 | 0 | 0 | 0 | 0 | 0 | 0 | 0 | 0 | 0 | 0 | 0 | 0 | 0 | 0 | 0 | 0 | 0
F2_Commercial_OR - College_New_Space Heating_Natural Gas_Gas Boiler - Hot Water Reset_A_Achievable Economic UCT Potential | F2 | Commercial | OR - College | New | Space Heating | Natural Gas | Gas Boiler - Hot Water Reset | A | Integrated Unit Summer Peak Savings (kW) | Achievable Economic UCT Potential | 0 | 0 | 0 | 0 | 0 | 0 | 0 | 0 | 0 | 0 | 0 | 0 | 0 | 0 | 0 | 0 | 0 | 0 | 0 | 0 | 0 | 0 | 0 | 0 | 0 | 0 | 0
F3_Commercial_OR - College_New_Space Heating_Natural Gas_Gas Boiler - Hot Water Reset_A_Achievable Economic UCT Potential | F3 | Commercial | OR - College | New | Space Heating | Natural Gas | Gas Boiler - Hot Water Reset | A | Integrated Unit Winter Peak Savings (kW) | Achievable Economic UCT Potential | 0 | 0 | 0 | 0 | 0 | 0 | 0 | 0 | 0 | 0 | 0 | 0 | 0 | 0 | 0 | 0 | 0 | 0 | 0 | 0 | 0 | 0 | 0 | 0 | 0 | 0 | 0
F4_Commercial_OR - College_New_Space Heating_Natural Gas_Gas Boiler - Hot Water Reset_A_Achievable Economic UCT Potential | F4 | Commercial | OR - College | New | Space Heating | Natural Gas | Gas Boiler - Hot Water Reset | A | Incremental Energy Savings (MWh or mTherms) | Achievable Economic UCT Potential | 0 | 0 | 0 | 0 | 0 | 0 | 0 | 0 | 0 | 0 | 0 | 0 | 0 | 0 | 0 | 0 | 0 | 0 | 0 | 0 | 0 | 0 | 0 | 0 | 0 | 0 | 0
F5_Commercial_OR - College_New_Space Heating_Natural Gas_Gas Boiler - Hot Water Reset_A_Achievable Economic UCT Potential | F5 | Commercial | OR - College | New | Space Heating | Natural Gas | Gas Boiler - Hot Water Reset | A | Incremental Summer Peak Savings (MW) | Achievable Economic UCT Potential | 0 | 0 | 0 | 0 | 0 | 0 | 0 | 0 | 0 | 0 | 0 | 0 | 0 | 0 | 0 | 0 | 0 | 0 | 0 | 0 | 0 | 0 | 0 | 0 | 0 | 0 | 0
F6_Commercial_OR - College_New_Space Heating_Natural Gas_Gas Boiler - Hot Water Reset_A_Achievable Economic UCT Potential | F6 | Commercial | OR - College | New | Space Heating | Natural Gas | Gas Boiler - Hot Water Reset | A | Incremental Winter Peak Savings (MW) | Achievable Economic UCT Potential | 0 | 0 | 0 | 0 | 0 | 0 | 0 | 0 | 0 | 0 | 0 | 0 | 0 | 0 | 0 | 0 | 0 | 0 | 0 | 0 | 0 | 0 | 0 | 0 | 0 | 0 | 0
F7_Commercial_OR - College_New_Space Heating_Natural Gas_Gas Boiler - Hot Water Reset_A_Achievable Economic UCT Potential | F7 | Commercial | OR - College | New | Space Heating | Natural Gas | Gas Boiler - Hot Water Reset | A | Cumulative Energy Savings (MWh or mTherms) | Achievable Economic UCT Potential | 0 | 0 | 0 | 0 | 0 | 0 | 0 | 0 | 0 | 0 | 0 | 0 | 0 | 0 | 0 | 0 | 0 | 0 | 0 | 0 | 0 | 0 | 0 | 0 | 0 | 0 | 0
F8_Commercial_OR - College_New_Space Heating_Natural Gas_Gas Boiler - Hot Water Reset_A_Achievable Economic UCT Potential | F8 | Commercial | OR - College | New | Space Heating | Natural Gas | Gas Boiler - Hot Water Reset | A | Cumulative Summer Peak Savings (MW) | Achievable Economic UCT Potential | 0 | 0 | 0 | 0 | 0 | 0 | 0 | 0 | 0 | 0 | 0 | 0 | 0 | 0 | 0 | 0 | 0 | 0 | 0 | 0 | 0 | 0 | 0 | 0 | 0 | 0 | 0
F9_Commercial_OR - College_New_Space Heating_Natural Gas_Gas Boiler - Hot Water Reset_A_Achievable Economic UCT Potential | F9 | Commercial | OR - College | New | Space Heating | Natural Gas | Gas Boiler - Hot Water Reset | A | Cumulative Winter Peak Savings (MW) | Achievable Economic UCT Potential | 0 | 0 | 0 | 0 | 0 | 0 | 0 | 0 | 0 | 0 | 0 | 0 | 0 | 0 | 0 | 0 | 0 | 0 | 0 | 0 | 0 | 0 | 0 | 0 | 0 | 0 | 0
F10_Commercial_OR - College_New_Space Heating_Natural Gas_Gas Boiler - Hot Water Reset_A_Achievable Economic UCT Potential | F10 | Commercial | OR - College | New | Space Heating | Natural Gas | Gas Boiler - Hot Water Reset | A | Purchases (Incremental) | Achievable Economic UCT Potential | 0 | 0 | 0 | 0 | 0 | 0 | 0 | 0 | 0 | 0 | 0 | 0 | 0 | 0 | 0 | 0 | 0 | 0 | 0 | 0 | 0 | 0 | 0 | 0 | 0 | 0 | 0
F11_Commercial_OR - College_New_Space Heating_Natural Gas_Gas Boiler - Hot Water Reset_A_Achievable Economic UCT Potential | F11 | Commercial | OR - College | New | Space Heating | Natural Gas | Gas Boiler - Hot Water Reset | A | Purchases (Cumulative) | Achievable Economic UCT Potential | 0 | 0 | 0 | 0 | 0 | 0 | 0 | 0 | 0 | 0 | 0 | 0 | 0 | 0 | 0 | 0 | 0 | 0 | 0 | 0 | 0 | 0 | 0 | 0 | 0 | 0 | 0
F1_Commercial_OR - College_New_Space Heating_Natural Gas_Gas Boiler - Steam Trap Replacement_A_Achievable Economic UCT Potential | F1 | Commercial | OR - College | New | Space Heating | Natural Gas | Gas Boiler - Steam Trap Replacement | A | Integrated Unit Energy Savings (kWh or therms) | Achievable Economic UCT Potential | 0 | 0 | 0 | 0 | 0 | 0 | 0 | 0 | 0 | 0 | 0 | 0 | 0 | 0 | 0 | 0 | 0 | 0 | 0 | 0 | 0 | 0 | 0 | 0 | 0 | 0 | 0
F2_Commercial_OR - College_New_Space Heating_Natural Gas_Gas Boiler - Steam Trap Replacement_A_Achievable Economic UCT Potential | F2 | Commercial | OR - College | New | Space Heating | Natural Gas | Gas Boiler - Steam Trap Replacement | A | Integrated Unit Summer Peak Savings (kW) | Achievable Economic UCT Potential | 0 | 0 | 0 | 0 | 0 | 0 | 0 | 0 | 0 | 0 | 0 | 0 | 0 | 0 | 0 | 0 | 0 | 0 | 0 | 0 | 0 | 0 | 0 | 0 | 0 | 0 | 0
F3_Commercial_OR - College_New_Space Heating_Natural Gas_Gas Boiler - Steam Trap Replacement_A_Achievable Economic UCT Potential | F3 | Commercial | OR - College | New | Space Heating | Natural Gas | Gas Boiler - Steam Trap Replacement | A | Integrated Unit Winter Peak Savings (kW) | Achievable Economic UCT Potential | 0 | 0 | 0 | 0 | 0 | 0 | 0 | 0 | 0 | 0 | 0 | 0 | 0 | 0 | 0 | 0 | 0 | 0 | 0 | 0 | 0 | 0 | 0 | 0 | 0 | 0 | 0
F4_Commercial_OR - College_New_Space Heating_Natural Gas_Gas Boiler - Steam Trap Replacement_A_Achievable Economic UCT Potential | F4 | Commercial | OR - College | New | Space Heating | Natural Gas | Gas Boiler - Steam Trap Replacement | A | Incremental Energy Savings (MWh or mTherms) | Achievable Economic UCT Potential | 0 | 0 | 0 | 0 | 0 | 0 | 0 | 0 | 0 | 0 | 0 | 0 | 0 | 0 | 0 | 0 | 0 | 0 | 0 | 0 | 0 | 0 | 0 | 0 | 0 | 0 | 0
F5_Commercial_OR - College_New_Space Heating_Natural Gas_Gas Boiler - Steam Trap Replacement_A_Achievable Economic UCT Potential | F5 | Commercial | OR - College | New | Space Heating | Natural Gas | Gas Boiler - Steam Trap Replacement | A | Incremental Summer Peak Savings (MW) | Achievable Economic UCT Potential | 0 | 0 | 0 | 0 | 0 | 0 | 0 | 0 | 0 | 0 | 0 | 0 | 0 | 0 | 0 | 0 | 0 | 0 | 0 | 0 | 0 | 0 | 0 | 0 | 0 | 0 | 0
F6_Commercial_OR - College_New_Space Heating_Natural Gas_Gas Boiler - Steam Trap Replacement_A_Achievable Economic UCT Potential | F6 | Commercial | OR - College | New | Space Heating | Natural Gas | Gas Boiler - Steam Trap Replacement | A | Incremental Winter Peak Savings (MW) | Achievable Economic UCT Potential | 0 | 0 | 0 | 0 | 0 | 0 | 0 | 0 | 0 | 0 | 0 | 0 | 0 | 0 | 0 | 0 | 0 | 0 | 0 | 0 | 0 | 0 | 0 | 0 | 0 | 0 | 0
F7_Commercial_OR - College_New_Space Heating_Natural Gas_Gas Boiler - Steam Trap Replacement_A_Achievable Economic UCT Potential | F7 | Commercial | OR - College | New | Space Heating | Natural Gas | Gas Boiler - Steam Trap Replacement | A | Cumulative Energy Savings (MWh or mTherms) | Achievable Economic UCT Potential | 0 | 0 | 0 | 0 | 0 | 0 | 0 | 0 | 0 | 0 | 0 | 0 | 0 | 0 | 0 | 0 | 0 | 0 | 0 | 0 | 0 | 0 | 0 | 0 | 0 | 0 | 0
F8_Commercial_OR - College_New_Space Heating_Natural Gas_Gas Boiler - Steam Trap Replacement_A_Achievable Economic UCT Potential | F8 | Commercial | OR - College | New | Space Heating | Natural Gas | Gas Boiler - Steam Trap Replacement | A | Cumulative Summer Peak Savings (MW) | Achievable Economic UCT Potential | 0 | 0 | 0 | 0 | 0 | 0 | 0 | 0 | 0 | 0 | 0 | 0 | 0 | 0 | 0 | 0 | 0 | 0 | 0 | 0 | 0 | 0 | 0 | 0 | 0 | 0 | 0
F9_Commercial_OR - College_New_Space Heating_Natural Gas_Gas Boiler - Steam Trap Replacement_A_Achievable Economic UCT Potential | F9 | Commercial | OR - College | New | Space Heating | Natural Gas | Gas Boiler - Steam Trap Replacement | A | Cumulative Winter Peak Savings (MW) | Achievable Economic UCT Potential | 0 | 0 | 0 | 0 | 0 | 0 | 0 | 0 | 0 | 0 | 0 | 0 | 0 | 0 | 0 | 0 | 0 | 0 | 0 | 0 | 0 | 0 | 0 | 0 | 0 | 0 | 0
F10_Commercial_OR - College_New_Space Heating_Natural Gas_Gas Boiler - Steam Trap Replacement_A_Achievable Economic UCT Potential | F10 | Commercial | OR - College | New | Space Heating | Natural Gas | Gas Boiler - Steam Trap Replacement | A | Purchases (Incremental) | Achievable Economic UCT Potential | 0 | 0 | 0 | 0 | 0 | 0 | 0 | 0 | 0 | 0 | 0 | 0 | 0 | 0 | 0 | 0 | 0 | 0 | 0 | 0 | 0 | 0 | 0 | 0 | 0 | 0 | 0
F11_Commercial_OR - College_New_Space Heating_Natural Gas_Gas Boiler - Steam Trap Replacement_A_Achievable Economic UCT Potential | F11 | Commercial | OR - College | New | Space Heating | Natural Gas | Gas Boiler - Steam Trap Replacement | A | Purchases (Cumulative) | Achievable Economic UCT Potential | 0 | 0 | 0 | 0 | 0 | 0 | 0 | 0 | 0 | 0 | 0 | 0 | 0 | 0 | 0 | 0 | 0 | 0 | 0 | 0 | 0 | 0 | 0 | 0 | 0 | 0 | 0
F1_Commercial_OR - College_New_Space Heating_Natural Gas_Gas Boiler - High Turndown Burner_A_Achievable Economic UCT Potential | F1 | Commercial | OR - College | New | Space Heating | Natural Gas | Gas Boiler - High Turndown Burner | A | Integrated Unit Energy Savings (kWh or therms) | Achievable Economic UCT Potential | 0 | 0 | 0 | 0 | 0 | 0 | 0 | 0 | 0 | 0 | 0 | 0 | 0 | 0 | 0 | 0 | 0 | 0 | 0 | 0 | 0 | 0 | 0 | 0 | 0 | 0 | 0
F2_Commercial_OR - College_New_Space Heating_Natural Gas_Gas Boiler - High Turndown Burner_A_Achievable Economic UCT Potential | F2 | Commercial | OR - College | New | Space Heating | Natural Gas | Gas Boiler - High Turndown Burner | A | Integrated Unit Summer Peak Savings (kW) | Achievable Economic UCT Potential | 0 | 0 | 0 | 0 | 0 | 0 | 0 | 0 | 0 | 0 | 0 | 0 | 0 | 0 | 0 | 0 | 0 | 0 | 0 | 0 | 0 | 0 | 0 | 0 | 0 | 0 | 0
F3_Commercial_OR - College_New_Space Heating_Natural Gas_Gas Boiler - High Turndown Burner_A_Achievable Economic UCT Potential | F3 | Commercial | OR - College | New | Space Heating | Natural Gas | Gas Boiler - High Turndown Burner | A | Integrated Unit Winter Peak Savings (kW) | Achievable Economic UCT Potential | 0 | 0 | 0 | 0 | 0 | 0 | 0 | 0 | 0 | 0 | 0 | 0 | 0 | 0 | 0 | 0 | 0 | 0 | 0 | 0 | 0 | 0 | 0 | 0 | 0 | 0 | 0
F4_Commercial_OR - College_New_Space Heating_Natural Gas_Gas Boiler - High Turndown Burner_A_Achievable Economic UCT Potential | F4 | Commercial | OR - College | New | Space Heating | Natural Gas | Gas Boiler - High Turndown Burner | A | Incremental Energy Savings (MWh or mTherms) | Achievable Economic UCT Potential | 0 | 0 | 0 | 0 | 0 | 0 | 0 | 0 | 0 | 0 | 0 | 0 | 0 | 0 | 0 | 0 | 0 | 0 | 0 | 0 | 0 | 0 | 0 | 0 | 0 | 0 | 0
F5_Commercial_OR - College_New_Space Heating_Natural Gas_Gas Boiler - High Turndown Burner_A_Achievable Economic UCT Potential | F5 | Commercial | OR - College | New | Space Heating | Natural Gas | Gas Boiler - High Turndown Burner | A | Incremental Summer Peak Savings (MW) | Achievable Economic UCT Potential | 0 | 0 | 0 | 0 | 0 | 0 | 0 | 0 | 0 | 0 | 0 | 0 | 0 | 0 | 0 | 0 | 0 | 0 | 0 | 0 | 0 | 0 | 0 | 0 | 0 | 0 | 0
F6_Commercial_OR - College_New_Space Heating_Natural Gas_Gas Boiler - High Turndown Burner_A_Achievable Economic UCT Potential | F6 | Commercial | OR - College | New | Space Heating | Natural Gas | Gas Boiler - High Turndown Burner | A | Incremental Winter Peak Savings (MW) | Achievable Economic UCT Potential | 0 | 0 | 0 | 0 | 0 | 0 | 0 | 0 | 0 | 0 | 0 | 0 | 0 | 0 | 0 | 0 | 0 | 0 | 0 | 0 | 0 | 0 | 0 | 0 | 0 | 0 | 0
F7_Commercial_OR - College_New_Space Heating_Natural Gas_Gas Boiler - High Turndown Burner_A_Achievable Economic UCT Potential | F7 | Commercial | OR - College | New | Space Heating | Natural Gas | Gas Boiler - High Turndown Burner | A | Cumulative Energy Savings (MWh or mTherms) | Achievable Economic UCT Potential | 0 | 0 | 0 | 0 | 0 | 0 | 0 | 0 | 0 | 0 | 0 | 0 | 0 | 0 | 0 | 0 | 0 | 0 | 0 | 0 | 0 | 0 | 0 | 0 | 0 | 0 | 0
F8_Commercial_OR - College_New_Space Heating_Natural Gas_Gas Boiler - High Turndown Burner_A_Achievable Economic UCT Potential | F8 | Commercial | OR - College | New | Space Heating | Natural Gas | Gas Boiler - High Turndown Burner | A | Cumulative Summer Peak Savings (MW) | Achievable Economic UCT Potential | 0 | 0 | 0 | 0 | 0 | 0 | 0 | 0 | 0 | 0 | 0 | 0 | 0 | 0 | 0 | 0 | 0 | 0 | 0 | 0 | 0 | 0 | 0 | 0 | 0 | 0 | 0
F9_Commercial_OR - College_New_Space Heating_Natural Gas_Gas Boiler - High Turndown Burner_A_Achievable Economic UCT Potential | F9 | Commercial | OR - College | New | Space Heating | Natural Gas | Gas Boiler - High Turndown Burner | A | Cumulative Winter Peak Savings (MW) | Achievable Economic UCT Potential | 0 | 0 | 0 | 0 | 0 | 0 | 0 | 0 | 0 | 0 | 0 | 0 | 0 | 0 | 0 | 0 | 0 | 0 | 0 | 0 | 0 | 0 | 0 | 0 | 0 | 0 | 0
F10_Commercial_OR - College_New_Space Heating_Natural Gas_Gas Boiler - High Turndown Burner_A_Achievable Economic UCT Potential | F10 | Commercial | OR - College | New | Space Heating | Natural Gas | Gas Boiler - High Turndown Burner | A | Purchases (Incremental) | Achievable Economic UCT Potential | 0 | 0 | 0 | 0 | 0 | 0 | 0 | 0 | 0 | 0 | 0 | 0 | 0 | 0 | 0 | 0 | 0 | 0 | 0 | 0 | 0 | 0 | 0 | 0 | 0 | 0 | 0
F11_Commercial_OR - College_New_Space Heating_Natural Gas_Gas Boiler - High Turndown Burner_A_Achievable Economic UCT Potential | F11 | Commercial | OR - College | New | Space Heating | Natural Gas | Gas Boiler - High Turndown Burner | A | Purchases (Cumulative) | Achievable Economic UCT Potential | 0 | 0 | 0 | 0 | 0 | 0 | 0 | 0 | 0 | 0 | 0 | 0 | 0 | 0 | 0 | 0 | 0 | 0 | 0 | 0 | 0 | 0 | 0 | 0 | 0 | 0 | 0
F1_Commercial_OR - College_New_Space Heating_Natural Gas_Gas Boiler - Burner Control Optimization_A_Achievable Economic UCT Potential | F1 | Commercial | OR - College | New | Space Heating | Natural Gas | Gas Boiler - Burner Control Optimization | A | Integrated Unit Energy Savings (kWh or therms) | Achievable Economic UCT Potential | 0 | 0 | 0 | 0 | 0 | 0 | 0 | 0 | 0 | 0 | 0 | 0 | 0 | 0 | 0 | 0 | 0 | 0 | 0 | 0 | 0 | 0 | 0 | 0 | 0 | 0 | 0
F2_Commercial_OR - College_New_Space Heating_Natural Gas_Gas Boiler - Burner Control Optimization_A_Achievable Economic UCT Potential | F2 | Commercial | OR - College | New | Space Heating | Natural Gas | Gas Boiler - Burner Control Optimization | A | Integrated Unit Summer Peak Savings (kW) | Achievable Economic UCT Potential | 0 | 0 | 0 | 0 | 0 | 0 | 0 | 0 | 0 | 0 | 0 | 0 | 0 | 0 | 0 | 0 | 0 | 0 | 0 | 0 | 0 | 0 | 0 | 0 | 0 | 0 | 0
F3_Commercial_OR - College_New_Space Heating_Natural Gas_Gas Boiler - Burner Control Optimization_A_Achievable Economic UCT Potential | F3 | Commercial | OR - College | New | Space Heating | Natural Gas | Gas Boiler - Burner Control Optimization | A | Integrated Unit Winter Peak Savings (kW) | Achievable Economic UCT Potential | 0 | 0 | 0 | 0 | 0 | 0 | 0 | 0 | 0 | 0 | 0 | 0 | 0 | 0 | 0 | 0 | 0 | 0 | 0 | 0 | 0 | 0 | 0 | 0 | 0 | 0 | 0
F4_Commercial_OR - College_New_Space Heating_Natural Gas_Gas Boiler - Burner Control Optimization_A_Achievable Economic UCT Potential | F4 | Commercial | OR - College | New | Space Heating | Natural Gas | Gas Boiler - Burner Control Optimization | A | Incremental Energy Savings (MWh or mTherms) | Achievable Economic UCT Potential | 0 | 0 | 0 | 0 | 0 | 0 | 0 | 0 | 0 | 0 | 0 | 0 | 0 | 0 | 0 | 0 | 0 | 0 | 0 | 0 | 0 | 0 | 0 | 0 | 0 | 0 | 0
F5_Commercial_OR - College_New_Space Heating_Natural Gas_Gas Boiler - Burner Control Optimization_A_Achievable Economic UCT Potential | F5 | Commercial | OR - College | New | Space Heating | Natural Gas | Gas Boiler - Burner Control Optimization | A | Incremental Summer Peak Savings (MW) | Achievable Economic UCT Potential | 0 | 0 | 0 | 0 | 0 | 0 | 0 | 0 | 0 | 0 | 0 | 0 | 0 | 0 | 0 | 0 | 0 | 0 | 0 | 0 | 0 | 0 | 0 | 0 | 0 | 0 | 0
F6_Commercial_OR - College_New_Space Heating_Natural Gas_Gas Boiler - Burner Control Optimization_A_Achievable Economic UCT Potential | F6 | Commercial | OR - College | New | Space Heating | Natural Gas | Gas Boiler - Burner Control Optimization | A | Incremental Winter Peak Savings (MW) | Achievable Economic UCT Potential | 0 | 0 | 0 | 0 | 0 | 0 | 0 | 0 | 0 | 0 | 0 | 0 | 0 | 0 | 0 | 0 | 0 | 0 | 0 | 0 | 0 | 0 | 0 | 0 | 0 | 0 | 0
F7_Commercial_OR - College_New_Space Heating_Natural Gas_Gas Boiler - Burner Control Optimization_A_Achievable Economic UCT Potential | F7 | Commercial | OR - College | New | Space Heating | Natural Gas | Gas Boiler - Burner Control Optimization | A | Cumulative Energy Savings (MWh or mTherms) | Achievable Economic UCT Potential | 0 | 0 | 0 | 0 | 0 | 0 | 0 | 0 | 0 | 0 | 0 | 0 | 0 | 0 | 0 | 0 | 0 | 0 | 0 | 0 | 0 | 0 | 0 | 0 | 0 | 0 | 0
F8_Commercial_OR - College_New_Space Heating_Natural Gas_Gas Boiler - Burner Control Optimization_A_Achievable Economic UCT Potential | F8 | Commercial | OR - College | New | Space Heating | Natural Gas | Gas Boiler - Burner Control Optimization | A | Cumulative Summer Peak Savings (MW) | Achievable Economic UCT Potential | 0 | 0 | 0 | 0 | 0 | 0 | 0 | 0 | 0 | 0 | 0 | 0 | 0 | 0 | 0 | 0 | 0 | 0 | 0 | 0 | 0 | 0 | 0 | 0 | 0 | 0 | 0
F9_Commercial_OR - College_New_Space Heating_Natural Gas_Gas Boiler - Burner Control Optimization_A_Achievable Economic UCT Potential | F9 | Commercial | OR - College | New | Space Heating | Natural Gas | Gas Boiler - Burner Control Optimization | A | Cumulative Winter Peak Savings (MW) | Achievable Economic UCT Potential | 0 | 0 | 0 | 0 | 0 | 0 | 0 | 0 | 0 | 0 | 0 | 0 | 0 | 0 | 0 | 0 | 0 | 0 | 0 | 0 | 0 | 0 | 0 | 0 | 0 | 0 | 0
F10_Commercial_OR - College_New_Space Heating_Natural Gas_Gas Boiler - Burner Control Optimization_A_Achievable Economic UCT Potential | F10 | Commercial | OR - College | New | Space Heating | Natural Gas | Gas Boiler - Burner Control Optimization | A | Purchases (Incremental) | Achievable Economic UCT Potential | 0 | 0 | 0 | 0 | 0 | 0 | 0 | 0 | 0 | 0 | 0 | 0 | 0 | 0 | 0 | 0 | 0 | 0 | 0 | 0 | 0 | 0 | 0 | 0 | 0 | 0 | 0
F11_Commercial_OR - College_New_Space Heating_Natural Gas_Gas Boiler - Burner Control Optimization_A_Achievable Economic UCT Potential | F11 | Commercial | OR - College | New | Space Heating | Natural Gas | Gas Boiler - Burner Control Optimization | A | Purchases (Cumulative) | Achievable Economic UCT Potential | 0 | 0 | 0 | 0 | 0 | 0 | 0 | 0 | 0 | 0 | 0 | 0 | 0 | 0 | 0 | 0 | 0 | 0 | 0 | 0 | 0 | 0 | 0 | 0 | 0 | 0 | 0
F1_Commercial_OR - College_New_Space Heating_Natural Gas_Gas Boiler - Stack Economizer_A_Achievable Economic UCT Potential | F1 | Commercial | OR - College | New | Space Heating | Natural Gas | Gas Boiler - Stack Economizer | A | Integrated Unit Energy Savings (kWh or therms) | Achievable Economic UCT Potential | 0 | 0 | 0 | 0 | 0 | 0 | 0 | 0 | 0 | 0 | 0 | 0 | 0 | 0 | 0 | 0 | 0 | 0 | 0 | 0 | 0 | 0 | 0 | 0 | 0 | 0 | 0
F2_Commercial_OR - College_New_Space Heating_Natural Gas_Gas Boiler - Stack Economizer_A_Achievable Economic UCT Potential | F2 | Commercial | OR - College | New | Space Heating | Natural Gas | Gas Boiler - Stack Economizer | A | Integrated Unit Summer Peak Savings (kW) | Achievable Economic UCT Potential | 0 | 0 | 0 | 0 | 0 | 0 | 0 | 0 | 0 | 0 | 0 | 0 | 0 | 0 | 0 | 0 | 0 | 0 | 0 | 0 | 0 | 0 | 0 | 0 | 0 | 0 | 0
F3_Commercial_OR - College_New_Space Heating_Natural Gas_Gas Boiler - Stack Economizer_A_Achievable Economic UCT Potential | F3 | Commercial | OR - College | New | Space Heating | Natural Gas | Gas Boiler - Stack Economizer | A | Integrated Unit Winter Peak Savings (kW) | Achievable Economic UCT Potential | 0 | 0 | 0 | 0 | 0 | 0 | 0 | 0 | 0 | 0 | 0 | 0 | 0 | 0 | 0 | 0 | 0 | 0 | 0 | 0 | 0 | 0 | 0 | 0 | 0 | 0 | 0
F4_Commercial_OR - College_New_Space Heating_Natural Gas_Gas Boiler - Stack Economizer_A_Achievable Economic UCT Potential | F4 | Commercial | OR - College | New | Space Heating | Natural Gas | Gas Boiler - Stack Economizer | A | Incremental Energy Savings (MWh or mTherms) | Achievable Economic UCT Potential | 0 | 0 | 0 | 0 | 0 | 0 | 0 | 0 | 0 | 0 | 0 | 0 | 0 | 0 | 0 | 0 | 0 | 0 | 0 | 0 | 0 | 0 | 0 | 0 | 0 | 0 | 0
F5_Commercial_OR - College_New_Space Heating_Natural Gas_Gas Boiler - Stack Economizer_A_Achievable Economic UCT Potential | F5 | Commercial | OR - College | New | Space Heating | Natural Gas | Gas Boiler - Stack Economizer | A | Incremental Summer Peak Savings (MW) | Achievable Economic UCT Potential | 0 | 0 | 0 | 0 | 0 | 0 | 0 | 0 | 0 | 0 | 0 | 0 | 0 | 0 | 0 | 0 | 0 | 0 | 0 | 0 | 0 | 0 | 0 | 0 | 0 | 0 | 0
F6_Commercial_OR - College_New_Space Heating_Natural Gas_Gas Boiler - Stack Economizer_A_Achievable Economic UCT Potential | F6 | Commercial | OR - College | New | Space Heating | Natural Gas | Gas Boiler - Stack Economizer | A | Incremental Winter Peak Savings (MW) | Achievable Economic UCT Potential | 0 | 0 | 0 | 0 | 0 | 0 | 0 | 0 | 0 | 0 | 0 | 0 | 0 | 0 | 0 | 0 | 0 | 0 | 0 | 0 | 0 | 0 | 0 | 0 | 0 | 0 | 0
F7_Commercial_OR - College_New_Space Heating_Natural Gas_Gas Boiler - Stack Economizer_A_Achievable Economic UCT Potential | F7 | Commercial | OR - College | New | Space Heating | Natural Gas | Gas Boiler - Stack Economizer | A | Cumulative Energy Savings (MWh or mTherms) | Achievable Economic UCT Potential | 0 | 0 | 0 | 0 | 0 | 0 | 0 | 0 | 0 | 0 | 0 | 0 | 0 | 0 | 0 | 0 | 0 | 0 | 0 | 0 | 0 | 0 | 0 | 0 | 0 | 0 | 0
F8_Commercial_OR - College_New_Space Heating_Natural Gas_Gas Boiler - Stack Economizer_A_Achievable Economic UCT Potential | F8 | Commercial | OR - College | New | Space Heating | Natural Gas | Gas Boiler - Stack Economizer | A | Cumulative Summer Peak Savings (MW) | Achievable Economic UCT Potential | 0 | 0 | 0 | 0 | 0 | 0 | 0 | 0 | 0 | 0 | 0 | 0 | 0 | 0 | 0 | 0 | 0 | 0 | 0 | 0 | 0 | 0 | 0 | 0 | 0 | 0 | 0
F9_Commercial_OR - College_New_Space Heating_Natural Gas_Gas Boiler - Stack Economizer_A_Achievable Economic UCT Potential | F9 | Commercial | OR - College | New | Space Heating | Natural Gas | Gas Boiler - Stack Economizer | A | Cumulative Winter Peak Savings (MW) | Achievable Economic UCT Potential | 0 | 0 | 0 | 0 | 0 | 0 | 0 | 0 | 0 | 0 | 0 | 0 | 0 | 0 | 0 | 0 | 0 | 0 | 0 | 0 | 0 | 0 | 0 | 0 | 0 | 0 | 0
F10_Commercial_OR - College_New_Space Heating_Natural Gas_Gas Boiler - Stack Economizer_A_Achievable Economic UCT Potential | F10 | Commercial | OR - College | New | Space Heating | Natural Gas | Gas Boiler - Stack Economizer | A | Purchases (Incremental) | Achievable Economic UCT Potential | 0 | 0 | 0 | 0 | 0 | 0 | 0 | 0 | 0 | 0 | 0 | 0 | 0 | 0 | 0 | 0 | 0 | 0 | 0 | 0 | 0 | 0 | 0 | 0 | 0 | 0 | 0
F11_Commercial_OR - College_New_Space Heating_Natural Gas_Gas Boiler - Stack Economizer_A_Achievable Economic UCT Potential | F11 | Commercial | OR - College | New | Space Heating | Natural Gas | Gas Boiler - Stack Economizer | A | Purchases (Cumulative) | Achievable Economic UCT Potential | 0 | 0 | 0 | 0 | 0 | 0 | 0 | 0 | 0 | 0 | 0 | 0 | 0 | 0 | 0 | 0 | 0 | 0 | 0 | 0 | 0 | 0 | 0 | 0 | 0 | 0 | 0
F1_Commercial_OR - College_New_Space Heating_Natural Gas_Gas Boiler - Thermostatic Radiator Valves_A_Achievable Economic UCT Potential | F1 | Commercial | OR - College | New | Space Heating | Natural Gas | Gas Boiler - Thermostatic Radiator Valves | A | Integrated Unit Energy Savings (kWh or therms) | Achievable Economic UCT Potential | 0 | 0 | 0 | 0 | 0 | 0 | 0 | 0 | 0 | 0 | 0 | 0 | 0 | 0 | 0 | 0 | 0 | 0 | 0 | 0 | 0 | 0 | 0 | 0 | 0 | 0 | 0
F2_Commercial_OR - College_New_Space Heating_Natural Gas_Gas Boiler - Thermostatic Radiator Valves_A_Achievable Economic UCT Potential | F2 | Commercial | OR - College | New | Space Heating | Natural Gas | Gas Boiler - Thermostatic Radiator Valves | A | Integrated Unit Summer Peak Savings (kW) | Achievable Economic UCT Potential | 0 | 0 | 0 | 0 | 0 | 0 | 0 | 0 | 0 | 0 | 0 | 0 | 0 | 0 | 0 | 0 | 0 | 0 | 0 | 0 | 0 | 0 | 0 | 0 | 0 | 0 | 0
F3_Commercial_OR - College_New_Space Heating_Natural Gas_Gas Boiler - Thermostatic Radiator Valves_A_Achievable Economic UCT Potential | F3 | Commercial | OR - College | New | Space Heating | Natural Gas | Gas Boiler - Thermostatic Radiator Valves | A | Integrated Unit Winter Peak Savings (kW) | Achievable Economic UCT Potential | 0 | 0 | 0 | 0 | 0 | 0 | 0 | 0 | 0 | 0 | 0 | 0 | 0 | 0 | 0 | 0 | 0 | 0 | 0 | 0 | 0 | 0 | 0 | 0 | 0 | 0 | 0
F4_Commercial_OR - College_New_Space Heating_Natural Gas_Gas Boiler - Thermostatic Radiator Valves_A_Achievable Economic UCT Potential | F4 | Commercial | OR - College | New | Space Heating | Natural Gas | Gas Boiler - Thermostatic Radiator Valves | A | Incremental Energy Savings (MWh or mTherms) | Achievable Economic UCT Potential | 0 | 0 | 0 | 0 | 0 | 0 | 0 | 0 | 0 | 0 | 0 | 0 | 0 | 0 | 0 | 0 | 0 | 0 | 0 | 0 | 0 | 0 | 0 | 0 | 0 | 0 | 0
F5_Commercial_OR - College_New_Space Heating_Natural Gas_Gas Boiler - Thermostatic Radiator Valves_A_Achievable Economic UCT Potential | F5 | Commercial | OR - College | New | Space Heating | Natural Gas | Gas Boiler - Thermostatic Radiator Valves | A | Incremental Summer Peak Savings (MW) | Achievable Economic UCT Potential | 0 | 0 | 0 | 0 | 0 | 0 | 0 | 0 | 0 | 0 | 0 | 0 | 0 | 0 | 0 | 0 | 0 | 0 | 0 | 0 | 0 | 0 | 0 | 0 | 0 | 0 | 0
F6_Commercial_OR - College_New_Space Heating_Natural Gas_Gas Boiler - Thermostatic Radiator Valves_A_Achievable Economic UCT Potential | F6 | Commercial | OR - College | New | Space Heating | Natural Gas | Gas Boiler - Thermostatic Radiator Valves | A | Incremental Winter Peak Savings (MW) | Achievable Economic UCT Potential | 0 | 0 | 0 | 0 | 0 | 0 | 0 | 0 | 0 | 0 | 0 | 0 | 0 | 0 | 0 | 0 | 0 | 0 | 0 | 0 | 0 | 0 | 0 | 0 | 0 | 0 | 0
F7_Commercial_OR - College_New_Space Heating_Natural Gas_Gas Boiler - Thermostatic Radiator Valves_A_Achievable Economic UCT Potential | F7 | Commercial | OR - College | New | Space Heating | Natural Gas | Gas Boiler - Thermostatic Radiator Valves | A | Cumulative Energy Savings (MWh or mTherms) | Achievable Economic UCT Potential | 0 | 0 | 0 | 0 | 0 | 0 | 0 | 0 | 0 | 0 | 0 | 0 | 0 | 0 | 0 | 0 | 0 | 0 | 0 | 0 | 0 | 0 | 0 | 0 | 0 | 0 | 0
F8_Commercial_OR - College_New_Space Heating_Natural Gas_Gas Boiler - Thermostatic Radiator Valves_A_Achievable Economic UCT Potential | F8 | Commercial | OR - College | New | Space Heating | Natural Gas | Gas Boiler - Thermostatic Radiator Valves | A | Cumulative Summer Peak Savings (MW) | Achievable Economic UCT Potential | 0 | 0 | 0 | 0 | 0 | 0 | 0 | 0 | 0 | 0 | 0 | 0 | 0 | 0 | 0 | 0 | 0 | 0 | 0 | 0 | 0 | 0 | 0 | 0 | 0 | 0 | 0
F9_Commercial_OR - College_New_Space Heating_Natural Gas_Gas Boiler - Thermostatic Radiator Valves_A_Achievable Economic UCT Potential | F9 | Commercial | OR - College | New | Space Heating | Natural Gas | Gas Boiler - Thermostatic Radiator Valves | A | Cumulative Winter Peak Savings (MW) | Achievable Economic UCT Potential | 0 | 0 | 0 | 0 | 0 | 0 | 0 | 0 | 0 | 0 | 0 | 0 | 0 | 0 | 0 | 0 | 0 | 0 | 0 | 0 | 0 | 0 | 0 | 0 | 0 | 0 | 0
F10_Commercial_OR - College_New_Space Heating_Natural Gas_Gas Boiler - Thermostatic Radiator Valves_A_Achievable Economic UCT Potential | F10 | Commercial | OR - College | New | Space Heating | Natural Gas | Gas Boiler - Thermostatic Radiator Valves | A | Purchases (Incremental) | Achievable Economic UCT Potential | 0 | 0 | 0 | 0 | 0 | 0 | 0 | 0 | 0 | 0 | 0 | 0 | 0 | 0 | 0 | 0 | 0 | 0 | 0 | 0 | 0 | 0 | 0 | 0 | 0 | 0 | 0
F11_Commercial_OR - College_New_Space Heating_Natural Gas_Gas Boiler - Thermostatic Radiator Valves_A_Achievable Economic UCT Potential | F11 | Commercial | OR - College | New | Space Heating | Natural Gas | Gas Boiler - Thermostatic Radiator Valves | A | Purchases (Cumulative) | Achievable Economic UCT Potential | 0 | 0 | 0 | 0 | 0 | 0 | 0 | 0 | 0 | 0 | 0 | 0 | 0 | 0 | 0 | 0 | 0 | 0 | 0 | 0 | 0 | 0 | 0 | 0 | 0 | 0 | 0
F1_Commercial_OR - College_New_Space Heating_Natural Gas_HVAC - Shut Off Damper_A_Achievable Economic UCT Potential | F1 | Commercial | OR - College | New | Space Heating | Natural Gas | HVAC - Shut Off Damper | A | Integrated Unit Energy Savings (kWh or therms) | Achievable Economic UCT Potential | 0 | 0 | 0 | 0 | 0 | 0 | 0 | 0 | 0 | 0 | 0 | 0 | 0 | 0 | 0 | 0 | 0 | 0 | 0 | 0 | 0 | 0 | 0 | 0 | 0 | 0 | 0
F2_Commercial_OR - College_New_Space Heating_Natural Gas_HVAC - Shut Off Damper_A_Achievable Economic UCT Potential | F2 | Commercial | OR - College | New | Space Heating | Natural Gas | HVAC - Shut Off Damper | A | Integrated Unit Summer Peak Savings (kW) | Achievable Economic UCT Potential | 0 | 0 | 0 | 0 | 0 | 0 | 0 | 0 | 0 | 0 | 0 | 0 | 0 | 0 | 0 | 0 | 0 | 0 | 0 | 0 | 0 | 0 | 0 | 0 | 0 | 0 | 0
F3_Commercial_OR - College_New_Space Heating_Natural Gas_HVAC - Shut Off Damper_A_Achievable Economic UCT Potential | F3 | Commercial | OR - College | New | Space Heating | Natural Gas | HVAC - Shut Off Damper | A | Integrated Unit Winter Peak Savings (kW) | Achievable Economic UCT Potential | 0 | 0 | 0 | 0 | 0 | 0 | 0 | 0 | 0 | 0 | 0 | 0 | 0 | 0 | 0 | 0 | 0 | 0 | 0 | 0 | 0 | 0 | 0 | 0 | 0 | 0 | 0
F4_Commercial_OR - College_New_Space Heating_Natural Gas_HVAC - Shut Off Damper_A_Achievable Economic UCT Potential | F4 | Commercial | OR - College | New | Space Heating | Natural Gas | HVAC - Shut Off Damper | A | Incremental Energy Savings (MWh or mTherms) | Achievable Economic UCT Potential | 0 | 0 | 0 | 0 | 0 | 0 | 0 | 0 | 0 | 0 | 0 | 0 | 0 | 0 | 0 | 0 | 0 | 0 | 0 | 0 | 0 | 0 | 0 | 0 | 0 | 0 | 0
F5_Commercial_OR - College_New_Space Heating_Natural Gas_HVAC - Shut Off Damper_A_Achievable Economic UCT Potential | F5 | Commercial | OR - College | New | Space Heating | Natural Gas | HVAC - Shut Off Damper | A | Incremental Summer Peak Savings (MW) | Achievable Economic UCT Potential | 0 | 0 | 0 | 0 | 0 | 0 | 0 | 0 | 0 | 0 | 0 | 0 | 0 | 0 | 0 | 0 | 0 | 0 | 0 | 0 | 0 | 0 | 0 | 0 | 0 | 0 | 0
F6_Commercial_OR - College_New_Space Heating_Natural Gas_HVAC - Shut Off Damper_A_Achievable Economic UCT Potential | F6 | Commercial | OR - College | New | Space Heating | Natural Gas | HVAC - Shut Off Damper | A | Incremental Winter Peak Savings (MW) | Achievable Economic UCT Potential | 0 | 0 | 0 | 0 | 0 | 0 | 0 | 0 | 0 | 0 | 0 | 0 | 0 | 0 | 0 | 0 | 0 | 0 | 0 | 0 | 0 | 0 | 0 | 0 | 0 | 0 | 0
F7_Commercial_OR - College_New_Space Heating_Natural Gas_HVAC - Shut Off Damper_A_Achievable Economic UCT Potential | F7 | Commercial | OR - College | New | Space Heating | Natural Gas | HVAC - Shut Off Damper | A | Cumulative Energy Savings (MWh or mTherms) | Achievable Economic UCT Potential | 0 | 0 | 0 | 0 | 0 | 0 | 0 | 0 | 0 | 0 | 0 | 0 | 0 | 0 | 0 | 0 | 0 | 0 | 0 | 0 | 0 | 0 | 0 | 0 | 0 | 0 | 0
F8_Commercial_OR - College_New_Space Heating_Natural Gas_HVAC - Shut Off Damper_A_Achievable Economic UCT Potential | F8 | Commercial | OR - College | New | Space Heating | Natural Gas | HVAC - Shut Off Damper | A | Cumulative Summer Peak Savings (MW) | Achievable Economic UCT Potential | 0 | 0 | 0 | 0 | 0 | 0 | 0 | 0 | 0 | 0 | 0 | 0 | 0 | 0 | 0 | 0 | 0 | 0 | 0 | 0 | 0 | 0 | 0 | 0 | 0 | 0 | 0
F9_Commercial_OR - College_New_Space Heating_Natural Gas_HVAC - Shut Off Damper_A_Achievable Economic UCT Potential | F9 | Commercial | OR - College | New | Space Heating | Natural Gas | HVAC - Shut Off Damper | A | Cumulative Winter Peak Savings (MW) | Achievable Economic UCT Potential | 0 | 0 | 0 | 0 | 0 | 0 | 0 | 0 | 0 | 0 | 0 | 0 | 0 | 0 | 0 | 0 | 0 | 0 | 0 | 0 | 0 | 0 | 0 | 0 | 0 | 0 | 0
F10_Commercial_OR - College_New_Space Heating_Natural Gas_HVAC - Shut Off Damper_A_Achievable Economic UCT Potential | F10 | Commercial | OR - College | New | Space Heating | Natural Gas | HVAC - Shut Off Damper | A | Purchases (Incremental) | Achievable Economic UCT Potential | 0 | 0 | 0 | 0 | 0 | 0 | 0 | 0 | 0 | 0 | 0 | 0 | 0 | 0 | 0 | 0 | 0 | 0 | 0 | 0 | 0 | 0 | 0 | 0 | 0 | 0 | 0
F11_Commercial_OR - College_New_Space Heating_Natural Gas_HVAC - Shut Off Damper_A_Achievable Economic UCT Potential | F11 | Commercial | OR - College | New | Space Heating | Natural Gas | HVAC - Shut Off Damper | A | Purchases (Cumulative) | Achievable Economic UCT Potential | 0 | 0 | 0 | 0 | 0 | 0 | 0 | 0 | 0 | 0 | 0 | 0 | 0 | 0 | 0 | 0 | 0 | 0 | 0 | 0 | 0 | 0 | 0 | 0 | 0 | 0 | 0
F1_Commercial_OR - College_New_Space Heating_Natural Gas_Gas Furnace - Tube Inserts_A_Achievable Economic UCT Potential | F1 | Commercial | OR - College | New | Space Heating | Natural Gas | Gas Furnace - Tube Inserts | A | Integrated Unit Energy Savings (kWh or therms) | Achievable Economic UCT Potential | 0 | 0 | 0 | 0 | 0 | 0 | 0 | 0 | 0 | 0 | 0 | 0 | 0 | 0 | 0 | 0 | 0 | 0 | 0 | 0 | 0 | 0 | 0 | 0 | 0 | 0 | 0
F2_Commercial_OR - College_New_Space Heating_Natural Gas_Gas Furnace - Tube Inserts_A_Achievable Economic UCT Potential | F2 | Commercial | OR - College | New | Space Heating | Natural Gas | Gas Furnace - Tube Inserts | A | Integrated Unit Summer Peak Savings (kW) | Achievable Economic UCT Potential | 0 | 0 | 0 | 0 | 0 | 0 | 0 | 0 | 0 | 0 | 0 | 0 | 0 | 0 | 0 | 0 | 0 | 0 | 0 | 0 | 0 | 0 | 0 | 0 | 0 | 0 | 0
F3_Commercial_OR - College_New_Space Heating_Natural Gas_Gas Furnace - Tube Inserts_A_Achievable Economic UCT Potential | F3 | Commercial | OR - College | New | Space Heating | Natural Gas | Gas Furnace - Tube Inserts | A | Integrated Unit Winter Peak Savings (kW) | Achievable Economic UCT Potential | 0 | 0 | 0 | 0 | 0 | 0 | 0 | 0 | 0 | 0 | 0 | 0 | 0 | 0 | 0 | 0 | 0 | 0 | 0 | 0 | 0 | 0 | 0 | 0 | 0 | 0 | 0
F4_Commercial_OR - College_New_Space Heating_Natural Gas_Gas Furnace - Tube Inserts_A_Achievable Economic UCT Potential | F4 | Commercial | OR - College | New | Space Heating | Natural Gas | Gas Furnace - Tube Inserts | A | Incremental Energy Savings (MWh or mTherms) | Achievable Economic UCT Potential | 0 | 0 | 0 | 0 | 0 | 0 | 0 | 0 | 0 | 0 | 0 | 0 | 0 | 0 | 0 | 0 | 0 | 0 | 0 | 0 | 0 | 0 | 0 | 0 | 0 | 0 | 0
F5_Commercial_OR - College_New_Space Heating_Natural Gas_Gas Furnace - Tube Inserts_A_Achievable Economic UCT Potential | F5 | Commercial | OR - College | New | Space Heating | Natural Gas | Gas Furnace - Tube Inserts | A | Incremental Summer Peak Savings (MW) | Achievable Economic UCT Potential | 0 | 0 | 0 | 0 | 0 | 0 | 0 | 0 | 0 | 0 | 0 | 0 | 0 | 0 | 0 | 0 | 0 | 0 | 0 | 0 | 0 | 0 | 0 | 0 | 0 | 0 | 0
F6_Commercial_OR - College_New_Space Heating_Natural Gas_Gas Furnace - Tube Inserts_A_Achievable Economic UCT Potential | F6 | Commercial | OR - College | New | Space Heating | Natural Gas | Gas Furnace - Tube Inserts | A | Incremental Winter Peak Savings (MW) | Achievable Economic UCT Potential | 0 | 0 | 0 | 0 | 0 | 0 | 0 | 0 | 0 | 0 | 0 | 0 | 0 | 0 | 0 | 0 | 0 | 0 | 0 | 0 | 0 | 0 | 0 | 0 | 0 | 0 | 0
F7_Commercial_OR - College_New_Space Heating_Natural Gas_Gas Furnace - Tube Inserts_A_Achievable Economic UCT Potential | F7 | Commercial | OR - College | New | Space Heating | Natural Gas | Gas Furnace - Tube Inserts | A | Cumulative Energy Savings (MWh or mTherms) | Achievable Economic UCT Potential | 0 | 0 | 0 | 0 | 0 | 0 | 0 | 0 | 0 | 0 | 0 | 0 | 0 | 0 | 0 | 0 | 0 | 0 | 0 | 0 | 0 | 0 | 0 | 0 | 0 | 0 | 0
F8_Commercial_OR - College_New_Space Heating_Natural Gas_Gas Furnace - Tube Inserts_A_Achievable Economic UCT Potential | F8 | Commercial | OR - College | New | Space Heating | Natural Gas | Gas Furnace - Tube Inserts | A | Cumulative Summer Peak Savings (MW) | Achievable Economic UCT Potential | 0 | 0 | 0 | 0 | 0 | 0 | 0 | 0 | 0 | 0 | 0 | 0 | 0 | 0 | 0 | 0 | 0 | 0 | 0 | 0 | 0 | 0 | 0 | 0 | 0 | 0 | 0
F9_Commercial_OR - College_New_Space Heating_Natural Gas_Gas Furnace - Tube Inserts_A_Achievable Economic UCT Potential | F9 | Commercial | OR - College | New | Space Heating | Natural Gas | Gas Furnace - Tube Inserts | A | Cumulative Winter Peak Savings (MW) | Achievable Economic UCT Potential | 0 | 0 | 0 | 0 | 0 | 0 | 0 | 0 | 0 | 0 | 0 | 0 | 0 | 0 | 0 | 0 | 0 | 0 | 0 | 0 | 0 | 0 | 0 | 0 | 0 | 0 | 0
F10_Commercial_OR - College_New_Space Heating_Natural Gas_Gas Furnace - Tube Inserts_A_Achievable Economic UCT Potential | F10 | Commercial | OR - College | New | Space Heating | Natural Gas | Gas Furnace - Tube Inserts | A | Purchases (Incremental) | Achievable Economic UCT Potential | 0 | 0 | 0 | 0 | 0 | 0 | 0 | 0 | 0 | 0 | 0 | 0 | 0 | 0 | 0 | 0 | 0 | 0 | 0 | 0 | 0 | 0 | 0 | 0 | 0 | 0 | 0
F11_Commercial_OR - College_New_Space Heating_Natural Gas_Gas Furnace - Tube Inserts_A_Achievable Economic UCT Potential | F11 | Commercial | OR - College | New | Space Heating | Natural Gas | Gas Furnace - Tube Inserts | A | Purchases (Cumulative) | Achievable Economic UCT Potential | 0 | 0 | 0 | 0 | 0 | 0 | 0 | 0 | 0 | 0 | 0 | 0 | 0 | 0 | 0 | 0 | 0 | 0 | 0 | 0 | 0 | 0 | 0 | 0 | 0 | 0 | 0
F1_Commercial_OR - College_New_Space Heating_Natural Gas_Gas Boiler - Insulate Steam Lines/Condensate Tank_A_Achievable Economic UCT Potential | F1 | Commercial | OR - College | New | Space Heating | Natural Gas | Gas Boiler - Insulate Steam Lines/Condensate Tank | A | Integrated Unit Energy Savings (kWh or therms) | Achievable Economic UCT Potential | 0 | 0 | 0 | 0 | 0 | 0 | 0 | 0 | 0 | 0 | 0 | 0 | 0 | 0 | 0 | 0 | 0 | 0 | 0 | 0 | 0 | 0 | 0 | 0 | 0 | 0 | 0
F2_Commercial_OR - College_New_Space Heating_Natural Gas_Gas Boiler - Insulate Steam Lines/Condensate Tank_A_Achievable Economic UCT Potential | F2 | Commercial | OR - College | New | Space Heating | Natural Gas | Gas Boiler - Insulate Steam Lines/Condensate Tank | A | Integrated Unit Summer Peak Savings (kW) | Achievable Economic UCT Potential | 0 | 0 | 0 | 0 | 0 | 0 | 0 | 0 | 0 | 0 | 0 | 0 | 0 | 0 | 0 | 0 | 0 | 0 | 0 | 0 | 0 | 0 | 0 | 0 | 0 | 0 | 0
F3_Commercial_OR - College_New_Space Heating_Natural Gas_Gas Boiler - Insulate Steam Lines/Condensate Tank_A_Achievable Economic UCT Potential | F3 | Commercial | OR - College | New | Space Heating | Natural Gas | Gas Boiler - Insulate Steam Lines/Condensate Tank | A | Integrated Unit Winter Peak Savings (kW) | Achievable Economic UCT Potential | 0 | 0 | 0 | 0 | 0 | 0 | 0 | 0 | 0 | 0 | 0 | 0 | 0 | 0 | 0 | 0 | 0 | 0 | 0 | 0 | 0 | 0 | 0 | 0 | 0 | 0 | 0
F4_Commercial_OR - College_New_Space Heating_Natural Gas_Gas Boiler - Insulate Steam Lines/Condensate Tank_A_Achievable Economic UCT Potential | F4 | Commercial | OR - College | New | Space Heating | Natural Gas | Gas Boiler - Insulate Steam Lines/Condensate Tank | A | Incremental Energy Savings (MWh or mTherms) | Achievable Economic UCT Potential | 0 | 0 | 0 | 0 | 0 | 0 | 0 | 0 | 0 | 0 | 0 | 0 | 0 | 0 | 0 | 0 | 0 | 0 | 0 | 0 | 0 | 0 | 0 | 0 | 0 | 0 | 0
F5_Commercial_OR - College_New_Space Heating_Natural Gas_Gas Boiler - Insulate Steam Lines/Condensate Tank_A_Achievable Economic UCT Potential | F5 | Commercial | OR - College | New | Space Heating | Natural Gas | Gas Boiler - Insulate Steam Lines/Condensate Tank | A | Incremental Summer Peak Savings (MW) | Achievable Economic UCT Potential | 0 | 0 | 0 | 0 | 0 | 0 | 0 | 0 | 0 | 0 | 0 | 0 | 0 | 0 | 0 | 0 | 0 | 0 | 0 | 0 | 0 | 0 | 0 | 0 | 0 | 0 | 0
F6_Commercial_OR - College_New_Space Heating_Natural Gas_Gas Boiler - Insulate Steam Lines/Condensate Tank_A_Achievable Economic UCT Potential | F6 | Commercial | OR - College | New | Space Heating | Natural Gas | Gas Boiler - Insulate Steam Lines/Condensate Tank | A | Incremental Winter Peak Savings (MW) | Achievable Economic UCT Potential | 0 | 0 | 0 | 0 | 0 | 0 | 0 | 0 | 0 | 0 | 0 | 0 | 0 | 0 | 0 | 0 | 0 | 0 | 0 | 0 | 0 | 0 | 0 | 0 | 0 | 0 | 0
F7_Commercial_OR - College_New_Space Heating_Natural Gas_Gas Boiler - Insulate Steam Lines/Condensate Tank_A_Achievable Economic UCT Potential | F7 | Commercial | OR - College | New | Space Heating | Natural Gas | Gas Boiler - Insulate Steam Lines/Condensate Tank | A | Cumulative Energy Savings (MWh or mTherms) | Achievable Economic UCT Potential | 0 | 0 | 0 | 0 | 0 | 0 | 0 | 0 | 0 | 0 | 0 | 0 | 0 | 0 | 0 | 0 | 0 | 0 | 0 | 0 | 0 | 0 | 0 | 0 | 0 | 0 | 0
F8_Commercial_OR - College_New_Space Heating_Natural Gas_Gas Boiler - Insulate Steam Lines/Condensate Tank_A_Achievable Economic UCT Potential | F8 | Commercial | OR - College | New | Space Heating | Natural Gas | Gas Boiler - Insulate Steam Lines/Condensate Tank | A | Cumulative Summer Peak Savings (MW) | Achievable Economic UCT Potential | 0 | 0 | 0 | 0 | 0 | 0 | 0 | 0 | 0 | 0 | 0 | 0 | 0 | 0 | 0 | 0 | 0 | 0 | 0 | 0 | 0 | 0 | 0 | 0 | 0 | 0 | 0
F9_Commercial_OR - College_New_Space Heating_Natural Gas_Gas Boiler - Insulate Steam Lines/Condensate Tank_A_Achievable Economic UCT Potential | F9 | Commercial | OR - College | New | Space Heating | Natural Gas | Gas Boiler - Insulate Steam Lines/Condensate Tank | A | Cumulative Winter Peak Savings (MW) | Achievable Economic UCT Potential | 0 | 0 | 0 | 0 | 0 | 0 | 0 | 0 | 0 | 0 | 0 | 0 | 0 | 0 | 0 | 0 | 0 | 0 | 0 | 0 | 0 | 0 | 0 | 0 | 0 | 0 | 0
F10_Commercial_OR - College_New_Space Heating_Natural Gas_Gas Boiler - Insulate Steam Lines/Condensate Tank_A_Achievable Economic UCT Potential | F10 | Commercial | OR - College | New | Space Heating | Natural Gas | Gas Boiler - Insulate Steam Lines/Condensate Tank | A | Purchases (Incremental) | Achievable Economic UCT Potential | 0 | 0 | 0 | 0 | 0 | 0 | 0 | 0 | 0 | 0 | 0 | 0 | 0 | 0 | 0 | 0 | 0 | 0 | 0 | 0 | 0 | 0 | 0 | 0 | 0 | 0 | 0
F11_Commercial_OR - College_New_Space Heating_Natural Gas_Gas Boiler - Insulate Steam Lines/Condensate Tank_A_Achievable Economic UCT Potential | F11 | Commercial | OR - College | New | Space Heating | Natural Gas | Gas Boiler - Insulate Steam Lines/Condensate Tank | A | Purchases (Cumulative) | Achievable Economic UCT Potential | 0 | 0 | 0 | 0 | 0 | 0 | 0 | 0 | 0 | 0 | 0 | 0 | 0 | 0 | 0 | 0 | 0 | 0 | 0 | 0 | 0 | 0 | 0 | 0 | 0 | 0 | 0
F1_Commercial_OR - College_New_Space Heating_Natural Gas_Gas Boiler - Insulate Hot Water Lines_A_Achievable Economic UCT Potential | F1 | Commercial | OR - College | New | Space Heating | Natural Gas | Gas Boiler - Insulate Hot Water Lines | A | Integrated Unit Energy Savings (kWh or therms) | Achievable Economic UCT Potential | 0 | 0 | 0 | 0 | 0 | 0 | 0 | 0 | 0 | 0 | 0 | 0 | 0 | 0 | 0 | 0 | 0 | 0 | 0 | 0 | 0 | 0 | 0 | 0 | 0 | 0 | 0
F2_Commercial_OR - College_New_Space Heating_Natural Gas_Gas Boiler - Insulate Hot Water Lines_A_Achievable Economic UCT Potential | F2 | Commercial | OR - College | New | Space Heating | Natural Gas | Gas Boiler - Insulate Hot Water Lines | A | Integrated Unit Summer Peak Savings (kW) | Achievable Economic UCT Potential | 0 | 0 | 0 | 0 | 0 | 0 | 0 | 0 | 0 | 0 | 0 | 0 | 0 | 0 | 0 | 0 | 0 | 0 | 0 | 0 | 0 | 0 | 0 | 0 | 0 | 0 | 0
F3_Commercial_OR - College_New_Space Heating_Natural Gas_Gas Boiler - Insulate Hot Water Lines_A_Achievable Economic UCT Potential | F3 | Commercial | OR - College | New | Space Heating | Natural Gas | Gas Boiler - Insulate Hot Water Lines | A | Integrated Unit Winter Peak Savings (kW) | Achievable Economic UCT Potential | 0 | 0 | 0 | 0 | 0 | 0 | 0 | 0 | 0 | 0 | 0 | 0 | 0 | 0 | 0 | 0 | 0 | 0 | 0 | 0 | 0 | 0 | 0 | 0 | 0 | 0 | 0
F4_Commercial_OR - College_New_Space Heating_Natural Gas_Gas Boiler - Insulate Hot Water Lines_A_Achievable Economic UCT Potential | F4 | Commercial | OR - College | New | Space Heating | Natural Gas | Gas Boiler - Insulate Hot Water Lines | A | Incremental Energy Savings (MWh or mTherms) | Achievable Economic UCT Potential | 0 | 0 | 0 | 0 | 0 | 0 | 0 | 0 | 0 | 0 | 0 | 0 | 0 | 0 | 0 | 0 | 0 | 0 | 0 | 0 | 0 | 0 | 0 | 0 | 0 | 0 | 0
F5_Commercial_OR - College_New_Space Heating_Natural Gas_Gas Boiler - Insulate Hot Water Lines_A_Achievable Economic UCT Potential | F5 | Commercial | OR - College | New | Space Heating | Natural Gas | Gas Boiler - Insulate Hot Water Lines | A | Incremental Summer Peak Savings (MW) | Achievable Economic UCT Potential | 0 | 0 | 0 | 0 | 0 | 0 | 0 | 0 | 0 | 0 | 0 | 0 | 0 | 0 | 0 | 0 | 0 | 0 | 0 | 0 | 0 | 0 | 0 | 0 | 0 | 0 | 0
F6_Commercial_OR - College_New_Space Heating_Natural Gas_Gas Boiler - Insulate Hot Water Lines_A_Achievable Economic UCT Potential | F6 | Commercial | OR - College | New | Space Heating | Natural Gas | Gas Boiler - Insulate Hot Water Lines | A | Incremental Winter Peak Savings (MW) | Achievable Economic UCT Potential | 0 | 0 | 0 | 0 | 0 | 0 | 0 | 0 | 0 | 0 | 0 | 0 | 0 | 0 | 0 | 0 | 0 | 0 | 0 | 0 | 0 | 0 | 0 | 0 | 0 | 0 | 0
F7_Commercial_OR - College_New_Space Heating_Natural Gas_Gas Boiler - Insulate Hot Water Lines_A_Achievable Economic UCT Potential | F7 | Commercial | OR - College | New | Space Heating | Natural Gas | Gas Boiler - Insulate Hot Water Lines | A | Cumulative Energy Savings (MWh or mTherms) | Achievable Economic UCT Potential | 0 | 0 | 0 | 0 | 0 | 0 | 0 | 0 | 0 | 0 | 0 | 0 | 0 | 0 | 0 | 0 | 0 | 0 | 0 | 0 | 0 | 0 | 0 | 0 | 0 | 0 | 0
F8_Commercial_OR - College_New_Space Heating_Natural Gas_Gas Boiler - Insulate Hot Water Lines_A_Achievable Economic UCT Potential | F8 | Commercial | OR - College | New | Space Heating | Natural Gas | Gas Boiler - Insulate Hot Water Lines | A | Cumulative Summer Peak Savings (MW) | Achievable Economic UCT Potential | 0 | 0 | 0 | 0 | 0 | 0 | 0 | 0 | 0 | 0 | 0 | 0 | 0 | 0 | 0 | 0 | 0 | 0 | 0 | 0 | 0 | 0 | 0 | 0 | 0 | 0 | 0
F9_Commercial_OR - College_New_Space Heating_Natural Gas_Gas Boiler - Insulate Hot Water Lines_A_Achievable Economic UCT Potential | F9 | Commercial | OR - College | New | Space Heating | Natural Gas | Gas Boiler - Insulate Hot Water Lines | A | Cumulative Winter Peak Savings (MW) | Achievable Economic UCT Potential | 0 | 0 | 0 | 0 | 0 | 0 | 0 | 0 | 0 | 0 | 0 | 0 | 0 | 0 | 0 | 0 | 0 | 0 | 0 | 0 | 0 | 0 | 0 | 0 | 0 | 0 | 0
F10_Commercial_OR - College_New_Space Heating_Natural Gas_Gas Boiler - Insulate Hot Water Lines_A_Achievable Economic UCT Potential | F10 | Commercial | OR - College | New | Space Heating | Natural Gas | Gas Boiler - Insulate Hot Water Lines | A | Purchases (Incremental) | Achievable Economic UCT Potential | 0 | 0 | 0 | 0 | 0 | 0 | 0 | 0 | 0 | 0 | 0 | 0 | 0 | 0 | 0 | 0 | 0 | 0 | 0 | 0 | 0 | 0 | 0 | 0 | 0 | 0 | 0
F11_Commercial_OR - College_New_Space Heating_Natural Gas_Gas Boiler - Insulate Hot Water Lines_A_Achievable Economic UCT Potential | F11 | Commercial | OR - College | New | Space Heating | Natural Gas | Gas Boiler - Insulate Hot Water Lines | A | Purchases (Cumulative) | Achievable Economic UCT Potential | 0 | 0 | 0 | 0 | 0 | 0 | 0 | 0 | 0 | 0 | 0 | 0 | 0 | 0 | 0 | 0 | 0 | 0 | 0 | 0 | 0 | 0 | 0 | 0 | 0 | 0 | 0
F1_Commercial_OR - College_New_Space Heating_Natural Gas_Condensing RTU_A_Achievable Economic UCT Potential | F1 | Commercial | OR - College | New | Space Heating | Natural Gas | Condensing RTU | A | Integrated Unit Energy Savings (kWh or therms) | Achievable Economic UCT Potential | 0 | 0 | 0 | 0 | 0 | 0 | 0 | 0 | 0 | 0 | 0 | 0 | 0 | 0 | 0 | 0 | 0 | 0 | 0 | 0 | 0 | 0 | 0 | 0 | 0 | 0 | 0
F2_Commercial_OR - College_New_Space Heating_Natural Gas_Condensing RTU_A_Achievable Economic UCT Potential | F2 | Commercial | OR - College | New | Space Heating | Natural Gas | Condensing RTU | A | Integrated Unit Summer Peak Savings (kW) | Achievable Economic UCT Potential | 0 | 0 | 0 | 0 | 0 | 0 | 0 | 0 | 0 | 0 | 0 | 0 | 0 | 0 | 0 | 0 | 0 | 0 | 0 | 0 | 0 | 0 | 0 | 0 | 0 | 0 | 0
F3_Commercial_OR - College_New_Space Heating_Natural Gas_Condensing RTU_A_Achievable Economic UCT Potential | F3 | Commercial | OR - College | New | Space Heating | Natural Gas | Condensing RTU | A | Integrated Unit Winter Peak Savings (kW) | Achievable Economic UCT Potential | 0 | 0 | 0 | 0 | 0 | 0 | 0 | 0 | 0 | 0 | 0 | 0 | 0 | 0 | 0 | 0 | 0 | 0 | 0 | 0 | 0 | 0 | 0 | 0 | 0 | 0 | 0
F4_Commercial_OR - College_New_Space Heating_Natural Gas_Condensing RTU_A_Achievable Economic UCT Potential | F4 | Commercial | OR - College | New | Space Heating | Natural Gas | Condensing RTU | A | Incremental Energy Savings (MWh or mTherms) | Achievable Economic UCT Potential | 0 | 0 | 0 | 0 | 0 | 0 | 0 | 0 | 0 | 0 | 0 | 0 | 0 | 0 | 0 | 0 | 0 | 0 | 0 | 0 | 0 | 0 | 0 | 0 | 0 | 0 | 0
F5_Commercial_OR - College_New_Space Heating_Natural Gas_Condensing RTU_A_Achievable Economic UCT Potential | F5 | Commercial | OR - College | New | Space Heating | Natural Gas | Condensing RTU | A | Incremental Summer Peak Savings (MW) | Achievable Economic UCT Potential | 0 | 0 | 0 | 0 | 0 | 0 | 0 | 0 | 0 | 0 | 0 | 0 | 0 | 0 | 0 | 0 | 0 | 0 | 0 | 0 | 0 | 0 | 0 | 0 | 0 | 0 | 0
F6_Commercial_OR - College_New_Space Heating_Natural Gas_Condensing RTU_A_Achievable Economic UCT Potential | F6 | Commercial | OR - College | New | Space Heating | Natural Gas | Condensing RTU | A | Incremental Winter Peak Savings (MW) | Achievable Economic UCT Potential | 0 | 0 | 0 | 0 | 0 | 0 | 0 | 0 | 0 | 0 | 0 | 0 | 0 | 0 | 0 | 0 | 0 | 0 | 0 | 0 | 0 | 0 | 0 | 0 | 0 | 0 | 0
F7_Commercial_OR - College_New_Space Heating_Natural Gas_Condensing RTU_A_Achievable Economic UCT Potential | F7 | Commercial | OR - College | New | Space Heating | Natural Gas | Condensing RTU | A | Cumulative Energy Savings (MWh or mTherms) | Achievable Economic UCT Potential | 0 | 0 | 0 | 0 | 0 | 0 | 0 | 0 | 0 | 0 | 0 | 0 | 0 | 0 | 0 | 0 | 0 | 0 | 0 | 0 | 0 | 0 | 0 | 0 | 0 | 0 | 0
F8_Commercial_OR - College_New_Space Heating_Natural Gas_Condensing RTU_A_Achievable Economic UCT Potential | F8 | Commercial | OR - College | New | Space Heating | Natural Gas | Condensing RTU | A | Cumulative Summer Peak Savings (MW) | Achievable Economic UCT Potential | 0 | 0 | 0 | 0 | 0 | 0 | 0 | 0 | 0 | 0 | 0 | 0 | 0 | 0 | 0 | 0 | 0 | 0 | 0 | 0 | 0 | 0 | 0 | 0 | 0 | 0 | 0
F9_Commercial_OR - College_New_Space Heating_Natural Gas_Condensing RTU_A_Achievable Economic UCT Potential | F9 | Commercial | OR - College | New | Space Heating | Natural Gas | Condensing RTU | A | Cumulative Winter Peak Savings (MW) | Achievable Economic UCT Potential | 0 | 0 | 0 | 0 | 0 | 0 | 0 | 0 | 0 | 0 | 0 | 0 | 0 | 0 | 0 | 0 | 0 | 0 | 0 | 0 | 0 | 0 | 0 | 0 | 0 | 0 | 0
F10_Commercial_OR - College_New_Space Heating_Natural Gas_Condensing RTU_A_Achievable Economic UCT Potential | F10 | Commercial | OR - College | New | Space Heating | Natural Gas | Condensing RTU | A | Purchases (Incremental) | Achievable Economic UCT Potential | 0 | 0 | 0 | 0 | 0 | 0 | 0 | 0 | 0 | 0 | 0 | 0 | 0 | 0 | 0 | 0 | 0 | 0 | 0 | 0 | 0 | 0 | 0 | 0 | 0 | 0 | 0
F11_Commercial_OR - College_New_Space Heating_Natural Gas_Condensing RTU_A_Achievable Economic UCT Potential | F11 | Commercial | OR - College | New | Space Heating | Natural Gas | Condensing RTU | A | Purchases (Cumulative) | Achievable Economic UCT Potential | 0 | 0 | 0 | 0 | 0 | 0 | 0 | 0 | 0 | 0 | 0 | 0 | 0 | 0 | 0 | 0 | 0 | 0 | 0 | 0 | 0 | 0 | 0 | 0 | 0 | 0 | 0
F1_Commercial_OR - College_New_Space Heating_Natural Gas_Hydronic Heating Radiator Replacement_A_Achievable Economic UCT Potential | F1 | Commercial | OR - College | New | Space Heating | Natural Gas | Hydronic Heating Radiator Replacement | A | Integrated Unit Energy Savings (kWh or therms) | Achievable Economic UCT Potential | 0 | 0 | 0 | 0 | 0 | 0 | 0 | 0 | 0 | 0 | 0 | 0 | 0 | 0 | 0 | 0 | 0 | 0 | 0 | 0 | 0 | 0 | 0 | 0 | 0 | 0 | 0
F2_Commercial_OR - College_New_Space Heating_Natural Gas_Hydronic Heating Radiator Replacement_A_Achievable Economic UCT Potential | F2 | Commercial | OR - College | New | Space Heating | Natural Gas | Hydronic Heating Radiator Replacement | A | Integrated Unit Summer Peak Savings (kW) | Achievable Economic UCT Potential | 0 | 0 | 0 | 0 | 0 | 0 | 0 | 0 | 0 | 0 | 0 | 0 | 0 | 0 | 0 | 0 | 0 | 0 | 0 | 0 | 0 | 0 | 0 | 0 | 0 | 0 | 0
F3_Commercial_OR - College_New_Space Heating_Natural Gas_Hydronic Heating Radiator Replacement_A_Achievable Economic UCT Potential | F3 | Commercial | OR - College | New | Space Heating | Natural Gas | Hydronic Heating Radiator Replacement | A | Integrated Unit Winter Peak Savings (kW) | Achievable Economic UCT Potential | 0 | 0 | 0 | 0 | 0 | 0 | 0 | 0 | 0 | 0 | 0 | 0 | 0 | 0 | 0 | 0 | 0 | 0 | 0 | 0 | 0 | 0 | 0 | 0 | 0 | 0 | 0
F4_Commercial_OR - College_New_Space Heating_Natural Gas_Hydronic Heating Radiator Replacement_A_Achievable Economic UCT Potential | F4 | Commercial | OR - College | New | Space Heating | Natural Gas | Hydronic Heating Radiator Replacement | A | Incremental Energy Savings (MWh or mTherms) | Achievable Economic UCT Potential | 0 | 0 | 0 | 0 | 0 | 0 | 0 | 0 | 0 | 0 | 0 | 0 | 0 | 0 | 0 | 0 | 0 | 0 | 0 | 0 | 0 | 0 | 0 | 0 | 0 | 0 | 0
F5_Commercial_OR - College_New_Space Heating_Natural Gas_Hydronic Heating Radiator Replacement_A_Achievable Economic UCT Potential | F5 | Commercial | OR - College | New | Space Heating | Natural Gas | Hydronic Heating Radiator Replacement | A | Incremental Summer Peak Savings (MW) | Achievable Economic UCT Potential | 0 | 0 | 0 | 0 | 0 | 0 | 0 | 0 | 0 | 0 | 0 | 0 | 0 | 0 | 0 | 0 | 0 | 0 | 0 | 0 | 0 | 0 | 0 | 0 | 0 | 0 | 0
F6_Commercial_OR - College_New_Space Heating_Natural Gas_Hydronic Heating Radiator Replacement_A_Achievable Economic UCT Potential | F6 | Commercial | OR - College | New | Space Heating | Natural Gas | Hydronic Heating Radiator Replacement | A | Incremental Winter Peak Savings (MW) | Achievable Economic UCT Potential | 0 | 0 | 0 | 0 | 0 | 0 | 0 | 0 | 0 | 0 | 0 | 0 | 0 | 0 | 0 | 0 | 0 | 0 | 0 | 0 | 0 | 0 | 0 | 0 | 0 | 0 | 0
F7_Commercial_OR - College_New_Space Heating_Natural Gas_Hydronic Heating Radiator Replacement_A_Achievable Economic UCT Potential | F7 | Commercial | OR - College | New | Space Heating | Natural Gas | Hydronic Heating Radiator Replacement | A | Cumulative Energy Savings (MWh or mTherms) | Achievable Economic UCT Potential | 0 | 0 | 0 | 0 | 0 | 0 | 0 | 0 | 0 | 0 | 0 | 0 | 0 | 0 | 0 | 0 | 0 | 0 | 0 | 0 | 0 | 0 | 0 | 0 | 0 | 0 | 0
F8_Commercial_OR - College_New_Space Heating_Natural Gas_Hydronic Heating Radiator Replacement_A_Achievable Economic UCT Potential | F8 | Commercial | OR - College | New | Space Heating | Natural Gas | Hydronic Heating Radiator Replacement | A | Cumulative Summer Peak Savings (MW) | Achievable Economic UCT Potential | 0 | 0 | 0 | 0 | 0 | 0 | 0 | 0 | 0 | 0 | 0 | 0 | 0 | 0 | 0 | 0 | 0 | 0 | 0 | 0 | 0 | 0 | 0 | 0 | 0 | 0 | 0
F9_Commercial_OR - College_New_Space Heating_Natural Gas_Hydronic Heating Radiator Replacement_A_Achievable Economic UCT Potential | F9 | Commercial | OR - College | New | Space Heating | Natural Gas | Hydronic Heating Radiator Replacement | A | Cumulative Winter Peak Savings (MW) | Achievable Economic UCT Potential | 0 | 0 | 0 | 0 | 0 | 0 | 0 | 0 | 0 | 0 | 0 | 0 | 0 | 0 | 0 | 0 | 0 | 0 | 0 | 0 | 0 | 0 | 0 | 0 | 0 | 0 | 0
F10_Commercial_OR - College_New_Space Heating_Natural Gas_Hydronic Heating Radiator Replacement_A_Achievable Economic UCT Potential | F10 | Commercial | OR - College | New | Space Heating | Natural Gas | Hydronic Heating Radiator Replacement | A | Purchases (Incremental) | Achievable Economic UCT Potential | 0 | 0 | 0 | 0 | 0 | 0 | 0 | 0 | 0 | 0 | 0 | 0 | 0 | 0 | 0 | 0 | 0 | 0 | 0 | 0 | 0 | 0 | 0 | 0 | 0 | 0 | 0
F11_Commercial_OR - College_New_Space Heating_Natural Gas_Hydronic Heating Radiator Replacement_A_Achievable Economic UCT Potential | F11 | Commercial | OR - College | New | Space Heating | Natural Gas | Hydronic Heating Radiator Replacement | A | Purchases (Cumulative) | Achievable Economic UCT Potential | 0 | 0 | 0 | 0 | 0 | 0 | 0 | 0 | 0 | 0 | 0 | 0 | 0 | 0 | 0 | 0 | 0 | 0 | 0 | 0 | 0 | 0 | 0 | 0 | 0 | 0 | 0
F1_Commercial_OR - College_New_Space Heating_Natural Gas_Thermostat - Connected_A_Achievable Economic UCT Potential | F1 | Commercial | OR - College | New | Space Heating | Natural Gas | Thermostat - Connected | A | Integrated Unit Energy Savings (kWh or therms) | Achievable Economic UCT Potential | 0 | 0 | 0 | 0 | 0 | 0 | 0 | 0 | 0 | 0 | 0 | 0 | 0 | 0 | 0 | 0 | 0 | 0 | 0 | 0 | 0 | 0 | 0 | 0 | 0 | 0 | 0
F2_Commercial_OR - College_New_Space Heating_Natural Gas_Thermostat - Connected_A_Achievable Economic UCT Potential | F2 | Commercial | OR - College | New | Space Heating | Natural Gas | Thermostat - Connected | A | Integrated Unit Summer Peak Savings (kW) | Achievable Economic UCT Potential | 0 | 0 | 0 | 0 | 0 | 0 | 0 | 0 | 0 | 0 | 0 | 0 | 0 | 0 | 0 | 0 | 0 | 0 | 0 | 0 | 0 | 0 | 0 | 0 | 0 | 0 | 0
F3_Commercial_OR - College_New_Space Heating_Natural Gas_Thermostat - Connected_A_Achievable Economic UCT Potential | F3 | Commercial | OR - College | New | Space Heating | Natural Gas | Thermostat - Connected | A | Integrated Unit Winter Peak Savings (kW) | Achievable Economic UCT Potential | 0 | 0 | 0 | 0 | 0 | 0 | 0 | 0 | 0 | 0 | 0 | 0 | 0 | 0 | 0 | 0 | 0 | 0 | 0 | 0 | 0 | 0 | 0 | 0 | 0 | 0 | 0
F4_Commercial_OR - College_New_Space Heating_Natural Gas_Thermostat - Connected_A_Achievable Economic UCT Potential | F4 | Commercial | OR - College | New | Space Heating | Natural Gas | Thermostat - Connected | A | Incremental Energy Savings (MWh or mTherms) | Achievable Economic UCT Potential | 0 | 0 | 0 | 0 | 0 | 0 | 0 | 0 | 0 | 0 | 0 | 0 | 0 | 0 | 0 | 0 | 0 | 0 | 0 | 0 | 0 | 0 | 0 | 0 | 0 | 0 | 0
F5_Commercial_OR - College_New_Space Heating_Natural Gas_Thermostat - Connected_A_Achievable Economic UCT Potential | F5 | Commercial | OR - College | New | Space Heating | Natural Gas | Thermostat - Connected | A | Incremental Summer Peak Savings (MW) | Achievable Economic UCT Potential | 0 | 0 | 0 | 0 | 0 | 0 | 0 | 0 | 0 | 0 | 0 | 0 | 0 | 0 | 0 | 0 | 0 | 0 | 0 | 0 | 0 | 0 | 0 | 0 | 0 | 0 | 0
F6_Commercial_OR - College_New_Space Heating_Natural Gas_Thermostat - Connected_A_Achievable Economic UCT Potential | F6 | Commercial | OR - College | New | Space Heating | Natural Gas | Thermostat - Connected | A | Incremental Winter Peak Savings (MW) | Achievable Economic UCT Potential | 0 | 0 | 0 | 0 | 0 | 0 | 0 | 0 | 0 | 0 | 0 | 0 | 0 | 0 | 0 | 0 | 0 | 0 | 0 | 0 | 0 | 0 | 0 | 0 | 0 | 0 | 0
F7_Commercial_OR - College_New_Space Heating_Natural Gas_Thermostat - Connected_A_Achievable Economic UCT Potential | F7 | Commercial | OR - College | New | Space Heating | Natural Gas | Thermostat - Connected | A | Cumulative Energy Savings (MWh or mTherms) | Achievable Economic UCT Potential | 0 | 0 | 0 | 0 | 0 | 0 | 0 | 0 | 0 | 0 | 0 | 0 | 0 | 0 | 0 | 0 | 0 | 0 | 0 | 0 | 0 | 0 | 0 | 0 | 0 | 0 | 0
F8_Commercial_OR - College_New_Space Heating_Natural Gas_Thermostat - Connected_A_Achievable Economic UCT Potential | F8 | Commercial | OR - College | New | Space Heating | Natural Gas | Thermostat - Connected | A | Cumulative Summer Peak Savings (MW) | Achievable Economic UCT Potential | 0 | 0 | 0 | 0 | 0 | 0 | 0 | 0 | 0 | 0 | 0 | 0 | 0 | 0 | 0 | 0 | 0 | 0 | 0 | 0 | 0 | 0 | 0 | 0 | 0 | 0 | 0
F9_Commercial_OR - College_New_Space Heating_Natural Gas_Thermostat - Connected_A_Achievable Economic UCT Potential | F9 | Commercial | OR - College | New | Space Heating | Natural Gas | Thermostat - Connected | A | Cumulative Winter Peak Savings (MW) | Achievable Economic UCT Potential | 0 | 0 | 0 | 0 | 0 | 0 | 0 | 0 | 0 | 0 | 0 | 0 | 0 | 0 | 0 | 0 | 0 | 0 | 0 | 0 | 0 | 0 | 0 | 0 | 0 | 0 | 0
F10_Commercial_OR - College_New_Space Heating_Natural Gas_Thermostat - Connected_A_Achievable Economic UCT Potential | F10 | Commercial | OR - College | New | Space Heating | Natural Gas | Thermostat - Connected | A | Purchases (Incremental) | Achievable Economic UCT Potential | 0 | 0 | 0 | 0 | 0 | 0 | 0 | 0 | 0 | 0 | 0 | 0 | 0 | 0 | 0 | 0 | 0 | 0 | 0 | 0 | 0 | 0 | 0 | 0 | 0 | 0 | 0
F11_Commercial_OR - College_New_Space Heating_Natural Gas_Thermostat - Connected_A_Achievable Economic UCT Potential | F11 | Commercial | OR - College | New | Space Heating | Natural Gas | Thermostat - Connected | A | Purchases (Cumulative) | Achievable Economic UCT Potential | 0 | 0 | 0 | 0 | 0 | 0 | 0 | 0 | 0 | 0 | 0 | 0 | 0 | 0 | 0 | 0 | 0 | 0 | 0 | 0 | 0 | 0 | 0 | 0 | 0 | 0 | 0
F1_Commercial_OR - College_New_Water Heating_Natural Gas_Water Heater - Thermostatic Shower Restriction Valve_A_Achievable Economic UCT Potential | F1 | Commercial | OR - College | New | Water Heating | Natural Gas | Water Heater - Thermostatic Shower Restriction Valve | A | Integrated Unit Energy Savings (kWh or therms) | Achievable Economic UCT Potential | 0 | 0 | 0 | 0 | 0 | 0 | 0 | 0 | 0 | 0 | 0 | 0 | 0 | 0 | 0 | 0 | 0 | 0 | 0 | 0 | 0 | 0 | 0 | 0 | 0 | 0 | 0
F2_Commercial_OR - College_New_Water Heating_Natural Gas_Water Heater - Thermostatic Shower Restriction Valve_A_Achievable Economic UCT Potential | F2 | Commercial | OR - College | New | Water Heating | Natural Gas | Water Heater - Thermostatic Shower Restriction Valve | A | Integrated Unit Summer Peak Savings (kW) | Achievable Economic UCT Potential | 0 | 0 | 0 | 0 | 0 | 0 | 0 | 0 | 0 | 0 | 0 | 0 | 0 | 0 | 0 | 0 | 0 | 0 | 0 | 0 | 0 | 0 | 0 | 0 | 0 | 0 | 0
F3_Commercial_OR - College_New_Water Heating_Natural Gas_Water Heater - Thermostatic Shower Restriction Valve_A_Achievable Economic UCT Potential | F3 | Commercial | OR - College | New | Water Heating | Natural Gas | Water Heater - Thermostatic Shower Restriction Valve | A | Integrated Unit Winter Peak Savings (kW) | Achievable Economic UCT Potential | 0 | 0 | 0 | 0 | 0 | 0 | 0 | 0 | 0 | 0 | 0 | 0 | 0 | 0 | 0 | 0 | 0 | 0 | 0 | 0 | 0 | 0 | 0 | 0 | 0 | 0 | 0
F4_Commercial_OR - College_New_Water Heating_Natural Gas_Water Heater - Thermostatic Shower Restriction Valve_A_Achievable Economic UCT Potential | F4 | Commercial | OR - College | New | Water Heating | Natural Gas | Water Heater - Thermostatic Shower Restriction Valve | A | Incremental Energy Savings (MWh or mTherms) | Achievable Economic UCT Potential | 0 | 0 | 0 | 0 | 0 | 0 | 0 | 0 | 0 | 0 | 0 | 0 | 0 | 0 | 0 | 0 | 0 | 0 | 0 | 0 | 0 | 0 | 0 | 0 | 0 | 0 | 0
F5_Commercial_OR - College_New_Water Heating_Natural Gas_Water Heater - Thermostatic Shower Restriction Valve_A_Achievable Economic UCT Potential | F5 | Commercial | OR - College | New | Water Heating | Natural Gas | Water Heater - Thermostatic Shower Restriction Valve | A | Incremental Summer Peak Savings (MW) | Achievable Economic UCT Potential | 0 | 0 | 0 | 0 | 0 | 0 | 0 | 0 | 0 | 0 | 0 | 0 | 0 | 0 | 0 | 0 | 0 | 0 | 0 | 0 | 0 | 0 | 0 | 0 | 0 | 0 | 0
F6_Commercial_OR - College_New_Water Heating_Natural Gas_Water Heater - Thermostatic Shower Restriction Valve_A_Achievable Economic UCT Potential | F6 | Commercial | OR - College | New | Water Heating | Natural Gas | Water Heater - Thermostatic Shower Restriction Valve | A | Incremental Winter Peak Savings (MW) | Achievable Economic UCT Potential | 0 | 0 | 0 | 0 | 0 | 0 | 0 | 0 | 0 | 0 | 0 | 0 | 0 | 0 | 0 | 0 | 0 | 0 | 0 | 0 | 0 | 0 | 0 | 0 | 0 | 0 | 0
F7_Commercial_OR - College_New_Water Heating_Natural Gas_Water Heater - Thermostatic Shower Restriction Valve_A_Achievable Economic UCT Potential | F7 | Commercial | OR - College | New | Water Heating | Natural Gas | Water Heater - Thermostatic Shower Restriction Valve | A | Cumulative Energy Savings (MWh or mTherms) | Achievable Economic UCT Potential | 0 | 0 | 0 | 0 | 0 | 0 | 0 | 0 | 0 | 0 | 0 | 0 | 0 | 0 | 0 | 0 | 0 | 0 | 0 | 0 | 0 | 0 | 0 | 0 | 0 | 0 | 0
F8_Commercial_OR - College_New_Water Heating_Natural Gas_Water Heater - Thermostatic Shower Restriction Valve_A_Achievable Economic UCT Potential | F8 | Commercial | OR - College | New | Water Heating | Natural Gas | Water Heater - Thermostatic Shower Restriction Valve | A | Cumulative Summer Peak Savings (MW) | Achievable Economic UCT Potential | 0 | 0 | 0 | 0 | 0 | 0 | 0 | 0 | 0 | 0 | 0 | 0 | 0 | 0 | 0 | 0 | 0 | 0 | 0 | 0 | 0 | 0 | 0 | 0 | 0 | 0 | 0
F9_Commercial_OR - College_New_Water Heating_Natural Gas_Water Heater - Thermostatic Shower Restriction Valve_A_Achievable Economic UCT Potential | F9 | Commercial | OR - College | New | Water Heating | Natural Gas | Water Heater - Thermostatic Shower Restriction Valve | A | Cumulative Winter Peak Savings (MW) | Achievable Economic UCT Potential | 0 | 0 | 0 | 0 | 0 | 0 | 0 | 0 | 0 | 0 | 0 | 0 | 0 | 0 | 0 | 0 | 0 | 0 | 0 | 0 | 0 | 0 | 0 | 0 | 0 | 0 | 0
F10_Commercial_OR - College_New_Water Heating_Natural Gas_Water Heater - Thermostatic Shower Restriction Valve_A_Achievable Economic UCT Potential | F10 | Commercial | OR - College | New | Water Heating | Natural Gas | Water Heater - Thermostatic Shower Restriction Valve | A | Purchases (Incremental) | Achievable Economic UCT Potential | 0 | 0 | 0 | 0 | 0 | 0 | 0 | 0 | 0 | 0 | 0 | 0 | 0 | 0 | 0 | 0 | 0 | 0 | 0 | 0 | 0 | 0 | 0 | 0 | 0 | 0 | 0
F11_Commercial_OR - College_New_Water Heating_Natural Gas_Water Heater - Thermostatic Shower Restriction Valve_A_Achievable Economic UCT Potential | F11 | Commercial | OR - College | New | Water Heating | Natural Gas | Water Heater - Thermostatic Shower Restriction Valve | A | Purchases (Cumulative) | Achievable Economic UCT Potential | 0 | 0 | 0 | 0 | 0 | 0 | 0 | 0 | 0 | 0 | 0 | 0 | 0 | 0 | 0 | 0 | 0 | 0 | 0 | 0 | 0 | 0 | 0 | 0 | 0 | 0 | 0
F1_Commercial_OR - College_New_Water Heating_Natural Gas_Water Heater - Pre-Rinse Spray Valve_A_Achievable Economic UCT Potential | F1 | Commercial | OR - College | New | Water Heating | Natural Gas | Water Heater - Pre-Rinse Spray Valve | A | Integrated Unit Energy Savings (kWh or therms) | Achievable Economic UCT Potential | 0 | 0 | 0 | 0 | 0 | 0 | 0 | 0 | 0 | 0 | 0 | 0 | 0 | 0 | 0 | 0 | 0 | 0 | 0 | 0 | 0 | 0 | 0 | 0 | 0 | 0 | 0
F2_Commercial_OR - College_New_Water Heating_Natural Gas_Water Heater - Pre-Rinse Spray Valve_A_Achievable Economic UCT Potential | F2 | Commercial | OR - College | New | Water Heating | Natural Gas | Water Heater - Pre-Rinse Spray Valve | A | Integrated Unit Summer Peak Savings (kW) | Achievable Economic UCT Potential | 0 | 0 | 0 | 0 | 0 | 0 | 0 | 0 | 0 | 0 | 0 | 0 | 0 | 0 | 0 | 0 | 0 | 0 | 0 | 0 | 0 | 0 | 0 | 0 | 0 | 0 | 0
F3_Commercial_OR - College_New_Water Heating_Natural Gas_Water Heater - Pre-Rinse Spray Valve_A_Achievable Economic UCT Potential | F3 | Commercial | OR - College | New | Water Heating | Natural Gas | Water Heater - Pre-Rinse Spray Valve | A | Integrated Unit Winter Peak Savings (kW) | Achievable Economic UCT Potential | 0 | 0 | 0 | 0 | 0 | 0 | 0 | 0 | 0 | 0 | 0 | 0 | 0 | 0 | 0 | 0 | 0 | 0 | 0 | 0 | 0 | 0 | 0 | 0 | 0 | 0 | 0
F4_Commercial_OR - College_New_Water Heating_Natural Gas_Water Heater - Pre-Rinse Spray Valve_A_Achievable Economic UCT Potential | F4 | Commercial | OR - College | New | Water Heating | Natural Gas | Water Heater - Pre-Rinse Spray Valve | A | Incremental Energy Savings (MWh or mTherms) | Achievable Economic UCT Potential | 0 | 0 | 0 | 0 | 0 | 0 | 0 | 0 | 0 | 0 | 0 | 0 | 0 | 0 | 0 | 0 | 0 | 0 | 0 | 0 | 0 | 0 | 0 | 0 | 0 | 0 | 0
F5_Commercial_OR - College_New_Water Heating_Natural Gas_Water Heater - Pre-Rinse Spray Valve_A_Achievable Economic UCT Potential | F5 | Commercial | OR - College | New | Water Heating | Natural Gas | Water Heater - Pre-Rinse Spray Valve | A | Incremental Summer Peak Savings (MW) | Achievable Economic UCT Potential | 0 | 0 | 0 | 0 | 0 | 0 | 0 | 0 | 0 | 0 | 0 | 0 | 0 | 0 | 0 | 0 | 0 | 0 | 0 | 0 | 0 | 0 | 0 | 0 | 0 | 0 | 0
F6_Commercial_OR - College_New_Water Heating_Natural Gas_Water Heater - Pre-Rinse Spray Valve_A_Achievable Economic UCT Potential | F6 | Commercial | OR - College | New | Water Heating | Natural Gas | Water Heater - Pre-Rinse Spray Valve | A | Incremental Winter Peak Savings (MW) | Achievable Economic UCT Potential | 0 | 0 | 0 | 0 | 0 | 0 | 0 | 0 | 0 | 0 | 0 | 0 | 0 | 0 | 0 | 0 | 0 | 0 | 0 | 0 | 0 | 0 | 0 | 0 | 0 | 0 | 0
F7_Commercial_OR - College_New_Water Heating_Natural Gas_Water Heater - Pre-Rinse Spray Valve_A_Achievable Economic UCT Potential | F7 | Commercial | OR - College | New | Water Heating | Natural Gas | Water Heater - Pre-Rinse Spray Valve | A | Cumulative Energy Savings (MWh or mTherms) | Achievable Economic UCT Potential | 0 | 0 | 0 | 0 | 0 | 0 | 0 | 0 | 0 | 0 | 0 | 0 | 0 | 0 | 0 | 0 | 0 | 0 | 0 | 0 | 0 | 0 | 0 | 0 | 0 | 0 | 0
F8_Commercial_OR - College_New_Water Heating_Natural Gas_Water Heater - Pre-Rinse Spray Valve_A_Achievable Economic UCT Potential | F8 | Commercial | OR - College | New | Water Heating | Natural Gas | Water Heater - Pre-Rinse Spray Valve | A | Cumulative Summer Peak Savings (MW) | Achievable Economic UCT Potential | 0 | 0 | 0 | 0 | 0 | 0 | 0 | 0 | 0 | 0 | 0 | 0 | 0 | 0 | 0 | 0 | 0 | 0 | 0 | 0 | 0 | 0 | 0 | 0 | 0 | 0 | 0
F9_Commercial_OR - College_New_Water Heating_Natural Gas_Water Heater - Pre-Rinse Spray Valve_A_Achievable Economic UCT Potential | F9 | Commercial | OR - College | New | Water Heating | Natural Gas | Water Heater - Pre-Rinse Spray Valve | A | Cumulative Winter Peak Savings (MW) | Achievable Economic UCT Potential | 0 | 0 | 0 | 0 | 0 | 0 | 0 | 0 | 0 | 0 | 0 | 0 | 0 | 0 | 0 | 0 | 0 | 0 | 0 | 0 | 0 | 0 | 0 | 0 | 0 | 0 | 0
F10_Commercial_OR - College_New_Water Heating_Natural Gas_Water Heater - Pre-Rinse Spray Valve_A_Achievable Economic UCT Potential | F10 | Commercial | OR - College | New | Water Heating | Natural Gas | Water Heater - Pre-Rinse Spray Valve | A | Purchases (Incremental) | Achievable Economic UCT Potential | 0 | 0 | 0 | 0 | 0 | 0 | 0 | 0 | 0 | 0 | 0 | 0 | 0 | 0 | 0 | 0 | 0 | 0 | 0 | 0 | 0 | 0 | 0 | 0 | 0 | 0 | 0
F11_Commercial_OR - College_New_Water Heating_Natural Gas_Water Heater - Pre-Rinse Spray Valve_A_Achievable Economic UCT Potential | F11 | Commercial | OR - College | New | Water Heating | Natural Gas | Water Heater - Pre-Rinse Spray Valve | A | Purchases (Cumulative) | Achievable Economic UCT Potential | 0 | 0 | 0 | 0 | 0 | 0 | 0 | 0 | 0 | 0 | 0 | 0 | 0 | 0 | 0 | 0 | 0 | 0 | 0 | 0 | 0 | 0 | 0 | 0 | 0 | 0 | 0
F1_Commercial_OR - College_New_Water Heating_Natural Gas_Water Heater - Temperature Setback_A_Achievable Economic UCT Potential | F1 | Commercial | OR - College | New | Water Heating | Natural Gas | Water Heater - Temperature Setback | A | Integrated Unit Energy Savings (kWh or therms) | Achievable Economic UCT Potential | 0 | 0 | 0 | 0 | 0 | 0 | 0 | 0 | 0 | 0 | 0 | 0 | 0 | 0 | 0 | 0 | 0 | 0 | 0 | 0 | 0 | 0 | 0 | 0 | 0 | 0 | 0
F2_Commercial_OR - College_New_Water Heating_Natural Gas_Water Heater - Temperature Setback_A_Achievable Economic UCT Potential | F2 | Commercial | OR - College | New | Water Heating | Natural Gas | Water Heater - Temperature Setback | A | Integrated Unit Summer Peak Savings (kW) | Achievable Economic UCT Potential | 0 | 0 | 0 | 0 | 0 | 0 | 0 | 0 | 0 | 0 | 0 | 0 | 0 | 0 | 0 | 0 | 0 | 0 | 0 | 0 | 0 | 0 | 0 | 0 | 0 | 0 | 0
F3_Commercial_OR - College_New_Water Heating_Natural Gas_Water Heater - Temperature Setback_A_Achievable Economic UCT Potential | F3 | Commercial | OR - College | New | Water Heating | Natural Gas | Water Heater - Temperature Setback | A | Integrated Unit Winter Peak Savings (kW) | Achievable Economic UCT Potential | 0 | 0 | 0 | 0 | 0 | 0 | 0 | 0 | 0 | 0 | 0 | 0 | 0 | 0 | 0 | 0 | 0 | 0 | 0 | 0 | 0 | 0 | 0 | 0 | 0 | 0 | 0
F4_Commercial_OR - College_New_Water Heating_Natural Gas_Water Heater - Temperature Setback_A_Achievable Economic UCT Potential | F4 | Commercial | OR - College | New | Water Heating | Natural Gas | Water Heater - Temperature Setback | A | Incremental Energy Savings (MWh or mTherms) | Achievable Economic UCT Potential | 0 | 0 | 0 | 0 | 0 | 0 | 0 | 0 | 0 | 0 | 0 | 0 | 0 | 0 | 0 | 0 | 0 | 0 | 0 | 0 | 0 | 0 | 0 | 0 | 0 | 0 | 0
F5_Commercial_OR - College_New_Water Heating_Natural Gas_Water Heater - Temperature Setback_A_Achievable Economic UCT Potential | F5 | Commercial | OR - College | New | Water Heating | Natural Gas | Water Heater - Temperature Setback | A | Incremental Summer Peak Savings (MW) | Achievable Economic UCT Potential | 0 | 0 | 0 | 0 | 0 | 0 | 0 | 0 | 0 | 0 | 0 | 0 | 0 | 0 | 0 | 0 | 0 | 0 | 0 | 0 | 0 | 0 | 0 | 0 | 0 | 0 | 0
F6_Commercial_OR - College_New_Water Heating_Natural Gas_Water Heater - Temperature Setback_A_Achievable Economic UCT Potential | F6 | Commercial | OR - College | New | Water Heating | Natural Gas | Water Heater - Temperature Setback | A | Incremental Winter Peak Savings (MW) | Achievable Economic UCT Potential | 0 | 0 | 0 | 0 | 0 | 0 | 0 | 0 | 0 | 0 | 0 | 0 | 0 | 0 | 0 | 0 | 0 | 0 | 0 | 0 | 0 | 0 | 0 | 0 | 0 | 0 | 0
F7_Commercial_OR - College_New_Water Heating_Natural Gas_Water Heater - Temperature Setback_A_Achievable Economic UCT Potential | F7 | Commercial | OR - College | New | Water Heating | Natural Gas | Water Heater - Temperature Setback | A | Cumulative Energy Savings (MWh or mTherms) | Achievable Economic UCT Potential | 0 | 0 | 0 | 0 | 0 | 0 | 0 | 0 | 0 | 0 | 0 | 0 | 0 | 0 | 0 | 0 | 0 | 0 | 0 | 0 | 0 | 0 | 0 | 0 | 0 | 0 | 0
F8_Commercial_OR - College_New_Water Heating_Natural Gas_Water Heater - Temperature Setback_A_Achievable Economic UCT Potential | F8 | Commercial | OR - College | New | Water Heating | Natural Gas | Water Heater - Temperature Setback | A | Cumulative Summer Peak Savings (MW) | Achievable Economic UCT Potential | 0 | 0 | 0 | 0 | 0 | 0 | 0 | 0 | 0 | 0 | 0 | 0 | 0 | 0 | 0 | 0 | 0 | 0 | 0 | 0 | 0 | 0 | 0 | 0 | 0 | 0 | 0
F9_Commercial_OR - College_New_Water Heating_Natural Gas_Water Heater - Temperature Setback_A_Achievable Economic UCT Potential | F9 | Commercial | OR - College | New | Water Heating | Natural Gas | Water Heater - Temperature Setback | A | Cumulative Winter Peak Savings (MW) | Achievable Economic UCT Potential | 0 | 0 | 0 | 0 | 0 | 0 | 0 | 0 | 0 | 0 | 0 | 0 | 0 | 0 | 0 | 0 | 0 | 0 | 0 | 0 | 0 | 0 | 0 | 0 | 0 | 0 | 0
F10_Commercial_OR - College_New_Water Heating_Natural Gas_Water Heater - Temperature Setback_A_Achievable Economic UCT Potential | F10 | Commercial | OR - College | New | Water Heating | Natural Gas | Water Heater - Temperature Setback | A | Purchases (Incremental) | Achievable Economic UCT Potential | 0 | 0 | 0 | 0 | 0 | 0 | 0 | 0 | 0 | 0 | 0 | 0 | 0 | 0 | 0 | 0 | 0 | 0 | 0 | 0 | 0 | 0 | 0 | 0 | 0 | 0 | 0
F11_Commercial_OR - College_New_Water Heating_Natural Gas_Water Heater - Temperature Setback_A_Achievable Economic UCT Potential | F11 | Commercial | OR - College | New | Water Heating | Natural Gas | Water Heater - Temperature Setback | A | Purchases (Cumulative) | Achievable Economic UCT Potential | 0 | 0 | 0 | 0 | 0 | 0 | 0 | 0 | 0 | 0 | 0 | 0 | 0 | 0 | 0 | 0 | 0 | 0 | 0 | 0 | 0 | 0 | 0 | 0 | 0 | 0 | 0
F1_Commercial_OR - College_New_Water Heating_Natural Gas_Water Heater - Faucet Aerators_A_Achievable Economic UCT Potential | F1 | Commercial | OR - College | New | Water Heating | Natural Gas | Water Heater - Faucet Aerators | A | Integrated Unit Energy Savings (kWh or therms) | Achievable Economic UCT Potential | 0 | 0 | 0 | 0 | 0 | 0 | 0 | 0 | 0 | 0 | 0 | 0 | 0 | 0 | 0 | 0 | 0 | 0 | 0 | 0 | 0 | 0 | 0 | 0 | 0 | 0 | 0
F2_Commercial_OR - College_New_Water Heating_Natural Gas_Water Heater - Faucet Aerators_A_Achievable Economic UCT Potential | F2 | Commercial | OR - College | New | Water Heating | Natural Gas | Water Heater - Faucet Aerators | A | Integrated Unit Summer Peak Savings (kW) | Achievable Economic UCT Potential | 0 | 0 | 0 | 0 | 0 | 0 | 0 | 0 | 0 | 0 | 0 | 0 | 0 | 0 | 0 | 0 | 0 | 0 | 0 | 0 | 0 | 0 | 0 | 0 | 0 | 0 | 0
F3_Commercial_OR - College_New_Water Heating_Natural Gas_Water Heater - Faucet Aerators_A_Achievable Economic UCT Potential | F3 | Commercial | OR - College | New | Water Heating | Natural Gas | Water Heater - Faucet Aerators | A | Integrated Unit Winter Peak Savings (kW) | Achievable Economic UCT Potential | 0 | 0 | 0 | 0 | 0 | 0 | 0 | 0 | 0 | 0 | 0 | 0 | 0 | 0 | 0 | 0 | 0 | 0 | 0 | 0 | 0 | 0 | 0 | 0 | 0 | 0 | 0
F4_Commercial_OR - College_New_Water Heating_Natural Gas_Water Heater - Faucet Aerators_A_Achievable Economic UCT Potential | F4 | Commercial | OR - College | New | Water Heating | Natural Gas | Water Heater - Faucet Aerators | A | Incremental Energy Savings (MWh or mTherms) | Achievable Economic UCT Potential | 0 | 0 | 0 | 0 | 0 | 0 | 0 | 0 | 0 | 0 | 0 | 0 | 0 | 0 | 0 | 0 | 0 | 0 | 0 | 0 | 0 | 0 | 0 | 0 | 0 | 0 | 0
F5_Commercial_OR - College_New_Water Heating_Natural Gas_Water Heater - Faucet Aerators_A_Achievable Economic UCT Potential | F5 | Commercial | OR - College | New | Water Heating | Natural Gas | Water Heater - Faucet Aerators | A | Incremental Summer Peak Savings (MW) | Achievable Economic UCT Potential | 0 | 0 | 0 | 0 | 0 | 0 | 0 | 0 | 0 | 0 | 0 | 0 | 0 | 0 | 0 | 0 | 0 | 0 | 0 | 0 | 0 | 0 | 0 | 0 | 0 | 0 | 0
F6_Commercial_OR - College_New_Water Heating_Natural Gas_Water Heater - Faucet Aerators_A_Achievable Economic UCT Potential | F6 | Commercial | OR - College | New | Water Heating | Natural Gas | Water Heater - Faucet Aerators | A | Incremental Winter Peak Savings (MW) | Achievable Economic UCT Potential | 0 | 0 | 0 | 0 | 0 | 0 | 0 | 0 | 0 | 0 | 0 | 0 | 0 | 0 | 0 | 0 | 0 | 0 | 0 | 0 | 0 | 0 | 0 | 0 | 0 | 0 | 0
F7_Commercial_OR - College_New_Water Heating_Natural Gas_Water Heater - Faucet Aerators_A_Achievable Economic UCT Potential | F7 | Commercial | OR - College | New | Water Heating | Natural Gas | Water Heater - Faucet Aerators | A | Cumulative Energy Savings (MWh or mTherms) | Achievable Economic UCT Potential | 0 | 0 | 0 | 0 | 0 | 0 | 0 | 0 | 0 | 0 | 0 | 0 | 0 | 0 | 0 | 0 | 0 | 0 | 0 | 0 | 0 | 0 | 0 | 0 | 0 | 0 | 0
F8_Commercial_OR - College_New_Water Heating_Natural Gas_Water Heater - Faucet Aerators_A_Achievable Economic UCT Potential | F8 | Commercial | OR - College | New | Water Heating | Natural Gas | Water Heater - Faucet Aerators | A | Cumulative Summer Peak Savings (MW) | Achievable Economic UCT Potential | 0 | 0 | 0 | 0 | 0 | 0 | 0 | 0 | 0 | 0 | 0 | 0 | 0 | 0 | 0 | 0 | 0 | 0 | 0 | 0 | 0 | 0 | 0 | 0 | 0 | 0 | 0
F9_Commercial_OR - College_New_Water Heating_Natural Gas_Water Heater - Faucet Aerators_A_Achievable Economic UCT Potential | F9 | Commercial | OR - College | New | Water Heating | Natural Gas | Water Heater - Faucet Aerators | A | Cumulative Winter Peak Savings (MW) | Achievable Economic UCT Potential | 0 | 0 | 0 | 0 | 0 | 0 | 0 | 0 | 0 | 0 | 0 | 0 | 0 | 0 | 0 | 0 | 0 | 0 | 0 | 0 | 0 | 0 | 0 | 0 | 0 | 0 | 0
F10_Commercial_OR - College_New_Water Heating_Natural Gas_Water Heater - Faucet Aerators_A_Achievable Economic UCT Potential | F10 | Commercial | OR - College | New | Water Heating | Natural Gas | Water Heater - Faucet Aerators | A | Purchases (Incremental) | Achievable Economic UCT Potential | 0 | 0 | 0 | 0 | 0 | 0 | 0 | 0 | 0 | 0 | 0 | 0 | 0 | 0 | 0 | 0 | 0 | 0 | 0 | 0 | 0 | 0 | 0 | 0 | 0 | 0 | 0
F11_Commercial_OR - College_New_Water Heating_Natural Gas_Water Heater - Faucet Aerators_A_Achievable Economic UCT Potential | F11 | Commercial | OR - College | New | Water Heating | Natural Gas | Water Heater - Faucet Aerators | A | Purchases (Cumulative) | Achievable Economic UCT Potential | 0 | 0 | 0 | 0 | 0 | 0 | 0 | 0 | 0 | 0 | 0 | 0 | 0 | 0 | 0 | 0 | 0 | 0 | 0 | 0 | 0 | 0 | 0 | 0 | 0 | 0 | 0
F1_Commercial_OR - College_New_Water Heating_Natural Gas_Water Heater - Low-Flow Showerheads_A_Achievable Economic UCT Potential | F1 | Commercial | OR - College | New | Water Heating | Natural Gas | Water Heater - Low-Flow Showerheads | A | Integrated Unit Energy Savings (kWh or therms) | Achievable Economic UCT Potential | 0 | 0 | 0 | 0 | 0 | 0 | 0 | 0 | 0 | 0 | 0 | 0 | 0 | 0 | 0 | 0 | 0 | 0 | 0 | 0 | 0 | 0 | 0 | 0 | 0 | 0 | 0
F2_Commercial_OR - College_New_Water Heating_Natural Gas_Water Heater - Low-Flow Showerheads_A_Achievable Economic UCT Potential | F2 | Commercial | OR - College | New | Water Heating | Natural Gas | Water Heater - Low-Flow Showerheads | A | Integrated Unit Summer Peak Savings (kW) | Achievable Economic UCT Potential | 0 | 0 | 0 | 0 | 0 | 0 | 0 | 0 | 0 | 0 | 0 | 0 | 0 | 0 | 0 | 0 | 0 | 0 | 0 | 0 | 0 | 0 | 0 | 0 | 0 | 0 | 0
F3_Commercial_OR - College_New_Water Heating_Natural Gas_Water Heater - Low-Flow Showerheads_A_Achievable Economic UCT Potential | F3 | Commercial | OR - College | New | Water Heating | Natural Gas | Water Heater - Low-Flow Showerheads | A | Integrated Unit Winter Peak Savings (kW) | Achievable Economic UCT Potential | 0 | 0 | 0 | 0 | 0 | 0 | 0 | 0 | 0 | 0 | 0 | 0 | 0 | 0 | 0 | 0 | 0 | 0 | 0 | 0 | 0 | 0 | 0 | 0 | 0 | 0 | 0
F4_Commercial_OR - College_New_Water Heating_Natural Gas_Water Heater - Low-Flow Showerheads_A_Achievable Economic UCT Potential | F4 | Commercial | OR - College | New | Water Heating | Natural Gas | Water Heater - Low-Flow Showerheads | A | Incremental Energy Savings (MWh or mTherms) | Achievable Economic UCT Potential | 0 | 0 | 0 | 0 | 0 | 0 | 0 | 0 | 0 | 0 | 0 | 0 | 0 | 0 | 0 | 0 | 0 | 0 | 0 | 0 | 0 | 0 | 0 | 0 | 0 | 0 | 0
F5_Commercial_OR - College_New_Water Heating_Natural Gas_Water Heater - Low-Flow Showerheads_A_Achievable Economic UCT Potential | F5 | Commercial | OR - College | New | Water Heating | Natural Gas | Water Heater - Low-Flow Showerheads | A | Incremental Summer Peak Savings (MW) | Achievable Economic UCT Potential | 0 | 0 | 0 | 0 | 0 | 0 | 0 | 0 | 0 | 0 | 0 | 0 | 0 | 0 | 0 | 0 | 0 | 0 | 0 | 0 | 0 | 0 | 0 | 0 | 0 | 0 | 0
F6_Commercial_OR - College_New_Water Heating_Natural Gas_Water Heater - Low-Flow Showerheads_A_Achievable Economic UCT Potential | F6 | Commercial | OR - College | New | Water Heating | Natural Gas | Water Heater - Low-Flow Showerheads | A | Incremental Winter Peak Savings (MW) | Achievable Economic UCT Potential | 0 | 0 | 0 | 0 | 0 | 0 | 0 | 0 | 0 | 0 | 0 | 0 | 0 | 0 | 0 | 0 | 0 | 0 | 0 | 0 | 0 | 0 | 0 | 0 | 0 | 0 | 0
F7_Commercial_OR - College_New_Water Heating_Natural Gas_Water Heater - Low-Flow Showerheads_A_Achievable Economic UCT Potential | F7 | Commercial | OR - College | New | Water Heating | Natural Gas | Water Heater - Low-Flow Showerheads | A | Cumulative Energy Savings (MWh or mTherms) | Achievable Economic UCT Potential | 0 | 0 | 0 | 0 | 0 | 0 | 0 | 0 | 0 | 0 | 0 | 0 | 0 | 0 | 0 | 0 | 0 | 0 | 0 | 0 | 0 | 0 | 0 | 0 | 0 | 0 | 0
F8_Commercial_OR - College_New_Water Heating_Natural Gas_Water Heater - Low-Flow Showerheads_A_Achievable Economic UCT Potential | F8 | Commercial | OR - College | New | Water Heating | Natural Gas | Water Heater - Low-Flow Showerheads | A | Cumulative Summer Peak Savings (MW) | Achievable Economic UCT Potential | 0 | 0 | 0 | 0 | 0 | 0 | 0 | 0 | 0 | 0 | 0 | 0 | 0 | 0 | 0 | 0 | 0 | 0 | 0 | 0 | 0 | 0 | 0 | 0 | 0 | 0 | 0
F9_Commercial_OR - College_New_Water Heating_Natural Gas_Water Heater - Low-Flow Showerheads_A_Achievable Economic UCT Potential | F9 | Commercial | OR - College | New | Water Heating | Natural Gas | Water Heater - Low-Flow Showerheads | A | Cumulative Winter Peak Savings (MW) | Achievable Economic UCT Potential | 0 | 0 | 0 | 0 | 0 | 0 | 0 | 0 | 0 | 0 | 0 | 0 | 0 | 0 | 0 | 0 | 0 | 0 | 0 | 0 | 0 | 0 | 0 | 0 | 0 | 0 | 0
F10_Commercial_OR - College_New_Water Heating_Natural Gas_Water Heater - Low-Flow Showerheads_A_Achievable Economic UCT Potential | F10 | Commercial | OR - College | New | Water Heating | Natural Gas | Water Heater - Low-Flow Showerheads | A | Purchases (Incremental) | Achievable Economic UCT Potential | 0 | 0 | 0 | 0 | 0 | 0 | 0 | 0 | 0 | 0 | 0 | 0 | 0 | 0 | 0 | 0 | 0 | 0 | 0 | 0 | 0 | 0 | 0 | 0 | 0 | 0 | 0
F11_Commercial_OR - College_New_Water Heating_Natural Gas_Water Heater - Low-Flow Showerheads_A_Achievable Economic UCT Potential | F11 | Commercial | OR - College | New | Water Heating | Natural Gas | Water Heater - Low-Flow Showerheads | A | Purchases (Cumulative) | Achievable Economic UCT Potential | 0 | 0 | 0 | 0 | 0 | 0 | 0 | 0 | 0 | 0 | 0 | 0 | 0 | 0 | 0 | 0 | 0 | 0 | 0 | 0 | 0 | 0 | 0 | 0 | 0 | 0 | 0
F1_Commercial_OR - College_New_Water Heating_Natural Gas_Water Heater - Tank Blanket/Insulation_A_Achievable Economic UCT Potential | F1 | Commercial | OR - College | New | Water Heating | Natural Gas | Water Heater - Tank Blanket/Insulation | A | Integrated Unit Energy Savings (kWh or therms) | Achievable Economic UCT Potential | 0 | 0 | 0 | 0 | 0 | 0 | 0 | 0 | 0 | 0 | 0 | 0 | 0 | 0 | 0 | 0 | 0 | 0 | 0 | 0 | 0 | 0 | 0 | 0 | 0 | 0 | 0
F2_Commercial_OR - College_New_Water Heating_Natural Gas_Water Heater - Tank Blanket/Insulation_A_Achievable Economic UCT Potential | F2 | Commercial | OR - College | New | Water Heating | Natural Gas | Water Heater - Tank Blanket/Insulation | A | Integrated Unit Summer Peak Savings (kW) | Achievable Economic UCT Potential | 0 | 0 | 0 | 0 | 0 | 0 | 0 | 0 | 0 | 0 | 0 | 0 | 0 | 0 | 0 | 0 | 0 | 0 | 0 | 0 | 0 | 0 | 0 | 0 | 0 | 0 | 0
F3_Commercial_OR - College_New_Water Heating_Natural Gas_Water Heater - Tank Blanket/Insulation_A_Achievable Economic UCT Potential | F3 | Commercial | OR - College | New | Water Heating | Natural Gas | Water Heater - Tank Blanket/Insulation | A | Integrated Unit Winter Peak Savings (kW) | Achievable Economic UCT Potential | 0 | 0 | 0 | 0 | 0 | 0 | 0 | 0 | 0 | 0 | 0 | 0 | 0 | 0 | 0 | 0 | 0 | 0 | 0 | 0 | 0 | 0 | 0 | 0 | 0 | 0 | 0
F4_Commercial_OR - College_New_Water Heating_Natural Gas_Water Heater - Tank Blanket/Insulation_A_Achievable Economic UCT Potential | F4 | Commercial | OR - College | New | Water Heating | Natural Gas | Water Heater - Tank Blanket/Insulation | A | Incremental Energy Savings (MWh or mTherms) | Achievable Economic UCT Potential | 0 | 0 | 0 | 0 | 0 | 0 | 0 | 0 | 0 | 0 | 0 | 0 | 0 | 0 | 0 | 0 | 0 | 0 | 0 | 0 | 0 | 0 | 0 | 0 | 0 | 0 | 0
F5_Commercial_OR - College_New_Water Heating_Natural Gas_Water Heater - Tank Blanket/Insulation_A_Achievable Economic UCT Potential | F5 | Commercial | OR - College | New | Water Heating | Natural Gas | Water Heater - Tank Blanket/Insulation | A | Incremental Summer Peak Savings (MW) | Achievable Economic UCT Potential | 0 | 0 | 0 | 0 | 0 | 0 | 0 | 0 | 0 | 0 | 0 | 0 | 0 | 0 | 0 | 0 | 0 | 0 | 0 | 0 | 0 | 0 | 0 | 0 | 0 | 0 | 0
F6_Commercial_OR - College_New_Water Heating_Natural Gas_Water Heater - Tank Blanket/Insulation_A_Achievable Economic UCT Potential | F6 | Commercial | OR - College | New | Water Heating | Natural Gas | Water Heater - Tank Blanket/Insulation | A | Incremental Winter Peak Savings (MW) | Achievable Economic UCT Potential | 0 | 0 | 0 | 0 | 0 | 0 | 0 | 0 | 0 | 0 | 0 | 0 | 0 | 0 | 0 | 0 | 0 | 0 | 0 | 0 | 0 | 0 | 0 | 0 | 0 | 0 | 0
F7_Commercial_OR - College_New_Water Heating_Natural Gas_Water Heater - Tank Blanket/Insulation_A_Achievable Economic UCT Potential | F7 | Commercial | OR - College | New | Water Heating | Natural Gas | Water Heater - Tank Blanket/Insulation | A | Cumulative Energy Savings (MWh or mTherms) | Achievable Economic UCT Potential | 0 | 0 | 0 | 0 | 0 | 0 | 0 | 0 | 0 | 0 | 0 | 0 | 0 | 0 | 0 | 0 | 0 | 0 | 0 | 0 | 0 | 0 | 0 | 0 | 0 | 0 | 0
F8_Commercial_OR - College_New_Water Heating_Natural Gas_Water Heater - Tank Blanket/Insulation_A_Achievable Economic UCT Potential | F8 | Commercial | OR - College | New | Water Heating | Natural Gas | Water Heater - Tank Blanket/Insulation | A | Cumulative Summer Peak Savings (MW) | Achievable Economic UCT Potential | 0 | 0 | 0 | 0 | 0 | 0 | 0 | 0 | 0 | 0 | 0 | 0 | 0 | 0 | 0 | 0 | 0 | 0 | 0 | 0 | 0 | 0 | 0 | 0 | 0 | 0 | 0
F9_Commercial_OR - College_New_Water Heating_Natural Gas_Water Heater - Tank Blanket/Insulation_A_Achievable Economic UCT Potential | F9 | Commercial | OR - College | New | Water Heating | Natural Gas | Water Heater - Tank Blanket/Insulation | A | Cumulative Winter Peak Savings (MW) | Achievable Economic UCT Potential | 0 | 0 | 0 | 0 | 0 | 0 | 0 | 0 | 0 | 0 | 0 | 0 | 0 | 0 | 0 | 0 | 0 | 0 | 0 | 0 | 0 | 0 | 0 | 0 | 0 | 0 | 0
F10_Commercial_OR - College_New_Water Heating_Natural Gas_Water Heater - Tank Blanket/Insulation_A_Achievable Economic UCT Potential | F10 | Commercial | OR - College | New | Water Heating | Natural Gas | Water Heater - Tank Blanket/Insulation | A | Purchases (Incremental) | Achievable Economic UCT Potential | 0 | 0 | 0 | 0 | 0 | 0 | 0 | 0 | 0 | 0 | 0 | 0 | 0 | 0 | 0 | 0 | 0 | 0 | 0 | 0 | 0 | 0 | 0 | 0 | 0 | 0 | 0
F11_Commercial_OR - College_New_Water Heating_Natural Gas_Water Heater - Tank Blanket/Insulation_A_Achievable Economic UCT Potential | F11 | Commercial | OR - College | New | Water Heating | Natural Gas | Water Heater - Tank Blanket/Insulation | A | Purchases (Cumulative) | Achievable Economic UCT Potential | 0 | 0 | 0 | 0 | 0 | 0 | 0 | 0 | 0 | 0 | 0 | 0 | 0 | 0 | 0 | 0 | 0 | 0 | 0 | 0 | 0 | 0 | 0 | 0 | 0 | 0 | 0
F1_Commercial_OR - College_New_Water Heating_Natural Gas_Water Heater - Drainwater Heat Recovery_A_Achievable Economic UCT Potential | F1 | Commercial | OR - College | New | Water Heating | Natural Gas | Water Heater - Drainwater Heat Recovery | A | Integrated Unit Energy Savings (kWh or therms) | Achievable Economic UCT Potential | 0 | 0 | 0 | 0 | 0 | 0 | 0 | 0 | 0 | 0 | 0 | 0 | 0 | 0 | 0 | 0 | 0 | 0 | 0 | 0 | 0 | 0 | 0 | 0 | 0 | 0 | 0
F2_Commercial_OR - College_New_Water Heating_Natural Gas_Water Heater - Drainwater Heat Recovery_A_Achievable Economic UCT Potential | F2 | Commercial | OR - College | New | Water Heating | Natural Gas | Water Heater - Drainwater Heat Recovery | A | Integrated Unit Summer Peak Savings (kW) | Achievable Economic UCT Potential | 0 | 0 | 0 | 0 | 0 | 0 | 0 | 0 | 0 | 0 | 0 | 0 | 0 | 0 | 0 | 0 | 0 | 0 | 0 | 0 | 0 | 0 | 0 | 0 | 0 | 0 | 0
F3_Commercial_OR - College_New_Water Heating_Natural Gas_Water Heater - Drainwater Heat Recovery_A_Achievable Economic UCT Potential | F3 | Commercial | OR - College | New | Water Heating | Natural Gas | Water Heater - Drainwater Heat Recovery | A | Integrated Unit Winter Peak Savings (kW) | Achievable Economic UCT Potential | 0 | 0 | 0 | 0 | 0 | 0 | 0 | 0 | 0 | 0 | 0 | 0 | 0 | 0 | 0 | 0 | 0 | 0 | 0 | 0 | 0 | 0 | 0 | 0 | 0 | 0 | 0
F4_Commercial_OR - College_New_Water Heating_Natural Gas_Water Heater - Drainwater Heat Recovery_A_Achievable Economic UCT Potential | F4 | Commercial | OR - College | New | Water Heating | Natural Gas | Water Heater - Drainwater Heat Recovery | A | Incremental Energy Savings (MWh or mTherms) | Achievable Economic UCT Potential | 0 | 0 | 0 | 0 | 0 | 0 | 0 | 0 | 0 | 0 | 0 | 0 | 0 | 0 | 0 | 0 | 0 | 0 | 0 | 0 | 0 | 0 | 0 | 0 | 0 | 0 | 0
F5_Commercial_OR - College_New_Water Heating_Natural Gas_Water Heater - Drainwater Heat Recovery_A_Achievable Economic UCT Potential | F5 | Commercial | OR - College | New | Water Heating | Natural Gas | Water Heater - Drainwater Heat Recovery | A | Incremental Summer Peak Savings (MW) | Achievable Economic UCT Potential | 0 | 0 | 0 | 0 | 0 | 0 | 0 | 0 | 0 | 0 | 0 | 0 | 0 | 0 | 0 | 0 | 0 | 0 | 0 | 0 | 0 | 0 | 0 | 0 | 0 | 0 | 0
F6_Commercial_OR - College_New_Water Heating_Natural Gas_Water Heater - Drainwater Heat Recovery_A_Achievable Economic UCT Potential | F6 | Commercial | OR - College | New | Water Heating | Natural Gas | Water Heater - Drainwater Heat Recovery | A | Incremental Winter Peak Savings (MW) | Achievable Economic UCT Potential | 0 | 0 | 0 | 0 | 0 | 0 | 0 | 0 | 0 | 0 | 0 | 0 | 0 | 0 | 0 | 0 | 0 | 0 | 0 | 0 | 0 | 0 | 0 | 0 | 0 | 0 | 0
F7_Commercial_OR - College_New_Water Heating_Natural Gas_Water Heater - Drainwater Heat Recovery_A_Achievable Economic UCT Potential | F7 | Commercial | OR - College | New | Water Heating | Natural Gas | Water Heater - Drainwater Heat Recovery | A | Cumulative Energy Savings (MWh or mTherms) | Achievable Economic UCT Potential | 0 | 0 | 0 | 0 | 0 | 0 | 0 | 0 | 0 | 0 | 0 | 0 | 0 | 0 | 0 | 0 | 0 | 0 | 0 | 0 | 0 | 0 | 0 | 0 | 0 | 0 | 0
F8_Commercial_OR - College_New_Water Heating_Natural Gas_Water Heater - Drainwater Heat Recovery_A_Achievable Economic UCT Potential | F8 | Commercial | OR - College | New | Water Heating | Natural Gas | Water Heater - Drainwater Heat Recovery | A | Cumulative Summer Peak Savings (MW) | Achievable Economic UCT Potential | 0 | 0 | 0 | 0 | 0 | 0 | 0 | 0 | 0 | 0 | 0 | 0 | 0 | 0 | 0 | 0 | 0 | 0 | 0 | 0 | 0 | 0 | 0 | 0 | 0 | 0 | 0
F9_Commercial_OR - College_New_Water Heating_Natural Gas_Water Heater - Drainwater Heat Recovery_A_Achievable Economic UCT Potential | F9 | Commercial | OR - College | New | Water Heating | Natural Gas | Water Heater - Drainwater Heat Recovery | A | Cumulative Winter Peak Savings (MW) | Achievable Economic UCT Potential | 0 | 0 | 0 | 0 | 0 | 0 | 0 | 0 | 0 | 0 | 0 | 0 | 0 | 0 | 0 | 0 | 0 | 0 | 0 | 0 | 0 | 0 | 0 | 0 | 0 | 0 | 0
F10_Commercial_OR - College_New_Water Heating_Natural Gas_Water Heater - Drainwater Heat Recovery_A_Achievable Economic UCT Potential | F10 | Commercial | OR - College | New | Water Heating | Natural Gas | Water Heater - Drainwater Heat Recovery | A | Purchases (Incremental) | Achievable Economic UCT Potential | 0 | 0 | 0 | 0 | 0 | 0 | 0 | 0 | 0 | 0 | 0 | 0 | 0 | 0 | 0 | 0 | 0 | 0 | 0 | 0 | 0 | 0 | 0 | 0 | 0 | 0 | 0
F11_Commercial_OR - College_New_Water Heating_Natural Gas_Water Heater - Drainwater Heat Recovery_A_Achievable Economic UCT Potential | F11 | Commercial | OR - College | New | Water Heating | Natural Gas | Water Heater - Drainwater Heat Recovery | A | Purchases (Cumulative) | Achievable Economic UCT Potential | 0 | 0 | 0 | 0 | 0 | 0 | 0 | 0 | 0 | 0 | 0 | 0 | 0 | 0 | 0 | 0 | 0 | 0 | 0 | 0 | 0 | 0 | 0 | 0 | 0 | 0 | 0
F1_Commercial_OR - College_New_Water Heating_Natural Gas_Water Heater - Circulation Pump Controls_A_Achievable Economic UCT Potential | F1 | Commercial | OR - College | New | Water Heating | Natural Gas | Water Heater - Circulation Pump Controls | A | Integrated Unit Energy Savings (kWh or therms) | Achievable Economic UCT Potential | 0 | 0 | 0 | 0 | 0 | 0 | 0 | 0 | 0 | 0 | 0 | 0 | 0 | 0 | 0 | 0 | 0 | 0 | 0 | 0 | 0 | 0 | 0 | 0 | 0 | 0 | 0
F2_Commercial_OR - College_New_Water Heating_Natural Gas_Water Heater - Circulation Pump Controls_A_Achievable Economic UCT Potential | F2 | Commercial | OR - College | New | Water Heating | Natural Gas | Water Heater - Circulation Pump Controls | A | Integrated Unit Summer Peak Savings (kW) | Achievable Economic UCT Potential | 0 | 0 | 0 | 0 | 0 | 0 | 0 | 0 | 0 | 0 | 0 | 0 | 0 | 0 | 0 | 0 | 0 | 0 | 0 | 0 | 0 | 0 | 0 | 0 | 0 | 0 | 0
F3_Commercial_OR - College_New_Water Heating_Natural Gas_Water Heater - Circulation Pump Controls_A_Achievable Economic UCT Potential | F3 | Commercial | OR - College | New | Water Heating | Natural Gas | Water Heater - Circulation Pump Controls | A | Integrated Unit Winter Peak Savings (kW) | Achievable Economic UCT Potential | 0 | 0 | 0 | 0 | 0 | 0 | 0 | 0 | 0 | 0 | 0 | 0 | 0 | 0 | 0 | 0 | 0 | 0 | 0 | 0 | 0 | 0 | 0 | 0 | 0 | 0 | 0
F4_Commercial_OR - College_New_Water Heating_Natural Gas_Water Heater - Circulation Pump Controls_A_Achievable Economic UCT Potential | F4 | Commercial | OR - College | New | Water Heating | Natural Gas | Water Heater - Circulation Pump Controls | A | Incremental Energy Savings (MWh or mTherms) | Achievable Economic UCT Potential | 0 | 0 | 0 | 0 | 0 | 0 | 0 | 0 | 0 | 0 | 0 | 0 | 0 | 0 | 0 | 0 | 0 | 0 | 0 | 0 | 0 | 0 | 0 | 0 | 0 | 0 | 0
F5_Commercial_OR - College_New_Water Heating_Natural Gas_Water Heater - Circulation Pump Controls_A_Achievable Economic UCT Potential | F5 | Commercial | OR - College | New | Water Heating | Natural Gas | Water Heater - Circulation Pump Controls | A | Incremental Summer Peak Savings (MW) | Achievable Economic UCT Potential | 0 | 0 | 0 | 0 | 0 | 0 | 0 | 0 | 0 | 0 | 0 | 0 | 0 | 0 | 0 | 0 | 0 | 0 | 0 | 0 | 0 | 0 | 0 | 0 | 0 | 0 | 0
F6_Commercial_OR - College_New_Water Heating_Natural Gas_Water Heater - Circulation Pump Controls_A_Achievable Economic UCT Potential | F6 | Commercial | OR - College | New | Water Heating | Natural Gas | Water Heater - Circulation Pump Controls | A | Incremental Winter Peak Savings (MW) | Achievable Economic UCT Potential | 0 | 0 | 0 | 0 | 0 | 0 | 0 | 0 | 0 | 0 | 0 | 0 | 0 | 0 | 0 | 0 | 0 | 0 | 0 | 0 | 0 | 0 | 0 | 0 | 0 | 0 | 0
F7_Commercial_OR - College_New_Water Heating_Natural Gas_Water Heater - Circulation Pump Controls_A_Achievable Economic UCT Potential | F7 | Commercial | OR - College | New | Water Heating | Natural Gas | Water Heater - Circulation Pump Controls | A | Cumulative Energy Savings (MWh or mTherms) | Achievable Economic UCT Potential | 0 | 0 | 0 | 0 | 0 | 0 | 0 | 0 | 0 | 0 | 0 | 0 | 0 | 0 | 0 | 0 | 0 | 0 | 0 | 0 | 0 | 0 | 0 | 0 | 0 | 0 | 0
F8_Commercial_OR - College_New_Water Heating_Natural Gas_Water Heater - Circulation Pump Controls_A_Achievable Economic UCT Potential | F8 | Commercial | OR - College | New | Water Heating | Natural Gas | Water Heater - Circulation Pump Controls | A | Cumulative Summer Peak Savings (MW) | Achievable Economic UCT Potential | 0 | 0 | 0 | 0 | 0 | 0 | 0 | 0 | 0 | 0 | 0 | 0 | 0 | 0 | 0 | 0 | 0 | 0 | 0 | 0 | 0 | 0 | 0 | 0 | 0 | 0 | 0
F9_Commercial_OR - College_New_Water Heating_Natural Gas_Water Heater - Circulation Pump Controls_A_Achievable Economic UCT Potential | F9 | Commercial | OR - College | New | Water Heating | Natural Gas | Water Heater - Circulation Pump Controls | A | Cumulative Winter Peak Savings (MW) | Achievable Economic UCT Potential | 0 | 0 | 0 | 0 | 0 | 0 | 0 | 0 | 0 | 0 | 0 | 0 | 0 | 0 | 0 | 0 | 0 | 0 | 0 | 0 | 0 | 0 | 0 | 0 | 0 | 0 | 0
F10_Commercial_OR - College_New_Water Heating_Natural Gas_Water Heater - Circulation Pump Controls_A_Achievable Economic UCT Potential | F10 | Commercial | OR - College | New | Water Heating | Natural Gas | Water Heater - Circulation Pump Controls | A | Purchases (Incremental) | Achievable Economic UCT Potential | 0 | 0 | 0 | 0 | 0 | 0 | 0 | 0 | 0 | 0 | 0 | 0 | 0 | 0 | 0 | 0 | 0 | 0 | 0 | 0 | 0 | 0 | 0 | 0 | 0 | 0 | 0
F11_Commercial_OR - College_New_Water Heating_Natural Gas_Water Heater - Circulation Pump Controls_A_Achievable Economic UCT Potential | F11 | Commercial | OR - College | New | Water Heating | Natural Gas | Water Heater - Circulation Pump Controls | A | Purchases (Cumulative) | Achievable Economic UCT Potential | 0 | 0 | 0 | 0 | 0 | 0 | 0 | 0 | 0 | 0 | 0 | 0 | 0 | 0 | 0 | 0 | 0 | 0 | 0 | 0 | 0 | 0 | 0 | 0 | 0 | 0 | 0
F1_Commercial_OR - College_New_Water Heating_Natural Gas_Water Heater - Pipe Insulation_A_Achievable Economic UCT Potential | F1 | Commercial | OR - College | New | Water Heating | Natural Gas | Water Heater - Pipe Insulation | A | Integrated Unit Energy Savings (kWh or therms) | Achievable Economic UCT Potential | 0 | 0 | 0 | 0 | 0 | 0 | 0 | 0 | 0 | 0 | 0 | 0 | 0 | 0 | 0 | 0 | 0 | 0 | 0 | 0 | 0 | 0 | 0 | 0 | 0 | 0 | 0
F2_Commercial_OR - College_New_Water Heating_Natural Gas_Water Heater - Pipe Insulation_A_Achievable Economic UCT Potential | F2 | Commercial | OR - College | New | Water Heating | Natural Gas | Water Heater - Pipe Insulation | A | Integrated Unit Summer Peak Savings (kW) | Achievable Economic UCT Potential | 0 | 0 | 0 | 0 | 0 | 0 | 0 | 0 | 0 | 0 | 0 | 0 | 0 | 0 | 0 | 0 | 0 | 0 | 0 | 0 | 0 | 0 | 0 | 0 | 0 | 0 | 0
F3_Commercial_OR - College_New_Water Heating_Natural Gas_Water Heater - Pipe Insulation_A_Achievable Economic UCT Potential | F3 | Commercial | OR - College | New | Water Heating | Natural Gas | Water Heater - Pipe Insulation | A | Integrated Unit Winter Peak Savings (kW) | Achievable Economic UCT Potential | 0 | 0 | 0 | 0 | 0 | 0 | 0 | 0 | 0 | 0 | 0 | 0 | 0 | 0 | 0 | 0 | 0 | 0 | 0 | 0 | 0 | 0 | 0 | 0 | 0 | 0 | 0
F4_Commercial_OR - College_New_Water Heating_Natural Gas_Water Heater - Pipe Insulation_A_Achievable Economic UCT Potential | F4 | Commercial | OR - College | New | Water Heating | Natural Gas | Water Heater - Pipe Insulation | A | Incremental Energy Savings (MWh or mTherms) | Achievable Economic UCT Potential | 0 | 0 | 0 | 0 | 0 | 0 | 0 | 0 | 0 | 0 | 0 | 0 | 0 | 0 | 0 | 0 | 0 | 0 | 0 | 0 | 0 | 0 | 0 | 0 | 0 | 0 | 0
F5_Commercial_OR - College_New_Water Heating_Natural Gas_Water Heater - Pipe Insulation_A_Achievable Economic UCT Potential | F5 | Commercial | OR - College | New | Water Heating | Natural Gas | Water Heater - Pipe Insulation | A | Incremental Summer Peak Savings (MW) | Achievable Economic UCT Potential | 0 | 0 | 0 | 0 | 0 | 0 | 0 | 0 | 0 | 0 | 0 | 0 | 0 | 0 | 0 | 0 | 0 | 0 | 0 | 0 | 0 | 0 | 0 | 0 | 0 | 0 | 0
F6_Commercial_OR - College_New_Water Heating_Natural Gas_Water Heater - Pipe Insulation_A_Achievable Economic UCT Potential | F6 | Commercial | OR - College | New | Water Heating | Natural Gas | Water Heater - Pipe Insulation | A | Incremental Winter Peak Savings (MW) | Achievable Economic UCT Potential | 0 | 0 | 0 | 0 | 0 | 0 | 0 | 0 | 0 | 0 | 0 | 0 | 0 | 0 | 0 | 0 | 0 | 0 | 0 | 0 | 0 | 0 | 0 | 0 | 0 | 0 | 0
F7_Commercial_OR - College_New_Water Heating_Natural Gas_Water Heater - Pipe Insulation_A_Achievable Economic UCT Potential | F7 | Commercial | OR - College | New | Water Heating | Natural Gas | Water Heater - Pipe Insulation | A | Cumulative Energy Savings (MWh or mTherms) | Achievable Economic UCT Potential | 0 | 0 | 0 | 0 | 0 | 0 | 0 | 0 | 0 | 0 | 0 | 0 | 0 | 0 | 0 | 0 | 0 | 0 | 0 | 0 | 0 | 0 | 0 | 0 | 0 | 0 | 0
F8_Commercial_OR - College_New_Water Heating_Natural Gas_Water Heater - Pipe Insulation_A_Achievable Economic UCT Potential | F8 | Commercial | OR - College | New | Water Heating | Natural Gas | Water Heater - Pipe Insulation | A | Cumulative Summer Peak Savings (MW) | Achievable Economic UCT Potential | 0 | 0 | 0 | 0 | 0 | 0 | 0 | 0 | 0 | 0 | 0 | 0 | 0 | 0 | 0 | 0 | 0 | 0 | 0 | 0 | 0 | 0 | 0 | 0 | 0 | 0 | 0
F9_Commercial_OR - College_New_Water Heating_Natural Gas_Water Heater - Pipe Insulation_A_Achievable Economic UCT Potential | F9 | Commercial | OR - College | New | Water Heating | Natural Gas | Water Heater - Pipe Insulation | A | Cumulative Winter Peak Savings (MW) | Achievable Economic UCT Potential | 0 | 0 | 0 | 0 | 0 | 0 | 0 | 0 | 0 | 0 | 0 | 0 | 0 | 0 | 0 | 0 | 0 | 0 | 0 | 0 | 0 | 0 | 0 | 0 | 0 | 0 | 0
F10_Commercial_OR - College_New_Water Heating_Natural Gas_Water Heater - Pipe Insulation_A_Achievable Economic UCT Potential | F10 | Commercial | OR - College | New | Water Heating | Natural Gas | Water Heater - Pipe Insulation | A | Purchases (Incremental) | Achievable Economic UCT Potential | 0 | 0 | 0 | 0 | 0 | 0 | 0 | 0 | 0 | 0 | 0 | 0 | 0 | 0 | 0 | 0 | 0 | 0 | 0 | 0 | 0 | 0 | 0 | 0 | 0 | 0 | 0
F11_Commercial_OR - College_New_Water Heating_Natural Gas_Water Heater - Pipe Insulation_A_Achievable Economic UCT Potential | F11 | Commercial | OR - College | New | Water Heating | Natural Gas | Water Heater - Pipe Insulation | A | Purchases (Cumulative) | Achievable Economic UCT Potential | 0 | 0 | 0 | 0 | 0 | 0 | 0 | 0 | 0 | 0 | 0 | 0 | 0 | 0 | 0 | 0 | 0 | 0 | 0 | 0 | 0 | 0 | 0 | 0 | 0 | 0 | 0
F1_Commercial_OR - College_New_Water Heating_Natural Gas_Water Heater - Motion Control Faucet_A_Achievable Economic UCT Potential | F1 | Commercial | OR - College | New | Water Heating | Natural Gas | Water Heater - Motion Control Faucet | A | Integrated Unit Energy Savings (kWh or therms) | Achievable Economic UCT Potential | 0 | 0 | 0 | 0 | 0 | 0 | 0 | 0 | 0 | 0 | 0 | 0 | 0 | 0 | 0 | 0 | 0 | 0 | 0 | 0 | 0 | 0 | 0 | 0 | 0 | 0 | 0
F2_Commercial_OR - College_New_Water Heating_Natural Gas_Water Heater - Motion Control Faucet_A_Achievable Economic UCT Potential | F2 | Commercial | OR - College | New | Water Heating | Natural Gas | Water Heater - Motion Control Faucet | A | Integrated Unit Summer Peak Savings (kW) | Achievable Economic UCT Potential | 0 | 0 | 0 | 0 | 0 | 0 | 0 | 0 | 0 | 0 | 0 | 0 | 0 | 0 | 0 | 0 | 0 | 0 | 0 | 0 | 0 | 0 | 0 | 0 | 0 | 0 | 0
F3_Commercial_OR - College_New_Water Heating_Natural Gas_Water Heater - Motion Control Faucet_A_Achievable Economic UCT Potential | F3 | Commercial | OR - College | New | Water Heating | Natural Gas | Water Heater - Motion Control Faucet | A | Integrated Unit Winter Peak Savings (kW) | Achievable Economic UCT Potential | 0 | 0 | 0 | 0 | 0 | 0 | 0 | 0 | 0 | 0 | 0 | 0 | 0 | 0 | 0 | 0 | 0 | 0 | 0 | 0 | 0 | 0 | 0 | 0 | 0 | 0 | 0
F4_Commercial_OR - College_New_Water Heating_Natural Gas_Water Heater - Motion Control Faucet_A_Achievable Economic UCT Potential | F4 | Commercial | OR - College | New | Water Heating | Natural Gas | Water Heater - Motion Control Faucet | A | Incremental Energy Savings (MWh or mTherms) | Achievable Economic UCT Potential | 0 | 0 | 0 | 0 | 0 | 0 | 0 | 0 | 0 | 0 | 0 | 0 | 0 | 0 | 0 | 0 | 0 | 0 | 0 | 0 | 0 | 0 | 0 | 0 | 0 | 0 | 0
F5_Commercial_OR - College_New_Water Heating_Natural Gas_Water Heater - Motion Control Faucet_A_Achievable Economic UCT Potential | F5 | Commercial | OR - College | New | Water Heating | Natural Gas | Water Heater - Motion Control Faucet | A | Incremental Summer Peak Savings (MW) | Achievable Economic UCT Potential | 0 | 0 | 0 | 0 | 0 | 0 | 0 | 0 | 0 | 0 | 0 | 0 | 0 | 0 | 0 | 0 | 0 | 0 | 0 | 0 | 0 | 0 | 0 | 0 | 0 | 0 | 0
F6_Commercial_OR - College_New_Water Heating_Natural Gas_Water Heater - Motion Control Faucet_A_Achievable Economic UCT Potential | F6 | Commercial | OR - College | New | Water Heating | Natural Gas | Water Heater - Motion Control Faucet | A | Incremental Winter Peak Savings (MW) | Achievable Economic UCT Potential | 0 | 0 | 0 | 0 | 0 | 0 | 0 | 0 | 0 | 0 | 0 | 0 | 0 | 0 | 0 | 0 | 0 | 0 | 0 | 0 | 0 | 0 | 0 | 0 | 0 | 0 | 0
F7_Commercial_OR - College_New_Water Heating_Natural Gas_Water Heater - Motion Control Faucet_A_Achievable Economic UCT Potential | F7 | Commercial | OR - College | New | Water Heating | Natural Gas | Water Heater - Motion Control Faucet | A | Cumulative Energy Savings (MWh or mTherms) | Achievable Economic UCT Potential | 0 | 0 | 0 | 0 | 0 | 0 | 0 | 0 | 0 | 0 | 0 | 0 | 0 | 0 | 0 | 0 | 0 | 0 | 0 | 0 | 0 | 0 | 0 | 0 | 0 | 0 | 0
F8_Commercial_OR - College_New_Water Heating_Natural Gas_Water Heater - Motion Control Faucet_A_Achievable Economic UCT Potential | F8 | Commercial | OR - College | New | Water Heating | Natural Gas | Water Heater - Motion Control Faucet | A | Cumulative Summer Peak Savings (MW) | Achievable Economic UCT Potential | 0 | 0 | 0 | 0 | 0 | 0 | 0 | 0 | 0 | 0 | 0 | 0 | 0 | 0 | 0 | 0 | 0 | 0 | 0 | 0 | 0 | 0 | 0 | 0 | 0 | 0 | 0
F9_Commercial_OR - College_New_Water Heating_Natural Gas_Water Heater - Motion Control Faucet_A_Achievable Economic UCT Potential | F9 | Commercial | OR - College | New | Water Heating | Natural Gas | Water Heater - Motion Control Faucet | A | Cumulative Winter Peak Savings (MW) | Achievable Economic UCT Potential | 0 | 0 | 0 | 0 | 0 | 0 | 0 | 0 | 0 | 0 | 0 | 0 | 0 | 0 | 0 | 0 | 0 | 0 | 0 | 0 | 0 | 0 | 0 | 0 | 0 | 0 | 0
F10_Commercial_OR - College_New_Water Heating_Natural Gas_Water Heater - Motion Control Faucet_A_Achievable Economic UCT Potential | F10 | Commercial | OR - College | New | Water Heating | Natural Gas | Water Heater - Motion Control Faucet | A | Purchases (Incremental) | Achievable Economic UCT Potential | 0 | 0 | 0 | 0 | 0 | 0 | 0 | 0 | 0 | 0 | 0 | 0 | 0 | 0 | 0 | 0 | 0 | 0 | 0 | 0 | 0 | 0 | 0 | 0 | 0 | 0 | 0
F11_Commercial_OR - College_New_Water Heating_Natural Gas_Water Heater - Motion Control Faucet_A_Achievable Economic UCT Potential | F11 | Commercial | OR - College | New | Water Heating | Natural Gas | Water Heater - Motion Control Faucet | A | Purchases (Cumulative) | Achievable Economic UCT Potential | 0 | 0 | 0 | 0 | 0 | 0 | 0 | 0 | 0 | 0 | 0 | 0 | 0 | 0 | 0 | 0 | 0 | 0 | 0 | 0 | 0 | 0 | 0 | 0 | 0 | 0 | 0
F1_Commercial_OR - College_New_Water Heating_Natural Gas_Water Heater - Solar System_A_Achievable Economic UCT Potential | F1 | Commercial | OR - College | New | Water Heating | Natural Gas | Water Heater - Solar System | A | Integrated Unit Energy Savings (kWh or therms) | Achievable Economic UCT Potential | 0 | 0 | 0 | 0 | 0 | 0 | 0 | 0 | 0 | 0 | 0 | 0 | 0 | 0 | 0 | 0 | 0 | 0 | 0 | 0 | 0 | 0 | 0 | 0 | 0 | 0 | 0
F2_Commercial_OR - College_New_Water Heating_Natural Gas_Water Heater - Solar System_A_Achievable Economic UCT Potential | F2 | Commercial | OR - College | New | Water Heating | Natural Gas | Water Heater - Solar System | A | Integrated Unit Summer Peak Savings (kW) | Achievable Economic UCT Potential | 0 | 0 | 0 | 0 | 0 | 0 | 0 | 0 | 0 | 0 | 0 | 0 | 0 | 0 | 0 | 0 | 0 | 0 | 0 | 0 | 0 | 0 | 0 | 0 | 0 | 0 | 0
F3_Commercial_OR - College_New_Water Heating_Natural Gas_Water Heater - Solar System_A_Achievable Economic UCT Potential | F3 | Commercial | OR - College | New | Water Heating | Natural Gas | Water Heater - Solar System | A | Integrated Unit Winter Peak Savings (kW) | Achievable Economic UCT Potential | 0 | 0 | 0 | 0 | 0 | 0 | 0 | 0 | 0 | 0 | 0 | 0 | 0 | 0 | 0 | 0 | 0 | 0 | 0 | 0 | 0 | 0 | 0 | 0 | 0 | 0 | 0
F4_Commercial_OR - College_New_Water Heating_Natural Gas_Water Heater - Solar System_A_Achievable Economic UCT Potential | F4 | Commercial | OR - College | New | Water Heating | Natural Gas | Water Heater - Solar System | A | Incremental Energy Savings (MWh or mTherms) | Achievable Economic UCT Potential | 0 | 0 | 0 | 0 | 0 | 0 | 0 | 0 | 0 | 0 | 0 | 0 | 0 | 0 | 0 | 0 | 0 | 0 | 0 | 0 | 0 | 0 | 0 | 0 | 0 | 0 | 0
F5_Commercial_OR - College_New_Water Heating_Natural Gas_Water Heater - Solar System_A_Achievable Economic UCT Potential | F5 | Commercial | OR - College | New | Water Heating | Natural Gas | Water Heater - Solar System | A | Incremental Summer Peak Savings (MW) | Achievable Economic UCT Potential | 0 | 0 | 0 | 0 | 0 | 0 | 0 | 0 | 0 | 0 | 0 | 0 | 0 | 0 | 0 | 0 | 0 | 0 | 0 | 0 | 0 | 0 | 0 | 0 | 0 | 0 | 0
F6_Commercial_OR - College_New_Water Heating_Natural Gas_Water Heater - Solar System_A_Achievable Economic UCT Potential | F6 | Commercial | OR - College | New | Water Heating | Natural Gas | Water Heater - Solar System | A | Incremental Winter Peak Savings (MW) | Achievable Economic UCT Potential | 0 | 0 | 0 | 0 | 0 | 0 | 0 | 0 | 0 | 0 | 0 | 0 | 0 | 0 | 0 | 0 | 0 | 0 | 0 | 0 | 0 | 0 | 0 | 0 | 0 | 0 | 0
F7_Commercial_OR - College_New_Water Heating_Natural Gas_Water Heater - Solar System_A_Achievable Economic UCT Potential | F7 | Commercial | OR - College | New | Water Heating | Natural Gas | Water Heater - Solar System | A | Cumulative Energy Savings (MWh or mTherms) | Achievable Economic UCT Potential | 0 | 0 | 0 | 0 | 0 | 0 | 0 | 0 | 0 | 0 | 0 | 0 | 0 | 0 | 0 | 0 | 0 | 0 | 0 | 0 | 0 | 0 | 0 | 0 | 0 | 0 | 0
F8_Commercial_OR - College_New_Water Heating_Natural Gas_Water Heater - Solar System_A_Achievable Economic UCT Potential | F8 | Commercial | OR - College | New | Water Heating | Natural Gas | Water Heater - Solar System | A | Cumulative Summer Peak Savings (MW) | Achievable Economic UCT Potential | 0 | 0 | 0 | 0 | 0 | 0 | 0 | 0 | 0 | 0 | 0 | 0 | 0 | 0 | 0 | 0 | 0 | 0 | 0 | 0 | 0 | 0 | 0 | 0 | 0 | 0 | 0
F9_Commercial_OR - College_New_Water Heating_Natural Gas_Water Heater - Solar System_A_Achievable Economic UCT Potential | F9 | Commercial | OR - College | New | Water Heating | Natural Gas | Water Heater - Solar System | A | Cumulative Winter Peak Savings (MW) | Achievable Economic UCT Potential | 0 | 0 | 0 | 0 | 0 | 0 | 0 | 0 | 0 | 0 | 0 | 0 | 0 | 0 | 0 | 0 | 0 | 0 | 0 | 0 | 0 | 0 | 0 | 0 | 0 | 0 | 0
F10_Commercial_OR - College_New_Water Heating_Natural Gas_Water Heater - Solar System_A_Achievable Economic UCT Potential | F10 | Commercial | OR - College | New | Water Heating | Natural Gas | Water Heater - Solar System | A | Purchases (Incremental) | Achievable Economic UCT Potential | 0 | 0 | 0 | 0 | 0 | 0 | 0 | 0 | 0 | 0 | 0 | 0 | 0 | 0 | 0 | 0 | 0 | 0 | 0 | 0 | 0 | 0 | 0 | 0 | 0 | 0 | 0
F11_Commercial_OR - College_New_Water Heating_Natural Gas_Water Heater - Solar System_A_Achievable Economic UCT Potential | F11 | Commercial | OR - College | New | Water Heating | Natural Gas | Water Heater - Solar System | A | Purchases (Cumulative) | Achievable Economic UCT Potential | 0 | 0 | 0 | 0 | 0 | 0 | 0 | 0 | 0 | 0 | 0 | 0 | 0 | 0 | 0 | 0 | 0 | 0 | 0 | 0 | 0 | 0 | 0 | 0 | 0 | 0 | 0
F1_Commercial_OR - College_New_Water Heating_Natural Gas_Commercial Laundry - Ozone Treatment_A_Achievable Economic UCT Potential | F1 | Commercial | OR - College | New | Water Heating | Natural Gas | Commercial Laundry - Ozone Treatment | A | Integrated Unit Energy Savings (kWh or therms) | Achievable Economic UCT Potential | 0 | 0 | 0 | 0 | 0 | 0 | 0 | 0 | 0 | 0 | 0 | 0 | 0 | 0 | 0 | 0 | 0 | 0 | 0 | 0 | 0 | 0 | 0 | 0 | 0 | 0 | 0
F2_Commercial_OR - College_New_Water Heating_Natural Gas_Commercial Laundry - Ozone Treatment_A_Achievable Economic UCT Potential | F2 | Commercial | OR - College | New | Water Heating | Natural Gas | Commercial Laundry - Ozone Treatment | A | Integrated Unit Summer Peak Savings (kW) | Achievable Economic UCT Potential | 0 | 0 | 0 | 0 | 0 | 0 | 0 | 0 | 0 | 0 | 0 | 0 | 0 | 0 | 0 | 0 | 0 | 0 | 0 | 0 | 0 | 0 | 0 | 0 | 0 | 0 | 0
F3_Commercial_OR - College_New_Water Heating_Natural Gas_Commercial Laundry - Ozone Treatment_A_Achievable Economic UCT Potential | F3 | Commercial | OR - College | New | Water Heating | Natural Gas | Commercial Laundry - Ozone Treatment | A | Integrated Unit Winter Peak Savings (kW) | Achievable Economic UCT Potential | 0 | 0 | 0 | 0 | 0 | 0 | 0 | 0 | 0 | 0 | 0 | 0 | 0 | 0 | 0 | 0 | 0 | 0 | 0 | 0 | 0 | 0 | 0 | 0 | 0 | 0 | 0
F4_Commercial_OR - College_New_Water Heating_Natural Gas_Commercial Laundry - Ozone Treatment_A_Achievable Economic UCT Potential | F4 | Commercial | OR - College | New | Water Heating | Natural Gas | Commercial Laundry - Ozone Treatment | A | Incremental Energy Savings (MWh or mTherms) | Achievable Economic UCT Potential | 0 | 0 | 0 | 0 | 0 | 0 | 0 | 0 | 0 | 0 | 0 | 0 | 0 | 0 | 0 | 0 | 0 | 0 | 0 | 0 | 0 | 0 | 0 | 0 | 0 | 0 | 0
F5_Commercial_OR - College_New_Water Heating_Natural Gas_Commercial Laundry - Ozone Treatment_A_Achievable Economic UCT Potential | F5 | Commercial | OR - College | New | Water Heating | Natural Gas | Commercial Laundry - Ozone Treatment | A | Incremental Summer Peak Savings (MW) | Achievable Economic UCT Potential | 0 | 0 | 0 | 0 | 0 | 0 | 0 | 0 | 0 | 0 | 0 | 0 | 0 | 0 | 0 | 0 | 0 | 0 | 0 | 0 | 0 | 0 | 0 | 0 | 0 | 0 | 0
F6_Commercial_OR - College_New_Water Heating_Natural Gas_Commercial Laundry - Ozone Treatment_A_Achievable Economic UCT Potential | F6 | Commercial | OR - College | New | Water Heating | Natural Gas | Commercial Laundry - Ozone Treatment | A | Incremental Winter Peak Savings (MW) | Achievable Economic UCT Potential | 0 | 0 | 0 | 0 | 0 | 0 | 0 | 0 | 0 | 0 | 0 | 0 | 0 | 0 | 0 | 0 | 0 | 0 | 0 | 0 | 0 | 0 | 0 | 0 | 0 | 0 | 0
F7_Commercial_OR - College_New_Water Heating_Natural Gas_Commercial Laundry - Ozone Treatment_A_Achievable Economic UCT Potential | F7 | Commercial | OR - College | New | Water Heating | Natural Gas | Commercial Laundry - Ozone Treatment | A | Cumulative Energy Savings (MWh or mTherms) | Achievable Economic UCT Potential | 0 | 0 | 0 | 0 | 0 | 0 | 0 | 0 | 0 | 0 | 0 | 0 | 0 | 0 | 0 | 0 | 0 | 0 | 0 | 0 | 0 | 0 | 0 | 0 | 0 | 0 | 0
F8_Commercial_OR - College_New_Water Heating_Natural Gas_Commercial Laundry - Ozone Treatment_A_Achievable Economic UCT Potential | F8 | Commercial | OR - College | New | Water Heating | Natural Gas | Commercial Laundry - Ozone Treatment | A | Cumulative Summer Peak Savings (MW) | Achievable Economic UCT Potential | 0 | 0 | 0 | 0 | 0 | 0 | 0 | 0 | 0 | 0 | 0 | 0 | 0 | 0 | 0 | 0 | 0 | 0 | 0 | 0 | 0 | 0 | 0 | 0 | 0 | 0 | 0
F9_Commercial_OR - College_New_Water Heating_Natural Gas_Commercial Laundry - Ozone Treatment_A_Achievable Economic UCT Potential | F9 | Commercial | OR - College | New | Water Heating | Natural Gas | Commercial Laundry - Ozone Treatment | A | Cumulative Winter Peak Savings (MW) | Achievable Economic UCT Potential | 0 | 0 | 0 | 0 | 0 | 0 | 0 | 0 | 0 | 0 | 0 | 0 | 0 | 0 | 0 | 0 | 0 | 0 | 0 | 0 | 0 | 0 | 0 | 0 | 0 | 0 | 0
F10_Commercial_OR - College_New_Water Heating_Natural Gas_Commercial Laundry - Ozone Treatment_A_Achievable Economic UCT Potential | F10 | Commercial | OR - College | New | Water Heating | Natural Gas | Commercial Laundry - Ozone Treatment | A | Purchases (Incremental) | Achievable Economic UCT Potential | 0 | 0 | 0 | 0 | 0 | 0 | 0 | 0 | 0 | 0 | 0 | 0 | 0 | 0 | 0 | 0 | 0 | 0 | 0 | 0 | 0 | 0 | 0 | 0 | 0 | 0 | 0
F11_Commercial_OR - College_New_Water Heating_Natural Gas_Commercial Laundry - Ozone Treatment_A_Achievable Economic UCT Potential | F11 | Commercial | OR - College | New | Water Heating | Natural Gas | Commercial Laundry - Ozone Treatment | A | Purchases (Cumulative) | Achievable Economic UCT Potential | 0 | 0 | 0 | 0 | 0 | 0 | 0 | 0 | 0 | 0 | 0 | 0 | 0 | 0 | 0 | 0 | 0 | 0 | 0 | 0 | 0 | 0 | 0 | 0 | 0 | 0 | 0
F1_Commercial_OR - College_New_Water Heating_Natural Gas_Commercial Laundry - ENERGY STAR Washer_A_Achievable Economic UCT Potential | F1 | Commercial | OR - College | New | Water Heating | Natural Gas | Commercial Laundry - ENERGY STAR Washer | A | Integrated Unit Energy Savings (kWh or therms) | Achievable Economic UCT Potential | 0 | 0 | 0 | 0 | 0 | 0 | 0 | 0 | 0 | 0 | 0 | 0 | 0 | 0 | 0 | 0 | 0 | 0 | 0 | 0 | 0 | 0 | 0 | 0 | 0 | 0 | 0
F2_Commercial_OR - College_New_Water Heating_Natural Gas_Commercial Laundry - ENERGY STAR Washer_A_Achievable Economic UCT Potential | F2 | Commercial | OR - College | New | Water Heating | Natural Gas | Commercial Laundry - ENERGY STAR Washer | A | Integrated Unit Summer Peak Savings (kW) | Achievable Economic UCT Potential | 0 | 0 | 0 | 0 | 0 | 0 | 0 | 0 | 0 | 0 | 0 | 0 | 0 | 0 | 0 | 0 | 0 | 0 | 0 | 0 | 0 | 0 | 0 | 0 | 0 | 0 | 0
F3_Commercial_OR - College_New_Water Heating_Natural Gas_Commercial Laundry - ENERGY STAR Washer_A_Achievable Economic UCT Potential | F3 | Commercial | OR - College | New | Water Heating | Natural Gas | Commercial Laundry - ENERGY STAR Washer | A | Integrated Unit Winter Peak Savings (kW) | Achievable Economic UCT Potential | 0 | 0 | 0 | 0 | 0 | 0 | 0 | 0 | 0 | 0 | 0 | 0 | 0 | 0 | 0 | 0 | 0 | 0 | 0 | 0 | 0 | 0 | 0 | 0 | 0 | 0 | 0
F4_Commercial_OR - College_New_Water Heating_Natural Gas_Commercial Laundry - ENERGY STAR Washer_A_Achievable Economic UCT Potential | F4 | Commercial | OR - College | New | Water Heating | Natural Gas | Commercial Laundry - ENERGY STAR Washer | A | Incremental Energy Savings (MWh or mTherms) | Achievable Economic UCT Potential | 0 | 0 | 0 | 0 | 0 | 0 | 0 | 0 | 0 | 0 | 0 | 0 | 0 | 0 | 0 | 0 | 0 | 0 | 0 | 0 | 0 | 0 | 0 | 0 | 0 | 0 | 0
F5_Commercial_OR - College_New_Water Heating_Natural Gas_Commercial Laundry - ENERGY STAR Washer_A_Achievable Economic UCT Potential | F5 | Commercial | OR - College | New | Water Heating | Natural Gas | Commercial Laundry - ENERGY STAR Washer | A | Incremental Summer Peak Savings (MW) | Achievable Economic UCT Potential | 0 | 0 | 0 | 0 | 0 | 0 | 0 | 0 | 0 | 0 | 0 | 0 | 0 | 0 | 0 | 0 | 0 | 0 | 0 | 0 | 0 | 0 | 0 | 0 | 0 | 0 | 0
F6_Commercial_OR - College_New_Water Heating_Natural Gas_Commercial Laundry - ENERGY STAR Washer_A_Achievable Economic UCT Potential | F6 | Commercial | OR - College | New | Water Heating | Natural Gas | Commercial Laundry - ENERGY STAR Washer | A | Incremental Winter Peak Savings (MW) | Achievable Economic UCT Potential | 0 | 0 | 0 | 0 | 0 | 0 | 0 | 0 | 0 | 0 | 0 | 0 | 0 | 0 | 0 | 0 | 0 | 0 | 0 | 0 | 0 | 0 | 0 | 0 | 0 | 0 | 0
F7_Commercial_OR - College_New_Water Heating_Natural Gas_Commercial Laundry - ENERGY STAR Washer_A_Achievable Economic UCT Potential | F7 | Commercial | OR - College | New | Water Heating | Natural Gas | Commercial Laundry - ENERGY STAR Washer | A | Cumulative Energy Savings (MWh or mTherms) | Achievable Economic UCT Potential | 0 | 0 | 0 | 0 | 0 | 0 | 0 | 0 | 0 | 0 | 0 | 0 | 0 | 0 | 0 | 0 | 0 | 0 | 0 | 0 | 0 | 0 | 0 | 0 | 0 | 0 | 0
F8_Commercial_OR - College_New_Water Heating_Natural Gas_Commercial Laundry - ENERGY STAR Washer_A_Achievable Economic UCT Potential | F8 | Commercial | OR - College | New | Water Heating | Natural Gas | Commercial Laundry - ENERGY STAR Washer | A | Cumulative Summer Peak Savings (MW) | Achievable Economic UCT Potential | 0 | 0 | 0 | 0 | 0 | 0 | 0 | 0 | 0 | 0 | 0 | 0 | 0 | 0 | 0 | 0 | 0 | 0 | 0 | 0 | 0 | 0 | 0 | 0 | 0 | 0 | 0
F9_Commercial_OR - College_New_Water Heating_Natural Gas_Commercial Laundry - ENERGY STAR Washer_A_Achievable Economic UCT Potential | F9 | Commercial | OR - College | New | Water Heating | Natural Gas | Commercial Laundry - ENERGY STAR Washer | A | Cumulative Winter Peak Savings (MW) | Achievable Economic UCT Potential | 0 | 0 | 0 | 0 | 0 | 0 | 0 | 0 | 0 | 0 | 0 | 0 | 0 | 0 | 0 | 0 | 0 | 0 | 0 | 0 | 0 | 0 | 0 | 0 | 0 | 0 | 0
F10_Commercial_OR - College_New_Water Heating_Natural Gas_Commercial Laundry - ENERGY STAR Washer_A_Achievable Economic UCT Potential | F10 | Commercial | OR - College | New | Water Heating | Natural Gas | Commercial Laundry - ENERGY STAR Washer | A | Purchases (Incremental) | Achievable Economic UCT Potential | 0 | 0 | 0 | 0 | 0 | 0 | 0 | 0 | 0 | 0 | 0 | 0 | 0 | 0 | 0 | 0 | 0 | 0 | 0 | 0 | 0 | 0 | 0 | 0 | 0 | 0 | 0
F11_Commercial_OR - College_New_Water Heating_Natural Gas_Commercial Laundry - ENERGY STAR Washer_A_Achievable Economic UCT Potential | F11 | Commercial | OR - College | New | Water Heating | Natural Gas | Commercial Laundry - ENERGY STAR Washer | A | Purchases (Cumulative) | Achievable Economic UCT Potential | 0 | 0 | 0 | 0 | 0 | 0 | 0 | 0 | 0 | 0 | 0 | 0 | 0 | 0 | 0 | 0 | 0 | 0 | 0 | 0 | 0 | 0 | 0 | 0 | 0 | 0 | 0
F1_Commercial_OR - College_New_Water Heating_Natural Gas_Water Heater - Efficient Dishwasher_A_Achievable Economic UCT Potential | F1 | Commercial | OR - College | New | Water Heating | Natural Gas | Water Heater - Efficient Dishwasher | A | Integrated Unit Energy Savings (kWh or therms) | Achievable Economic UCT Potential | 0 | 0 | 0 | 0 | 0 | 0 | 0 | 0 | 0 | 0 | 0 | 0 | 0 | 0 | 0 | 0 | 0 | 0 | 0 | 0 | 0 | 0 | 0 | 0 | 0 | 0 | 0
F2_Commercial_OR - College_New_Water Heating_Natural Gas_Water Heater - Efficient Dishwasher_A_Achievable Economic UCT Potential | F2 | Commercial | OR - College | New | Water Heating | Natural Gas | Water Heater - Efficient Dishwasher | A | Integrated Unit Summer Peak Savings (kW) | Achievable Economic UCT Potential | 0 | 0 | 0 | 0 | 0 | 0 | 0 | 0 | 0 | 0 | 0 | 0 | 0 | 0 | 0 | 0 | 0 | 0 | 0 | 0 | 0 | 0 | 0 | 0 | 0 | 0 | 0
F3_Commercial_OR - College_New_Water Heating_Natural Gas_Water Heater - Efficient Dishwasher_A_Achievable Economic UCT Potential | F3 | Commercial | OR - College | New | Water Heating | Natural Gas | Water Heater - Efficient Dishwasher | A | Integrated Unit Winter Peak Savings (kW) | Achievable Economic UCT Potential | 0 | 0 | 0 | 0 | 0 | 0 | 0 | 0 | 0 | 0 | 0 | 0 | 0 | 0 | 0 | 0 | 0 | 0 | 0 | 0 | 0 | 0 | 0 | 0 | 0 | 0 | 0
F4_Commercial_OR - College_New_Water Heating_Natural Gas_Water Heater - Efficient Dishwasher_A_Achievable Economic UCT Potential | F4 | Commercial | OR - College | New | Water Heating | Natural Gas | Water Heater - Efficient Dishwasher | A | Incremental Energy Savings (MWh or mTherms) | Achievable Economic UCT Potential | 0 | 0 | 0 | 0 | 0 | 0 | 0 | 0 | 0 | 0 | 0 | 0 | 0 | 0 | 0 | 0 | 0 | 0 | 0 | 0 | 0 | 0 | 0 | 0 | 0 | 0 | 0
F5_Commercial_OR - College_New_Water Heating_Natural Gas_Water Heater - Efficient Dishwasher_A_Achievable Economic UCT Potential | F5 | Commercial | OR - College | New | Water Heating | Natural Gas | Water Heater - Efficient Dishwasher | A | Incremental Summer Peak Savings (MW) | Achievable Economic UCT Potential | 0 | 0 | 0 | 0 | 0 | 0 | 0 | 0 | 0 | 0 | 0 | 0 | 0 | 0 | 0 | 0 | 0 | 0 | 0 | 0 | 0 | 0 | 0 | 0 | 0 | 0 | 0
F6_Commercial_OR - College_New_Water Heating_Natural Gas_Water Heater - Efficient Dishwasher_A_Achievable Economic UCT Potential | F6 | Commercial | OR - College | New | Water Heating | Natural Gas | Water Heater - Efficient Dishwasher | A | Incremental Winter Peak Savings (MW) | Achievable Economic UCT Potential | 0 | 0 | 0 | 0 | 0 | 0 | 0 | 0 | 0 | 0 | 0 | 0 | 0 | 0 | 0 | 0 | 0 | 0 | 0 | 0 | 0 | 0 | 0 | 0 | 0 | 0 | 0
F7_Commercial_OR - College_New_Water Heating_Natural Gas_Water Heater - Efficient Dishwasher_A_Achievable Economic UCT Potential | F7 | Commercial | OR - College | New | Water Heating | Natural Gas | Water Heater - Efficient Dishwasher | A | Cumulative Energy Savings (MWh or mTherms) | Achievable Economic UCT Potential | 0 | 0 | 0 | 0 | 0 | 0 | 0 | 0 | 0 | 0 | 0 | 0 | 0 | 0 | 0 | 0 | 0 | 0 | 0 | 0 | 0 | 0 | 0 | 0 | 0 | 0 | 0
F8_Commercial_OR - College_New_Water Heating_Natural Gas_Water Heater - Efficient Dishwasher_A_Achievable Economic UCT Potential | F8 | Commercial | OR - College | New | Water Heating | Natural Gas | Water Heater - Efficient Dishwasher | A | Cumulative Summer Peak Savings (MW) | Achievable Economic UCT Potential | 0 | 0 | 0 | 0 | 0 | 0 | 0 | 0 | 0 | 0 | 0 | 0 | 0 | 0 | 0 | 0 | 0 | 0 | 0 | 0 | 0 | 0 | 0 | 0 | 0 | 0 | 0
F9_Commercial_OR - College_New_Water Heating_Natural Gas_Water Heater - Efficient Dishwasher_A_Achievable Economic UCT Potential | F9 | Commercial | OR - College | New | Water Heating | Natural Gas | Water Heater - Efficient Dishwasher | A | Cumulative Winter Peak Savings (MW) | Achievable Economic UCT Potential | 0 | 0 | 0 | 0 | 0 | 0 | 0 | 0 | 0 | 0 | 0 | 0 | 0 | 0 | 0 | 0 | 0 | 0 | 0 | 0 | 0 | 0 | 0 | 0 | 0 | 0 | 0
F10_Commercial_OR - College_New_Water Heating_Natural Gas_Water Heater - Efficient Dishwasher_A_Achievable Economic UCT Potential | F10 | Commercial | OR - College | New | Water Heating | Natural Gas | Water Heater - Efficient Dishwasher | A | Purchases (Incremental) | Achievable Economic UCT Potential | 0 | 0 | 0 | 0 | 0 | 0 | 0 | 0 | 0 | 0 | 0 | 0 | 0 | 0 | 0 | 0 | 0 | 0 | 0 | 0 | 0 | 0 | 0 | 0 | 0 | 0 | 0
F11_Commercial_OR - College_New_Water Heating_Natural Gas_Water Heater - Efficient Dishwasher_A_Achievable Economic UCT Potential | F11 | Commercial | OR - College | New | Water Heating | Natural Gas | Water Heater - Efficient Dishwasher | A | Purchases (Cumulative) | Achievable Economic UCT Potential | 0 | 0 | 0 | 0 | 0 | 0 | 0 | 0 | 0 | 0 | 0 | 0 | 0 | 0 | 0 | 0 | 0 | 0 | 0 | 0 | 0 | 0 | 0 | 0 | 0 | 0 | 0
F1_Commercial_OR - College_New_Water Heating_Natural Gas_Commercial Laundry - Alternative Dry-Cleaning Methods_A_Achievable Economic UCT Potential | F1 | Commercial | OR - College | New | Water Heating | Natural Gas | Commercial Laundry - Alternative Dry-Cleaning Methods | A | Integrated Unit Energy Savings (kWh or therms) | Achievable Economic UCT Potential | 0 | 0 | 0 | 0 | 0 | 0 | 0 | 0 | 0 | 0 | 0 | 0 | 0 | 0 | 0 | 0 | 0 | 0 | 0 | 0 | 0 | 0 | 0 | 0 | 0 | 0 | 0
F2_Commercial_OR - College_New_Water Heating_Natural Gas_Commercial Laundry - Alternative Dry-Cleaning Methods_A_Achievable Economic UCT Potential | F2 | Commercial | OR - College | New | Water Heating | Natural Gas | Commercial Laundry - Alternative Dry-Cleaning Methods | A | Integrated Unit Summer Peak Savings (kW) | Achievable Economic UCT Potential | 0 | 0 | 0 | 0 | 0 | 0 | 0 | 0 | 0 | 0 | 0 | 0 | 0 | 0 | 0 | 0 | 0 | 0 | 0 | 0 | 0 | 0 | 0 | 0 | 0 | 0 | 0
F3_Commercial_OR - College_New_Water Heating_Natural Gas_Commercial Laundry - Alternative Dry-Cleaning Methods_A_Achievable Economic UCT Potential | F3 | Commercial | OR - College | New | Water Heating | Natural Gas | Commercial Laundry - Alternative Dry-Cleaning Methods | A | Integrated Unit Winter Peak Savings (kW) | Achievable Economic UCT Potential | 0 | 0 | 0 | 0 | 0 | 0 | 0 | 0 | 0 | 0 | 0 | 0 | 0 | 0 | 0 | 0 | 0 | 0 | 0 | 0 | 0 | 0 | 0 | 0 | 0 | 0 | 0
F4_Commercial_OR - College_New_Water Heating_Natural Gas_Commercial Laundry - Alternative Dry-Cleaning Methods_A_Achievable Economic UCT Potential | F4 | Commercial | OR - College | New | Water Heating | Natural Gas | Commercial Laundry - Alternative Dry-Cleaning Methods | A | Incremental Energy Savings (MWh or mTherms) | Achievable Economic UCT Potential | 0 | 0 | 0 | 0 | 0 | 0 | 0 | 0 | 0 | 0 | 0 | 0 | 0 | 0 | 0 | 0 | 0 | 0 | 0 | 0 | 0 | 0 | 0 | 0 | 0 | 0 | 0
F5_Commercial_OR - College_New_Water Heating_Natural Gas_Commercial Laundry - Alternative Dry-Cleaning Methods_A_Achievable Economic UCT Potential | F5 | Commercial | OR - College | New | Water Heating | Natural Gas | Commercial Laundry - Alternative Dry-Cleaning Methods | A | Incremental Summer Peak Savings (MW) | Achievable Economic UCT Potential | 0 | 0 | 0 | 0 | 0 | 0 | 0 | 0 | 0 | 0 | 0 | 0 | 0 | 0 | 0 | 0 | 0 | 0 | 0 | 0 | 0 | 0 | 0 | 0 | 0 | 0 | 0
F6_Commercial_OR - College_New_Water Heating_Natural Gas_Commercial Laundry - Alternative Dry-Cleaning Methods_A_Achievable Economic UCT Potential | F6 | Commercial | OR - College | New | Water Heating | Natural Gas | Commercial Laundry - Alternative Dry-Cleaning Methods | A | Incremental Winter Peak Savings (MW) | Achievable Economic UCT Potential | 0 | 0 | 0 | 0 | 0 | 0 | 0 | 0 | 0 | 0 | 0 | 0 | 0 | 0 | 0 | 0 | 0 | 0 | 0 | 0 | 0 | 0 | 0 | 0 | 0 | 0 | 0
F7_Commercial_OR - College_New_Water Heating_Natural Gas_Commercial Laundry - Alternative Dry-Cleaning Methods_A_Achievable Economic UCT Potential | F7 | Commercial | OR - College | New | Water Heating | Natural Gas | Commercial Laundry - Alternative Dry-Cleaning Methods | A | Cumulative Energy Savings (MWh or mTherms) | Achievable Economic UCT Potential | 0 | 0 | 0 | 0 | 0 | 0 | 0 | 0 | 0 | 0 | 0 | 0 | 0 | 0 | 0 | 0 | 0 | 0 | 0 | 0 | 0 | 0 | 0 | 0 | 0 | 0 | 0
F8_Commercial_OR - College_New_Water Heating_Natural Gas_Commercial Laundry - Alternative Dry-Cleaning Methods_A_Achievable Economic UCT Potential | F8 | Commercial | OR - College | New | Water Heating | Natural Gas | Commercial Laundry - Alternative Dry-Cleaning Methods | A | Cumulative Summer Peak Savings (MW) | Achievable Economic UCT Potential | 0 | 0 | 0 | 0 | 0 | 0 | 0 | 0 | 0 | 0 | 0 | 0 | 0 | 0 | 0 | 0 | 0 | 0 | 0 | 0 | 0 | 0 | 0 | 0 | 0 | 0 | 0
F9_Commercial_OR - College_New_Water Heating_Natural Gas_Commercial Laundry - Alternative Dry-Cleaning Methods_A_Achievable Economic UCT Potential | F9 | Commercial | OR - College | New | Water Heating | Natural Gas | Commercial Laundry - Alternative Dry-Cleaning Methods | A | Cumulative Winter Peak Savings (MW) | Achievable Economic UCT Potential | 0 | 0 | 0 | 0 | 0 | 0 | 0 | 0 | 0 | 0 | 0 | 0 | 0 | 0 | 0 | 0 | 0 | 0 | 0 | 0 | 0 | 0 | 0 | 0 | 0 | 0 | 0
F10_Commercial_OR - College_New_Water Heating_Natural Gas_Commercial Laundry - Alternative Dry-Cleaning Methods_A_Achievable Economic UCT Potential | F10 | Commercial | OR - College | New | Water Heating | Natural Gas | Commercial Laundry - Alternative Dry-Cleaning Methods | A | Purchases (Incremental) | Achievable Economic UCT Potential | 0 | 0 | 0 | 0 | 0 | 0 | 0 | 0 | 0 | 0 | 0 | 0 | 0 | 0 | 0 | 0 | 0 | 0 | 0 | 0 | 0 | 0 | 0 | 0 | 0 | 0 | 0
F11_Commercial_OR - College_New_Water Heating_Natural Gas_Commercial Laundry - Alternative Dry-Cleaning Methods_A_Achievable Economic UCT Potential | F11 | Commercial | OR - College | New | Water Heating | Natural Gas | Commercial Laundry - Alternative Dry-Cleaning Methods | A | Purchases (Cumulative) | Achievable Economic UCT Potential | 0 | 0 | 0 | 0 | 0 | 0 | 0 | 0 | 0 | 0 | 0 | 0 | 0 | 0 | 0 | 0 | 0 | 0 | 0 | 0 | 0 | 0 | 0 | 0 | 0 | 0 | 0
F1_Commercial_OR - College_New_Space Heating_Natural Gas_Advanced Kitchen Ventilation Controls_A_Achievable Economic UCT Potential | F1 | Commercial | OR - College | New | Space Heating | Natural Gas | Advanced Kitchen Ventilation Controls | A | Integrated Unit Energy Savings (kWh or therms) | Achievable Economic UCT Potential | 0 | 0 | 0 | 0 | 0 | 0 | 0 | 0 | 0 | 0 | 0 | 0 | 0 | 0 | 0 | 0 | 0 | 0 | 0 | 0 | 0 | 0 | 0 | 0 | 0 | 0 | 0
F2_Commercial_OR - College_New_Space Heating_Natural Gas_Advanced Kitchen Ventilation Controls_A_Achievable Economic UCT Potential | F2 | Commercial | OR - College | New | Space Heating | Natural Gas | Advanced Kitchen Ventilation Controls | A | Integrated Unit Summer Peak Savings (kW) | Achievable Economic UCT Potential | 0 | 0 | 0 | 0 | 0 | 0 | 0 | 0 | 0 | 0 | 0 | 0 | 0 | 0 | 0 | 0 | 0 | 0 | 0 | 0 | 0 | 0 | 0 | 0 | 0 | 0 | 0
F3_Commercial_OR - College_New_Space Heating_Natural Gas_Advanced Kitchen Ventilation Controls_A_Achievable Economic UCT Potential | F3 | Commercial | OR - College | New | Space Heating | Natural Gas | Advanced Kitchen Ventilation Controls | A | Integrated Unit Winter Peak Savings (kW) | Achievable Economic UCT Potential | 0 | 0 | 0 | 0 | 0 | 0 | 0 | 0 | 0 | 0 | 0 | 0 | 0 | 0 | 0 | 0 | 0 | 0 | 0 | 0 | 0 | 0 | 0 | 0 | 0 | 0 | 0
F4_Commercial_OR - College_New_Space Heating_Natural Gas_Advanced Kitchen Ventilation Controls_A_Achievable Economic UCT Potential | F4 | Commercial | OR - College | New | Space Heating | Natural Gas | Advanced Kitchen Ventilation Controls | A | Incremental Energy Savings (MWh or mTherms) | Achievable Economic UCT Potential | 0 | 0 | 0 | 0 | 0 | 0 | 0 | 0 | 0 | 0 | 0 | 0 | 0 | 0 | 0 | 0 | 0 | 0 | 0 | 0 | 0 | 0 | 0 | 0 | 0 | 0 | 0
F5_Commercial_OR - College_New_Space Heating_Natural Gas_Advanced Kitchen Ventilation Controls_A_Achievable Economic UCT Potential | F5 | Commercial | OR - College | New | Space Heating | Natural Gas | Advanced Kitchen Ventilation Controls | A | Incremental Summer Peak Savings (MW) | Achievable Economic UCT Potential | 0 | 0 | 0 | 0 | 0 | 0 | 0 | 0 | 0 | 0 | 0 | 0 | 0 | 0 | 0 | 0 | 0 | 0 | 0 | 0 | 0 | 0 | 0 | 0 | 0 | 0 | 0
F6_Commercial_OR - College_New_Space Heating_Natural Gas_Advanced Kitchen Ventilation Controls_A_Achievable Economic UCT Potential | F6 | Commercial | OR - College | New | Space Heating | Natural Gas | Advanced Kitchen Ventilation Controls | A | Incremental Winter Peak Savings (MW) | Achievable Economic UCT Potential | 0 | 0 | 0 | 0 | 0 | 0 | 0 | 0 | 0 | 0 | 0 | 0 | 0 | 0 | 0 | 0 | 0 | 0 | 0 | 0 | 0 | 0 | 0 | 0 | 0 | 0 | 0
F7_Commercial_OR - College_New_Space Heating_Natural Gas_Advanced Kitchen Ventilation Controls_A_Achievable Economic UCT Potential | F7 | Commercial | OR - College | New | Space Heating | Natural Gas | Advanced Kitchen Ventilation Controls | A | Cumulative Energy Savings (MWh or mTherms) | Achievable Economic UCT Potential | 0 | 0 | 0 | 0 | 0 | 0 | 0 | 0 | 0 | 0 | 0 | 0 | 0 | 0 | 0 | 0 | 0 | 0 | 0 | 0 | 0 | 0 | 0 | 0 | 0 | 0 | 0
F8_Commercial_OR - College_New_Space Heating_Natural Gas_Advanced Kitchen Ventilation Controls_A_Achievable Economic UCT Potential | F8 | Commercial | OR - College | New | Space Heating | Natural Gas | Advanced Kitchen Ventilation Controls | A | Cumulative Summer Peak Savings (MW) | Achievable Economic UCT Potential | 0 | 0 | 0 | 0 | 0 | 0 | 0 | 0 | 0 | 0 | 0 | 0 | 0 | 0 | 0 | 0 | 0 | 0 | 0 | 0 | 0 | 0 | 0 | 0 | 0 | 0 | 0
F9_Commercial_OR - College_New_Space Heating_Natural Gas_Advanced Kitchen Ventilation Controls_A_Achievable Economic UCT Potential | F9 | Commercial | OR - College | New | Space Heating | Natural Gas | Advanced Kitchen Ventilation Controls | A | Cumulative Winter Peak Savings (MW) | Achievable Economic UCT Potential | 0 | 0 | 0 | 0 | 0 | 0 | 0 | 0 | 0 | 0 | 0 | 0 | 0 | 0 | 0 | 0 | 0 | 0 | 0 | 0 | 0 | 0 | 0 | 0 | 0 | 0 | 0
F10_Commercial_OR - College_New_Space Heating_Natural Gas_Advanced Kitchen Ventilation Controls_A_Achievable Economic UCT Potential | F10 | Commercial | OR - College | New | Space Heating | Natural Gas | Advanced Kitchen Ventilation Controls | A | Purchases (Incremental) | Achievable Economic UCT Potential | 0 | 0 | 0 | 0 | 0 | 0 | 0 | 0 | 0 | 0 | 0 | 0 | 0 | 0 | 0 | 0 | 0 | 0 | 0 | 0 | 0 | 0 | 0 | 0 | 0 | 0 | 0
F11_Commercial_OR - College_New_Space Heating_Natural Gas_Advanced Kitchen Ventilation Controls_A_Achievable Economic UCT Potential | F11 | Commercial | OR - College | New | Space Heating | Natural Gas | Advanced Kitchen Ventilation Controls | A | Purchases (Cumulative) | Achievable Economic UCT Potential | 0 | 0 | 0 | 0 | 0 | 0 | 0 | 0 | 0 | 0 | 0 | 0 | 0 | 0 | 0 | 0 | 0 | 0 | 0 | 0 | 0 | 0 | 0 | 0 | 0 | 0 | 0
F1_Commercial_OR - College_New_Space Heating_Natural Gas_Infiltration Control - Loading Dock Sealing_A_Achievable Economic UCT Potential | F1 | Commercial | OR - College | New | Space Heating | Natural Gas | Infiltration Control - Loading Dock Sealing | A | Integrated Unit Energy Savings (kWh or therms) | Achievable Economic UCT Potential | 0 | 0 | 0 | 0 | 0 | 0 | 0 | 0 | 0 | 0 | 0 | 0 | 0 | 0 | 0 | 0 | 0 | 0 | 0 | 0 | 0 | 0 | 0 | 0 | 0 | 0 | 0
F2_Commercial_OR - College_New_Space Heating_Natural Gas_Infiltration Control - Loading Dock Sealing_A_Achievable Economic UCT Potential | F2 | Commercial | OR - College | New | Space Heating | Natural Gas | Infiltration Control - Loading Dock Sealing | A | Integrated Unit Summer Peak Savings (kW) | Achievable Economic UCT Potential | 0 | 0 | 0 | 0 | 0 | 0 | 0 | 0 | 0 | 0 | 0 | 0 | 0 | 0 | 0 | 0 | 0 | 0 | 0 | 0 | 0 | 0 | 0 | 0 | 0 | 0 | 0
F3_Commercial_OR - College_New_Space Heating_Natural Gas_Infiltration Control - Loading Dock Sealing_A_Achievable Economic UCT Potential | F3 | Commercial | OR - College | New | Space Heating | Natural Gas | Infiltration Control - Loading Dock Sealing | A | Integrated Unit Winter Peak Savings (kW) | Achievable Economic UCT Potential | 0 | 0 | 0 | 0 | 0 | 0 | 0 | 0 | 0 | 0 | 0 | 0 | 0 | 0 | 0 | 0 | 0 | 0 | 0 | 0 | 0 | 0 | 0 | 0 | 0 | 0 | 0
F4_Commercial_OR - College_New_Space Heating_Natural Gas_Infiltration Control - Loading Dock Sealing_A_Achievable Economic UCT Potential | F4 | Commercial | OR - College | New | Space Heating | Natural Gas | Infiltration Control - Loading Dock Sealing | A | Incremental Energy Savings (MWh or mTherms) | Achievable Economic UCT Potential | 0 | 0 | 0 | 0 | 0 | 0 | 0 | 0 | 0 | 0 | 0 | 0 | 0 | 0 | 0 | 0 | 0 | 0 | 0 | 0 | 0 | 0 | 0 | 0 | 0 | 0 | 0
F5_Commercial_OR - College_New_Space Heating_Natural Gas_Infiltration Control - Loading Dock Sealing_A_Achievable Economic UCT Potential | F5 | Commercial | OR - College | New | Space Heating | Natural Gas | Infiltration Control - Loading Dock Sealing | A | Incremental Summer Peak Savings (MW) | Achievable Economic UCT Potential | 0 | 0 | 0 | 0 | 0 | 0 | 0 | 0 | 0 | 0 | 0 | 0 | 0 | 0 | 0 | 0 | 0 | 0 | 0 | 0 | 0 | 0 | 0 | 0 | 0 | 0 | 0
F6_Commercial_OR - College_New_Space Heating_Natural Gas_Infiltration Control - Loading Dock Sealing_A_Achievable Economic UCT Potential | F6 | Commercial | OR - College | New | Space Heating | Natural Gas | Infiltration Control - Loading Dock Sealing | A | Incremental Winter Peak Savings (MW) | Achievable Economic UCT Potential | 0 | 0 | 0 | 0 | 0 | 0 | 0 | 0 | 0 | 0 | 0 | 0 | 0 | 0 | 0 | 0 | 0 | 0 | 0 | 0 | 0 | 0 | 0 | 0 | 0 | 0 | 0
F7_Commercial_OR - College_New_Space Heating_Natural Gas_Infiltration Control - Loading Dock Sealing_A_Achievable Economic UCT Potential | F7 | Commercial | OR - College | New | Space Heating | Natural Gas | Infiltration Control - Loading Dock Sealing | A | Cumulative Energy Savings (MWh or mTherms) | Achievable Economic UCT Potential | 0 | 0 | 0 | 0 | 0 | 0 | 0 | 0 | 0 | 0 | 0 | 0 | 0 | 0 | 0 | 0 | 0 | 0 | 0 | 0 | 0 | 0 | 0 | 0 | 0 | 0 | 0
F8_Commercial_OR - College_New_Space Heating_Natural Gas_Infiltration Control - Loading Dock Sealing_A_Achievable Economic UCT Potential | F8 | Commercial | OR - College | New | Space Heating | Natural Gas | Infiltration Control - Loading Dock Sealing | A | Cumulative Summer Peak Savings (MW) | Achievable Economic UCT Potential | 0 | 0 | 0 | 0 | 0 | 0 | 0 | 0 | 0 | 0 | 0 | 0 | 0 | 0 | 0 | 0 | 0 | 0 | 0 | 0 | 0 | 0 | 0 | 0 | 0 | 0 | 0
F9_Commercial_OR - College_New_Space Heating_Natural Gas_Infiltration Control - Loading Dock Sealing_A_Achievable Economic UCT Potential | F9 | Commercial | OR - College | New | Space Heating | Natural Gas | Infiltration Control - Loading Dock Sealing | A | Cumulative Winter Peak Savings (MW) | Achievable Economic UCT Potential | 0 | 0 | 0 | 0 | 0 | 0 | 0 | 0 | 0 | 0 | 0 | 0 | 0 | 0 | 0 | 0 | 0 | 0 | 0 | 0 | 0 | 0 | 0 | 0 | 0 | 0 | 0
F10_Commercial_OR - College_New_Space Heating_Natural Gas_Infiltration Control - Loading Dock Sealing_A_Achievable Economic UCT Potential | F10 | Commercial | OR - College | New | Space Heating | Natural Gas | Infiltration Control - Loading Dock Sealing | A | Purchases (Incremental) | Achievable Economic UCT Potential | 0 | 0 | 0 | 0 | 0 | 0 | 0 | 0 | 0 | 0 | 0 | 0 | 0 | 0 | 0 | 0 | 0 | 0 | 0 | 0 | 0 | 0 | 0 | 0 | 0 | 0 | 0
F11_Commercial_OR - College_New_Space Heating_Natural Gas_Infiltration Control - Loading Dock Sealing_A_Achievable Economic UCT Potential | F11 | Commercial | OR - College | New | Space Heating | Natural Gas | Infiltration Control - Loading Dock Sealing | A | Purchases (Cumulative) | Achievable Economic UCT Potential | 0 | 0 | 0 | 0 | 0 | 0 | 0 | 0 | 0 | 0 | 0 | 0 | 0 | 0 | 0 | 0 | 0 | 0 | 0 | 0 | 0 | 0 | 0 | 0 | 0 | 0 | 0
F1_Commercial_OR - College_New_Space Heating_Natural Gas_Greenhouse Heat Curtain_A_Achievable Economic UCT Potential | F1 | Commercial | OR - College | New | Space Heating | Natural Gas | Greenhouse Heat Curtain | A | Integrated Unit Energy Savings (kWh or therms) | Achievable Economic UCT Potential | 0 | 0 | 0 | 0 | 0 | 0 | 0 | 0 | 0 | 0 | 0 | 0 | 0 | 0 | 0 | 0 | 0 | 0 | 0 | 0 | 0 | 0 | 0 | 0 | 0 | 0 | 0
F2_Commercial_OR - College_New_Space Heating_Natural Gas_Greenhouse Heat Curtain_A_Achievable Economic UCT Potential | F2 | Commercial | OR - College | New | Space Heating | Natural Gas | Greenhouse Heat Curtain | A | Integrated Unit Summer Peak Savings (kW) | Achievable Economic UCT Potential | 0 | 0 | 0 | 0 | 0 | 0 | 0 | 0 | 0 | 0 | 0 | 0 | 0 | 0 | 0 | 0 | 0 | 0 | 0 | 0 | 0 | 0 | 0 | 0 | 0 | 0 | 0
F3_Commercial_OR - College_New_Space Heating_Natural Gas_Greenhouse Heat Curtain_A_Achievable Economic UCT Potential | F3 | Commercial | OR - College | New | Space Heating | Natural Gas | Greenhouse Heat Curtain | A | Integrated Unit Winter Peak Savings (kW) | Achievable Economic UCT Potential | 0 | 0 | 0 | 0 | 0 | 0 | 0 | 0 | 0 | 0 | 0 | 0 | 0 | 0 | 0 | 0 | 0 | 0 | 0 | 0 | 0 | 0 | 0 | 0 | 0 | 0 | 0
F4_Commercial_OR - College_New_Space Heating_Natural Gas_Greenhouse Heat Curtain_A_Achievable Economic UCT Potential | F4 | Commercial | OR - College | New | Space Heating | Natural Gas | Greenhouse Heat Curtain | A | Incremental Energy Savings (MWh or mTherms) | Achievable Economic UCT Potential | 0 | 0 | 0 | 0 | 0 | 0 | 0 | 0 | 0 | 0 | 0 | 0 | 0 | 0 | 0 | 0 | 0 | 0 | 0 | 0 | 0 | 0 | 0 | 0 | 0 | 0 | 0
F5_Commercial_OR - College_New_Space Heating_Natural Gas_Greenhouse Heat Curtain_A_Achievable Economic UCT Potential | F5 | Commercial | OR - College | New | Space Heating | Natural Gas | Greenhouse Heat Curtain | A | Incremental Summer Peak Savings (MW) | Achievable Economic UCT Potential | 0 | 0 | 0 | 0 | 0 | 0 | 0 | 0 | 0 | 0 | 0 | 0 | 0 | 0 | 0 | 0 | 0 | 0 | 0 | 0 | 0 | 0 | 0 | 0 | 0 | 0 | 0
F6_Commercial_OR - College_New_Space Heating_Natural Gas_Greenhouse Heat Curtain_A_Achievable Economic UCT Potential | F6 | Commercial | OR - College | New | Space Heating | Natural Gas | Greenhouse Heat Curtain | A | Incremental Winter Peak Savings (MW) | Achievable Economic UCT Potential | 0 | 0 | 0 | 0 | 0 | 0 | 0 | 0 | 0 | 0 | 0 | 0 | 0 | 0 | 0 | 0 | 0 | 0 | 0 | 0 | 0 | 0 | 0 | 0 | 0 | 0 | 0
F7_Commercial_OR - College_New_Space Heating_Natural Gas_Greenhouse Heat Curtain_A_Achievable Economic UCT Potential | F7 | Commercial | OR - College | New | Space Heating | Natural Gas | Greenhouse Heat Curtain | A | Cumulative Energy Savings (MWh or mTherms) | Achievable Economic UCT Potential | 0 | 0 | 0 | 0 | 0 | 0 | 0 | 0 | 0 | 0 | 0 | 0 | 0 | 0 | 0 | 0 | 0 | 0 | 0 | 0 | 0 | 0 | 0 | 0 | 0 | 0 | 0
F8_Commercial_OR - College_New_Space Heating_Natural Gas_Greenhouse Heat Curtain_A_Achievable Economic UCT Potential | F8 | Commercial | OR - College | New | Space Heating | Natural Gas | Greenhouse Heat Curtain | A | Cumulative Summer Peak Savings (MW) | Achievable Economic UCT Potential | 0 | 0 | 0 | 0 | 0 | 0 | 0 | 0 | 0 | 0 | 0 | 0 | 0 | 0 | 0 | 0 | 0 | 0 | 0 | 0 | 0 | 0 | 0 | 0 | 0 | 0 | 0
F9_Commercial_OR - College_New_Space Heating_Natural Gas_Greenhouse Heat Curtain_A_Achievable Economic UCT Potential | F9 | Commercial | OR - College | New | Space Heating | Natural Gas | Greenhouse Heat Curtain | A | Cumulative Winter Peak Savings (MW) | Achievable Economic UCT Potential | 0 | 0 | 0 | 0 | 0 | 0 | 0 | 0 | 0 | 0 | 0 | 0 | 0 | 0 | 0 | 0 | 0 | 0 | 0 | 0 | 0 | 0 | 0 | 0 | 0 | 0 | 0
F10_Commercial_OR - College_New_Space Heating_Natural Gas_Greenhouse Heat Curtain_A_Achievable Economic UCT Potential | F10 | Commercial | OR - College | New | Space Heating | Natural Gas | Greenhouse Heat Curtain | A | Purchases (Incremental) | Achievable Economic UCT Potential | 0 | 0 | 0 | 0 | 0 | 0 | 0 | 0 | 0 | 0 | 0 | 0 | 0 | 0 | 0 | 0 | 0 | 0 | 0 | 0 | 0 | 0 | 0 | 0 | 0 | 0 | 0
F11_Commercial_OR - College_New_Space Heating_Natural Gas_Greenhouse Heat Curtain_A_Achievable Economic UCT Potential | F11 | Commercial | OR - College | New | Space Heating | Natural Gas | Greenhouse Heat Curtain | A | Purchases (Cumulative) | Achievable Economic UCT Potential | 0 | 0 | 0 | 0 | 0 | 0 | 0 | 0 | 0 | 0 | 0 | 0 | 0 | 0 | 0 | 0 | 0 | 0 | 0 | 0 | 0 | 0 | 0 | 0 | 0 | 0 | 0
F1_Commercial_OR - College_New_Space Heating_Natural Gas_Ventilation - Parking Garages, Demand Controlled_A_Achievable Economic UCT Potential | F1 | Commercial | OR - College | New | Space Heating | Natural Gas | Ventilation - Parking Garages, Demand Controlled | A | Integrated Unit Energy Savings (kWh or therms) | Achievable Economic UCT Potential | 0 | 0 | 0 | 0 | 0 | 0 | 0 | 0 | 0 | 0 | 0 | 0 | 0 | 0 | 0 | 0 | 0 | 0 | 0 | 0 | 0 | 0 | 0 | 0 | 0 | 0 | 0
F2_Commercial_OR - College_New_Space Heating_Natural Gas_Ventilation - Parking Garages, Demand Controlled_A_Achievable Economic UCT Potential | F2 | Commercial | OR - College | New | Space Heating | Natural Gas | Ventilation - Parking Garages, Demand Controlled | A | Integrated Unit Summer Peak Savings (kW) | Achievable Economic UCT Potential | 0 | 0 | 0 | 0 | 0 | 0 | 0 | 0 | 0 | 0 | 0 | 0 | 0 | 0 | 0 | 0 | 0 | 0 | 0 | 0 | 0 | 0 | 0 | 0 | 0 | 0 | 0
F3_Commercial_OR - College_New_Space Heating_Natural Gas_Ventilation - Parking Garages, Demand Controlled_A_Achievable Economic UCT Potential | F3 | Commercial | OR - College | New | Space Heating | Natural Gas | Ventilation - Parking Garages, Demand Controlled | A | Integrated Unit Winter Peak Savings (kW) | Achievable Economic UCT Potential | 0 | 0 | 0 | 0 | 0 | 0 | 0 | 0 | 0 | 0 | 0 | 0 | 0 | 0 | 0 | 0 | 0 | 0 | 0 | 0 | 0 | 0 | 0 | 0 | 0 | 0 | 0
F4_Commercial_OR - College_New_Space Heating_Natural Gas_Ventilation - Parking Garages, Demand Controlled_A_Achievable Economic UCT Potential | F4 | Commercial | OR - College | New | Space Heating | Natural Gas | Ventilation - Parking Garages, Demand Controlled | A | Incremental Energy Savings (MWh or mTherms) | Achievable Economic UCT Potential | 0 | 0 | 0 | 0 | 0 | 0 | 0 | 0 | 0 | 0 | 0 | 0 | 0 | 0 | 0 | 0 | 0 | 0 | 0 | 0 | 0 | 0 | 0 | 0 | 0 | 0 | 0
F5_Commercial_OR - College_New_Space Heating_Natural Gas_Ventilation - Parking Garages, Demand Controlled_A_Achievable Economic UCT Potential | F5 | Commercial | OR - College | New | Space Heating | Natural Gas | Ventilation - Parking Garages, Demand Controlled | A | Incremental Summer Peak Savings (MW) | Achievable Economic UCT Potential | 0 | 0 | 0 | 0 | 0 | 0 | 0 | 0 | 0 | 0 | 0 | 0 | 0 | 0 | 0 | 0 | 0 | 0 | 0 | 0 | 0 | 0 | 0 | 0 | 0 | 0 | 0
F6_Commercial_OR - College_New_Space Heating_Natural Gas_Ventilation - Parking Garages, Demand Controlled_A_Achievable Economic UCT Potential | F6 | Commercial | OR - College | New | Space Heating | Natural Gas | Ventilation - Parking Garages, Demand Controlled | A | Incremental Winter Peak Savings (MW) | Achievable Economic UCT Potential | 0 | 0 | 0 | 0 | 0 | 0 | 0 | 0 | 0 | 0 | 0 | 0 | 0 | 0 | 0 | 0 | 0 | 0 | 0 | 0 | 0 | 0 | 0 | 0 | 0 | 0 | 0
F7_Commercial_OR - College_New_Space Heating_Natural Gas_Ventilation - Parking Garages, Demand Controlled_A_Achievable Economic UCT Potential | F7 | Commercial | OR - College | New | Space Heating | Natural Gas | Ventilation - Parking Garages, Demand Controlled | A | Cumulative Energy Savings (MWh or mTherms) | Achievable Economic UCT Potential | 0 | 0 | 0 | 0 | 0 | 0 | 0 | 0 | 0 | 0 | 0 | 0 | 0 | 0 | 0 | 0 | 0 | 0 | 0 | 0 | 0 | 0 | 0 | 0 | 0 | 0 | 0
F8_Commercial_OR - College_New_Space Heating_Natural Gas_Ventilation - Parking Garages, Demand Controlled_A_Achievable Economic UCT Potential | F8 | Commercial | OR - College | New | Space Heating | Natural Gas | Ventilation - Parking Garages, Demand Controlled | A | Cumulative Summer Peak Savings (MW) | Achievable Economic UCT Potential | 0 | 0 | 0 | 0 | 0 | 0 | 0 | 0 | 0 | 0 | 0 | 0 | 0 | 0 | 0 | 0 | 0 | 0 | 0 | 0 | 0 | 0 | 0 | 0 | 0 | 0 | 0
F9_Commercial_OR - College_New_Space Heating_Natural Gas_Ventilation - Parking Garages, Demand Controlled_A_Achievable Economic UCT Potential | F9 | Commercial | OR - College | New | Space Heating | Natural Gas | Ventilation - Parking Garages, Demand Controlled | A | Cumulative Winter Peak Savings (MW) | Achievable Economic UCT Potential | 0 | 0 | 0 | 0 | 0 | 0 | 0 | 0 | 0 | 0 | 0 | 0 | 0 | 0 | 0 | 0 | 0 | 0 | 0 | 0 | 0 | 0 | 0 | 0 | 0 | 0 | 0
F10_Commercial_OR - College_New_Space Heating_Natural Gas_Ventilation - Parking Garages, Demand Controlled_A_Achievable Economic UCT Potential | F10 | Commercial | OR - College | New | Space Heating | Natural Gas | Ventilation - Parking Garages, Demand Controlled | A | Purchases (Incremental) | Achievable Economic UCT Potential | 0 | 0 | 0 | 0 | 0 | 0 | 0 | 0 | 0 | 0 | 0 | 0 | 0 | 0 | 0 | 0 | 0 | 0 | 0 | 0 | 0 | 0 | 0 | 0 | 0 | 0 | 0
F11_Commercial_OR - College_New_Space Heating_Natural Gas_Ventilation - Parking Garages, Demand Controlled_A_Achievable Economic UCT Potential | F11 | Commercial | OR - College | New | Space Heating | Natural Gas | Ventilation - Parking Garages, Demand Controlled | A | Purchases (Cumulative) | Achievable Economic UCT Potential | 0 | 0 | 0 | 0 | 0 | 0 | 0 | 0 | 0 | 0 | 0 | 0 | 0 | 0 | 0 | 0 | 0 | 0 | 0 | 0 | 0 | 0 | 0 | 0 | 0 | 0 | 0
F1_Commercial_OR - College_New_Miscellaneous_Natural Gas_Pool Heater - Night Covers_A_Achievable Economic UCT Potential | F1 | Commercial | OR - College | New | Miscellaneous | Natural Gas | Pool Heater - Night Covers | A | Integrated Unit Energy Savings (kWh or therms) | Achievable Economic UCT Potential | 0 | 0 | 0 | 0 | 0 | 0 | 0 | 0 | 0 | 0 | 0 | 0 | 0 | 0 | 0 | 0 | 0 | 0 | 0 | 0 | 0 | 0 | 0 | 0 | 0 | 0 | 0
F2_Commercial_OR - College_New_Miscellaneous_Natural Gas_Pool Heater - Night Covers_A_Achievable Economic UCT Potential | F2 | Commercial | OR - College | New | Miscellaneous | Natural Gas | Pool Heater - Night Covers | A | Integrated Unit Summer Peak Savings (kW) | Achievable Economic UCT Potential | 0 | 0 | 0 | 0 | 0 | 0 | 0 | 0 | 0 | 0 | 0 | 0 | 0 | 0 | 0 | 0 | 0 | 0 | 0 | 0 | 0 | 0 | 0 | 0 | 0 | 0 | 0
F3_Commercial_OR - College_New_Miscellaneous_Natural Gas_Pool Heater - Night Covers_A_Achievable Economic UCT Potential | F3 | Commercial | OR - College | New | Miscellaneous | Natural Gas | Pool Heater - Night Covers | A | Integrated Unit Winter Peak Savings (kW) | Achievable Economic UCT Potential | 0 | 0 | 0 | 0 | 0 | 0 | 0 | 0 | 0 | 0 | 0 | 0 | 0 | 0 | 0 | 0 | 0 | 0 | 0 | 0 | 0 | 0 | 0 | 0 | 0 | 0 | 0
F4_Commercial_OR - College_New_Miscellaneous_Natural Gas_Pool Heater - Night Covers_A_Achievable Economic UCT Potential | F4 | Commercial | OR - College | New | Miscellaneous | Natural Gas | Pool Heater - Night Covers | A | Incremental Energy Savings (MWh or mTherms) | Achievable Economic UCT Potential | 0 | 0 | 0 | 0 | 0 | 0 | 0 | 0 | 0 | 0 | 0 | 0 | 0 | 0 | 0 | 0 | 0 | 0 | 0 | 0 | 0 | 0 | 0 | 0 | 0 | 0 | 0
F5_Commercial_OR - College_New_Miscellaneous_Natural Gas_Pool Heater - Night Covers_A_Achievable Economic UCT Potential | F5 | Commercial | OR - College | New | Miscellaneous | Natural Gas | Pool Heater - Night Covers | A | Incremental Summer Peak Savings (MW) | Achievable Economic UCT Potential | 0 | 0 | 0 | 0 | 0 | 0 | 0 | 0 | 0 | 0 | 0 | 0 | 0 | 0 | 0 | 0 | 0 | 0 | 0 | 0 | 0 | 0 | 0 | 0 | 0 | 0 | 0
F6_Commercial_OR - College_New_Miscellaneous_Natural Gas_Pool Heater - Night Covers_A_Achievable Economic UCT Potential | F6 | Commercial | OR - College | New | Miscellaneous | Natural Gas | Pool Heater - Night Covers | A | Incremental Winter Peak Savings (MW) | Achievable Economic UCT Potential | 0 | 0 | 0 | 0 | 0 | 0 | 0 | 0 | 0 | 0 | 0 | 0 | 0 | 0 | 0 | 0 | 0 | 0 | 0 | 0 | 0 | 0 | 0 | 0 | 0 | 0 | 0
F7_Commercial_OR - College_New_Miscellaneous_Natural Gas_Pool Heater - Night Covers_A_Achievable Economic UCT Potential | F7 | Commercial | OR - College | New | Miscellaneous | Natural Gas | Pool Heater - Night Covers | A | Cumulative Energy Savings (MWh or mTherms) | Achievable Economic UCT Potential | 0 | 0 | 0 | 0 | 0 | 0 | 0 | 0 | 0 | 0 | 0 | 0 | 0 | 0 | 0 | 0 | 0 | 0 | 0 | 0 | 0 | 0 | 0 | 0 | 0 | 0 | 0
F8_Commercial_OR - College_New_Miscellaneous_Natural Gas_Pool Heater - Night Covers_A_Achievable Economic UCT Potential | F8 | Commercial | OR - College | New | Miscellaneous | Natural Gas | Pool Heater - Night Covers | A | Cumulative Summer Peak Savings (MW) | Achievable Economic UCT Potential | 0 | 0 | 0 | 0 | 0 | 0 | 0 | 0 | 0 | 0 | 0 | 0 | 0 | 0 | 0 | 0 | 0 | 0 | 0 | 0 | 0 | 0 | 0 | 0 | 0 | 0 | 0
F9_Commercial_OR - College_New_Miscellaneous_Natural Gas_Pool Heater - Night Covers_A_Achievable Economic UCT Potential | F9 | Commercial | OR - College | New | Miscellaneous | Natural Gas | Pool Heater - Night Covers | A | Cumulative Winter Peak Savings (MW) | Achievable Economic UCT Potential | 0 | 0 | 0 | 0 | 0 | 0 | 0 | 0 | 0 | 0 | 0 | 0 | 0 | 0 | 0 | 0 | 0 | 0 | 0 | 0 | 0 | 0 | 0 | 0 | 0 | 0 | 0
F10_Commercial_OR - College_New_Miscellaneous_Natural Gas_Pool Heater - Night Covers_A_Achievable Economic UCT Potential | F10 | Commercial | OR - College | New | Miscellaneous | Natural Gas | Pool Heater - Night Covers | A | Purchases (Incremental) | Achievable Economic UCT Potential | 0 | 0 | 0 | 0 | 0 | 0 | 0 | 0 | 0 | 0 | 0 | 0 | 0 | 0 | 0 | 0 | 0 | 0 | 0 | 0 | 0 | 0 | 0 | 0 | 0 | 0 | 0
F11_Commercial_OR - College_New_Miscellaneous_Natural Gas_Pool Heater - Night Covers_A_Achievable Economic UCT Potential | F11 | Commercial | OR - College | New | Miscellaneous | Natural Gas | Pool Heater - Night Covers | A | Purchases (Cumulative) | Achievable Economic UCT Potential | 0 | 0 | 0 | 0 | 0 | 0 | 0 | 0 | 0 | 0 | 0 | 0 | 0 | 0 | 0 | 0 | 0 | 0 | 0 | 0 | 0 | 0 | 0 | 0 | 0 | 0 | 0
F1_Commercial_OR - College_New_Space Heating_Natural Gas_Advanced New Construction Designs_A_Achievable Economic UCT Potential | F1 | Commercial | OR - College | New | Space Heating | Natural Gas | Advanced New Construction Designs | A | Integrated Unit Energy Savings (kWh or therms) | Achievable Economic UCT Potential | 0 | 0 | 0 | 0 | 0 | 0 | 0 | 0 | 0 | 0 | 0 | 0 | 0 | 0 | 0 | 0 | 0 | 0 | 0 | 0 | 0 | 0 | 0 | 0 | 0 | 0 | 0
F2_Commercial_OR - College_New_Space Heating_Natural Gas_Advanced New Construction Designs_A_Achievable Economic UCT Potential | F2 | Commercial | OR - College | New | Space Heating | Natural Gas | Advanced New Construction Designs | A | Integrated Unit Summer Peak Savings (kW) | Achievable Economic UCT Potential | 0 | 0 | 0 | 0 | 0 | 0 | 0 | 0 | 0 | 0 | 0 | 0 | 0 | 0 | 0 | 0 | 0 | 0 | 0 | 0 | 0 | 0 | 0 | 0 | 0 | 0 | 0
F3_Commercial_OR - College_New_Space Heating_Natural Gas_Advanced New Construction Designs_A_Achievable Economic UCT Potential | F3 | Commercial | OR - College | New | Space Heating | Natural Gas | Advanced New Construction Designs | A | Integrated Unit Winter Peak Savings (kW) | Achievable Economic UCT Potential | 0 | 0 | 0 | 0 | 0 | 0 | 0 | 0 | 0 | 0 | 0 | 0 | 0 | 0 | 0 | 0 | 0 | 0 | 0 | 0 | 0 | 0 | 0 | 0 | 0 | 0 | 0
F4_Commercial_OR - College_New_Space Heating_Natural Gas_Advanced New Construction Designs_A_Achievable Economic UCT Potential | F4 | Commercial | OR - College | New | Space Heating | Natural Gas | Advanced New Construction Designs | A | Incremental Energy Savings (MWh or mTherms) | Achievable Economic UCT Potential | 0 | 0 | 0 | 0 | 0 | 0 | 0 | 0 | 0 | 0 | 0 | 0 | 0 | 0 | 0 | 0 | 0 | 0 | 0 | 0 | 0 | 0 | 0 | 0 | 0 | 0 | 0
F5_Commercial_OR - College_New_Space Heating_Natural Gas_Advanced New Construction Designs_A_Achievable Economic UCT Potential | F5 | Commercial | OR - College | New | Space Heating | Natural Gas | Advanced New Construction Designs | A | Incremental Summer Peak Savings (MW) | Achievable Economic UCT Potential | 0 | 0 | 0 | 0 | 0 | 0 | 0 | 0 | 0 | 0 | 0 | 0 | 0 | 0 | 0 | 0 | 0 | 0 | 0 | 0 | 0 | 0 | 0 | 0 | 0 | 0 | 0
F6_Commercial_OR - College_New_Space Heating_Natural Gas_Advanced New Construction Designs_A_Achievable Economic UCT Potential | F6 | Commercial | OR - College | New | Space Heating | Natural Gas | Advanced New Construction Designs | A | Incremental Winter Peak Savings (MW) | Achievable Economic UCT Potential | 0 | 0 | 0 | 0 | 0 | 0 | 0 | 0 | 0 | 0 | 0 | 0 | 0 | 0 | 0 | 0 | 0 | 0 | 0 | 0 | 0 | 0 | 0 | 0 | 0 | 0 | 0
F7_Commercial_OR - College_New_Space Heating_Natural Gas_Advanced New Construction Designs_A_Achievable Economic UCT Potential | F7 | Commercial | OR - College | New | Space Heating | Natural Gas | Advanced New Construction Designs | A | Cumulative Energy Savings (MWh or mTherms) | Achievable Economic UCT Potential | 0 | 0 | 0 | 0 | 0 | 0 | 0 | 0 | 0 | 0 | 0 | 0 | 0 | 0 | 0 | 0 | 0 | 0 | 0 | 0 | 0 | 0 | 0 | 0 | 0 | 0 | 0
F8_Commercial_OR - College_New_Space Heating_Natural Gas_Advanced New Construction Designs_A_Achievable Economic UCT Potential | F8 | Commercial | OR - College | New | Space Heating | Natural Gas | Advanced New Construction Designs | A | Cumulative Summer Peak Savings (MW) | Achievable Economic UCT Potential | 0 | 0 | 0 | 0 | 0 | 0 | 0 | 0 | 0 | 0 | 0 | 0 | 0 | 0 | 0 | 0 | 0 | 0 | 0 | 0 | 0 | 0 | 0 | 0 | 0 | 0 | 0
F9_Commercial_OR - College_New_Space Heating_Natural Gas_Advanced New Construction Designs_A_Achievable Economic UCT Potential | F9 | Commercial | OR - College | New | Space Heating | Natural Gas | Advanced New Construction Designs | A | Cumulative Winter Peak Savings (MW) | Achievable Economic UCT Potential | 0 | 0 | 0 | 0 | 0 | 0 | 0 | 0 | 0 | 0 | 0 | 0 | 0 | 0 | 0 | 0 | 0 | 0 | 0 | 0 | 0 | 0 | 0 | 0 | 0 | 0 | 0
F10_Commercial_OR - College_New_Space Heating_Natural Gas_Advanced New Construction Designs_A_Achievable Economic UCT Potential | F10 | Commercial | OR - College | New | Space Heating | Natural Gas | Advanced New Construction Designs | A | Purchases (Incremental) | Achievable Economic UCT Potential | 0 | 0 | 0 | 0 | 0 | 0 | 0 | 0 | 0 | 0 | 0 | 0 | 0 | 0 | 0 | 0 | 0 | 0 | 0 | 0 | 0 | 0 | 0 | 0 | 0 | 0 | 0
F11_Commercial_OR - College_New_Space Heating_Natural Gas_Advanced New Construction Designs_A_Achievable Economic UCT Potential | F11 | Commercial | OR - College | New | Space Heating | Natural Gas | Advanced New Construction Designs | A | Purchases (Cumulative) | Achievable Economic UCT Potential | 0 | 0 | 0 | 0 | 0 | 0 | 0 | 0 | 0 | 0 | 0 | 0 | 0 | 0 | 0 | 0 | 0 | 0 | 0 | 0 | 0 | 0 | 0 | 0 | 0 | 0 | 0
F1_Commercial_OR - College_New_Water Heating_Natural Gas_Advanced New Construction Designs_A_Achievable Economic UCT Potential | F1 | Commercial | OR - College | New | Water Heating | Natural Gas | Advanced New Construction Designs | A | Integrated Unit Energy Savings (kWh or therms) | Achievable Economic UCT Potential | 0 | 0 | 0 | 0 | 0 | 0 | 0 | 0 | 0 | 0 | 0 | 0 | 0 | 0 | 0 | 0 | 0 | 0 | 0 | 0 | 0 | 0 | 0 | 0 | 0 | 0 | 0
F2_Commercial_OR - College_New_Water Heating_Natural Gas_Advanced New Construction Designs_A_Achievable Economic UCT Potential | F2 | Commercial | OR - College | New | Water Heating | Natural Gas | Advanced New Construction Designs | A | Integrated Unit Summer Peak Savings (kW) | Achievable Economic UCT Potential | 0 | 0 | 0 | 0 | 0 | 0 | 0 | 0 | 0 | 0 | 0 | 0 | 0 | 0 | 0 | 0 | 0 | 0 | 0 | 0 | 0 | 0 | 0 | 0 | 0 | 0 | 0
F3_Commercial_OR - College_New_Water Heating_Natural Gas_Advanced New Construction Designs_A_Achievable Economic UCT Potential | F3 | Commercial | OR - College | New | Water Heating | Natural Gas | Advanced New Construction Designs | A | Integrated Unit Winter Peak Savings (kW) | Achievable Economic UCT Potential | 0 | 0 | 0 | 0 | 0 | 0 | 0 | 0 | 0 | 0 | 0 | 0 | 0 | 0 | 0 | 0 | 0 | 0 | 0 | 0 | 0 | 0 | 0 | 0 | 0 | 0 | 0
F4_Commercial_OR - College_New_Water Heating_Natural Gas_Advanced New Construction Designs_A_Achievable Economic UCT Potential | F4 | Commercial | OR - College | New | Water Heating | Natural Gas | Advanced New Construction Designs | A | Incremental Energy Savings (MWh or mTherms) | Achievable Economic UCT Potential | 0 | 0 | 0 | 0 | 0 | 0 | 0 | 0 | 0 | 0 | 0 | 0 | 0 | 0 | 0 | 0 | 0 | 0 | 0 | 0 | 0 | 0 | 0 | 0 | 0 | 0 | 0
F5_Commercial_OR - College_New_Water Heating_Natural Gas_Advanced New Construction Designs_A_Achievable Economic UCT Potential | F5 | Commercial | OR - College | New | Water Heating | Natural Gas | Advanced New Construction Designs | A | Incremental Summer Peak Savings (MW) | Achievable Economic UCT Potential | 0 | 0 | 0 | 0 | 0 | 0 | 0 | 0 | 0 | 0 | 0 | 0 | 0 | 0 | 0 | 0 | 0 | 0 | 0 | 0 | 0 | 0 | 0 | 0 | 0 | 0 | 0
F6_Commercial_OR - College_New_Water Heating_Natural Gas_Advanced New Construction Designs_A_Achievable Economic UCT Potential | F6 | Commercial | OR - College | New | Water Heating | Natural Gas | Advanced New Construction Designs | A | Incremental Winter Peak Savings (MW) | Achievable Economic UCT Potential | 0 | 0 | 0 | 0 | 0 | 0 | 0 | 0 | 0 | 0 | 0 | 0 | 0 | 0 | 0 | 0 | 0 | 0 | 0 | 0 | 0 | 0 | 0 | 0 | 0 | 0 | 0
F7_Commercial_OR - College_New_Water Heating_Natural Gas_Advanced New Construction Designs_A_Achievable Economic UCT Potential | F7 | Commercial | OR - College | New | Water Heating | Natural Gas | Advanced New Construction Designs | A | Cumulative Energy Savings (MWh or mTherms) | Achievable Economic UCT Potential | 0 | 0 | 0 | 0 | 0 | 0 | 0 | 0 | 0 | 0 | 0 | 0 | 0 | 0 | 0 | 0 | 0 | 0 | 0 | 0 | 0 | 0 | 0 | 0 | 0 | 0 | 0
F8_Commercial_OR - College_New_Water Heating_Natural Gas_Advanced New Construction Designs_A_Achievable Economic UCT Potential | F8 | Commercial | OR - College | New | Water Heating | Natural Gas | Advanced New Construction Designs | A | Cumulative Summer Peak Savings (MW) | Achievable Economic UCT Potential | 0 | 0 | 0 | 0 | 0 | 0 | 0 | 0 | 0 | 0 | 0 | 0 | 0 | 0 | 0 | 0 | 0 | 0 | 0 | 0 | 0 | 0 | 0 | 0 | 0 | 0 | 0
F9_Commercial_OR - College_New_Water Heating_Natural Gas_Advanced New Construction Designs_A_Achievable Economic UCT Potential | F9 | Commercial | OR - College | New | Water Heating | Natural Gas | Advanced New Construction Designs | A | Cumulative Winter Peak Savings (MW) | Achievable Economic UCT Potential | 0 | 0 | 0 | 0 | 0 | 0 | 0 | 0 | 0 | 0 | 0 | 0 | 0 | 0 | 0 | 0 | 0 | 0 | 0 | 0 | 0 | 0 | 0 | 0 | 0 | 0 | 0
F10_Commercial_OR - College_New_Water Heating_Natural Gas_Advanced New Construction Designs_A_Achievable Economic UCT Potential | F10 | Commercial | OR - College | New | Water Heating | Natural Gas | Advanced New Construction Designs | A | Purchases (Incremental) | Achievable Economic UCT Potential | 0 | 0 | 0 | 0 | 0 | 0 | 0 | 0 | 0 | 0 | 0 | 0 | 0 | 0 | 0 | 0 | 0 | 0 | 0 | 0 | 0 | 0 | 0 | 0 | 0 | 0 | 0
F11_Commercial_OR - College_New_Water Heating_Natural Gas_Advanced New Construction Designs_A_Achievable Economic UCT Potential | F11 | Commercial | OR - College | New | Water Heating | Natural Gas | Advanced New Construction Designs | A | Purchases (Cumulative) | Achievable Economic UCT Potential | 0 | 0 | 0 | 0 | 0 | 0 | 0 | 0 | 0 | 0 | 0 | 0 | 0 | 0 | 0 | 0 | 0 | 0 | 0 | 0 | 0 | 0 | 0 | 0 | 0 | 0 | 0
F1_Commercial_OR - College_New_Space Heating_Natural Gas_Strategic Energy Management_A_Achievable Economic UCT Potential | F1 | Commercial | OR - College | New | Space Heating | Natural Gas | Strategic Energy Management | A | Integrated Unit Energy Savings (kWh or therms) | Achievable Economic UCT Potential | 0 | 0 | 0 | 0 | 0 | 0 | 0 | 0 | 0 | 0 | 0 | 0 | 0 | 0 | 0 | 0 | 0 | 0 | 0 | 0 | 0 | 0 | 0 | 0 | 0 | 0 | 0
F2_Commercial_OR - College_New_Space Heating_Natural Gas_Strategic Energy Management_A_Achievable Economic UCT Potential | F2 | Commercial | OR - College | New | Space Heating | Natural Gas | Strategic Energy Management | A | Integrated Unit Summer Peak Savings (kW) | Achievable Economic UCT Potential | 0 | 0 | 0 | 0 | 0 | 0 | 0 | 0 | 0 | 0 | 0 | 0 | 0 | 0 | 0 | 0 | 0 | 0 | 0 | 0 | 0 | 0 | 0 | 0 | 0 | 0 | 0
F3_Commercial_OR - College_New_Space Heating_Natural Gas_Strategic Energy Management_A_Achievable Economic UCT Potential | F3 | Commercial | OR - College | New | Space Heating | Natural Gas | Strategic Energy Management | A | Integrated Unit Winter Peak Savings (kW) | Achievable Economic UCT Potential | 0 | 0 | 0 | 0 | 0 | 0 | 0 | 0 | 0 | 0 | 0 | 0 | 0 | 0 | 0 | 0 | 0 | 0 | 0 | 0 | 0 | 0 | 0 | 0 | 0 | 0 | 0
F4_Commercial_OR - College_New_Space Heating_Natural Gas_Strategic Energy Management_A_Achievable Economic UCT Potential | F4 | Commercial | OR - College | New | Space Heating | Natural Gas | Strategic Energy Management | A | Incremental Energy Savings (MWh or mTherms) | Achievable Economic UCT Potential | 0 | 0 | 0 | 0 | 0 | 0 | 0 | 0 | 0 | 0 | 0 | 0 | 0 | 0 | 0 | 0 | 0 | 0 | 0 | 0 | 0 | 0 | 0 | 0 | 0 | 0 | 0
F5_Commercial_OR - College_New_Space Heating_Natural Gas_Strategic Energy Management_A_Achievable Economic UCT Potential | F5 | Commercial | OR - College | New | Space Heating | Natural Gas | Strategic Energy Management | A | Incremental Summer Peak Savings (MW) | Achievable Economic UCT Potential | 0 | 0 | 0 | 0 | 0 | 0 | 0 | 0 | 0 | 0 | 0 | 0 | 0 | 0 | 0 | 0 | 0 | 0 | 0 | 0 | 0 | 0 | 0 | 0 | 0 | 0 | 0
F6_Commercial_OR - College_New_Space Heating_Natural Gas_Strategic Energy Management_A_Achievable Economic UCT Potential | F6 | Commercial | OR - College | New | Space Heating | Natural Gas | Strategic Energy Management | A | Incremental Winter Peak Savings (MW) | Achievable Economic UCT Potential | 0 | 0 | 0 | 0 | 0 | 0 | 0 | 0 | 0 | 0 | 0 | 0 | 0 | 0 | 0 | 0 | 0 | 0 | 0 | 0 | 0 | 0 | 0 | 0 | 0 | 0 | 0
F7_Commercial_OR - College_New_Space Heating_Natural Gas_Strategic Energy Management_A_Achievable Economic UCT Potential | F7 | Commercial | OR - College | New | Space Heating | Natural Gas | Strategic Energy Management | A | Cumulative Energy Savings (MWh or mTherms) | Achievable Economic UCT Potential | 0 | 0 | 0 | 0 | 0 | 0 | 0 | 0 | 0 | 0 | 0 | 0 | 0 | 0 | 0 | 0 | 0 | 0 | 0 | 0 | 0 | 0 | 0 | 0 | 0 | 0 | 0
F8_Commercial_OR - College_New_Space Heating_Natural Gas_Strategic Energy Management_A_Achievable Economic UCT Potential | F8 | Commercial | OR - College | New | Space Heating | Natural Gas | Strategic Energy Management | A | Cumulative Summer Peak Savings (MW) | Achievable Economic UCT Potential | 0 | 0 | 0 | 0 | 0 | 0 | 0 | 0 | 0 | 0 | 0 | 0 | 0 | 0 | 0 | 0 | 0 | 0 | 0 | 0 | 0 | 0 | 0 | 0 | 0 | 0 | 0
F9_Commercial_OR - College_New_Space Heating_Natural Gas_Strategic Energy Management_A_Achievable Economic UCT Potential | F9 | Commercial | OR - College | New | Space Heating | Natural Gas | Strategic Energy Management | A | Cumulative Winter Peak Savings (MW) | Achievable Economic UCT Potential | 0 | 0 | 0 | 0 | 0 | 0 | 0 | 0 | 0 | 0 | 0 | 0 | 0 | 0 | 0 | 0 | 0 | 0 | 0 | 0 | 0 | 0 | 0 | 0 | 0 | 0 | 0
F10_Commercial_OR - College_New_Space Heating_Natural Gas_Strategic Energy Management_A_Achievable Economic UCT Potential | F10 | Commercial | OR - College | New | Space Heating | Natural Gas | Strategic Energy Management | A | Purchases (Incremental) | Achievable Economic UCT Potential | 0 | 0 | 0 | 0 | 0 | 0 | 0 | 0 | 0 | 0 | 0 | 0 | 0 | 0 | 0 | 0 | 0 | 0 | 0 | 0 | 0 | 0 | 0 | 0 | 0 | 0 | 0
F11_Commercial_OR - College_New_Space Heating_Natural Gas_Strategic Energy Management_A_Achievable Economic UCT Potential | F11 | Commercial | OR - College | New | Space Heating | Natural Gas | Strategic Energy Management | A | Purchases (Cumulative) | Achievable Economic UCT Potential | 0 | 0 | 0 | 0 | 0 | 0 | 0 | 0 | 0 | 0 | 0 | 0 | 0 | 0 | 0 | 0 | 0 | 0 | 0 | 0 | 0 | 0 | 0 | 0 | 0 | 0 | 0
F1_Commercial_OR - College_New_Water Heating_Natural Gas_Strategic Energy Management_A_Achievable Economic UCT Potential | F1 | Commercial | OR - College | New | Water Heating | Natural Gas | Strategic Energy Management | A | Integrated Unit Energy Savings (kWh or therms) | Achievable Economic UCT Potential | 0 | 0 | 0 | 0 | 0 | 0 | 0 | 0 | 0 | 0 | 0 | 0 | 0 | 0 | 0 | 0 | 0 | 0 | 0 | 0 | 0 | 0 | 0 | 0 | 0 | 0 | 0
F2_Commercial_OR - College_New_Water Heating_Natural Gas_Strategic Energy Management_A_Achievable Economic UCT Potential | F2 | Commercial | OR - College | New | Water Heating | Natural Gas | Strategic Energy Management | A | Integrated Unit Summer Peak Savings (kW) | Achievable Economic UCT Potential | 0 | 0 | 0 | 0 | 0 | 0 | 0 | 0 | 0 | 0 | 0 | 0 | 0 | 0 | 0 | 0 | 0 | 0 | 0 | 0 | 0 | 0 | 0 | 0 | 0 | 0 | 0
F3_Commercial_OR - College_New_Water Heating_Natural Gas_Strategic Energy Management_A_Achievable Economic UCT Potential | F3 | Commercial | OR - College | New | Water Heating | Natural Gas | Strategic Energy Management | A | Integrated Unit Winter Peak Savings (kW) | Achievable Economic UCT Potential | 0 | 0 | 0 | 0 | 0 | 0 | 0 | 0 | 0 | 0 | 0 | 0 | 0 | 0 | 0 | 0 | 0 | 0 | 0 | 0 | 0 | 0 | 0 | 0 | 0 | 0 | 0
F4_Commercial_OR - College_New_Water Heating_Natural Gas_Strategic Energy Management_A_Achievable Economic UCT Potential | F4 | Commercial | OR - College | New | Water Heating | Natural Gas | Strategic Energy Management | A | Incremental Energy Savings (MWh or mTherms) | Achievable Economic UCT Potential | 0 | 0 | 0 | 0 | 0 | 0 | 0 | 0 | 0 | 0 | 0 | 0 | 0 | 0 | 0 | 0 | 0 | 0 | 0 | 0 | 0 | 0 | 0 | 0 | 0 | 0 | 0
F5_Commercial_OR - College_New_Water Heating_Natural Gas_Strategic Energy Management_A_Achievable Economic UCT Potential | F5 | Commercial | OR - College | New | Water Heating | Natural Gas | Strategic Energy Management | A | Incremental Summer Peak Savings (MW) | Achievable Economic UCT Potential | 0 | 0 | 0 | 0 | 0 | 0 | 0 | 0 | 0 | 0 | 0 | 0 | 0 | 0 | 0 | 0 | 0 | 0 | 0 | 0 | 0 | 0 | 0 | 0 | 0 | 0 | 0
F6_Commercial_OR - College_New_Water Heating_Natural Gas_Strategic Energy Management_A_Achievable Economic UCT Potential | F6 | Commercial | OR - College | New | Water Heating | Natural Gas | Strategic Energy Management | A | Incremental Winter Peak Savings (MW) | Achievable Economic UCT Potential | 0 | 0 | 0 | 0 | 0 | 0 | 0 | 0 | 0 | 0 | 0 | 0 | 0 | 0 | 0 | 0 | 0 | 0 | 0 | 0 | 0 | 0 | 0 | 0 | 0 | 0 | 0
F7_Commercial_OR - College_New_Water Heating_Natural Gas_Strategic Energy Management_A_Achievable Economic UCT Potential | F7 | Commercial | OR - College | New | Water Heating | Natural Gas | Strategic Energy Management | A | Cumulative Energy Savings (MWh or mTherms) | Achievable Economic UCT Potential | 0 | 0 | 0 | 0 | 0 | 0 | 0 | 0 | 0 | 0 | 0 | 0 | 0 | 0 | 0 | 0 | 0 | 0 | 0 | 0 | 0 | 0 | 0 | 0 | 0 | 0 | 0
F8_Commercial_OR - College_New_Water Heating_Natural Gas_Strategic Energy Management_A_Achievable Economic UCT Potential | F8 | Commercial | OR - College | New | Water Heating | Natural Gas | Strategic Energy Management | A | Cumulative Summer Peak Savings (MW) | Achievable Economic UCT Potential | 0 | 0 | 0 | 0 | 0 | 0 | 0 | 0 | 0 | 0 | 0 | 0 | 0 | 0 | 0 | 0 | 0 | 0 | 0 | 0 | 0 | 0 | 0 | 0 | 0 | 0 | 0
F9_Commercial_OR - College_New_Water Heating_Natural Gas_Strategic Energy Management_A_Achievable Economic UCT Potential | F9 | Commercial | OR - College | New | Water Heating | Natural Gas | Strategic Energy Management | A | Cumulative Winter Peak Savings (MW) | Achievable Economic UCT Potential | 0 | 0 | 0 | 0 | 0 | 0 | 0 | 0 | 0 | 0 | 0 | 0 | 0 | 0 | 0 | 0 | 0 | 0 | 0 | 0 | 0 | 0 | 0 | 0 | 0 | 0 | 0
F10_Commercial_OR - College_New_Water Heating_Natural Gas_Strategic Energy Management_A_Achievable Economic UCT Potential | F10 | Commercial | OR - College | New | Water Heating | Natural Gas | Strategic Energy Management | A | Purchases (Incremental) | Achievable Economic UCT Potential | 0 | 0 | 0 | 0 | 0 | 0 | 0 | 0 | 0 | 0 | 0 | 0 | 0 | 0 | 0 | 0 | 0 | 0 | 0 | 0 | 0 | 0 | 0 | 0 | 0 | 0 | 0
F11_Commercial_OR - College_New_Water Heating_Natural Gas_Strategic Energy Management_A_Achievable Economic UCT Potential | F11 | Commercial | OR - College | New | Water Heating | Natural Gas | Strategic Energy Management | A | Purchases (Cumulative) | Achievable Economic UCT Potential | 0 | 0 | 0 | 0 | 0 | 0 | 0 | 0 | 0 | 0 | 0 | 0 | 0 | 0 | 0 | 0 | 0 | 0 | 0 | 0 | 0 | 0 | 0 | 0 | 0 | 0 | 0
F1_Commercial_OR - College_New_Space Heating_Natural Gas_Retrocommissioning_A_Achievable Economic UCT Potential | F1 | Commercial | OR - College | New | Space Heating | Natural Gas | Retrocommissioning | A | Integrated Unit Energy Savings (kWh or therms) | Achievable Economic UCT Potential | 0 | 0 | 0 | 0 | 0 | 0 | 0 | 0 | 0 | 0 | 0 | 0 | 0 | 0 | 0 | 0 | 0 | 0 | 0 | 0 | 0 | 0 | 0 | 0 | 0 | 0 | 0
F2_Commercial_OR - College_New_Space Heating_Natural Gas_Retrocommissioning_A_Achievable Economic UCT Potential | F2 | Commercial | OR - College | New | Space Heating | Natural Gas | Retrocommissioning | A | Integrated Unit Summer Peak Savings (kW) | Achievable Economic UCT Potential | 0 | 0 | 0 | 0 | 0 | 0 | 0 | 0 | 0 | 0 | 0 | 0 | 0 | 0 | 0 | 0 | 0 | 0 | 0 | 0 | 0 | 0 | 0 | 0 | 0 | 0 | 0
F3_Commercial_OR - College_New_Space Heating_Natural Gas_Retrocommissioning_A_Achievable Economic UCT Potential | F3 | Commercial | OR - College | New | Space Heating | Natural Gas | Retrocommissioning | A | Integrated Unit Winter Peak Savings (kW) | Achievable Economic UCT Potential | 0 | 0 | 0 | 0 | 0 | 0 | 0 | 0 | 0 | 0 | 0 | 0 | 0 | 0 | 0 | 0 | 0 | 0 | 0 | 0 | 0 | 0 | 0 | 0 | 0 | 0 | 0
F4_Commercial_OR - College_New_Space Heating_Natural Gas_Retrocommissioning_A_Achievable Economic UCT Potential | F4 | Commercial | OR - College | New | Space Heating | Natural Gas | Retrocommissioning | A | Incremental Energy Savings (MWh or mTherms) | Achievable Economic UCT Potential | 0 | 0 | 0 | 0 | 0 | 0 | 0 | 0 | 0 | 0 | 0 | 0 | 0 | 0 | 0 | 0 | 0 | 0 | 0 | 0 | 0 | 0 | 0 | 0 | 0 | 0 | 0
F5_Commercial_OR - College_New_Space Heating_Natural Gas_Retrocommissioning_A_Achievable Economic UCT Potential | F5 | Commercial | OR - College | New | Space Heating | Natural Gas | Retrocommissioning | A | Incremental Summer Peak Savings (MW) | Achievable Economic UCT Potential | 0 | 0 | 0 | 0 | 0 | 0 | 0 | 0 | 0 | 0 | 0 | 0 | 0 | 0 | 0 | 0 | 0 | 0 | 0 | 0 | 0 | 0 | 0 | 0 | 0 | 0 | 0
F6_Commercial_OR - College_New_Space Heating_Natural Gas_Retrocommissioning_A_Achievable Economic UCT Potential | F6 | Commercial | OR - College | New | Space Heating | Natural Gas | Retrocommissioning | A | Incremental Winter Peak Savings (MW) | Achievable Economic UCT Potential | 0 | 0 | 0 | 0 | 0 | 0 | 0 | 0 | 0 | 0 | 0 | 0 | 0 | 0 | 0 | 0 | 0 | 0 | 0 | 0 | 0 | 0 | 0 | 0 | 0 | 0 | 0
F7_Commercial_OR - College_New_Space Heating_Natural Gas_Retrocommissioning_A_Achievable Economic UCT Potential | F7 | Commercial | OR - College | New | Space Heating | Natural Gas | Retrocommissioning | A | Cumulative Energy Savings (MWh or mTherms) | Achievable Economic UCT Potential | 0 | 0 | 0 | 0 | 0 | 0 | 0 | 0 | 0 | 0 | 0 | 0 | 0 | 0 | 0 | 0 | 0 | 0 | 0 | 0 | 0 | 0 | 0 | 0 | 0 | 0 | 0
F8_Commercial_OR - College_New_Space Heating_Natural Gas_Retrocommissioning_A_Achievable Economic UCT Potential | F8 | Commercial | OR - College | New | Space Heating | Natural Gas | Retrocommissioning | A | Cumulative Summer Peak Savings (MW) | Achievable Economic UCT Potential | 0 | 0 | 0 | 0 | 0 | 0 | 0 | 0 | 0 | 0 | 0 | 0 | 0 | 0 | 0 | 0 | 0 | 0 | 0 | 0 | 0 | 0 | 0 | 0 | 0 | 0 | 0
F9_Commercial_OR - College_New_Space Heating_Natural Gas_Retrocommissioning_A_Achievable Economic UCT Potential | F9 | Commercial | OR - College | New | Space Heating | Natural Gas | Retrocommissioning | A | Cumulative Winter Peak Savings (MW) | Achievable Economic UCT Potential | 0 | 0 | 0 | 0 | 0 | 0 | 0 | 0 | 0 | 0 | 0 | 0 | 0 | 0 | 0 | 0 | 0 | 0 | 0 | 0 | 0 | 0 | 0 | 0 | 0 | 0 | 0
F10_Commercial_OR - College_New_Space Heating_Natural Gas_Retrocommissioning_A_Achievable Economic UCT Potential | F10 | Commercial | OR - College | New | Space Heating | Natural Gas | Retrocommissioning | A | Purchases (Incremental) | Achievable Economic UCT Potential | 0 | 0 | 0 | 0 | 0 | 0 | 0 | 0 | 0 | 0 | 0 | 0 | 0 | 0 | 0 | 0 | 0 | 0 | 0 | 0 | 0 | 0 | 0 | 0 | 0 | 0 | 0
F11_Commercial_OR - College_New_Space Heating_Natural Gas_Retrocommissioning_A_Achievable Economic UCT Potential | F11 | Commercial | OR - College | New | Space Heating | Natural Gas | Retrocommissioning | A | Purchases (Cumulative) | Achievable Economic UCT Potential | 0 | 0 | 0 | 0 | 0 | 0 | 0 | 0 | 0 | 0 | 0 | 0 | 0 | 0 | 0 | 0 | 0 | 0 | 0 | 0 | 0 | 0 | 0 | 0 | 0 | 0 | 0
F1_Commercial_OR - College_New_Water Heating_Natural Gas_Retrocommissioning_A_Achievable Economic UCT Potential | F1 | Commercial | OR - College | New | Water Heating | Natural Gas | Retrocommissioning | A | Integrated Unit Energy Savings (kWh or therms) | Achievable Economic UCT Potential | 0 | 0 | 0 | 0 | 0 | 0 | 0 | 0 | 0 | 0 | 0 | 0 | 0 | 0 | 0 | 0 | 0 | 0 | 0 | 0 | 0 | 0 | 0 | 0 | 0 | 0 | 0
F2_Commercial_OR - College_New_Water Heating_Natural Gas_Retrocommissioning_A_Achievable Economic UCT Potential | F2 | Commercial | OR - College | New | Water Heating | Natural Gas | Retrocommissioning | A | Integrated Unit Summer Peak Savings (kW) | Achievable Economic UCT Potential | 0 | 0 | 0 | 0 | 0 | 0 | 0 | 0 | 0 | 0 | 0 | 0 | 0 | 0 | 0 | 0 | 0 | 0 | 0 | 0 | 0 | 0 | 0 | 0 | 0 | 0 | 0
F3_Commercial_OR - College_New_Water Heating_Natural Gas_Retrocommissioning_A_Achievable Economic UCT Potential | F3 | Commercial | OR - College | New | Water Heating | Natural Gas | Retrocommissioning | A | Integrated Unit Winter Peak Savings (kW) | Achievable Economic UCT Potential | 0 | 0 | 0 | 0 | 0 | 0 | 0 | 0 | 0 | 0 | 0 | 0 | 0 | 0 | 0 | 0 | 0 | 0 | 0 | 0 | 0 | 0 | 0 | 0 | 0 | 0 | 0
F4_Commercial_OR - College_New_Water Heating_Natural Gas_Retrocommissioning_A_Achievable Economic UCT Potential | F4 | Commercial | OR - College | New | Water Heating | Natural Gas | Retrocommissioning | A | Incremental Energy Savings (MWh or mTherms) | Achievable Economic UCT Potential | 0 | 0 | 0 | 0 | 0 | 0 | 0 | 0 | 0 | 0 | 0 | 0 | 0 | 0 | 0 | 0 | 0 | 0 | 0 | 0 | 0 | 0 | 0 | 0 | 0 | 0 | 0
F5_Commercial_OR - College_New_Water Heating_Natural Gas_Retrocommissioning_A_Achievable Economic UCT Potential | F5 | Commercial | OR - College | New | Water Heating | Natural Gas | Retrocommissioning | A | Incremental Summer Peak Savings (MW) | Achievable Economic UCT Potential | 0 | 0 | 0 | 0 | 0 | 0 | 0 | 0 | 0 | 0 | 0 | 0 | 0 | 0 | 0 | 0 | 0 | 0 | 0 | 0 | 0 | 0 | 0 | 0 | 0 | 0 | 0
F6_Commercial_OR - College_New_Water Heating_Natural Gas_Retrocommissioning_A_Achievable Economic UCT Potential | F6 | Commercial | OR - College | New | Water Heating | Natural Gas | Retrocommissioning | A | Incremental Winter Peak Savings (MW) | Achievable Economic UCT Potential | 0 | 0 | 0 | 0 | 0 | 0 | 0 | 0 | 0 | 0 | 0 | 0 | 0 | 0 | 0 | 0 | 0 | 0 | 0 | 0 | 0 | 0 | 0 | 0 | 0 | 0 | 0
F7_Commercial_OR - College_New_Water Heating_Natural Gas_Retrocommissioning_A_Achievable Economic UCT Potential | F7 | Commercial | OR - College | New | Water Heating | Natural Gas | Retrocommissioning | A | Cumulative Energy Savings (MWh or mTherms) | Achievable Economic UCT Potential | 0 | 0 | 0 | 0 | 0 | 0 | 0 | 0 | 0 | 0 | 0 | 0 | 0 | 0 | 0 | 0 | 0 | 0 | 0 | 0 | 0 | 0 | 0 | 0 | 0 | 0 | 0
F8_Commercial_OR - College_New_Water Heating_Natural Gas_Retrocommissioning_A_Achievable Economic UCT Potential | F8 | Commercial | OR - College | New | Water Heating | Natural Gas | Retrocommissioning | A | Cumulative Summer Peak Savings (MW) | Achievable Economic UCT Potential | 0 | 0 | 0 | 0 | 0 | 0 | 0 | 0 | 0 | 0 | 0 | 0 | 0 | 0 | 0 | 0 | 0 | 0 | 0 | 0 | 0 | 0 | 0 | 0 | 0 | 0 | 0
F9_Commercial_OR - College_New_Water Heating_Natural Gas_Retrocommissioning_A_Achievable Economic UCT Potential | F9 | Commercial | OR - College | New | Water Heating | Natural Gas | Retrocommissioning | A | Cumulative Winter Peak Savings (MW) | Achievable Economic UCT Potential | 0 | 0 | 0 | 0 | 0 | 0 | 0 | 0 | 0 | 0 | 0 | 0 | 0 | 0 | 0 | 0 | 0 | 0 | 0 | 0 | 0 | 0 | 0 | 0 | 0 | 0 | 0
F10_Commercial_OR - College_New_Water Heating_Natural Gas_Retrocommissioning_A_Achievable Economic UCT Potential | F10 | Commercial | OR - College | New | Water Heating | Natural Gas | Retrocommissioning | A | Purchases (Incremental) | Achievable Economic UCT Potential | 0 | 0 | 0 | 0 | 0 | 0 | 0 | 0 | 0 | 0 | 0 | 0 | 0 | 0 | 0 | 0 | 0 | 0 | 0 | 0 | 0 | 0 | 0 | 0 | 0 | 0 | 0
F11_Commercial_OR - College_New_Water Heating_Natural Gas_Retrocommissioning_A_Achievable Economic UCT Potential | F11 | Commercial | OR - College | New | Water Heating | Natural Gas | Retrocommissioning | A | Purchases (Cumulative) | Achievable Economic UCT Potential | 0 | 0 | 0 | 0 | 0 | 0 | 0 | 0 | 0 | 0 | 0 | 0 | 0 | 0 | 0 | 0 | 0 | 0 | 0 | 0 | 0 | 0 | 0 | 0 | 0 | 0 | 0
F1_Commercial_Interruptible - College_Existing_Space Heating_Natural Gas_Insulation - Ceiling_A_Achievable Economic UCT Potential | F1 | Commercial | Interruptible - College | Existing | Space Heating | Natural Gas | Insulation - Ceiling | A | Integrated Unit Energy Savings (kWh or therms) | Achievable Economic UCT Potential | 0 | 0 | 0.47409 | 0.46967 | 0.46435 | 0.4586 | 0.45243 | 0.44579 | 0.43866 | 0.43109 | 0.42312 | 0.41488 | 0.40673 | 0.39864 | 0.39066 | 0.38303 | 0.3759 | 0.36996 | 0.36522 | 0.36099 | 0.35745 | 0.35405 | 0.3519 | 0.3498 | 0.34776 | 0.34575 | 0.34379
F2_Commercial_Interruptible - College_Existing_Space Heating_Natural Gas_Insulation - Ceiling_A_Achievable Economic UCT Potential | F2 | Commercial | Interruptible - College | Existing | Space Heating | Natural Gas | Insulation - Ceiling | A | Integrated Unit Summer Peak Savings (kW) | Achievable Economic UCT Potential | 0 | 0 | 0 | 0 | 0 | 0 | 0 | 0 | 0 | 0 | 0 | 0 | 0 | 0 | 0 | 0 | 0 | 0 | 0 | 0 | 0 | 0 | 0 | 0 | 0 | 0 | 0
F3_Commercial_Interruptible - College_Existing_Space Heating_Natural Gas_Insulation - Ceiling_A_Achievable Economic UCT Potential | F3 | Commercial | Interruptible - College | Existing | Space Heating | Natural Gas | Insulation - Ceiling | A | Integrated Unit Winter Peak Savings (kW) | Achievable Economic UCT Potential | 0 | 0 | 0 | 0 | 0 | 0 | 0 | 0 | 0 | 0 | 0 | 0 | 0 | 0 | 0 | 0 | 0 | 0 | 0 | 0 | 0 | 0 | 0 | 0 | 0 | 0 | 0
F4_Commercial_Interruptible - College_Existing_Space Heating_Natural Gas_Insulation - Ceiling_A_Achievable Economic UCT Potential | F4 | Commercial | Interruptible - College | Existing | Space Heating | Natural Gas | Insulation - Ceiling | A | Incremental Energy Savings (MWh or mTherms) | Achievable Economic UCT Potential | 0 | 0 | 0.1972 | 0.10512 | 0.35158 | 0.56481 | 0.84578 | 1.1935 | 1.5976 | 2.0353 | 2.4708 | 2.8569 | 3.1423 | 3.2763 | 3.2242 | 2.9799 | 2.5713 | 2.06 | 1.52 | 1.1008 | 0.59471 | 0.47124 | 0 | 0 | 0 | 0 | 0
F5_Commercial_Interruptible - College_Existing_Space Heating_Natural Gas_Insulation - Ceiling_A_Achievable Economic UCT Potential | F5 | Commercial | Interruptible - College | Existing | Space Heating | Natural Gas | Insulation - Ceiling | A | Incremental Summer Peak Savings (MW) | Achievable Economic UCT Potential | 0 | 0 | 0 | 0 | 0 | 0 | 0 | 0 | 0 | 0 | 0 | 0 | 0 | 0 | 0 | 0 | 0 | 0 | 0 | 0 | 0 | 0 | 0 | 0 | 0 | 0 | 0
F6_Commercial_Interruptible - College_Existing_Space Heating_Natural Gas_Insulation - Ceiling_A_Achievable Economic UCT Potential | F6 | Commercial | Interruptible - College | Existing | Space Heating | Natural Gas | Insulation - Ceiling | A | Incremental Winter Peak Savings (MW) | Achievable Economic UCT Potential | 0 | 0 | 0 | 0 | 0 | 0 | 0 | 0 | 0 | 0 | 0 | 0 | 0 | 0 | 0 | 0 | 0 | 0 | 0 | 0 | 0 | 0 | 0 | 0 | 0 | 0 | 0
F7_Commercial_Interruptible - College_Existing_Space Heating_Natural Gas_Insulation - Ceiling_A_Achievable Economic UCT Potential | F7 | Commercial | Interruptible - College | Existing | Space Heating | Natural Gas | Insulation - Ceiling | A | Cumulative Energy Savings (MWh or mTherms) | Achievable Economic UCT Potential | 0 | 0 | 0.1972 | 0.30047 | 0.64865 | 1.2054 | 2.035 | 3.1986 | 4.7451 | 6.6985 | 9.0455 | 11.7262 | 14.6381 | 17.6231 | 20.4948 | 23.074 | 25.2163 | 26.8772 | 28.0533 | 28.8293 | 29.1407 | 29.3347 | 29.1566 | 28.9831 | 28.8136 | 28.6477 | 28.4851
F8_Commercial_Interruptible - College_Existing_Space Heating_Natural Gas_Insulation - Ceiling_A_Achievable Economic UCT Potential | F8 | Commercial | Interruptible - College | Existing | Space Heating | Natural Gas | Insulation - Ceiling | A | Cumulative Summer Peak Savings (MW) | Achievable Economic UCT Potential | 0 | 0 | 0 | 0 | 0 | 0 | 0 | 0 | 0 | 0 | 0 | 0 | 0 | 0 | 0 | 0 | 0 | 0 | 0 | 0 | 0 | 0 | 0 | 0 | 0 | 0 | 0
F9_Commercial_Interruptible - College_Existing_Space Heating_Natural Gas_Insulation - Ceiling_A_Achievable Economic UCT Potential | F9 | Commercial | Interruptible - College | Existing | Space Heating | Natural Gas | Insulation - Ceiling | A | Cumulative Winter Peak Savings (MW) | Achievable Economic UCT Potential | 0 | 0 | 0 | 0 | 0 | 0 | 0 | 0 | 0 | 0 | 0 | 0 | 0 | 0 | 0 | 0 | 0 | 0 | 0 | 0 | 0 | 0 | 0 | 0 | 0 | 0 | 0
F10_Commercial_Interruptible - College_Existing_Space Heating_Natural Gas_Insulation - Ceiling_A_Achievable Economic UCT Potential | F10 | Commercial | Interruptible - College | Existing | Space Heating | Natural Gas | Insulation - Ceiling | A | Purchases (Incremental) | Achievable Economic UCT Potential | 0 | 0 | 415.9428 | 223.8154 | 757.1452 | 1231.6005 | 1869.3975 | 2677.3767 | 3641.9676 | 4721.3054 | 5839.441 | 6886.0881 | 7725.7434 | 8218.7364 | 8253.0485 | 7779.8901 | 6840.2634 | 5568.1071 | 4161.8876 | 3049.2632 | 1663.7712 | 1331.017 | 0 | 0 | 0 | 0 | 0
F11_Commercial_Interruptible - College_Existing_Space Heating_Natural Gas_Insulation - Ceiling_A_Achievable Economic UCT Potential | F11 | Commercial | Interruptible - College | Existing | Space Heating | Natural Gas | Insulation - Ceiling | A | Purchases (Cumulative) | Achievable Economic UCT Potential | 0 | 0 | 415.9428 | 639.7582 | 1396.9034 | 2628.5039 | 4497.9014 | 7175.2781 | 10817.2457 | 15538.5511 | 21377.9921 | 28264.0802 | 35989.8236 | 44208.56 | 52461.6085 | 60241.4986 | 67081.7619 | 72649.8691 | 76811.7567 | 79861.0199 | 81524.7912 | 82855.8082 | 82855.8082 | 82855.8082 | 82855.8082 | 82855.8082 | 82855.8082
F1_Commercial_Interruptible - College_Existing_Space Heating_Natural Gas_Insulation - Ducting_A_Achievable Economic UCT Potential | F1 | Commercial | Interruptible - College | Existing | Space Heating | Natural Gas | Insulation - Ducting | A | Integrated Unit Energy Savings (kWh or therms) | Achievable Economic UCT Potential | 0 | 0 | 0 | 0 | 0 | 0 | 0 | 0 | 0 | 0 | 0 | 0 | 0 | 0 | 0 | 0 | 0 | 0 | 0 | 0 | 0 | 0 | 0 | 0 | 0 | 0 | 0
F2_Commercial_Interruptible - College_Existing_Space Heating_Natural Gas_Insulation - Ducting_A_Achievable Economic UCT Potential | F2 | Commercial | Interruptible - College | Existing | Space Heating | Natural Gas | Insulation - Ducting | A | Integrated Unit Summer Peak Savings (kW) | Achievable Economic UCT Potential | 0 | 0 | 0 | 0 | 0 | 0 | 0 | 0 | 0 | 0 | 0 | 0 | 0 | 0 | 0 | 0 | 0 | 0 | 0 | 0 | 0 | 0 | 0 | 0 | 0 | 0 | 0
F3_Commercial_Interruptible - College_Existing_Space Heating_Natural Gas_Insulation - Ducting_A_Achievable Economic UCT Potential | F3 | Commercial | Interruptible - College | Existing | Space Heating | Natural Gas | Insulation - Ducting | A | Integrated Unit Winter Peak Savings (kW) | Achievable Economic UCT Potential | 0 | 0 | 0 | 0 | 0 | 0 | 0 | 0 | 0 | 0 | 0 | 0 | 0 | 0 | 0 | 0 | 0 | 0 | 0 | 0 | 0 | 0 | 0 | 0 | 0 | 0 | 0
F4_Commercial_Interruptible - College_Existing_Space Heating_Natural Gas_Insulation - Ducting_A_Achievable Economic UCT Potential | F4 | Commercial | Interruptible - College | Existing | Space Heating | Natural Gas | Insulation - Ducting | A | Incremental Energy Savings (MWh or mTherms) | Achievable Economic UCT Potential | 0 | 0 | 0 | 0 | 0 | 0 | 0 | 0 | 0 | 0 | 0 | 0 | 0 | 0 | 0 | 0 | 0 | 0 | 0 | 0 | 0 | 0 | 0 | 0 | 0 | 0 | 0
F5_Commercial_Interruptible - College_Existing_Space Heating_Natural Gas_Insulation - Ducting_A_Achievable Economic UCT Potential | F5 | Commercial | Interruptible - College | Existing | Space Heating | Natural Gas | Insulation - Ducting | A | Incremental Summer Peak Savings (MW) | Achievable Economic UCT Potential | 0 | 0 | 0 | 0 | 0 | 0 | 0 | 0 | 0 | 0 | 0 | 0 | 0 | 0 | 0 | 0 | 0 | 0 | 0 | 0 | 0 | 0 | 0 | 0 | 0 | 0 | 0
F6_Commercial_Interruptible - College_Existing_Space Heating_Natural Gas_Insulation - Ducting_A_Achievable Economic UCT Potential | F6 | Commercial | Interruptible - College | Existing | Space Heating | Natural Gas | Insulation - Ducting | A | Incremental Winter Peak Savings (MW) | Achievable Economic UCT Potential | 0 | 0 | 0 | 0 | 0 | 0 | 0 | 0 | 0 | 0 | 0 | 0 | 0 | 0 | 0 | 0 | 0 | 0 | 0 | 0 | 0 | 0 | 0 | 0 | 0 | 0 | 0
F7_Commercial_Interruptible - College_Existing_Space Heating_Natural Gas_Insulation - Ducting_A_Achievable Economic UCT Potential | F7 | Commercial | Interruptible - College | Existing | Space Heating | Natural Gas | Insulation - Ducting | A | Cumulative Energy Savings (MWh or mTherms) | Achievable Economic UCT Potential | 0 | 0 | 0 | 0 | 0 | 0 | 0 | 0 | 0 | 0 | 0 | 0 | 0 | 0 | 0 | 0 | 0 | 0 | 0 | 0 | 0 | 0 | 0 | 0 | 0 | 0 | 0
F8_Commercial_Interruptible - College_Existing_Space Heating_Natural Gas_Insulation - Ducting_A_Achievable Economic UCT Potential | F8 | Commercial | Interruptible - College | Existing | Space Heating | Natural Gas | Insulation - Ducting | A | Cumulative Summer Peak Savings (MW) | Achievable Economic UCT Potential | 0 | 0 | 0 | 0 | 0 | 0 | 0 | 0 | 0 | 0 | 0 | 0 | 0 | 0 | 0 | 0 | 0 | 0 | 0 | 0 | 0 | 0 | 0 | 0 | 0 | 0 | 0
F9_Commercial_Interruptible - College_Existing_Space Heating_Natural Gas_Insulation - Ducting_A_Achievable Economic UCT Potential | F9 | Commercial | Interruptible - College | Existing | Space Heating | Natural Gas | Insulation - Ducting | A | Cumulative Winter Peak Savings (MW) | Achievable Economic UCT Potential | 0 | 0 | 0 | 0 | 0 | 0 | 0 | 0 | 0 | 0 | 0 | 0 | 0 | 0 | 0 | 0 | 0 | 0 | 0 | 0 | 0 | 0 | 0 | 0 | 0 | 0 | 0
F10_Commercial_Interruptible - College_Existing_Space Heating_Natural Gas_Insulation - Ducting_A_Achievable Economic UCT Potential | F10 | Commercial | Interruptible - College | Existing | Space Heating | Natural Gas | Insulation - Ducting | A | Purchases (Incremental) | Achievable Economic UCT Potential | 0 | 0 | 0 | 0 | 0 | 0 | 0 | 0 | 0 | 0 | 0 | 0 | 0 | 0 | 0 | 0 | 0 | 0 | 0 | 0 | 0 | 0 | 0 | 0 | 0 | 0 | 0
F11_Commercial_Interruptible - College_Existing_Space Heating_Natural Gas_Insulation - Ducting_A_Achievable Economic UCT Potential | F11 | Commercial | Interruptible - College | Existing | Space Heating | Natural Gas | Insulation - Ducting | A | Purchases (Cumulative) | Achievable Economic UCT Potential | 0 | 0 | 0 | 0 | 0 | 0 | 0 | 0 | 0 | 0 | 0 | 0 | 0 | 0 | 0 | 0 | 0 | 0 | 0 | 0 | 0 | 0 | 0 | 0 | 0 | 0 | 0
F1_Commercial_Interruptible - College_Existing_Space Heating_Natural Gas_Insulation - Wall Cavity_A_Achievable Economic UCT Potential | F1 | Commercial | Interruptible - College | Existing | Space Heating | Natural Gas | Insulation - Wall Cavity | A | Integrated Unit Energy Savings (kWh or therms) | Achievable Economic UCT Potential | 0 | 0 | 0.76092 | 0.75775 | 0.7536 | 0.74913 | 0.74449 | 0.73969 | 0.73477 | 0.72975 | 0.72467 | 0.71955 | 0.71441 | 0.70927 | 0.70414 | 0.69905 | 0.69401 | 0.68903 | 0.68412 | 0.6793 | 0.67456 | 0.66991 | 0.66584 | 0.66188 | 0.65802 | 0.65423 | 0.65052
F2_Commercial_Interruptible - College_Existing_Space Heating_Natural Gas_Insulation - Wall Cavity_A_Achievable Economic UCT Potential | F2 | Commercial | Interruptible - College | Existing | Space Heating | Natural Gas | Insulation - Wall Cavity | A | Integrated Unit Summer Peak Savings (kW) | Achievable Economic UCT Potential | 0 | 0 | 0 | 0 | 0 | 0 | 0 | 0 | 0 | 0 | 0 | 0 | 0 | 0 | 0 | 0 | 0 | 0 | 0 | 0 | 0 | 0 | 0 | 0 | 0 | 0 | 0
F3_Commercial_Interruptible - College_Existing_Space Heating_Natural Gas_Insulation - Wall Cavity_A_Achievable Economic UCT Potential | F3 | Commercial | Interruptible - College | Existing | Space Heating | Natural Gas | Insulation - Wall Cavity | A | Integrated Unit Winter Peak Savings (kW) | Achievable Economic UCT Potential | 0 | 0 | 0 | 0 | 0 | 0 | 0 | 0 | 0 | 0 | 0 | 0 | 0 | 0 | 0 | 0 | 0 | 0 | 0 | 0 | 0 | 0 | 0 | 0 | 0 | 0 | 0
F4_Commercial_Interruptible - College_Existing_Space Heating_Natural Gas_Insulation - Wall Cavity_A_Achievable Economic UCT Potential | F4 | Commercial | Interruptible - College | Existing | Space Heating | Natural Gas | Insulation - Wall Cavity | A | Incremental Energy Savings (MWh or mTherms) | Achievable Economic UCT Potential | 0 | 0 | 0.23736 | 0.12719 | 0.42791 | 0.69193 | 1.0437 | 1.4852 | 2.0069 | 2.5839 | 3.1736 | 3.7159 | 4.1392 | 4.3717 | 4.3582 | 4.0787 | 3.5602 | 2.8773 | 2.1353 | 1.5534 | 0.84169 | 0.6687 | 0 | 0 | 0 | 0 | 0
F5_Commercial_Interruptible - College_Existing_Space Heating_Natural Gas_Insulation - Wall Cavity_A_Achievable Economic UCT Potential | F5 | Commercial | Interruptible - College | Existing | Space Heating | Natural Gas | Insulation - Wall Cavity | A | Incremental Summer Peak Savings (MW) | Achievable Economic UCT Potential | 0 | 0 | 0 | 0 | 0 | 0 | 0 | 0 | 0 | 0 | 0 | 0 | 0 | 0 | 0 | 0 | 0 | 0 | 0 | 0 | 0 | 0 | 0 | 0 | 0 | 0 | 0
F6_Commercial_Interruptible - College_Existing_Space Heating_Natural Gas_Insulation - Wall Cavity_A_Achievable Economic UCT Potential | F6 | Commercial | Interruptible - College | Existing | Space Heating | Natural Gas | Insulation - Wall Cavity | A | Incremental Winter Peak Savings (MW) | Achievable Economic UCT Potential | 0 | 0 | 0 | 0 | 0 | 0 | 0 | 0 | 0 | 0 | 0 | 0 | 0 | 0 | 0 | 0 | 0 | 0 | 0 | 0 | 0 | 0 | 0 | 0 | 0 | 0 | 0
F7_Commercial_Interruptible - College_Existing_Space Heating_Natural Gas_Insulation - Wall Cavity_A_Achievable Economic UCT Potential | F7 | Commercial | Interruptible - College | Existing | Space Heating | Natural Gas | Insulation - Wall Cavity | A | Cumulative Energy Savings (MWh or mTherms) | Achievable Economic UCT Potential | 0 | 0 | 0.23736 | 0.36356 | 0.78948 | 1.4767 | 2.5113 | 3.9803 | 5.9607 | 8.504 | 11.6183 | 15.2522 | 19.2824 | 23.5153 | 27.7036 | 31.5821 | 34.9146 | 37.5413 | 39.4092 | 40.6846 | 41.2426 | 41.6268 | 41.3743 | 41.1283 | 40.888 | 40.6528 | 40.4222
F8_Commercial_Interruptible - College_Existing_Space Heating_Natural Gas_Insulation - Wall Cavity_A_Achievable Economic UCT Potential | F8 | Commercial | Interruptible - College | Existing | Space Heating | Natural Gas | Insulation - Wall Cavity | A | Cumulative Summer Peak Savings (MW) | Achievable Economic UCT Potential | 0 | 0 | 0 | 0 | 0 | 0 | 0 | 0 | 0 | 0 | 0 | 0 | 0 | 0 | 0 | 0 | 0 | 0 | 0 | 0 | 0 | 0 | 0 | 0 | 0 | 0 | 0
F9_Commercial_Interruptible - College_Existing_Space Heating_Natural Gas_Insulation - Wall Cavity_A_Achievable Economic UCT Potential | F9 | Commercial | Interruptible - College | Existing | Space Heating | Natural Gas | Insulation - Wall Cavity | A | Cumulative Winter Peak Savings (MW) | Achievable Economic UCT Potential | 0 | 0 | 0 | 0 | 0 | 0 | 0 | 0 | 0 | 0 | 0 | 0 | 0 | 0 | 0 | 0 | 0 | 0 | 0 | 0 | 0 | 0 | 0 | 0 | 0 | 0 | 0
F10_Commercial_Interruptible - College_Existing_Space Heating_Natural Gas_Insulation - Wall Cavity_A_Achievable Economic UCT Potential | F10 | Commercial | Interruptible - College | Existing | Space Heating | Natural Gas | Insulation - Wall Cavity | A | Purchases (Incremental) | Achievable Economic UCT Potential | 0 | 0 | 311.9381 | 167.8513 | 567.8244 | 923.6442 | 1401.9629 | 2007.9105 | 2731.3097 | 3540.7638 | 4379.3146 | 5164.2522 | 5793.9553 | 6163.6776 | 6189.4101 | 5834.5629 | 5129.8857 | 4175.8265 | 3121.226 | 2286.8084 | 1247.7526 | 998.2021 | 0 | 0 | 0 | 0 | 0
F11_Commercial_Interruptible - College_Existing_Space Heating_Natural Gas_Insulation - Wall Cavity_A_Achievable Economic UCT Potential | F11 | Commercial | Interruptible - College | Existing | Space Heating | Natural Gas | Insulation - Wall Cavity | A | Purchases (Cumulative) | Achievable Economic UCT Potential | 0 | 0 | 311.9381 | 479.7895 | 1047.6139 | 1971.2581 | 3373.221 | 5381.1315 | 8112.4411 | 11653.2049 | 16032.5195 | 21196.7717 | 26990.727 | 33154.4046 | 39343.8147 | 45178.3776 | 50308.2633 | 54484.0898 | 57605.3158 | 59892.1242 | 61139.8768 | 62138.0789 | 62138.0789 | 62138.0789 | 62138.0789 | 62138.0789 | 62138.0789
F1_Commercial_Interruptible - College_Existing_Space Heating_Natural Gas_Green Roof - Vegetated Rooftop_A_Achievable Economic UCT Potential | F1 | Commercial | Interruptible - College | Existing | Space Heating | Natural Gas | Green Roof - Vegetated Rooftop | A | Integrated Unit Energy Savings (kWh or therms) | Achievable Economic UCT Potential | 0 | 0 | 0.026964 | 0.02661 | 0.026182 | 0.025712 | 0.025199 | 0.024645 | 0.024038 | 0.023382 | 0.022686 | 0.021966 | 0.021243 | 0.020532 | 0.019851 | 0.019215 | 0.018643 | 0.018174 | 0.017809 | 0.017501 | 0.017263 | 0.017042 | 0.016939 | 0.016838 | 0.016739 | 0.016643 | 0.016548
F2_Commercial_Interruptible - College_Existing_Space Heating_Natural Gas_Green Roof - Vegetated Rooftop_A_Achievable Economic UCT Potential | F2 | Commercial | Interruptible - College | Existing | Space Heating | Natural Gas | Green Roof - Vegetated Rooftop | A | Integrated Unit Summer Peak Savings (kW) | Achievable Economic UCT Potential | 0 | 0 | 0 | 0 | 0 | 0 | 0 | 0 | 0 | 0 | 0 | 0 | 0 | 0 | 0 | 0 | 0 | 0 | 0 | 0 | 0 | 0 | 0 | 0 | 0 | 0 | 0
F3_Commercial_Interruptible - College_Existing_Space Heating_Natural Gas_Green Roof - Vegetated Rooftop_A_Achievable Economic UCT Potential | F3 | Commercial | Interruptible - College | Existing | Space Heating | Natural Gas | Green Roof - Vegetated Rooftop | A | Integrated Unit Winter Peak Savings (kW) | Achievable Economic UCT Potential | 0 | 0 | 0 | 0 | 0 | 0 | 0 | 0 | 0 | 0 | 0 | 0 | 0 | 0 | 0 | 0 | 0 | 0 | 0 | 0 | 0 | 0 | 0 | 0 | 0 | 0 | 0
F4_Commercial_Interruptible - College_Existing_Space Heating_Natural Gas_Green Roof - Vegetated Rooftop_A_Achievable Economic UCT Potential | F4 | Commercial | Interruptible - College | Existing | Space Heating | Natural Gas | Green Roof - Vegetated Rooftop | A | Incremental Energy Savings (MWh or mTherms) | Achievable Economic UCT Potential | 0 | 0 | 0 | 0 | 0 | 0 | 0 | 0 | 0 | 0 | 0 | 0 | 0 | 0 | 0 | 0 | 0 | 0 | 0 | 0 | 0 | 0 | 0 | 0 | 0 | 0 | 0
F5_Commercial_Interruptible - College_Existing_Space Heating_Natural Gas_Green Roof - Vegetated Rooftop_A_Achievable Economic UCT Potential | F5 | Commercial | Interruptible - College | Existing | Space Heating | Natural Gas | Green Roof - Vegetated Rooftop | A | Incremental Summer Peak Savings (MW) | Achievable Economic UCT Potential | 0 | 0 | 0 | 0 | 0 | 0 | 0 | 0 | 0 | 0 | 0 | 0 | 0 | 0 | 0 | 0 | 0 | 0 | 0 | 0 | 0 | 0 | 0 | 0 | 0 | 0 | 0
F6_Commercial_Interruptible - College_Existing_Space Heating_Natural Gas_Green Roof - Vegetated Rooftop_A_Achievable Economic UCT Potential | F6 | Commercial | Interruptible - College | Existing | Space Heating | Natural Gas | Green Roof - Vegetated Rooftop | A | Incremental Winter Peak Savings (MW) | Achievable Economic UCT Potential | 0 | 0 | 0 | 0 | 0 | 0 | 0 | 0 | 0 | 0 | 0 | 0 | 0 | 0 | 0 | 0 | 0 | 0 | 0 | 0 | 0 | 0 | 0 | 0 | 0 | 0 | 0
F7_Commercial_Interruptible - College_Existing_Space Heating_Natural Gas_Green Roof - Vegetated Rooftop_A_Achievable Economic UCT Potential | F7 | Commercial | Interruptible - College | Existing | Space Heating | Natural Gas | Green Roof - Vegetated Rooftop | A | Cumulative Energy Savings (MWh or mTherms) | Achievable Economic UCT Potential | 0 | 0 | 0 | 0 | 0 | 0 | 0 | 0 | 0 | 0 | 0 | 0 | 0 | 0 | 0 | 0 | 0 | 0 | 0 | 0 | 0 | 0 | 0 | 0 | 0 | 0 | 0
F8_Commercial_Interruptible - College_Existing_Space Heating_Natural Gas_Green Roof - Vegetated Rooftop_A_Achievable Economic UCT Potential | F8 | Commercial | Interruptible - College | Existing | Space Heating | Natural Gas | Green Roof - Vegetated Rooftop | A | Cumulative Summer Peak Savings (MW) | Achievable Economic UCT Potential | 0 | 0 | 0 | 0 | 0 | 0 | 0 | 0 | 0 | 0 | 0 | 0 | 0 | 0 | 0 | 0 | 0 | 0 | 0 | 0 | 0 | 0 | 0 | 0 | 0 | 0 | 0
F9_Commercial_Interruptible - College_Existing_Space Heating_Natural Gas_Green Roof - Vegetated Rooftop_A_Achievable Economic UCT Potential | F9 | Commercial | Interruptible - College | Existing | Space Heating | Natural Gas | Green Roof - Vegetated Rooftop | A | Cumulative Winter Peak Savings (MW) | Achievable Economic UCT Potential | 0 | 0 | 0 | 0 | 0 | 0 | 0 | 0 | 0 | 0 | 0 | 0 | 0 | 0 | 0 | 0 | 0 | 0 | 0 | 0 | 0 | 0 | 0 | 0 | 0 | 0 | 0
F10_Commercial_Interruptible - College_Existing_Space Heating_Natural Gas_Green Roof - Vegetated Rooftop_A_Achievable Economic UCT Potential | F10 | Commercial | Interruptible - College | Existing | Space Heating | Natural Gas | Green Roof - Vegetated Rooftop | A | Purchases (Incremental) | Achievable Economic UCT Potential | 0 | 0 | 0 | 0 | 0 | 0 | 0 | 0 | 0 | 0 | 0 | 0 | 0 | 0 | 0 | 0 | 0 | 0 | 0 | 0 | 0 | 0 | 0 | 0 | 0 | 0 | 0
F11_Commercial_Interruptible - College_Existing_Space Heating_Natural Gas_Green Roof - Vegetated Rooftop_A_Achievable Economic UCT Potential | F11 | Commercial | Interruptible - College | Existing | Space Heating | Natural Gas | Green Roof - Vegetated Rooftop | A | Purchases (Cumulative) | Achievable Economic UCT Potential | 0 | 0 | 0 | 0 | 0 | 0 | 0 | 0 | 0 | 0 | 0 | 0 | 0 | 0 | 0 | 0 | 0 | 0 | 0 | 0 | 0 | 0 | 0 | 0 | 0 | 0 | 0
F1_Commercial_Interruptible - College_Existing_Space Heating_Natural Gas_Ducting - Repair and Sealing_A_Achievable Economic UCT Potential | F1 | Commercial | Interruptible - College | Existing | Space Heating | Natural Gas | Ducting - Repair and Sealing | A | Integrated Unit Energy Savings (kWh or therms) | Achievable Economic UCT Potential | 0 | 0 | 0.77446 | 0.77088 | 0.76611 | 0.76085 | 0.75519 | 0.74909 | 0.74254 | 0.73554 | 0.7281 | 0.72029 | 0.7122 | 0.70399 | 0.69583 | 0.68792 | 0.68041 | 0.67355 | 0.66736 | 0.66165 | 0.65649 | 0.65153 | 0.64758 | 0.64373 | 0.63997 | 0.63628 | 0.63267
F2_Commercial_Interruptible - College_Existing_Space Heating_Natural Gas_Ducting - Repair and Sealing_A_Achievable Economic UCT Potential | F2 | Commercial | Interruptible - College | Existing | Space Heating | Natural Gas | Ducting - Repair and Sealing | A | Integrated Unit Summer Peak Savings (kW) | Achievable Economic UCT Potential | 0 | 0 | 0 | 0 | 0 | 0 | 0 | 0 | 0 | 0 | 0 | 0 | 0 | 0 | 0 | 0 | 0 | 0 | 0 | 0 | 0 | 0 | 0 | 0 | 0 | 0 | 0
F3_Commercial_Interruptible - College_Existing_Space Heating_Natural Gas_Ducting - Repair and Sealing_A_Achievable Economic UCT Potential | F3 | Commercial | Interruptible - College | Existing | Space Heating | Natural Gas | Ducting - Repair and Sealing | A | Integrated Unit Winter Peak Savings (kW) | Achievable Economic UCT Potential | 0 | 0 | 0 | 0 | 0 | 0 | 0 | 0 | 0 | 0 | 0 | 0 | 0 | 0 | 0 | 0 | 0 | 0 | 0 | 0 | 0 | 0 | 0 | 0 | 0 | 0 | 0
F4_Commercial_Interruptible - College_Existing_Space Heating_Natural Gas_Ducting - Repair and Sealing_A_Achievable Economic UCT Potential | F4 | Commercial | Interruptible - College | Existing | Space Heating | Natural Gas | Ducting - Repair and Sealing | A | Incremental Energy Savings (MWh or mTherms) | Achievable Economic UCT Potential | 0 | 0 | 0.26279 | 0.14075 | 0.4732 | 0.76445 | 1.1517 | 1.6361 | 2.2061 | 2.833 | 3.4685 | 4.0463 | 4.4887 | 4.7201 | 4.6849 | 4.3661 | 3.7968 | 3.0595 | 2.2658 | 1.6459 | 0.66828 | 0.58849 | 0 | 0 | 0 | 0 | 0
F5_Commercial_Interruptible - College_Existing_Space Heating_Natural Gas_Ducting - Repair and Sealing_A_Achievable Economic UCT Potential | F5 | Commercial | Interruptible - College | Existing | Space Heating | Natural Gas | Ducting - Repair and Sealing | A | Incremental Summer Peak Savings (MW) | Achievable Economic UCT Potential | 0 | 0 | 0 | 0 | 0 | 0 | 0 | 0 | 0 | 0 | 0 | 0 | 0 | 0 | 0 | 0 | 0 | 0 | 0 | 0 | 0 | 0 | 0 | 0 | 0 | 0 | 0
F6_Commercial_Interruptible - College_Existing_Space Heating_Natural Gas_Ducting - Repair and Sealing_A_Achievable Economic UCT Potential | F6 | Commercial | Interruptible - College | Existing | Space Heating | Natural Gas | Ducting - Repair and Sealing | A | Incremental Winter Peak Savings (MW) | Achievable Economic UCT Potential | 0 | 0 | 0 | 0 | 0 | 0 | 0 | 0 | 0 | 0 | 0 | 0 | 0 | 0 | 0 | 0 | 0 | 0 | 0 | 0 | 0 | 0 | 0 | 0 | 0 | 0 | 0
F7_Commercial_Interruptible - College_Existing_Space Heating_Natural Gas_Ducting - Repair and Sealing_A_Achievable Economic UCT Potential | F7 | Commercial | Interruptible - College | Existing | Space Heating | Natural Gas | Ducting - Repair and Sealing | A | Cumulative Energy Savings (MWh or mTherms) | Achievable Economic UCT Potential | 0 | 0 | 0.26279 | 0.40233 | 0.87304 | 1.6315 | 2.771 | 4.3848 | 6.5526 | 9.3238 | 12.698 | 16.6081 | 20.9104 | 25.3894 | 29.7801 | 33.8074 | 37.2353 | 39.919 | 41.8185 | 43.1063 | 43.4385 | 43.6987 | 43.4336 | 43.1753 | 42.9231 | 42.6762 | 42.4341
F8_Commercial_Interruptible - College_Existing_Space Heating_Natural Gas_Ducting - Repair and Sealing_A_Achievable Economic UCT Potential | F8 | Commercial | Interruptible - College | Existing | Space Heating | Natural Gas | Ducting - Repair and Sealing | A | Cumulative Summer Peak Savings (MW) | Achievable Economic UCT Potential | 0 | 0 | 0 | 0 | 0 | 0 | 0 | 0 | 0 | 0 | 0 | 0 | 0 | 0 | 0 | 0 | 0 | 0 | 0 | 0 | 0 | 0 | 0 | 0 | 0 | 0 | 0
F9_Commercial_Interruptible - College_Existing_Space Heating_Natural Gas_Ducting - Repair and Sealing_A_Achievable Economic UCT Potential | F9 | Commercial | Interruptible - College | Existing | Space Heating | Natural Gas | Ducting - Repair and Sealing | A | Cumulative Winter Peak Savings (MW) | Achievable Economic UCT Potential | 0 | 0 | 0 | 0 | 0 | 0 | 0 | 0 | 0 | 0 | 0 | 0 | 0 | 0 | 0 | 0 | 0 | 0 | 0 | 0 | 0 | 0 | 0 | 0 | 0 | 0 | 0
F10_Commercial_Interruptible - College_Existing_Space Heating_Natural Gas_Ducting - Repair and Sealing_A_Achievable Economic UCT Potential | F10 | Commercial | Interruptible - College | Existing | Space Heating | Natural Gas | Ducting - Repair and Sealing | A | Purchases (Incremental) | Achievable Economic UCT Potential | 0 | 0 | 339.3218 | 182.5862 | 617.6711 | 1004.7267 | 1525.0348 | 2184.1757 | 2971.0788 | 3851.5912 | 4763.7545 | 5617.5982 | 6302.5801 | 6704.7586 | 6732.7501 | 6346.7524 | 5580.2149 | 4542.4032 | 3395.2241 | 2487.5569 | 1017.9653 | 903.2434 | 0 | 0 | 0 | 0 | 0
F11_Commercial_Interruptible - College_Existing_Space Heating_Natural Gas_Ducting - Repair and Sealing_A_Achievable Economic UCT Potential | F11 | Commercial | Interruptible - College | Existing | Space Heating | Natural Gas | Ducting - Repair and Sealing | A | Purchases (Cumulative) | Achievable Economic UCT Potential | 0 | 0 | 339.3218 | 521.908 | 1139.5791 | 2144.3058 | 3669.3406 | 5853.5164 | 8824.5952 | 12676.1864 | 17439.9409 | 23057.5391 | 29360.1193 | 36064.8779 | 42797.628 | 49144.3804 | 54724.5953 | 59266.9985 | 62662.2226 | 65149.7794 | 66167.7447 | 67070.9881 | 67070.9881 | 67070.9881 | 67070.9881 | 67070.9881 | 67070.9881
F1_Commercial_Interruptible - College_Existing_Space Heating_Natural Gas_Windows - High Efficiency Glazing_A_Achievable Economic UCT Potential | F1 | Commercial | Interruptible - College | Existing | Space Heating | Natural Gas | Windows - High Efficiency Glazing | A | Integrated Unit Energy Savings (kWh or therms) | Achievable Economic UCT Potential | 0 | 0 | 15.4195 | 15.2311 | 15.0044 | 14.7564 | 14.4853 | 14.1869 | 13.8602 | 13.5064 | 13.1289 | 12.7344 | 12.3389 | 11.9507 | 11.578 | 11.2287 | 10.9131 | 10.6534 | 10.4505 | 10.2775 | 10.1422 | 10.0155 | 9.9546 | 9.8953 | 9.8374 | 9.7807 | 9.7251
F2_Commercial_Interruptible - College_Existing_Space Heating_Natural Gas_Windows - High Efficiency Glazing_A_Achievable Economic UCT Potential | F2 | Commercial | Interruptible - College | Existing | Space Heating | Natural Gas | Windows - High Efficiency Glazing | A | Integrated Unit Summer Peak Savings (kW) | Achievable Economic UCT Potential | 0 | 0 | 0 | 0 | 0 | 0 | 0 | 0 | 0 | 0 | 0 | 0 | 0 | 0 | 0 | 0 | 0 | 0 | 0 | 0 | 0 | 0 | 0 | 0 | 0 | 0 | 0
F3_Commercial_Interruptible - College_Existing_Space Heating_Natural Gas_Windows - High Efficiency Glazing_A_Achievable Economic UCT Potential | F3 | Commercial | Interruptible - College | Existing | Space Heating | Natural Gas | Windows - High Efficiency Glazing | A | Integrated Unit Winter Peak Savings (kW) | Achievable Economic UCT Potential | 0 | 0 | 0 | 0 | 0 | 0 | 0 | 0 | 0 | 0 | 0 | 0 | 0 | 0 | 0 | 0 | 0 | 0 | 0 | 0 | 0 | 0 | 0 | 0 | 0 | 0 | 0
F4_Commercial_Interruptible - College_Existing_Space Heating_Natural Gas_Windows - High Efficiency Glazing_A_Achievable Economic UCT Potential | F4 | Commercial | Interruptible - College | Existing | Space Heating | Natural Gas | Windows - High Efficiency Glazing | A | Incremental Energy Savings (MWh or mTherms) | Achievable Economic UCT Potential | 0 | 0 | 0.12109 | 0.064363 | 0.21449 | 0.34314 | 0.51127 | 0.71716 | 0.95307 | 1.204 | 1.4475 | 1.6556 | 1.7998 | 1.8545 | 1.8041 | 1.6494 | 1.4094 | 1.12 | 0.82119 | 0.5917 | 0.3186 | 0.25169 | 0 | 0 | 0 | 0 | 0
F5_Commercial_Interruptible - College_Existing_Space Heating_Natural Gas_Windows - High Efficiency Glazing_A_Achievable Economic UCT Potential | F5 | Commercial | Interruptible - College | Existing | Space Heating | Natural Gas | Windows - High Efficiency Glazing | A | Incremental Summer Peak Savings (MW) | Achievable Economic UCT Potential | 0 | 0 | 0 | 0 | 0 | 0 | 0 | 0 | 0 | 0 | 0 | 0 | 0 | 0 | 0 | 0 | 0 | 0 | 0 | 0 | 0 | 0 | 0 | 0 | 0 | 0 | 0
F6_Commercial_Interruptible - College_Existing_Space Heating_Natural Gas_Windows - High Efficiency Glazing_A_Achievable Economic UCT Potential | F6 | Commercial | Interruptible - College | Existing | Space Heating | Natural Gas | Windows - High Efficiency Glazing | A | Incremental Winter Peak Savings (MW) | Achievable Economic UCT Potential | 0 | 0 | 0 | 0 | 0 | 0 | 0 | 0 | 0 | 0 | 0 | 0 | 0 | 0 | 0 | 0 | 0 | 0 | 0 | 0 | 0 | 0 | 0 | 0 | 0 | 0 | 0
F7_Commercial_Interruptible - College_Existing_Space Heating_Natural Gas_Windows - High Efficiency Glazing_A_Achievable Economic UCT Potential | F7 | Commercial | Interruptible - College | Existing | Space Heating | Natural Gas | Windows - High Efficiency Glazing | A | Cumulative Energy Savings (MWh or mTherms) | Achievable Economic UCT Potential | 0 | 0 | 0.12109 | 0.18398 | 0.39573 | 0.73233 | 1.2301 | 1.922 | 2.8308 | 3.9625 | 5.2992 | 6.7956 | 8.3844 | 9.9751 | 11.4681 | 12.7715 | 13.822 | 14.613 | 15.1559 | 15.4968 | 15.6112 | 15.668 | 15.5727 | 15.4799 | 15.3893 | 15.3006 | 15.2137
F8_Commercial_Interruptible - College_Existing_Space Heating_Natural Gas_Windows - High Efficiency Glazing_A_Achievable Economic UCT Potential | F8 | Commercial | Interruptible - College | Existing | Space Heating | Natural Gas | Windows - High Efficiency Glazing | A | Cumulative Summer Peak Savings (MW) | Achievable Economic UCT Potential | 0 | 0 | 0 | 0 | 0 | 0 | 0 | 0 | 0 | 0 | 0 | 0 | 0 | 0 | 0 | 0 | 0 | 0 | 0 | 0 | 0 | 0 | 0 | 0 | 0 | 0 | 0
F9_Commercial_Interruptible - College_Existing_Space Heating_Natural Gas_Windows - High Efficiency Glazing_A_Achievable Economic UCT Potential | F9 | Commercial | Interruptible - College | Existing | Space Heating | Natural Gas | Windows - High Efficiency Glazing | A | Cumulative Winter Peak Savings (MW) | Achievable Economic UCT Potential | 0 | 0 | 0 | 0 | 0 | 0 | 0 | 0 | 0 | 0 | 0 | 0 | 0 | 0 | 0 | 0 | 0 | 0 | 0 | 0 | 0 | 0 | 0 | 0 | 0 | 0 | 0
F10_Commercial_Interruptible - College_Existing_Space Heating_Natural Gas_Windows - High Efficiency Glazing_A_Achievable Economic UCT Potential | F10 | Commercial | Interruptible - College | Existing | Space Heating | Natural Gas | Windows - High Efficiency Glazing | A | Purchases (Incremental) | Achievable Economic UCT Potential | 0 | 0 | 7.8533 | 4.2258 | 14.2954 | 23.2534 | 35.2954 | 50.5506 | 68.7627 | 89.1413 | 110.2524 | 130.0138 | 145.8671 | 155.1751 | 155.8229 | 146.8894 | 129.1486 | 105.1295 | 78.5791 | 57.5721 | 31.4131 | 25.1305 | 0 | 0 | 0 | 0 | 0
F11_Commercial_Interruptible - College_Existing_Space Heating_Natural Gas_Windows - High Efficiency Glazing_A_Achievable Economic UCT Potential | F11 | Commercial | Interruptible - College | Existing | Space Heating | Natural Gas | Windows - High Efficiency Glazing | A | Purchases (Cumulative) | Achievable Economic UCT Potential | 0 | 0 | 7.8533 | 12.0791 | 26.3744 | 49.6279 | 84.9233 | 135.4739 | 204.2366 | 293.3779 | 403.6304 | 533.6442 | 679.5113 | 834.6863 | 990.5093 | 1137.3986 | 1266.5473 | 1371.6767 | 1450.2559 | 1507.828 | 1539.241 | 1564.3715 | 1564.3715 | 1564.3715 | 1564.3715 | 1564.3715 | 1564.3715
F1_Commercial_Interruptible - College_Existing_Space Heating_Natural Gas_Windows - Secondary Glazing Systems_A_Achievable Economic UCT Potential | F1 | Commercial | Interruptible - College | Existing | Space Heating | Natural Gas | Windows - Secondary Glazing Systems | A | Integrated Unit Energy Savings (kWh or therms) | Achievable Economic UCT Potential | 0 | 0 | 41.5511 | 41.0494 | 40.4588 | 39.8225 | 39.1396 | 38.4015 | 37.6084 | 36.7641 | 35.8768 | 34.9606 | 34.0523 | 33.166 | 32.3134 | 31.5069 | 30.7666 | 30.1508 | 29.6625 | 29.2337 | 28.8822 | 28.5481 | 28.3746 | 28.2055 | 28.0404 | 27.8788 | 27.7204
F2_Commercial_Interruptible - College_Existing_Space Heating_Natural Gas_Windows - Secondary Glazing Systems_A_Achievable Economic UCT Potential | F2 | Commercial | Interruptible - College | Existing | Space Heating | Natural Gas | Windows - Secondary Glazing Systems | A | Integrated Unit Summer Peak Savings (kW) | Achievable Economic UCT Potential | 0 | 0 | 0 | 0 | 0 | 0 | 0 | 0 | 0 | 0 | 0 | 0 | 0 | 0 | 0 | 0 | 0 | 0 | 0 | 0 | 0 | 0 | 0 | 0 | 0 | 0 | 0
F3_Commercial_Interruptible - College_Existing_Space Heating_Natural Gas_Windows - Secondary Glazing Systems_A_Achievable Economic UCT Potential | F3 | Commercial | Interruptible - College | Existing | Space Heating | Natural Gas | Windows - Secondary Glazing Systems | A | Integrated Unit Winter Peak Savings (kW) | Achievable Economic UCT Potential | 0 | 0 | 0 | 0 | 0 | 0 | 0 | 0 | 0 | 0 | 0 | 0 | 0 | 0 | 0 | 0 | 0 | 0 | 0 | 0 | 0 | 0 | 0 | 0 | 0 | 0 | 0
F4_Commercial_Interruptible - College_Existing_Space Heating_Natural Gas_Windows - Secondary Glazing Systems_A_Achievable Economic UCT Potential | F4 | Commercial | Interruptible - College | Existing | Space Heating | Natural Gas | Windows - Secondary Glazing Systems | A | Incremental Energy Savings (MWh or mTherms) | Achievable Economic UCT Potential | 0 | 0 | 0.32631 | 0.17347 | 0.57837 | 0.92601 | 1.3814 | 1.9412 | 2.5861 | 3.2772 | 3.9555 | 4.5454 | 4.9671 | 5.1465 | 5.0352 | 4.628 | 3.9735 | 3.1697 | 2.3309 | 1.683 | 0.90728 | 0.71743 | 0 | 0 | 0 | 0 | 0
F5_Commercial_Interruptible - College_Existing_Space Heating_Natural Gas_Windows - Secondary Glazing Systems_A_Achievable Economic UCT Potential | F5 | Commercial | Interruptible - College | Existing | Space Heating | Natural Gas | Windows - Secondary Glazing Systems | A | Incremental Summer Peak Savings (MW) | Achievable Economic UCT Potential | 0 | 0 | 0 | 0 | 0 | 0 | 0 | 0 | 0 | 0 | 0 | 0 | 0 | 0 | 0 | 0 | 0 | 0 | 0 | 0 | 0 | 0 | 0 | 0 | 0 | 0 | 0
F6_Commercial_Interruptible - College_Existing_Space Heating_Natural Gas_Windows - Secondary Glazing Systems_A_Achievable Economic UCT Potential | F6 | Commercial | Interruptible - College | Existing | Space Heating | Natural Gas | Windows - Secondary Glazing Systems | A | Incremental Winter Peak Savings (MW) | Achievable Economic UCT Potential | 0 | 0 | 0 | 0 | 0 | 0 | 0 | 0 | 0 | 0 | 0 | 0 | 0 | 0 | 0 | 0 | 0 | 0 | 0 | 0 | 0 | 0 | 0 | 0 | 0 | 0 | 0
F7_Commercial_Interruptible - College_Existing_Space Heating_Natural Gas_Windows - Secondary Glazing Systems_A_Achievable Economic UCT Potential | F7 | Commercial | Interruptible - College | Existing | Space Heating | Natural Gas | Windows - Secondary Glazing Systems | A | Cumulative Energy Savings (MWh or mTherms) | Achievable Economic UCT Potential | 0 | 0 | 0.32631 | 0.49584 | 1.0671 | 1.9763 | 3.3239 | 5.2024 | 7.681 | 10.7858 | 14.481 | 18.6565 | 23.1389 | 27.6832 | 32.0068 | 35.8359 | 38.9673 | 41.3572 | 43.0182 | 44.0794 | 44.4567 | 44.6599 | 44.3884 | 44.1239 | 43.8656 | 43.6129 | 43.365
F8_Commercial_Interruptible - College_Existing_Space Heating_Natural Gas_Windows - Secondary Glazing Systems_A_Achievable Economic UCT Potential | F8 | Commercial | Interruptible - College | Existing | Space Heating | Natural Gas | Windows - Secondary Glazing Systems | A | Cumulative Summer Peak Savings (MW) | Achievable Economic UCT Potential | 0 | 0 | 0 | 0 | 0 | 0 | 0 | 0 | 0 | 0 | 0 | 0 | 0 | 0 | 0 | 0 | 0 | 0 | 0 | 0 | 0 | 0 | 0 | 0 | 0 | 0 | 0
F9_Commercial_Interruptible - College_Existing_Space Heating_Natural Gas_Windows - Secondary Glazing Systems_A_Achievable Economic UCT Potential | F9 | Commercial | Interruptible - College | Existing | Space Heating | Natural Gas | Windows - Secondary Glazing Systems | A | Cumulative Winter Peak Savings (MW) | Achievable Economic UCT Potential | 0 | 0 | 0 | 0 | 0 | 0 | 0 | 0 | 0 | 0 | 0 | 0 | 0 | 0 | 0 | 0 | 0 | 0 | 0 | 0 | 0 | 0 | 0 | 0 | 0 | 0 | 0
F10_Commercial_Interruptible - College_Existing_Space Heating_Natural Gas_Windows - Secondary Glazing Systems_A_Achievable Economic UCT Potential | F10 | Commercial | Interruptible - College | Existing | Space Heating | Natural Gas | Windows - Secondary Glazing Systems | A | Purchases (Incremental) | Achievable Economic UCT Potential | 0 | 0 | 7.8533 | 4.2258 | 14.2954 | 23.2534 | 35.2954 | 50.5506 | 68.7627 | 89.1413 | 110.2524 | 130.0138 | 145.8671 | 155.1751 | 155.8229 | 146.8894 | 129.1486 | 105.1295 | 78.5791 | 57.5721 | 31.4131 | 25.1305 | 0 | 0 | 0 | 0 | 0
F11_Commercial_Interruptible - College_Existing_Space Heating_Natural Gas_Windows - Secondary Glazing Systems_A_Achievable Economic UCT Potential | F11 | Commercial | Interruptible - College | Existing | Space Heating | Natural Gas | Windows - Secondary Glazing Systems | A | Purchases (Cumulative) | Achievable Economic UCT Potential | 0 | 0 | 7.8533 | 12.0791 | 26.3744 | 49.6279 | 84.9233 | 135.4739 | 204.2366 | 293.3779 | 403.6304 | 533.6442 | 679.5113 | 834.6863 | 990.5093 | 1137.3986 | 1266.5473 | 1371.6767 | 1450.2559 | 1507.828 | 1539.241 | 1564.3715 | 1564.3715 | 1564.3715 | 1564.3715 | 1564.3715 | 1564.3715
F1_Commercial_Interruptible - College_Existing_Space Heating_Natural Gas_HVAC - Energy Recovery Ventilator_A_Achievable Economic UCT Potential | F1 | Commercial | Interruptible - College | Existing | Space Heating | Natural Gas | HVAC - Energy Recovery Ventilator | A | Integrated Unit Energy Savings (kWh or therms) | Achievable Economic UCT Potential | 0 | 0 | 0.57997 | 0.5757 | 0.5704 | 0.56463 | 0.55839 | 0.55163 | 0.54431 | 0.53641 | 0.52794 | 0.51898 | 0.50967 | 0.50024 | 0.49092 | 0.482 | 0.47369 | 0.46684 | 0.46149 | 0.45676 | 0.45288 | 0.44918 | 0.44645 | 0.44379 | 0.4412 | 0.43866 | 0.43617
F2_Commercial_Interruptible - College_Existing_Space Heating_Natural Gas_HVAC - Energy Recovery Ventilator_A_Achievable Economic UCT Potential | F2 | Commercial | Interruptible - College | Existing | Space Heating | Natural Gas | HVAC - Energy Recovery Ventilator | A | Integrated Unit Summer Peak Savings (kW) | Achievable Economic UCT Potential | 0 | 0 | 0 | 0 | 0 | 0 | 0 | 0 | 0 | 0 | 0 | 0 | 0 | 0 | 0 | 0 | 0 | 0 | 0 | 0 | 0 | 0 | 0 | 0 | 0 | 0 | 0
F3_Commercial_Interruptible - College_Existing_Space Heating_Natural Gas_HVAC - Energy Recovery Ventilator_A_Achievable Economic UCT Potential | F3 | Commercial | Interruptible - College | Existing | Space Heating | Natural Gas | HVAC - Energy Recovery Ventilator | A | Integrated Unit Winter Peak Savings (kW) | Achievable Economic UCT Potential | 0 | 0 | 0 | 0 | 0 | 0 | 0 | 0 | 0 | 0 | 0 | 0 | 0 | 0 | 0 | 0 | 0 | 0 | 0 | 0 | 0 | 0 | 0 | 0 | 0 | 0 | 0
F4_Commercial_Interruptible - College_Existing_Space Heating_Natural Gas_HVAC - Energy Recovery Ventilator_A_Achievable Economic UCT Potential | F4 | Commercial | Interruptible - College | Existing | Space Heating | Natural Gas | HVAC - Energy Recovery Ventilator | A | Incremental Energy Savings (MWh or mTherms) | Achievable Economic UCT Potential | 0 | 0 | 0.7618 | 1.5522 | 1.5379 | 1.5223 | 1.5055 | 1.4873 | 1.4675 | 1.4462 | 1.4234 | 1.3992 | 1.3742 | 1.3487 | 1.3236 | 1.2995 | 1.2771 | 1.2587 | 1.2442 | 1.2315 | 1.221 | 1.211 | 0 | 0 | 0 | 0 | 0
F5_Commercial_Interruptible - College_Existing_Space Heating_Natural Gas_HVAC - Energy Recovery Ventilator_A_Achievable Economic UCT Potential | F5 | Commercial | Interruptible - College | Existing | Space Heating | Natural Gas | HVAC - Energy Recovery Ventilator | A | Incremental Summer Peak Savings (MW) | Achievable Economic UCT Potential | 0 | 0 | 0 | 0 | 0 | 0 | 0 | 0 | 0 | 0 | 0 | 0 | 0 | 0 | 0 | 0 | 0 | 0 | 0 | 0 | 0 | 0 | 0 | 0 | 0 | 0 | 0
F6_Commercial_Interruptible - College_Existing_Space Heating_Natural Gas_HVAC - Energy Recovery Ventilator_A_Achievable Economic UCT Potential | F6 | Commercial | Interruptible - College | Existing | Space Heating | Natural Gas | HVAC - Energy Recovery Ventilator | A | Incremental Winter Peak Savings (MW) | Achievable Economic UCT Potential | 0 | 0 | 0 | 0 | 0 | 0 | 0 | 0 | 0 | 0 | 0 | 0 | 0 | 0 | 0 | 0 | 0 | 0 | 0 | 0 | 0 | 0 | 0 | 0 | 0 | 0 | 0
F7_Commercial_Interruptible - College_Existing_Space Heating_Natural Gas_HVAC - Energy Recovery Ventilator_A_Achievable Economic UCT Potential | F7 | Commercial | Interruptible - College | Existing | Space Heating | Natural Gas | HVAC - Energy Recovery Ventilator | A | Cumulative Energy Savings (MWh or mTherms) | Achievable Economic UCT Potential | 0 | 0 | 0.7618 | 2.3084 | 3.825 | 5.3086 | 6.7554 | 8.1609 | 9.5202 | 10.8282 | 12.0807 | 13.2749 | 14.411 | 15.4928 | 16.528 | 17.5271 | 18.5022 | 19.4931 | 20.5139 | 21.5352 | 22.5734 | 23.5999 | 23.4566 | 23.317 | 23.1806 | 23.0472 | 22.9163
F8_Commercial_Interruptible - College_Existing_Space Heating_Natural Gas_HVAC - Energy Recovery Ventilator_A_Achievable Economic UCT Potential | F8 | Commercial | Interruptible - College | Existing | Space Heating | Natural Gas | HVAC - Energy Recovery Ventilator | A | Cumulative Summer Peak Savings (MW) | Achievable Economic UCT Potential | 0 | 0 | 0 | 0 | 0 | 0 | 0 | 0 | 0 | 0 | 0 | 0 | 0 | 0 | 0 | 0 | 0 | 0 | 0 | 0 | 0 | 0 | 0 | 0 | 0 | 0 | 0
F9_Commercial_Interruptible - College_Existing_Space Heating_Natural Gas_HVAC - Energy Recovery Ventilator_A_Achievable Economic UCT Potential | F9 | Commercial | Interruptible - College | Existing | Space Heating | Natural Gas | HVAC - Energy Recovery Ventilator | A | Cumulative Winter Peak Savings (MW) | Achievable Economic UCT Potential | 0 | 0 | 0 | 0 | 0 | 0 | 0 | 0 | 0 | 0 | 0 | 0 | 0 | 0 | 0 | 0 | 0 | 0 | 0 | 0 | 0 | 0 | 0 | 0 | 0 | 0 | 0
F10_Commercial_Interruptible - College_Existing_Space Heating_Natural Gas_HVAC - Energy Recovery Ventilator_A_Achievable Economic UCT Potential | F10 | Commercial | Interruptible - College | Existing | Space Heating | Natural Gas | HVAC - Energy Recovery Ventilator | A | Purchases (Incremental) | Achievable Economic UCT Potential | 0 | 0 | 1313.5036 | 2696.139 | 2696.139 | 2696.139 | 2696.139 | 2696.139 | 2696.139 | 2696.139 | 2696.139 | 2696.139 | 2696.139 | 2696.139 | 2696.139 | 2696.139 | 2696.139 | 2696.139 | 2696.139 | 2696.139 | 2696.139 | 2696.139 | 0 | 0 | 0 | 0 | 0
F11_Commercial_Interruptible - College_Existing_Space Heating_Natural Gas_HVAC - Energy Recovery Ventilator_A_Achievable Economic UCT Potential | F11 | Commercial | Interruptible - College | Existing | Space Heating | Natural Gas | HVAC - Energy Recovery Ventilator | A | Purchases (Cumulative) | Achievable Economic UCT Potential | 0 | 0 | 1313.5036 | 4009.6426 | 6705.7816 | 9401.9206 | 12098.0596 | 14794.1986 | 17490.3376 | 20186.4766 | 22882.6156 | 25578.7546 | 28274.8937 | 30971.0327 | 33667.1717 | 36363.3107 | 39059.4497 | 41755.5887 | 44451.7277 | 47147.8667 | 49844.0057 | 52540.1447 | 52540.1447 | 52540.1447 | 52540.1447 | 52540.1447 | 52540.1447
F1_Commercial_Interruptible - College_Existing_Space Heating_Natural Gas_Building Shell - Air Sealing (Infiltration Control)_A_Achievable Economic UCT Potential | F1 | Commercial | Interruptible - College | Existing | Space Heating | Natural Gas | Building Shell - Air Sealing (Infiltration Control) | A | Integrated Unit Energy Savings (kWh or therms) | Achievable Economic UCT Potential | 0 | 0 | 31.2937 | 31.0224 | 30.6963 | 30.3453 | 29.9703 | 29.5682 | 29.1373 | 28.6763 | 28.186 | 27.6707 | 27.1383 | 26.6002 | 26.0701 | 25.5619 | 25.0878 | 24.6915 | 24.3756 | 24.0935 | 23.8567 | 23.6297 | 23.4863 | 23.3465 | 23.21 | 23.0764 | 22.9453
F2_Commercial_Interruptible - College_Existing_Space Heating_Natural Gas_Building Shell - Air Sealing (Infiltration Control)_A_Achievable Economic UCT Potential | F2 | Commercial | Interruptible - College | Existing | Space Heating | Natural Gas | Building Shell - Air Sealing (Infiltration Control) | A | Integrated Unit Summer Peak Savings (kW) | Achievable Economic UCT Potential | 0 | 0 | 0 | 0 | 0 | 0 | 0 | 0 | 0 | 0 | 0 | 0 | 0 | 0 | 0 | 0 | 0 | 0 | 0 | 0 | 0 | 0 | 0 | 0 | 0 | 0 | 0
F3_Commercial_Interruptible - College_Existing_Space Heating_Natural Gas_Building Shell - Air Sealing (Infiltration Control)_A_Achievable Economic UCT Potential | F3 | Commercial | Interruptible - College | Existing | Space Heating | Natural Gas | Building Shell - Air Sealing (Infiltration Control) | A | Integrated Unit Winter Peak Savings (kW) | Achievable Economic UCT Potential | 0 | 0 | 0 | 0 | 0 | 0 | 0 | 0 | 0 | 0 | 0 | 0 | 0 | 0 | 0 | 0 | 0 | 0 | 0 | 0 | 0 | 0 | 0 | 0 | 0 | 0 | 0
F4_Commercial_Interruptible - College_Existing_Space Heating_Natural Gas_Building Shell - Air Sealing (Infiltration Control)_A_Achievable Economic UCT Potential | F4 | Commercial | Interruptible - College | Existing | Space Heating | Natural Gas | Building Shell - Air Sealing (Infiltration Control) | A | Incremental Energy Savings (MWh or mTherms) | Achievable Economic UCT Potential | 0 | 0 | 0.0045839 | 0.0024452 | 0.0081849 | 0.013162 | 0.019731 | 0.027879 | 0.037371 | 0.04768 | 0.057963 | 0.067103 | 0.069861 | 0.074894 | 0.06882 | 0.058948 | 0.043918 | 0.025136 | 0.0044631 | 0 | 0 | 0 | 0 | 0 | 0 | 0 | 0
F5_Commercial_Interruptible - College_Existing_Space Heating_Natural Gas_Building Shell - Air Sealing (Infiltration Control)_A_Achievable Economic UCT Potential | F5 | Commercial | Interruptible - College | Existing | Space Heating | Natural Gas | Building Shell - Air Sealing (Infiltration Control) | A | Incremental Summer Peak Savings (MW) | Achievable Economic UCT Potential | 0 | 0 | 0 | 0 | 0 | 0 | 0 | 0 | 0 | 0 | 0 | 0 | 0 | 0 | 0 | 0 | 0 | 0 | 0 | 0 | 0 | 0 | 0 | 0 | 0 | 0 | 0
F6_Commercial_Interruptible - College_Existing_Space Heating_Natural Gas_Building Shell - Air Sealing (Infiltration Control)_A_Achievable Economic UCT Potential | F6 | Commercial | Interruptible - College | Existing | Space Heating | Natural Gas | Building Shell - Air Sealing (Infiltration Control) | A | Incremental Winter Peak Savings (MW) | Achievable Economic UCT Potential | 0 | 0 | 0 | 0 | 0 | 0 | 0 | 0 | 0 | 0 | 0 | 0 | 0 | 0 | 0 | 0 | 0 | 0 | 0 | 0 | 0 | 0 | 0 | 0 | 0 | 0 | 0
F7_Commercial_Interruptible - College_Existing_Space Heating_Natural Gas_Building Shell - Air Sealing (Infiltration Control)_A_Achievable Economic UCT Potential | F7 | Commercial | Interruptible - College | Existing | Space Heating | Natural Gas | Building Shell - Air Sealing (Infiltration Control) | A | Cumulative Energy Savings (MWh or mTherms) | Achievable Economic UCT Potential | 0 | 0 | 0.0045839 | 0.0069894 | 0.015101 | 0.02809 | 0.047473 | 0.074716 | 0.111 | 0.15692 | 0.2122 | 0.27543 | 0.33999 | 0.40814 | 0.46883 | 0.51864 | 0.55293 | 0.56934 | 0.56652 | 0.55996 | 0.55446 | 0.54918 | 0.54585 | 0.5426 | 0.53942 | 0.53632 | 0.53327
F8_Commercial_Interruptible - College_Existing_Space Heating_Natural Gas_Building Shell - Air Sealing (Infiltration Control)_A_Achievable Economic UCT Potential | F8 | Commercial | Interruptible - College | Existing | Space Heating | Natural Gas | Building Shell - Air Sealing (Infiltration Control) | A | Cumulative Summer Peak Savings (MW) | Achievable Economic UCT Potential | 0 | 0 | 0 | 0 | 0 | 0 | 0 | 0 | 0 | 0 | 0 | 0 | 0 | 0 | 0 | 0 | 0 | 0 | 0 | 0 | 0 | 0 | 0 | 0 | 0 | 0 | 0
F9_Commercial_Interruptible - College_Existing_Space Heating_Natural Gas_Building Shell - Air Sealing (Infiltration Control)_A_Achievable Economic UCT Potential | F9 | Commercial | Interruptible - College | Existing | Space Heating | Natural Gas | Building Shell - Air Sealing (Infiltration Control) | A | Cumulative Winter Peak Savings (MW) | Achievable Economic UCT Potential | 0 | 0 | 0 | 0 | 0 | 0 | 0 | 0 | 0 | 0 | 0 | 0 | 0 | 0 | 0 | 0 | 0 | 0 | 0 | 0 | 0 | 0 | 0 | 0 | 0 | 0 | 0
F10_Commercial_Interruptible - College_Existing_Space Heating_Natural Gas_Building Shell - Air Sealing (Infiltration Control)_A_Achievable Economic UCT Potential | F10 | Commercial | Interruptible - College | Existing | Space Heating | Natural Gas | Building Shell - Air Sealing (Infiltration Control) | A | Purchases (Incremental) | Achievable Economic UCT Potential | 0 | 0 | 0.14648 | 0.07882 | 0.26664 | 0.43373 | 0.65834 | 0.94288 | 1.2826 | 1.6627 | 2.0565 | 2.4251 | 2.5743 | 2.8155 | 2.6398 | 2.3061 | 1.7506 | 1.018 | 0.1831 | 0 | 0 | 0 | 0 | 0 | 0 | 0 | 0
F11_Commercial_Interruptible - College_Existing_Space Heating_Natural Gas_Building Shell - Air Sealing (Infiltration Control)_A_Achievable Economic UCT Potential | F11 | Commercial | Interruptible - College | Existing | Space Heating | Natural Gas | Building Shell - Air Sealing (Infiltration Control) | A | Purchases (Cumulative) | Achievable Economic UCT Potential | 0 | 0 | 0.14648 | 0.2253 | 0.49194 | 0.92567 | 1.584 | 2.5269 | 3.8095 | 5.4722 | 7.5286 | 9.9537 | 12.528 | 15.3435 | 17.9833 | 20.2894 | 22.04 | 23.058 | 23.2411 | 23.2411 | 23.2411 | 23.2411 | 23.2411 | 23.2411 | 23.2411 | 23.2411 | 23.2411
F1_Commercial_Interruptible - College_Existing_Space Heating_Natural Gas_Ventilation - Demand Controlled_A_Achievable Economic UCT Potential | F1 | Commercial | Interruptible - College | Existing | Space Heating | Natural Gas | Ventilation - Demand Controlled | A | Integrated Unit Energy Savings (kWh or therms) | Achievable Economic UCT Potential | 0 | 0 | 0.14263 | 0.1414 | 0.13991 | 0.13831 | 0.1366 | 0.13476 | 0.13279 | 0.13069 | 0.12844 | 0.12609 | 0.12365 | 0.12119 | 0.11877 | 0.11645 | 0.11428 | 0.11247 | 0.11103 | 0.10975 | 0.10867 | 0.10764 | 0.10698 | 0.10635 | 0.10572 | 0.10512 | 0.10452
F2_Commercial_Interruptible - College_Existing_Space Heating_Natural Gas_Ventilation - Demand Controlled_A_Achievable Economic UCT Potential | F2 | Commercial | Interruptible - College | Existing | Space Heating | Natural Gas | Ventilation - Demand Controlled | A | Integrated Unit Summer Peak Savings (kW) | Achievable Economic UCT Potential | 0 | 0 | 0 | 0 | 0 | 0 | 0 | 0 | 0 | 0 | 0 | 0 | 0 | 0 | 0 | 0 | 0 | 0 | 0 | 0 | 0 | 0 | 0 | 0 | 0 | 0 | 0
F3_Commercial_Interruptible - College_Existing_Space Heating_Natural Gas_Ventilation - Demand Controlled_A_Achievable Economic UCT Potential | F3 | Commercial | Interruptible - College | Existing | Space Heating | Natural Gas | Ventilation - Demand Controlled | A | Integrated Unit Winter Peak Savings (kW) | Achievable Economic UCT Potential | 0 | 0 | 0 | 0 | 0 | 0 | 0 | 0 | 0 | 0 | 0 | 0 | 0 | 0 | 0 | 0 | 0 | 0 | 0 | 0 | 0 | 0 | 0 | 0 | 0 | 0 | 0
F4_Commercial_Interruptible - College_Existing_Space Heating_Natural Gas_Ventilation - Demand Controlled_A_Achievable Economic UCT Potential | F4 | Commercial | Interruptible - College | Existing | Space Heating | Natural Gas | Ventilation - Demand Controlled | A | Incremental Energy Savings (MWh or mTherms) | Achievable Economic UCT Potential | 0 | 0 | 0.64448 | 0.78446 | 0.94985 | 1.09 | 1.2279 | 1.4163 | 1.531 | 1.5392 | 1.4256 | 1.203 | 0.35421 | 0 | 0 | 0 | 0 | 0 | 0 | 0 | 0 | 0 | 0 | 0 | 0 | 0 | 0
F5_Commercial_Interruptible - College_Existing_Space Heating_Natural Gas_Ventilation - Demand Controlled_A_Achievable Economic UCT Potential | F5 | Commercial | Interruptible - College | Existing | Space Heating | Natural Gas | Ventilation - Demand Controlled | A | Incremental Summer Peak Savings (MW) | Achievable Economic UCT Potential | 0 | 0 | 0 | 0 | 0 | 0 | 0 | 0 | 0 | 0 | 0 | 0 | 0 | 0 | 0 | 0 | 0 | 0 | 0 | 0 | 0 | 0 | 0 | 0 | 0 | 0 | 0
F6_Commercial_Interruptible - College_Existing_Space Heating_Natural Gas_Ventilation - Demand Controlled_A_Achievable Economic UCT Potential | F6 | Commercial | Interruptible - College | Existing | Space Heating | Natural Gas | Ventilation - Demand Controlled | A | Incremental Winter Peak Savings (MW) | Achievable Economic UCT Potential | 0 | 0 | 0 | 0 | 0 | 0 | 0 | 0 | 0 | 0 | 0 | 0 | 0 | 0 | 0 | 0 | 0 | 0 | 0 | 0 | 0 | 0 | 0 | 0 | 0 | 0 | 0
F7_Commercial_Interruptible - College_Existing_Space Heating_Natural Gas_Ventilation - Demand Controlled_A_Achievable Economic UCT Potential | F7 | Commercial | Interruptible - College | Existing | Space Heating | Natural Gas | Ventilation - Demand Controlled | A | Cumulative Energy Savings (MWh or mTherms) | Achievable Economic UCT Potential | 0 | 0 | 0.64448 | 1.4234 | 2.3582 | 3.4212 | 4.6068 | 5.9612 | 7.4051 | 8.8268 | 10.101 | 11.1187 | 11.2582 | 11.0342 | 10.8135 | 10.6021 | 10.405 | 10.2403 | 10.1093 | 9.9923 | 9.8941 | 9.7999 | 9.7404 | 9.6825 | 9.6259 | 9.5704 | 9.5161
F8_Commercial_Interruptible - College_Existing_Space Heating_Natural Gas_Ventilation - Demand Controlled_A_Achievable Economic UCT Potential | F8 | Commercial | Interruptible - College | Existing | Space Heating | Natural Gas | Ventilation - Demand Controlled | A | Cumulative Summer Peak Savings (MW) | Achievable Economic UCT Potential | 0 | 0 | 0 | 0 | 0 | 0 | 0 | 0 | 0 | 0 | 0 | 0 | 0 | 0 | 0 | 0 | 0 | 0 | 0 | 0 | 0 | 0 | 0 | 0 | 0 | 0 | 0
F9_Commercial_Interruptible - College_Existing_Space Heating_Natural Gas_Ventilation - Demand Controlled_A_Achievable Economic UCT Potential | F9 | Commercial | Interruptible - College | Existing | Space Heating | Natural Gas | Ventilation - Demand Controlled | A | Cumulative Winter Peak Savings (MW) | Achievable Economic UCT Potential | 0 | 0 | 0 | 0 | 0 | 0 | 0 | 0 | 0 | 0 | 0 | 0 | 0 | 0 | 0 | 0 | 0 | 0 | 0 | 0 | 0 | 0 | 0 | 0 | 0 | 0 | 0
F10_Commercial_Interruptible - College_Existing_Space Heating_Natural Gas_Ventilation - Demand Controlled_A_Achievable Economic UCT Potential | F10 | Commercial | Interruptible - College | Existing | Space Heating | Natural Gas | Ventilation - Demand Controlled | A | Purchases (Incremental) | Achievable Economic UCT Potential | 0 | 0 | 4518.4524 | 5547.939 | 6789.0538 | 7881.0217 | 8989.3032 | 10509.576 | 11529.1681 | 11777.8596 | 11099.2192 | 9540.7191 | 2864.5588 | 0 | 0 | 0 | 0 | 0 | 0 | 0 | 0 | 0 | 0 | 0 | 0 | 0 | 0
F11_Commercial_Interruptible - College_Existing_Space Heating_Natural Gas_Ventilation - Demand Controlled_A_Achievable Economic UCT Potential | F11 | Commercial | Interruptible - College | Existing | Space Heating | Natural Gas | Ventilation - Demand Controlled | A | Purchases (Cumulative) | Achievable Economic UCT Potential | 0 | 0 | 4518.4524 | 10066.3914 | 16855.4452 | 24736.4669 | 33725.7701 | 44235.3462 | 55764.5143 | 67542.3739 | 78641.5931 | 88182.3122 | 91046.871 | 91046.871 | 91046.871 | 91046.871 | 91046.871 | 91046.871 | 91046.871 | 91046.871 | 91046.871 | 91046.871 | 91046.871 | 91046.871 | 91046.871 | 91046.871 | 91046.871
F1_Commercial_Interruptible - College_Existing_Space Heating_Natural Gas_HVAC - Dedicated Outdoor Air System (DOAS)_A_Achievable Economic UCT Potential | F1 | Commercial | Interruptible - College | Existing | Space Heating | Natural Gas | HVAC - Dedicated Outdoor Air System (DOAS) | A | Integrated Unit Energy Savings (kWh or therms) | Achievable Economic UCT Potential | 0 | 0 | -0.1238 | -0.12337 | -0.12278 | -0.12214 | -0.12146 | -0.12077 | -0.12005 | -0.11931 | -0.11856 | -0.11781 | -0.11704 | -0.11628 | -0.11552 | -0.11477 | -0.11402 | -0.11328 | -0.11255 | -0.11184 | -0.11114 | -0.11045 | -0.10978 | -0.10913 | -0.10849 | -0.10787 | -0.10725
F2_Commercial_Interruptible - College_Existing_Space Heating_Natural Gas_HVAC - Dedicated Outdoor Air System (DOAS)_A_Achievable Economic UCT Potential | F2 | Commercial | Interruptible - College | Existing | Space Heating | Natural Gas | HVAC - Dedicated Outdoor Air System (DOAS) | A | Integrated Unit Summer Peak Savings (kW) | Achievable Economic UCT Potential | 0 | 0 | 0 | 0 | 0 | 0 | 0 | 0 | 0 | 0 | 0 | 0 | 0 | 0 | 0 | 0 | 0 | 0 | 0 | 0 | 0 | 0 | 0 | 0 | 0 | 0 | 0
F3_Commercial_Interruptible - College_Existing_Space Heating_Natural Gas_HVAC - Dedicated Outdoor Air System (DOAS)_A_Achievable Economic UCT Potential | F3 | Commercial | Interruptible - College | Existing | Space Heating | Natural Gas | HVAC - Dedicated Outdoor Air System (DOAS) | A | Integrated Unit Winter Peak Savings (kW) | Achievable Economic UCT Potential | 0 | 0 | 0 | 0 | 0 | 0 | 0 | 0 | 0 | 0 | 0 | 0 | 0 | 0 | 0 | 0 | 0 | 0 | 0 | 0 | 0 | 0 | 0 | 0 | 0 | 0 | 0
F4_Commercial_Interruptible - College_Existing_Space Heating_Natural Gas_HVAC - Dedicated Outdoor Air System (DOAS)_A_Achievable Economic UCT Potential | F4 | Commercial | Interruptible - College | Existing | Space Heating | Natural Gas | HVAC - Dedicated Outdoor Air System (DOAS) | A | Incremental Energy Savings (MWh or mTherms) | Achievable Economic UCT Potential | 0 | 0 | 0 | 0 | 0 | 0 | 0 | 0 | 0 | 0 | 0 | 0 | 0 | 0 | 0 | 0 | 0 | 0 | 0 | 0 | 0 | 0 | 0 | 0 | 0 | 0 | 0
F5_Commercial_Interruptible - College_Existing_Space Heating_Natural Gas_HVAC - Dedicated Outdoor Air System (DOAS)_A_Achievable Economic UCT Potential | F5 | Commercial | Interruptible - College | Existing | Space Heating | Natural Gas | HVAC - Dedicated Outdoor Air System (DOAS) | A | Incremental Summer Peak Savings (MW) | Achievable Economic UCT Potential | 0 | 0 | 0 | 0 | 0 | 0 | 0 | 0 | 0 | 0 | 0 | 0 | 0 | 0 | 0 | 0 | 0 | 0 | 0 | 0 | 0 | 0 | 0 | 0 | 0 | 0 | 0
F6_Commercial_Interruptible - College_Existing_Space Heating_Natural Gas_HVAC - Dedicated Outdoor Air System (DOAS)_A_Achievable Economic UCT Potential | F6 | Commercial | Interruptible - College | Existing | Space Heating | Natural Gas | HVAC - Dedicated Outdoor Air System (DOAS) | A | Incremental Winter Peak Savings (MW) | Achievable Economic UCT Potential | 0 | 0 | 0 | 0 | 0 | 0 | 0 | 0 | 0 | 0 | 0 | 0 | 0 | 0 | 0 | 0 | 0 | 0 | 0 | 0 | 0 | 0 | 0 | 0 | 0 | 0 | 0
F7_Commercial_Interruptible - College_Existing_Space Heating_Natural Gas_HVAC - Dedicated Outdoor Air System (DOAS)_A_Achievable Economic UCT Potential | F7 | Commercial | Interruptible - College | Existing | Space Heating | Natural Gas | HVAC - Dedicated Outdoor Air System (DOAS) | A | Cumulative Energy Savings (MWh or mTherms) | Achievable Economic UCT Potential | 0 | 0 | 0 | 0 | 0 | 0 | 0 | 0 | 0 | 0 | 0 | 0 | 0 | 0 | 0 | 0 | 0 | 0 | 0 | 0 | 0 | 0 | 0 | 0 | 0 | 0 | 0
F8_Commercial_Interruptible - College_Existing_Space Heating_Natural Gas_HVAC - Dedicated Outdoor Air System (DOAS)_A_Achievable Economic UCT Potential | F8 | Commercial | Interruptible - College | Existing | Space Heating | Natural Gas | HVAC - Dedicated Outdoor Air System (DOAS) | A | Cumulative Summer Peak Savings (MW) | Achievable Economic UCT Potential | 0 | 0 | 0 | 0 | 0 | 0 | 0 | 0 | 0 | 0 | 0 | 0 | 0 | 0 | 0 | 0 | 0 | 0 | 0 | 0 | 0 | 0 | 0 | 0 | 0 | 0 | 0
F9_Commercial_Interruptible - College_Existing_Space Heating_Natural Gas_HVAC - Dedicated Outdoor Air System (DOAS)_A_Achievable Economic UCT Potential | F9 | Commercial | Interruptible - College | Existing | Space Heating | Natural Gas | HVAC - Dedicated Outdoor Air System (DOAS) | A | Cumulative Winter Peak Savings (MW) | Achievable Economic UCT Potential | 0 | 0 | 0 | 0 | 0 | 0 | 0 | 0 | 0 | 0 | 0 | 0 | 0 | 0 | 0 | 0 | 0 | 0 | 0 | 0 | 0 | 0 | 0 | 0 | 0 | 0 | 0
F10_Commercial_Interruptible - College_Existing_Space Heating_Natural Gas_HVAC - Dedicated Outdoor Air System (DOAS)_A_Achievable Economic UCT Potential | F10 | Commercial | Interruptible - College | Existing | Space Heating | Natural Gas | HVAC - Dedicated Outdoor Air System (DOAS) | A | Purchases (Incremental) | Achievable Economic UCT Potential | 0 | 0 | 0 | 0 | 0 | 0 | 0 | 0 | 0 | 0 | 0 | 0 | 0 | 0 | 0 | 0 | 0 | 0 | 0 | 0 | 0 | 0 | 0 | 0 | 0 | 0 | 0
F11_Commercial_Interruptible - College_Existing_Space Heating_Natural Gas_HVAC - Dedicated Outdoor Air System (DOAS)_A_Achievable Economic UCT Potential | F11 | Commercial | Interruptible - College | Existing | Space Heating | Natural Gas | HVAC - Dedicated Outdoor Air System (DOAS) | A | Purchases (Cumulative) | Achievable Economic UCT Potential | 0 | 0 | 0 | 0 | 0 | 0 | 0 | 0 | 0 | 0 | 0 | 0 | 0 | 0 | 0 | 0 | 0 | 0 | 0 | 0 | 0 | 0 | 0 | 0 | 0 | 0 | 0
F1_Commercial_Interruptible - College_Existing_Space Heating_Natural Gas_Destratification Fans (HVLS)_A_Achievable Economic UCT Potential | F1 | Commercial | Interruptible - College | Existing | Space Heating | Natural Gas | Destratification Fans (HVLS) | A | Integrated Unit Energy Savings (kWh or therms) | Achievable Economic UCT Potential | 0 | 0 | 2888.0427 | 2857.9775 | 2821.6095 | 2781.9263 | 2738.8426 | 2691.7462 | 2640.6243 | 2585.7258 | 2527.6114 | 2467.2534 | 2407.2543 | 2348.608 | 2292.1491 | 2238.7674 | 2189.9169 | 2149.4807 | 2117.7073 | 2090.1037 | 2067.9511 | 2046.9843 | 2034.5494 | 2022.4344 | 2010.6033 | 1999.0246 | 1987.6694
F2_Commercial_Interruptible - College_Existing_Space Heating_Natural Gas_Destratification Fans (HVLS)_A_Achievable Economic UCT Potential | F2 | Commercial | Interruptible - College | Existing | Space Heating | Natural Gas | Destratification Fans (HVLS) | A | Integrated Unit Summer Peak Savings (kW) | Achievable Economic UCT Potential | 0 | 0 | 0 | 0 | 0 | 0 | 0 | 0 | 0 | 0 | 0 | 0 | 0 | 0 | 0 | 0 | 0 | 0 | 0 | 0 | 0 | 0 | 0 | 0 | 0 | 0 | 0
F3_Commercial_Interruptible - College_Existing_Space Heating_Natural Gas_Destratification Fans (HVLS)_A_Achievable Economic UCT Potential | F3 | Commercial | Interruptible - College | Existing | Space Heating | Natural Gas | Destratification Fans (HVLS) | A | Integrated Unit Winter Peak Savings (kW) | Achievable Economic UCT Potential | 0 | 0 | 0 | 0 | 0 | 0 | 0 | 0 | 0 | 0 | 0 | 0 | 0 | 0 | 0 | 0 | 0 | 0 | 0 | 0 | 0 | 0 | 0 | 0 | 0 | 0 | 0
F4_Commercial_Interruptible - College_Existing_Space Heating_Natural Gas_Destratification Fans (HVLS)_A_Achievable Economic UCT Potential | F4 | Commercial | Interruptible - College | Existing | Space Heating | Natural Gas | Destratification Fans (HVLS) | A | Incremental Energy Savings (MWh or mTherms) | Achievable Economic UCT Potential | 0 | 0 | 0.16351 | 0.33213 | 0.32791 | 0.3233 | 0.31829 | 0.31282 | 0.30687 | 0.30049 | 0.29374 | 0.28673 | 0.27975 | 0.27294 | 0.26638 | 0.26017 | 0.2545 | 0.1281 | 0 | 4.641e-16 | 2.8699e-17 | 0 | 0 | 0 | 0 | 0 | 0
F5_Commercial_Interruptible - College_Existing_Space Heating_Natural Gas_Destratification Fans (HVLS)_A_Achievable Economic UCT Potential | F5 | Commercial | Interruptible - College | Existing | Space Heating | Natural Gas | Destratification Fans (HVLS) | A | Incremental Summer Peak Savings (MW) | Achievable Economic UCT Potential | 0 | 0 | 0 | 0 | 0 | 0 | 0 | 0 | 0 | 0 | 0 | 0 | 0 | 0 | 0 | 0 | 0 | 0 | 0 | 0 | 0 | 0 | 0 | 0 | 0 | 0 | 0
F6_Commercial_Interruptible - College_Existing_Space Heating_Natural Gas_Destratification Fans (HVLS)_A_Achievable Economic UCT Potential | F6 | Commercial | Interruptible - College | Existing | Space Heating | Natural Gas | Destratification Fans (HVLS) | A | Incremental Winter Peak Savings (MW) | Achievable Economic UCT Potential | 0 | 0 | 0 | 0 | 0 | 0 | 0 | 0 | 0 | 0 | 0 | 0 | 0 | 0 | 0 | 0 | 0 | 0 | 0 | 0 | 0 | 0 | 0 | 0 | 0 | 0 | 0
F7_Commercial_Interruptible - College_Existing_Space Heating_Natural Gas_Destratification Fans (HVLS)_A_Achievable Economic UCT Potential | F7 | Commercial | Interruptible - College | Existing | Space Heating | Natural Gas | Destratification Fans (HVLS) | A | Cumulative Energy Savings (MWh or mTherms) | Achievable Economic UCT Potential | 0 | 0 | 0.16351 | 0.49394 | 0.81556 | 1.1274 | 1.4282 | 1.7165 | 1.9908 | 2.2499 | 2.493 | 2.7202 | 2.9338 | 3.1353 | 3.3263 | 3.509 | 3.6869 | 3.747 | 3.6916 | 3.6435 | 3.6048 | 3.5683 | 3.5466 | 3.5255 | 3.5049 | 3.4847 | 3.4649
F8_Commercial_Interruptible - College_Existing_Space Heating_Natural Gas_Destratification Fans (HVLS)_A_Achievable Economic UCT Potential | F8 | Commercial | Interruptible - College | Existing | Space Heating | Natural Gas | Destratification Fans (HVLS) | A | Cumulative Summer Peak Savings (MW) | Achievable Economic UCT Potential | 0 | 0 | 0 | 0 | 0 | 0 | 0 | 0 | 0 | 0 | 0 | 0 | 0 | 0 | 0 | 0 | 0 | 0 | 0 | 0 | 0 | 0 | 0 | 0 | 0 | 0 | 0
F9_Commercial_Interruptible - College_Existing_Space Heating_Natural Gas_Destratification Fans (HVLS)_A_Achievable Economic UCT Potential | F9 | Commercial | Interruptible - College | Existing | Space Heating | Natural Gas | Destratification Fans (HVLS) | A | Cumulative Winter Peak Savings (MW) | Achievable Economic UCT Potential | 0 | 0 | 0 | 0 | 0 | 0 | 0 | 0 | 0 | 0 | 0 | 0 | 0 | 0 | 0 | 0 | 0 | 0 | 0 | 0 | 0 | 0 | 0 | 0 | 0 | 0 | 0
F10_Commercial_Interruptible - College_Existing_Space Heating_Natural Gas_Destratification Fans (HVLS)_A_Achievable Economic UCT Potential | F10 | Commercial | Interruptible - College | Existing | Space Heating | Natural Gas | Destratification Fans (HVLS) | A | Purchases (Incremental) | Achievable Economic UCT Potential | 0 | 0 | 0.056617 | 0.11621 | 0.11621 | 0.11621 | 0.11621 | 0.11621 | 0.11621 | 0.11621 | 0.11621 | 0.11621 | 0.11621 | 0.11621 | 0.11621 | 0.11621 | 0.11621 | 0.059596 | 0 | 2.2204e-16 | 1.3878e-17 | 0 | 0 | 0 | 0 | 0 | 0
F11_Commercial_Interruptible - College_Existing_Space Heating_Natural Gas_Destratification Fans (HVLS)_A_Achievable Economic UCT Potential | F11 | Commercial | Interruptible - College | Existing | Space Heating | Natural Gas | Destratification Fans (HVLS) | A | Purchases (Cumulative) | Achievable Economic UCT Potential | 0 | 0 | 0.056617 | 0.17283 | 0.28904 | 0.40526 | 0.52147 | 0.63768 | 0.75389 | 0.87011 | 0.98632 | 1.1025 | 1.2187 | 1.335 | 1.4512 | 1.5674 | 1.6836 | 1.7432 | 1.7432 | 1.7432 | 1.7432 | 1.7432 | 1.7432 | 1.7432 | 1.7432 | 1.7432 | 1.7432
F1_Commercial_Interruptible - College_Existing_Space Heating_Natural Gas_Gas Boiler - Maintenance_A_Achievable Economic UCT Potential | F1 | Commercial | Interruptible - College | Existing | Space Heating | Natural Gas | Gas Boiler - Maintenance | A | Integrated Unit Energy Savings (kWh or therms) | Achievable Economic UCT Potential | 0 | 0 | 0.647 | 0.63859 | 0.62841 | 0.61722 | 0.60493 | 0.59164 | 0.57709 | 0.56139 | 0.54474 | 0.5275 | 0.5102 | 0.49321 | 0.47692 | 0.46171 | 0.44805 | 0.43686 | 0.42818 | 0.42085 | 0.4152 | 0.40995 | 0.40752 | 0.40515 | 0.40283 | 0.40056 | 0.39833
F2_Commercial_Interruptible - College_Existing_Space Heating_Natural Gas_Gas Boiler - Maintenance_A_Achievable Economic UCT Potential | F2 | Commercial | Interruptible - College | Existing | Space Heating | Natural Gas | Gas Boiler - Maintenance | A | Integrated Unit Summer Peak Savings (kW) | Achievable Economic UCT Potential | 0 | 0 | 0 | 0 | 0 | 0 | 0 | 0 | 0 | 0 | 0 | 0 | 0 | 0 | 0 | 0 | 0 | 0 | 0 | 0 | 0 | 0 | 0 | 0 | 0 | 0 | 0
F3_Commercial_Interruptible - College_Existing_Space Heating_Natural Gas_Gas Boiler - Maintenance_A_Achievable Economic UCT Potential | F3 | Commercial | Interruptible - College | Existing | Space Heating | Natural Gas | Gas Boiler - Maintenance | A | Integrated Unit Winter Peak Savings (kW) | Achievable Economic UCT Potential | 0 | 0 | 0 | 0 | 0 | 0 | 0 | 0 | 0 | 0 | 0 | 0 | 0 | 0 | 0 | 0 | 0 | 0 | 0 | 0 | 0 | 0 | 0 | 0 | 0 | 0 | 0
F4_Commercial_Interruptible - College_Existing_Space Heating_Natural Gas_Gas Boiler - Maintenance_A_Achievable Economic UCT Potential | F4 | Commercial | Interruptible - College | Existing | Space Heating | Natural Gas | Gas Boiler - Maintenance | A | Incremental Energy Savings (MWh or mTherms) | Achievable Economic UCT Potential | 0 | 0 | 0 | 0.19349 | 0.19041 | 0.18702 | 3.4386e-17 | 0 | 0 | 0 | 0 | 0 | 0 | 0 | 0 | 0 | 0 | 0 | 0 | 0 | 0 | 0 | 0 | 0 | 0 | 0 | 0
F5_Commercial_Interruptible - College_Existing_Space Heating_Natural Gas_Gas Boiler - Maintenance_A_Achievable Economic UCT Potential | F5 | Commercial | Interruptible - College | Existing | Space Heating | Natural Gas | Gas Boiler - Maintenance | A | Incremental Summer Peak Savings (MW) | Achievable Economic UCT Potential | 0 | 0 | 0 | 0 | 0 | 0 | 0 | 0 | 0 | 0 | 0 | 0 | 0 | 0 | 0 | 0 | 0 | 0 | 0 | 0 | 0 | 0 | 0 | 0 | 0 | 0 | 0
F6_Commercial_Interruptible - College_Existing_Space Heating_Natural Gas_Gas Boiler - Maintenance_A_Achievable Economic UCT Potential | F6 | Commercial | Interruptible - College | Existing | Space Heating | Natural Gas | Gas Boiler - Maintenance | A | Incremental Winter Peak Savings (MW) | Achievable Economic UCT Potential | 0 | 0 | 0 | 0 | 0 | 0 | 0 | 0 | 0 | 0 | 0 | 0 | 0 | 0 | 0 | 0 | 0 | 0 | 0 | 0 | 0 | 0 | 0 | 0 | 0 | 0 | 0
F7_Commercial_Interruptible - College_Existing_Space Heating_Natural Gas_Gas Boiler - Maintenance_A_Achievable Economic UCT Potential | F7 | Commercial | Interruptible - College | Existing | Space Heating | Natural Gas | Gas Boiler - Maintenance | A | Cumulative Energy Savings (MWh or mTherms) | Achievable Economic UCT Potential | 0 | 0 | 0 | 0.19349 | 0.38082 | 0.56105 | 0.54988 | 0.5378 | 0.52458 | 0.51031 | 0.49517 | 0.47949 | 0.46377 | 0.44833 | 0.43352 | 0.4197 | 0.40728 | 0.39711 | 0.38921 | 0.38255 | 0.37742 | 0.37264 | 0.37044 | 0.36828 | 0.36617 | 0.36411 | 0.36208
F8_Commercial_Interruptible - College_Existing_Space Heating_Natural Gas_Gas Boiler - Maintenance_A_Achievable Economic UCT Potential | F8 | Commercial | Interruptible - College | Existing | Space Heating | Natural Gas | Gas Boiler - Maintenance | A | Cumulative Summer Peak Savings (MW) | Achievable Economic UCT Potential | 0 | 0 | 0 | 0 | 0 | 0 | 0 | 0 | 0 | 0 | 0 | 0 | 0 | 0 | 0 | 0 | 0 | 0 | 0 | 0 | 0 | 0 | 0 | 0 | 0 | 0 | 0
F9_Commercial_Interruptible - College_Existing_Space Heating_Natural Gas_Gas Boiler - Maintenance_A_Achievable Economic UCT Potential | F9 | Commercial | Interruptible - College | Existing | Space Heating | Natural Gas | Gas Boiler - Maintenance | A | Cumulative Winter Peak Savings (MW) | Achievable Economic UCT Potential | 0 | 0 | 0 | 0 | 0 | 0 | 0 | 0 | 0 | 0 | 0 | 0 | 0 | 0 | 0 | 0 | 0 | 0 | 0 | 0 | 0 | 0 | 0 | 0 | 0 | 0 | 0
F10_Commercial_Interruptible - College_Existing_Space Heating_Natural Gas_Gas Boiler - Maintenance_A_Achievable Economic UCT Potential | F10 | Commercial | Interruptible - College | Existing | Space Heating | Natural Gas | Gas Boiler - Maintenance | A | Purchases (Incremental) | Achievable Economic UCT Potential | 0 | 0 | 0 | 303.0003 | 303.0003 | 303.0003 | 5.6843e-14 | 0 | 0 | 0 | 0 | 0 | 0 | 0 | 0 | 0 | 0 | 0 | 0 | 0 | 0 | 0 | 0 | 0 | 0 | 0 | 0
F11_Commercial_Interruptible - College_Existing_Space Heating_Natural Gas_Gas Boiler - Maintenance_A_Achievable Economic UCT Potential | F11 | Commercial | Interruptible - College | Existing | Space Heating | Natural Gas | Gas Boiler - Maintenance | A | Purchases (Cumulative) | Achievable Economic UCT Potential | 0 | 0 | 0 | 303.0003 | 606.0005 | 909.0008 | 909.0008 | 909.0008 | 909.0008 | 909.0008 | 909.0008 | 909.0008 | 909.0008 | 909.0008 | 909.0008 | 909.0008 | 909.0008 | 909.0008 | 909.0008 | 909.0008 | 909.0008 | 909.0008 | 909.0008 | 909.0008 | 909.0008 | 909.0008 | 909.0008
F1_Commercial_Interruptible - College_Existing_Space Heating_Natural Gas_Gas Furnace - Maintenance_A_Achievable Economic UCT Potential | F1 | Commercial | Interruptible - College | Existing | Space Heating | Natural Gas | Gas Furnace - Maintenance | A | Integrated Unit Energy Savings (kWh or therms) | Achievable Economic UCT Potential | 0 | 0 | 0.25915 | 0.2559 | 0.25187 | 0.24734 | 0.24233 | 0.23683 | 0.23075 | 0.22414 | 0.21709 | 0.20975 | 0.20237 | 0.19508 | 0.18806 | 0.18146 | 0.17546 | 0.17043 | 0.16638 | 0.16291 | 0.16014 | 0.15757 | 0.15614 | 0.15477 | 0.15346 | 0.1522 | 0.15099
F2_Commercial_Interruptible - College_Existing_Space Heating_Natural Gas_Gas Furnace - Maintenance_A_Achievable Economic UCT Potential | F2 | Commercial | Interruptible - College | Existing | Space Heating | Natural Gas | Gas Furnace - Maintenance | A | Integrated Unit Summer Peak Savings (kW) | Achievable Economic UCT Potential | 0 | 0 | 0 | 0 | 0 | 0 | 0 | 0 | 0 | 0 | 0 | 0 | 0 | 0 | 0 | 0 | 0 | 0 | 0 | 0 | 0 | 0 | 0 | 0 | 0 | 0 | 0
F3_Commercial_Interruptible - College_Existing_Space Heating_Natural Gas_Gas Furnace - Maintenance_A_Achievable Economic UCT Potential | F3 | Commercial | Interruptible - College | Existing | Space Heating | Natural Gas | Gas Furnace - Maintenance | A | Integrated Unit Winter Peak Savings (kW) | Achievable Economic UCT Potential | 0 | 0 | 0 | 0 | 0 | 0 | 0 | 0 | 0 | 0 | 0 | 0 | 0 | 0 | 0 | 0 | 0 | 0 | 0 | 0 | 0 | 0 | 0 | 0 | 0 | 0 | 0
F4_Commercial_Interruptible - College_Existing_Space Heating_Natural Gas_Gas Furnace - Maintenance_A_Achievable Economic UCT Potential | F4 | Commercial | Interruptible - College | Existing | Space Heating | Natural Gas | Gas Furnace - Maintenance | A | Incremental Energy Savings (MWh or mTherms) | Achievable Economic UCT Potential | 0 | 0 | 0 | 0 | 0 | 0 | 0 | 0 | 0 | 0 | 0 | 0 | 0 | 0 | 0 | 0 | 0 | 0 | 0 | 0 | 0 | 0 | 0 | 0 | 0 | 0 | 0
F5_Commercial_Interruptible - College_Existing_Space Heating_Natural Gas_Gas Furnace - Maintenance_A_Achievable Economic UCT Potential | F5 | Commercial | Interruptible - College | Existing | Space Heating | Natural Gas | Gas Furnace - Maintenance | A | Incremental Summer Peak Savings (MW) | Achievable Economic UCT Potential | 0 | 0 | 0 | 0 | 0 | 0 | 0 | 0 | 0 | 0 | 0 | 0 | 0 | 0 | 0 | 0 | 0 | 0 | 0 | 0 | 0 | 0 | 0 | 0 | 0 | 0 | 0
F6_Commercial_Interruptible - College_Existing_Space Heating_Natural Gas_Gas Furnace - Maintenance_A_Achievable Economic UCT Potential | F6 | Commercial | Interruptible - College | Existing | Space Heating | Natural Gas | Gas Furnace - Maintenance | A | Incremental Winter Peak Savings (MW) | Achievable Economic UCT Potential | 0 | 0 | 0 | 0 | 0 | 0 | 0 | 0 | 0 | 0 | 0 | 0 | 0 | 0 | 0 | 0 | 0 | 0 | 0 | 0 | 0 | 0 | 0 | 0 | 0 | 0 | 0
F7_Commercial_Interruptible - College_Existing_Space Heating_Natural Gas_Gas Furnace - Maintenance_A_Achievable Economic UCT Potential | F7 | Commercial | Interruptible - College | Existing | Space Heating | Natural Gas | Gas Furnace - Maintenance | A | Cumulative Energy Savings (MWh or mTherms) | Achievable Economic UCT Potential | 0 | 0 | 0 | 0 | 0 | 0 | 0 | 0 | 0 | 0 | 0 | 0 | 0 | 0 | 0 | 0 | 0 | 0 | 0 | 0 | 0 | 0 | 0 | 0 | 0 | 0 | 0
F8_Commercial_Interruptible - College_Existing_Space Heating_Natural Gas_Gas Furnace - Maintenance_A_Achievable Economic UCT Potential | F8 | Commercial | Interruptible - College | Existing | Space Heating | Natural Gas | Gas Furnace - Maintenance | A | Cumulative Summer Peak Savings (MW) | Achievable Economic UCT Potential | 0 | 0 | 0 | 0 | 0 | 0 | 0 | 0 | 0 | 0 | 0 | 0 | 0 | 0 | 0 | 0 | 0 | 0 | 0 | 0 | 0 | 0 | 0 | 0 | 0 | 0 | 0
F9_Commercial_Interruptible - College_Existing_Space Heating_Natural Gas_Gas Furnace - Maintenance_A_Achievable Economic UCT Potential | F9 | Commercial | Interruptible - College | Existing | Space Heating | Natural Gas | Gas Furnace - Maintenance | A | Cumulative Winter Peak Savings (MW) | Achievable Economic UCT Potential | 0 | 0 | 0 | 0 | 0 | 0 | 0 | 0 | 0 | 0 | 0 | 0 | 0 | 0 | 0 | 0 | 0 | 0 | 0 | 0 | 0 | 0 | 0 | 0 | 0 | 0 | 0
F10_Commercial_Interruptible - College_Existing_Space Heating_Natural Gas_Gas Furnace - Maintenance_A_Achievable Economic UCT Potential | F10 | Commercial | Interruptible - College | Existing | Space Heating | Natural Gas | Gas Furnace - Maintenance | A | Purchases (Incremental) | Achievable Economic UCT Potential | 0 | 0 | 0 | 0 | 0 | 0 | 0 | 0 | 0 | 0 | 0 | 0 | 0 | 0 | 0 | 0 | 0 | 0 | 0 | 0 | 0 | 0 | 0 | 0 | 0 | 0 | 0
F11_Commercial_Interruptible - College_Existing_Space Heating_Natural Gas_Gas Furnace - Maintenance_A_Achievable Economic UCT Potential | F11 | Commercial | Interruptible - College | Existing | Space Heating | Natural Gas | Gas Furnace - Maintenance | A | Purchases (Cumulative) | Achievable Economic UCT Potential | 0 | 0 | 0 | 0 | 0 | 0 | 0 | 0 | 0 | 0 | 0 | 0 | 0 | 0 | 0 | 0 | 0 | 0 | 0 | 0 | 0 | 0 | 0 | 0 | 0 | 0 | 0
F1_Commercial_Interruptible - College_Existing_Space Heating_Natural Gas_Gas Boiler - Hot Water Reset_A_Achievable Economic UCT Potential | F1 | Commercial | Interruptible - College | Existing | Space Heating | Natural Gas | Gas Boiler - Hot Water Reset | A | Integrated Unit Energy Savings (kWh or therms) | Achievable Economic UCT Potential | 0 | 0 | 1157.0857 | 1153.0197 | 1147.4757 | 1141.4707 | 1135.1963 | 1128.7026 | 1122.0362 | 1115.2395 | 1108.3511 | 1101.4051 | 1094.4312 | 1087.4626 | 1080.5263 | 1073.6453 | 1066.8392 | 1060.1252 | 1053.5182 | 1047.0165 | 1040.6317 | 1034.3519 | 1028.239 | 1022.274 | 1016.4397 | 1010.7211 | 1005.1045
F2_Commercial_Interruptible - College_Existing_Space Heating_Natural Gas_Gas Boiler - Hot Water Reset_A_Achievable Economic UCT Potential | F2 | Commercial | Interruptible - College | Existing | Space Heating | Natural Gas | Gas Boiler - Hot Water Reset | A | Integrated Unit Summer Peak Savings (kW) | Achievable Economic UCT Potential | 0 | 0 | 0 | 0 | 0 | 0 | 0 | 0 | 0 | 0 | 0 | 0 | 0 | 0 | 0 | 0 | 0 | 0 | 0 | 0 | 0 | 0 | 0 | 0 | 0 | 0 | 0
F3_Commercial_Interruptible - College_Existing_Space Heating_Natural Gas_Gas Boiler - Hot Water Reset_A_Achievable Economic UCT Potential | F3 | Commercial | Interruptible - College | Existing | Space Heating | Natural Gas | Gas Boiler - Hot Water Reset | A | Integrated Unit Winter Peak Savings (kW) | Achievable Economic UCT Potential | 0 | 0 | 0 | 0 | 0 | 0 | 0 | 0 | 0 | 0 | 0 | 0 | 0 | 0 | 0 | 0 | 0 | 0 | 0 | 0 | 0 | 0 | 0 | 0 | 0 | 0 | 0
F4_Commercial_Interruptible - College_Existing_Space Heating_Natural Gas_Gas Boiler - Hot Water Reset_A_Achievable Economic UCT Potential | F4 | Commercial | Interruptible - College | Existing | Space Heating | Natural Gas | Gas Boiler - Hot Water Reset | A | Incremental Energy Savings (MWh or mTherms) | Achievable Economic UCT Potential | 0 | 0 | 0.40068 | 0.81957 | 0.81563 | 0.81136 | 0.8069 | 0.80228 | 0.79754 | 0.79271 | 0.78782 | 0.78288 | 0.77792 | 0.77297 | 0.76804 | 0.76315 | 0.75831 | 0.75354 | 0.74884 | 0.74422 | 0.73968 | 0.73522 | 0 | 0 | 0 | 0 | 0
F5_Commercial_Interruptible - College_Existing_Space Heating_Natural Gas_Gas Boiler - Hot Water Reset_A_Achievable Economic UCT Potential | F5 | Commercial | Interruptible - College | Existing | Space Heating | Natural Gas | Gas Boiler - Hot Water Reset | A | Incremental Summer Peak Savings (MW) | Achievable Economic UCT Potential | 0 | 0 | 0 | 0 | 0 | 0 | 0 | 0 | 0 | 0 | 0 | 0 | 0 | 0 | 0 | 0 | 0 | 0 | 0 | 0 | 0 | 0 | 0 | 0 | 0 | 0 | 0
F6_Commercial_Interruptible - College_Existing_Space Heating_Natural Gas_Gas Boiler - Hot Water Reset_A_Achievable Economic UCT Potential | F6 | Commercial | Interruptible - College | Existing | Space Heating | Natural Gas | Gas Boiler - Hot Water Reset | A | Incremental Winter Peak Savings (MW) | Achievable Economic UCT Potential | 0 | 0 | 0 | 0 | 0 | 0 | 0 | 0 | 0 | 0 | 0 | 0 | 0 | 0 | 0 | 0 | 0 | 0 | 0 | 0 | 0 | 0 | 0 | 0 | 0 | 0 | 0
F7_Commercial_Interruptible - College_Existing_Space Heating_Natural Gas_Gas Boiler - Hot Water Reset_A_Achievable Economic UCT Potential | F7 | Commercial | Interruptible - College | Existing | Space Heating | Natural Gas | Gas Boiler - Hot Water Reset | A | Cumulative Energy Savings (MWh or mTherms) | Achievable Economic UCT Potential | 0 | 0 | 0.40068 | 1.2188 | 2.0286 | 2.8293 | 3.6207 | 4.4023 | 5.1738 | 5.9352 | 6.6863 | 7.4273 | 8.1582 | 8.8792 | 9.5906 | 10.2927 | 10.9858 | 11.6702 | 12.3463 | 13.0143 | 13.6746 | 14.3273 | 14.2426 | 14.16 | 14.0792 | 14 | 13.9222
F8_Commercial_Interruptible - College_Existing_Space Heating_Natural Gas_Gas Boiler - Hot Water Reset_A_Achievable Economic UCT Potential | F8 | Commercial | Interruptible - College | Existing | Space Heating | Natural Gas | Gas Boiler - Hot Water Reset | A | Cumulative Summer Peak Savings (MW) | Achievable Economic UCT Potential | 0 | 0 | 0 | 0 | 0 | 0 | 0 | 0 | 0 | 0 | 0 | 0 | 0 | 0 | 0 | 0 | 0 | 0 | 0 | 0 | 0 | 0 | 0 | 0 | 0 | 0 | 0
F9_Commercial_Interruptible - College_Existing_Space Heating_Natural Gas_Gas Boiler - Hot Water Reset_A_Achievable Economic UCT Potential | F9 | Commercial | Interruptible - College | Existing | Space Heating | Natural Gas | Gas Boiler - Hot Water Reset | A | Cumulative Winter Peak Savings (MW) | Achievable Economic UCT Potential | 0 | 0 | 0 | 0 | 0 | 0 | 0 | 0 | 0 | 0 | 0 | 0 | 0 | 0 | 0 | 0 | 0 | 0 | 0 | 0 | 0 | 0 | 0 | 0 | 0 | 0 | 0
F10_Commercial_Interruptible - College_Existing_Space Heating_Natural Gas_Gas Boiler - Hot Water Reset_A_Achievable Economic UCT Potential | F10 | Commercial | Interruptible - College | Existing | Space Heating | Natural Gas | Gas Boiler - Hot Water Reset | A | Purchases (Incremental) | Achievable Economic UCT Potential | 0 | 0 | 0.34629 | 0.7108 | 0.7108 | 0.7108 | 0.7108 | 0.7108 | 0.7108 | 0.7108 | 0.7108 | 0.7108 | 0.7108 | 0.7108 | 0.7108 | 0.7108 | 0.7108 | 0.7108 | 0.7108 | 0.7108 | 0.7108 | 0.7108 | 0 | 0 | 0 | 0 | 0
F11_Commercial_Interruptible - College_Existing_Space Heating_Natural Gas_Gas Boiler - Hot Water Reset_A_Achievable Economic UCT Potential | F11 | Commercial | Interruptible - College | Existing | Space Heating | Natural Gas | Gas Boiler - Hot Water Reset | A | Purchases (Cumulative) | Achievable Economic UCT Potential | 0 | 0 | 0.34629 | 1.0571 | 1.7679 | 2.4787 | 3.1895 | 3.9003 | 4.6111 | 5.3219 | 6.0327 | 6.7435 | 7.4543 | 8.1651 | 8.8759 | 9.5867 | 10.2975 | 11.0083 | 11.7191 | 12.4299 | 13.1407 | 13.8515 | 13.8515 | 13.8515 | 13.8515 | 13.8515 | 13.8515
F1_Commercial_Interruptible - College_Existing_Space Heating_Natural Gas_Gas Boiler - Steam Trap Replacement_A_Achievable Economic UCT Potential | F1 | Commercial | Interruptible - College | Existing | Space Heating | Natural Gas | Gas Boiler - Steam Trap Replacement | A | Integrated Unit Energy Savings (kWh or therms) | Achievable Economic UCT Potential | 0 | 0 | 300.9154 | 298.7023 | 295.9595 | 292.9746 | 289.7543 | 286.2683 | 282.492 | 278.4136 | 274.0434 | 269.4217 | 264.6238 | 259.76 | 254.9629 | 250.3697 | 246.0988 | 242.5819 | 239.8481 | 237.4355 | 235.4613 | 233.5753 | 232.1929 | 230.8442 | 229.5251 | 228.2322 | 226.9625
F2_Commercial_Interruptible - College_Existing_Space Heating_Natural Gas_Gas Boiler - Steam Trap Replacement_A_Achievable Economic UCT Potential | F2 | Commercial | Interruptible - College | Existing | Space Heating | Natural Gas | Gas Boiler - Steam Trap Replacement | A | Integrated Unit Summer Peak Savings (kW) | Achievable Economic UCT Potential | 0 | 0 | 0 | 0 | 0 | 0 | 0 | 0 | 0 | 0 | 0 | 0 | 0 | 0 | 0 | 0 | 0 | 0 | 0 | 0 | 0 | 0 | 0 | 0 | 0 | 0 | 0
F3_Commercial_Interruptible - College_Existing_Space Heating_Natural Gas_Gas Boiler - Steam Trap Replacement_A_Achievable Economic UCT Potential | F3 | Commercial | Interruptible - College | Existing | Space Heating | Natural Gas | Gas Boiler - Steam Trap Replacement | A | Integrated Unit Winter Peak Savings (kW) | Achievable Economic UCT Potential | 0 | 0 | 0 | 0 | 0 | 0 | 0 | 0 | 0 | 0 | 0 | 0 | 0 | 0 | 0 | 0 | 0 | 0 | 0 | 0 | 0 | 0 | 0 | 0 | 0 | 0 | 0
F4_Commercial_Interruptible - College_Existing_Space Heating_Natural Gas_Gas Boiler - Steam Trap Replacement_A_Achievable Economic UCT Potential | F4 | Commercial | Interruptible - College | Existing | Space Heating | Natural Gas | Gas Boiler - Steam Trap Replacement | A | Incremental Energy Savings (MWh or mTherms) | Achievable Economic UCT Potential | 0 | 0 | 0.023412 | 0.047702 | 0.047264 | 0.046787 | 0.046273 | 0.045716 | 0.023135 | 0 | 0 | 1.4956e-17 | 0 | 1.442e-17 | 1.4153e-17 | 7.6441e-17 | 0 | 6.733e-17 | 0 | 7.9082e-17 | 0 | 0 | 0 | 0 | 0 | 0 | 0
F5_Commercial_Interruptible - College_Existing_Space Heating_Natural Gas_Gas Boiler - Steam Trap Replacement_A_Achievable Economic UCT Potential | F5 | Commercial | Interruptible - College | Existing | Space Heating | Natural Gas | Gas Boiler - Steam Trap Replacement | A | Incremental Summer Peak Savings (MW) | Achievable Economic UCT Potential | 0 | 0 | 0 | 0 | 0 | 0 | 0 | 0 | 0 | 0 | 0 | 0 | 0 | 0 | 0 | 0 | 0 | 0 | 0 | 0 | 0 | 0 | 0 | 0 | 0 | 0 | 0
F6_Commercial_Interruptible - College_Existing_Space Heating_Natural Gas_Gas Boiler - Steam Trap Replacement_A_Achievable Economic UCT Potential | F6 | Commercial | Interruptible - College | Existing | Space Heating | Natural Gas | Gas Boiler - Steam Trap Replacement | A | Incremental Winter Peak Savings (MW) | Achievable Economic UCT Potential | 0 | 0 | 0 | 0 | 0 | 0 | 0 | 0 | 0 | 0 | 0 | 0 | 0 | 0 | 0 | 0 | 0 | 0 | 0 | 0 | 0 | 0 | 0 | 0 | 0 | 0 | 0
F7_Commercial_Interruptible - College_Existing_Space Heating_Natural Gas_Gas Boiler - Steam Trap Replacement_A_Achievable Economic UCT Potential | F7 | Commercial | Interruptible - College | Existing | Space Heating | Natural Gas | Gas Boiler - Steam Trap Replacement | A | Cumulative Energy Savings (MWh or mTherms) | Achievable Economic UCT Potential | 0 | 0 | 0.023412 | 0.070942 | 0.11755 | 0.16316 | 0.20764 | 0.25085 | 0.27068 | 0.26677 | 0.26258 | 0.25816 | 0.25356 | 0.2489 | 0.2443 | 0.2399 | 0.23581 | 0.23244 | 0.22982 | 0.22751 | 0.22562 | 0.22381 | 0.22248 | 0.22119 | 0.21993 | 0.21869 | 0.21747
F8_Commercial_Interruptible - College_Existing_Space Heating_Natural Gas_Gas Boiler - Steam Trap Replacement_A_Achievable Economic UCT Potential | F8 | Commercial | Interruptible - College | Existing | Space Heating | Natural Gas | Gas Boiler - Steam Trap Replacement | A | Cumulative Summer Peak Savings (MW) | Achievable Economic UCT Potential | 0 | 0 | 0 | 0 | 0 | 0 | 0 | 0 | 0 | 0 | 0 | 0 | 0 | 0 | 0 | 0 | 0 | 0 | 0 | 0 | 0 | 0 | 0 | 0 | 0 | 0 | 0
F9_Commercial_Interruptible - College_Existing_Space Heating_Natural Gas_Gas Boiler - Steam Trap Replacement_A_Achievable Economic UCT Potential | F9 | Commercial | Interruptible - College | Existing | Space Heating | Natural Gas | Gas Boiler - Steam Trap Replacement | A | Cumulative Winter Peak Savings (MW) | Achievable Economic UCT Potential | 0 | 0 | 0 | 0 | 0 | 0 | 0 | 0 | 0 | 0 | 0 | 0 | 0 | 0 | 0 | 0 | 0 | 0 | 0 | 0 | 0 | 0 | 0 | 0 | 0 | 0 | 0
F10_Commercial_Interruptible - College_Existing_Space Heating_Natural Gas_Gas Boiler - Steam Trap Replacement_A_Achievable Economic UCT Potential | F10 | Commercial | Interruptible - College | Existing | Space Heating | Natural Gas | Gas Boiler - Steam Trap Replacement | A | Purchases (Incremental) | Achievable Economic UCT Potential | 0 | 0 | 0.077801 | 0.1597 | 0.1597 | 0.1597 | 0.1597 | 0.1597 | 0.081896 | 0 | 0 | 5.5511e-17 | 0 | 5.5511e-17 | 5.5511e-17 | 3.0531e-16 | 0 | 2.7756e-16 | 0 | 3.3307e-16 | 0 | 0 | 0 | 0 | 0 | 0 | 0
F11_Commercial_Interruptible - College_Existing_Space Heating_Natural Gas_Gas Boiler - Steam Trap Replacement_A_Achievable Economic UCT Potential | F11 | Commercial | Interruptible - College | Existing | Space Heating | Natural Gas | Gas Boiler - Steam Trap Replacement | A | Purchases (Cumulative) | Achievable Economic UCT Potential | 0 | 0 | 0.077801 | 0.2375 | 0.3972 | 0.55689 | 0.71659 | 0.87629 | 0.95819 | 0.95819 | 0.95819 | 0.95819 | 0.95819 | 0.95819 | 0.95819 | 0.95819 | 0.95819 | 0.95819 | 0.95819 | 0.95819 | 0.95819 | 0.95819 | 0.95819 | 0.95819 | 0.95819 | 0.95819 | 0.95819
F1_Commercial_Interruptible - College_Existing_Space Heating_Natural Gas_Gas Boiler - High Turndown Burner_A_Achievable Economic UCT Potential | F1 | Commercial | Interruptible - College | Existing | Space Heating | Natural Gas | Gas Boiler - High Turndown Burner | A | Integrated Unit Energy Savings (kWh or therms) | Achievable Economic UCT Potential | 0 | 0 | 1.0809 | 1.0707 | 1.0582 | 1.0446 | 1.0298 | 1.0136 | 0.99603 | 0.97705 | 0.95684 | 0.9357 | 0.91456 | 0.8935 | 0.87283 | 0.85318 | 0.83512 | 0.82018 | 0.80846 | 0.79824 | 0.79 | 0.78218 | 0.77755 | 0.77303 | 0.76862 | 0.76429 | 0.76004
F2_Commercial_Interruptible - College_Existing_Space Heating_Natural Gas_Gas Boiler - High Turndown Burner_A_Achievable Economic UCT Potential | F2 | Commercial | Interruptible - College | Existing | Space Heating | Natural Gas | Gas Boiler - High Turndown Burner | A | Integrated Unit Summer Peak Savings (kW) | Achievable Economic UCT Potential | 0 | 0 | 0 | 0 | 0 | 0 | 0 | 0 | 0 | 0 | 0 | 0 | 0 | 0 | 0 | 0 | 0 | 0 | 0 | 0 | 0 | 0 | 0 | 0 | 0 | 0 | 0
F3_Commercial_Interruptible - College_Existing_Space Heating_Natural Gas_Gas Boiler - High Turndown Burner_A_Achievable Economic UCT Potential | F3 | Commercial | Interruptible - College | Existing | Space Heating | Natural Gas | Gas Boiler - High Turndown Burner | A | Integrated Unit Winter Peak Savings (kW) | Achievable Economic UCT Potential | 0 | 0 | 0 | 0 | 0 | 0 | 0 | 0 | 0 | 0 | 0 | 0 | 0 | 0 | 0 | 0 | 0 | 0 | 0 | 0 | 0 | 0 | 0 | 0 | 0 | 0 | 0
F4_Commercial_Interruptible - College_Existing_Space Heating_Natural Gas_Gas Boiler - High Turndown Burner_A_Achievable Economic UCT Potential | F4 | Commercial | Interruptible - College | Existing | Space Heating | Natural Gas | Gas Boiler - High Turndown Burner | A | Incremental Energy Savings (MWh or mTherms) | Achievable Economic UCT Potential | 0 | 0 | 0.3219 | 0.39151 | 0.47351 | 0.5426 | 0.61014 | 0.70212 | 0.75686 | 0.75845 | 0.69997 | 0.58839 | 0.44503 | 0.29838 | 0.17442 | 0.079634 | 0 | 0 | 0 | 0 | 0 | 0 | 0 | 0 | 0 | 0 | 0
F5_Commercial_Interruptible - College_Existing_Space Heating_Natural Gas_Gas Boiler - High Turndown Burner_A_Achievable Economic UCT Potential | F5 | Commercial | Interruptible - College | Existing | Space Heating | Natural Gas | Gas Boiler - High Turndown Burner | A | Incremental Summer Peak Savings (MW) | Achievable Economic UCT Potential | 0 | 0 | 0 | 0 | 0 | 0 | 0 | 0 | 0 | 0 | 0 | 0 | 0 | 0 | 0 | 0 | 0 | 0 | 0 | 0 | 0 | 0 | 0 | 0 | 0 | 0 | 0
F6_Commercial_Interruptible - College_Existing_Space Heating_Natural Gas_Gas Boiler - High Turndown Burner_A_Achievable Economic UCT Potential | F6 | Commercial | Interruptible - College | Existing | Space Heating | Natural Gas | Gas Boiler - High Turndown Burner | A | Incremental Winter Peak Savings (MW) | Achievable Economic UCT Potential | 0 | 0 | 0 | 0 | 0 | 0 | 0 | 0 | 0 | 0 | 0 | 0 | 0 | 0 | 0 | 0 | 0 | 0 | 0 | 0 | 0 | 0 | 0 | 0 | 0 | 0 | 0
F7_Commercial_Interruptible - College_Existing_Space Heating_Natural Gas_Gas Boiler - High Turndown Burner_A_Achievable Economic UCT Potential | F7 | Commercial | Interruptible - College | Existing | Space Heating | Natural Gas | Gas Boiler - High Turndown Burner | A | Cumulative Energy Savings (MWh or mTherms) | Achievable Economic UCT Potential | 0 | 0 | 0.3219 | 0.71037 | 1.1756 | 1.7031 | 2.2891 | 2.9552 | 3.6608 | 4.3495 | 4.9595 | 5.4383 | 5.7605 | 5.9262 | 5.9635 | 5.9089 | 5.7838 | 5.6804 | 5.5992 | 5.5284 | 5.4713 | 5.4172 | 5.3851 | 5.3538 | 5.3232 | 5.2933 | 5.2638
F8_Commercial_Interruptible - College_Existing_Space Heating_Natural Gas_Gas Boiler - High Turndown Burner_A_Achievable Economic UCT Potential | F8 | Commercial | Interruptible - College | Existing | Space Heating | Natural Gas | Gas Boiler - High Turndown Burner | A | Cumulative Summer Peak Savings (MW) | Achievable Economic UCT Potential | 0 | 0 | 0 | 0 | 0 | 0 | 0 | 0 | 0 | 0 | 0 | 0 | 0 | 0 | 0 | 0 | 0 | 0 | 0 | 0 | 0 | 0 | 0 | 0 | 0 | 0 | 0
F9_Commercial_Interruptible - College_Existing_Space Heating_Natural Gas_Gas Boiler - High Turndown Burner_A_Achievable Economic UCT Potential | F9 | Commercial | Interruptible - College | Existing | Space Heating | Natural Gas | Gas Boiler - High Turndown Burner | A | Cumulative Winter Peak Savings (MW) | Achievable Economic UCT Potential | 0 | 0 | 0 | 0 | 0 | 0 | 0 | 0 | 0 | 0 | 0 | 0 | 0 | 0 | 0 | 0 | 0 | 0 | 0 | 0 | 0 | 0 | 0 | 0 | 0 | 0 | 0
F10_Commercial_Interruptible - College_Existing_Space Heating_Natural Gas_Gas Boiler - High Turndown Burner_A_Achievable Economic UCT Potential | F10 | Commercial | Interruptible - College | Existing | Space Heating | Natural Gas | Gas Boiler - High Turndown Burner | A | Purchases (Incremental) | Achievable Economic UCT Potential | 0 | 0 | 297.8071 | 365.6596 | 447.4603 | 519.4309 | 592.4768 | 692.6766 | 759.8769 | 776.268 | 731.5394 | 628.8201 | 486.6075 | 333.9481 | 199.8371 | 93.3375 | 0 | 0 | 0 | 0 | 0 | 0 | 0 | 0 | 0 | 0 | 0
F11_Commercial_Interruptible - College_Existing_Space Heating_Natural Gas_Gas Boiler - High Turndown Burner_A_Achievable Economic UCT Potential | F11 | Commercial | Interruptible - College | Existing | Space Heating | Natural Gas | Gas Boiler - High Turndown Burner | A | Purchases (Cumulative) | Achievable Economic UCT Potential | 0 | 0 | 297.8071 | 663.4667 | 1110.927 | 1630.3579 | 2222.8347 | 2915.5113 | 3675.3882 | 4451.6562 | 5183.1956 | 5812.0156 | 6298.6232 | 6632.5713 | 6832.4084 | 6925.7459 | 6925.7459 | 6925.7459 | 6925.7459 | 6925.7459 | 6925.7459 | 6925.7459 | 6925.7459 | 6925.7459 | 6925.7459 | 6925.7459 | 6925.7459
F1_Commercial_Interruptible - College_Existing_Space Heating_Natural Gas_Gas Boiler - Burner Control Optimization_A_Achievable Economic UCT Potential | F1 | Commercial | Interruptible - College | Existing | Space Heating | Natural Gas | Gas Boiler - Burner Control Optimization | A | Integrated Unit Energy Savings (kWh or therms) | Achievable Economic UCT Potential | 0 | 0 | 0.31328 | 0.31001 | 0.30608 | 0.3018 | 0.29717 | 0.29213 | 0.28667 | 0.28082 | 0.27465 | 0.26825 | 0.2619 | 0.25571 | 0.24974 | 0.2441 | 0.23893 | 0.23466 | 0.2313 | 0.22838 | 0.22602 | 0.22378 | 0.22246 | 0.22117 | 0.2199 | 0.21866 | 0.21745
F2_Commercial_Interruptible - College_Existing_Space Heating_Natural Gas_Gas Boiler - Burner Control Optimization_A_Achievable Economic UCT Potential | F2 | Commercial | Interruptible - College | Existing | Space Heating | Natural Gas | Gas Boiler - Burner Control Optimization | A | Integrated Unit Summer Peak Savings (kW) | Achievable Economic UCT Potential | 0 | 0 | 0 | 0 | 0 | 0 | 0 | 0 | 0 | 0 | 0 | 0 | 0 | 0 | 0 | 0 | 0 | 0 | 0 | 0 | 0 | 0 | 0 | 0 | 0 | 0 | 0
F3_Commercial_Interruptible - College_Existing_Space Heating_Natural Gas_Gas Boiler - Burner Control Optimization_A_Achievable Economic UCT Potential | F3 | Commercial | Interruptible - College | Existing | Space Heating | Natural Gas | Gas Boiler - Burner Control Optimization | A | Integrated Unit Winter Peak Savings (kW) | Achievable Economic UCT Potential | 0 | 0 | 0 | 0 | 0 | 0 | 0 | 0 | 0 | 0 | 0 | 0 | 0 | 0 | 0 | 0 | 0 | 0 | 0 | 0 | 0 | 0 | 0 | 0 | 0 | 0 | 0
F4_Commercial_Interruptible - College_Existing_Space Heating_Natural Gas_Gas Boiler - Burner Control Optimization_A_Achievable Economic UCT Potential | F4 | Commercial | Interruptible - College | Existing | Space Heating | Natural Gas | Gas Boiler - Burner Control Optimization | A | Incremental Energy Savings (MWh or mTherms) | Achievable Economic UCT Potential | 0 | 0 | 0.034715 | 0.018485 | 0.06174 | 0.099024 | 0.148 | 0.20837 | 0.27814 | 0.35322 | 0.42727 | 0.49212 | 0.53906 | 0.55989 | 0.54911 | 0.50594 | 0.43542 | 0.3481 | 0.25646 | 0.18553 | 0.075138 | 0.06601 | 0 | 0 | 0 | 0 | 0
F5_Commercial_Interruptible - College_Existing_Space Heating_Natural Gas_Gas Boiler - Burner Control Optimization_A_Achievable Economic UCT Potential | F5 | Commercial | Interruptible - College | Existing | Space Heating | Natural Gas | Gas Boiler - Burner Control Optimization | A | Incremental Summer Peak Savings (MW) | Achievable Economic UCT Potential | 0 | 0 | 0 | 0 | 0 | 0 | 0 | 0 | 0 | 0 | 0 | 0 | 0 | 0 | 0 | 0 | 0 | 0 | 0 | 0 | 0 | 0 | 0 | 0 | 0 | 0 | 0
F6_Commercial_Interruptible - College_Existing_Space Heating_Natural Gas_Gas Boiler - Burner Control Optimization_A_Achievable Economic UCT Potential | F6 | Commercial | Interruptible - College | Existing | Space Heating | Natural Gas | Gas Boiler - Burner Control Optimization | A | Incremental Winter Peak Savings (MW) | Achievable Economic UCT Potential | 0 | 0 | 0 | 0 | 0 | 0 | 0 | 0 | 0 | 0 | 0 | 0 | 0 | 0 | 0 | 0 | 0 | 0 | 0 | 0 | 0 | 0 | 0 | 0 | 0 | 0 | 0
F7_Commercial_Interruptible - College_Existing_Space Heating_Natural Gas_Gas Boiler - Burner Control Optimization_A_Achievable Economic UCT Potential | F7 | Commercial | Interruptible - College | Existing | Space Heating | Natural Gas | Gas Boiler - Burner Control Optimization | A | Cumulative Energy Savings (MWh or mTherms) | Achievable Economic UCT Potential | 0 | 0 | 0.034715 | 0.052838 | 0.11391 | 0.21134 | 0.3561 | 0.55842 | 0.82613 | 1.1625 | 1.5642 | 2.0199 | 2.5112 | 3.0116 | 3.4905 | 3.9176 | 4.2701 | 4.5418 | 4.7333 | 4.859 | 4.8839 | 4.9016 | 4.8726 | 4.8443 | 4.8166 | 4.7895 | 4.7628
F8_Commercial_Interruptible - College_Existing_Space Heating_Natural Gas_Gas Boiler - Burner Control Optimization_A_Achievable Economic UCT Potential | F8 | Commercial | Interruptible - College | Existing | Space Heating | Natural Gas | Gas Boiler - Burner Control Optimization | A | Cumulative Summer Peak Savings (MW) | Achievable Economic UCT Potential | 0 | 0 | 0 | 0 | 0 | 0 | 0 | 0 | 0 | 0 | 0 | 0 | 0 | 0 | 0 | 0 | 0 | 0 | 0 | 0 | 0 | 0 | 0 | 0 | 0 | 0 | 0
F9_Commercial_Interruptible - College_Existing_Space Heating_Natural Gas_Gas Boiler - Burner Control Optimization_A_Achievable Economic UCT Potential | F9 | Commercial | Interruptible - College | Existing | Space Heating | Natural Gas | Gas Boiler - Burner Control Optimization | A | Cumulative Winter Peak Savings (MW) | Achievable Economic UCT Potential | 0 | 0 | 0 | 0 | 0 | 0 | 0 | 0 | 0 | 0 | 0 | 0 | 0 | 0 | 0 | 0 | 0 | 0 | 0 | 0 | 0 | 0 | 0 | 0 | 0 | 0 | 0
F10_Commercial_Interruptible - College_Existing_Space Heating_Natural Gas_Gas Boiler - Burner Control Optimization_A_Achievable Economic UCT Potential | F10 | Commercial | Interruptible - College | Existing | Space Heating | Natural Gas | Gas Boiler - Burner Control Optimization | A | Purchases (Incremental) | Achievable Economic UCT Potential | 0 | 0 | 110.8119 | 59.627 | 201.7122 | 328.1125 | 498.0289 | 713.2838 | 970.2619 | 1257.8099 | 1555.694 | 1834.5328 | 2058.2266 | 2189.5656 | 2198.7067 | 2072.6519 | 1822.3246 | 1483.4076 | 1108.7746 | 812.3587 | 332.4358 | 294.9712 | 0 | 0 | 0 | 0 | 0
F11_Commercial_Interruptible - College_Existing_Space Heating_Natural Gas_Gas Boiler - Burner Control Optimization_A_Achievable Economic UCT Potential | F11 | Commercial | Interruptible - College | Existing | Space Heating | Natural Gas | Gas Boiler - Burner Control Optimization | A | Purchases (Cumulative) | Achievable Economic UCT Potential | 0 | 0 | 110.8119 | 170.4389 | 372.1511 | 700.2636 | 1198.2925 | 1911.5764 | 2881.8383 | 4139.6482 | 5695.3422 | 7529.875 | 9588.1016 | 11777.6672 | 13976.374 | 16049.0259 | 17871.3505 | 19354.7581 | 20463.5326 | 21275.8913 | 21608.3271 | 21903.2983 | 21903.2983 | 21903.2983 | 21903.2983 | 21903.2983 | 21903.2983
F1_Commercial_Interruptible - College_Existing_Space Heating_Natural Gas_Gas Boiler - Stack Economizer_A_Achievable Economic UCT Potential | F1 | Commercial | Interruptible - College | Existing | Space Heating | Natural Gas | Gas Boiler - Stack Economizer | A | Integrated Unit Energy Savings (kWh or therms) | Achievable Economic UCT Potential | 0 | 0 | 1.0352 | 1.0216 | 1.0051 | 0.98706 | 0.9674 | 0.94616 | 0.92289 | 0.89778 | 0.87115 | 0.84357 | 0.81591 | 0.78874 | 0.76269 | 0.73837 | 0.71652 | 0.69863 | 0.68474 | 0.67302 | 0.66399 | 0.65559 | 0.65171 | 0.64792 | 0.64421 | 0.64058 | 0.63701
F2_Commercial_Interruptible - College_Existing_Space Heating_Natural Gas_Gas Boiler - Stack Economizer_A_Achievable Economic UCT Potential | F2 | Commercial | Interruptible - College | Existing | Space Heating | Natural Gas | Gas Boiler - Stack Economizer | A | Integrated Unit Summer Peak Savings (kW) | Achievable Economic UCT Potential | 0 | 0 | 0 | 0 | 0 | 0 | 0 | 0 | 0 | 0 | 0 | 0 | 0 | 0 | 0 | 0 | 0 | 0 | 0 | 0 | 0 | 0 | 0 | 0 | 0 | 0 | 0
F3_Commercial_Interruptible - College_Existing_Space Heating_Natural Gas_Gas Boiler - Stack Economizer_A_Achievable Economic UCT Potential | F3 | Commercial | Interruptible - College | Existing | Space Heating | Natural Gas | Gas Boiler - Stack Economizer | A | Integrated Unit Winter Peak Savings (kW) | Achievable Economic UCT Potential | 0 | 0 | 0 | 0 | 0 | 0 | 0 | 0 | 0 | 0 | 0 | 0 | 0 | 0 | 0 | 0 | 0 | 0 | 0 | 0 | 0 | 0 | 0 | 0 | 0 | 0 | 0
F4_Commercial_Interruptible - College_Existing_Space Heating_Natural Gas_Gas Boiler - Stack Economizer_A_Achievable Economic UCT Potential | F4 | Commercial | Interruptible - College | Existing | Space Heating | Natural Gas | Gas Boiler - Stack Economizer | A | Incremental Energy Savings (MWh or mTherms) | Achievable Economic UCT Potential | 0 | 0 | 0 | 0 | 0 | 0 | 0 | 0 | 0 | 0 | 0 | 0 | 0 | 0 | 0 | 0 | 0 | 0 | 0 | 0 | 0 | 0 | 0 | 0 | 0 | 0 | 0
F5_Commercial_Interruptible - College_Existing_Space Heating_Natural Gas_Gas Boiler - Stack Economizer_A_Achievable Economic UCT Potential | F5 | Commercial | Interruptible - College | Existing | Space Heating | Natural Gas | Gas Boiler - Stack Economizer | A | Incremental Summer Peak Savings (MW) | Achievable Economic UCT Potential | 0 | 0 | 0 | 0 | 0 | 0 | 0 | 0 | 0 | 0 | 0 | 0 | 0 | 0 | 0 | 0 | 0 | 0 | 0 | 0 | 0 | 0 | 0 | 0 | 0 | 0 | 0
F6_Commercial_Interruptible - College_Existing_Space Heating_Natural Gas_Gas Boiler - Stack Economizer_A_Achievable Economic UCT Potential | F6 | Commercial | Interruptible - College | Existing | Space Heating | Natural Gas | Gas Boiler - Stack Economizer | A | Incremental Winter Peak Savings (MW) | Achievable Economic UCT Potential | 0 | 0 | 0 | 0 | 0 | 0 | 0 | 0 | 0 | 0 | 0 | 0 | 0 | 0 | 0 | 0 | 0 | 0 | 0 | 0 | 0 | 0 | 0 | 0 | 0 | 0 | 0
F7_Commercial_Interruptible - College_Existing_Space Heating_Natural Gas_Gas Boiler - Stack Economizer_A_Achievable Economic UCT Potential | F7 | Commercial | Interruptible - College | Existing | Space Heating | Natural Gas | Gas Boiler - Stack Economizer | A | Cumulative Energy Savings (MWh or mTherms) | Achievable Economic UCT Potential | 0 | 0 | 0 | 0 | 0 | 0 | 0 | 0 | 0 | 0 | 0 | 0 | 0 | 0 | 0 | 0 | 0 | 0 | 0 | 0 | 0 | 0 | 0 | 0 | 0 | 0 | 0
F8_Commercial_Interruptible - College_Existing_Space Heating_Natural Gas_Gas Boiler - Stack Economizer_A_Achievable Economic UCT Potential | F8 | Commercial | Interruptible - College | Existing | Space Heating | Natural Gas | Gas Boiler - Stack Economizer | A | Cumulative Summer Peak Savings (MW) | Achievable Economic UCT Potential | 0 | 0 | 0 | 0 | 0 | 0 | 0 | 0 | 0 | 0 | 0 | 0 | 0 | 0 | 0 | 0 | 0 | 0 | 0 | 0 | 0 | 0 | 0 | 0 | 0 | 0 | 0
F9_Commercial_Interruptible - College_Existing_Space Heating_Natural Gas_Gas Boiler - Stack Economizer_A_Achievable Economic UCT Potential | F9 | Commercial | Interruptible - College | Existing | Space Heating | Natural Gas | Gas Boiler - Stack Economizer | A | Cumulative Winter Peak Savings (MW) | Achievable Economic UCT Potential | 0 | 0 | 0 | 0 | 0 | 0 | 0 | 0 | 0 | 0 | 0 | 0 | 0 | 0 | 0 | 0 | 0 | 0 | 0 | 0 | 0 | 0 | 0 | 0 | 0 | 0 | 0
F10_Commercial_Interruptible - College_Existing_Space Heating_Natural Gas_Gas Boiler - Stack Economizer_A_Achievable Economic UCT Potential | F10 | Commercial | Interruptible - College | Existing | Space Heating | Natural Gas | Gas Boiler - Stack Economizer | A | Purchases (Incremental) | Achievable Economic UCT Potential | 0 | 0 | 0 | 0 | 0 | 0 | 0 | 0 | 0 | 0 | 0 | 0 | 0 | 0 | 0 | 0 | 0 | 0 | 0 | 0 | 0 | 0 | 0 | 0 | 0 | 0 | 0
F11_Commercial_Interruptible - College_Existing_Space Heating_Natural Gas_Gas Boiler - Stack Economizer_A_Achievable Economic UCT Potential | F11 | Commercial | Interruptible - College | Existing | Space Heating | Natural Gas | Gas Boiler - Stack Economizer | A | Purchases (Cumulative) | Achievable Economic UCT Potential | 0 | 0 | 0 | 0 | 0 | 0 | 0 | 0 | 0 | 0 | 0 | 0 | 0 | 0 | 0 | 0 | 0 | 0 | 0 | 0 | 0 | 0 | 0 | 0 | 0 | 0 | 0
F1_Commercial_Interruptible - College_Existing_Space Heating_Natural Gas_Gas Boiler - Thermostatic Radiator Valves_A_Achievable Economic UCT Potential | F1 | Commercial | Interruptible - College | Existing | Space Heating | Natural Gas | Gas Boiler - Thermostatic Radiator Valves | A | Integrated Unit Energy Savings (kWh or therms) | Achievable Economic UCT Potential | 0 | 0 | 63.4312 | 63.0669 | 62.5894 | 62.0591 | 61.4771 | 60.8367 | 60.1325 | 59.3615 | 58.5258 | 57.6335 | 56.7006 | 55.7504 | 54.8115 | 53.9135 | 53.082 | 52.3682 | 51.7783 | 51.2577 | 50.8318 | 50.4248 | 50.1266 | 49.8356 | 49.551 | 49.272 | 48.9981
F2_Commercial_Interruptible - College_Existing_Space Heating_Natural Gas_Gas Boiler - Thermostatic Radiator Valves_A_Achievable Economic UCT Potential | F2 | Commercial | Interruptible - College | Existing | Space Heating | Natural Gas | Gas Boiler - Thermostatic Radiator Valves | A | Integrated Unit Summer Peak Savings (kW) | Achievable Economic UCT Potential | 0 | 0 | 0 | 0 | 0 | 0 | 0 | 0 | 0 | 0 | 0 | 0 | 0 | 0 | 0 | 0 | 0 | 0 | 0 | 0 | 0 | 0 | 0 | 0 | 0 | 0 | 0
F3_Commercial_Interruptible - College_Existing_Space Heating_Natural Gas_Gas Boiler - Thermostatic Radiator Valves_A_Achievable Economic UCT Potential | F3 | Commercial | Interruptible - College | Existing | Space Heating | Natural Gas | Gas Boiler - Thermostatic Radiator Valves | A | Integrated Unit Winter Peak Savings (kW) | Achievable Economic UCT Potential | 0 | 0 | 0 | 0 | 0 | 0 | 0 | 0 | 0 | 0 | 0 | 0 | 0 | 0 | 0 | 0 | 0 | 0 | 0 | 0 | 0 | 0 | 0 | 0 | 0 | 0 | 0
F4_Commercial_Interruptible - College_Existing_Space Heating_Natural Gas_Gas Boiler - Thermostatic Radiator Valves_A_Achievable Economic UCT Potential | F4 | Commercial | Interruptible - College | Existing | Space Heating | Natural Gas | Gas Boiler - Thermostatic Radiator Valves | A | Incremental Energy Savings (MWh or mTherms) | Achievable Economic UCT Potential | 0 | 0 | 0.93779 | 1.9139 | 1.8994 | 1.8833 | 1.8656 | 1.8462 | 1.8248 | 1.8014 | 1.7761 | 1.749 | 1.7207 | 1.6918 | 1.6634 | 1.6361 | 1.6109 | 0.81498 | 0 | 2.9137e-15 | 1.8059e-16 | 0 | 0 | 0 | 0 | 0 | 0
F5_Commercial_Interruptible - College_Existing_Space Heating_Natural Gas_Gas Boiler - Thermostatic Radiator Valves_A_Achievable Economic UCT Potential | F5 | Commercial | Interruptible - College | Existing | Space Heating | Natural Gas | Gas Boiler - Thermostatic Radiator Valves | A | Incremental Summer Peak Savings (MW) | Achievable Economic UCT Potential | 0 | 0 | 0 | 0 | 0 | 0 | 0 | 0 | 0 | 0 | 0 | 0 | 0 | 0 | 0 | 0 | 0 | 0 | 0 | 0 | 0 | 0 | 0 | 0 | 0 | 0 | 0
F6_Commercial_Interruptible - College_Existing_Space Heating_Natural Gas_Gas Boiler - Thermostatic Radiator Valves_A_Achievable Economic UCT Potential | F6 | Commercial | Interruptible - College | Existing | Space Heating | Natural Gas | Gas Boiler - Thermostatic Radiator Valves | A | Incremental Winter Peak Savings (MW) | Achievable Economic UCT Potential | 0 | 0 | 0 | 0 | 0 | 0 | 0 | 0 | 0 | 0 | 0 | 0 | 0 | 0 | 0 | 0 | 0 | 0 | 0 | 0 | 0 | 0 | 0 | 0 | 0 | 0 | 0
F7_Commercial_Interruptible - College_Existing_Space Heating_Natural Gas_Gas Boiler - Thermostatic Radiator Valves_A_Achievable Economic UCT Potential | F7 | Commercial | Interruptible - College | Existing | Space Heating | Natural Gas | Gas Boiler - Thermostatic Radiator Valves | A | Cumulative Energy Savings (MWh or mTherms) | Achievable Economic UCT Potential | 0 | 0 | 0.93779 | 2.8463 | 4.7241 | 6.5674 | 8.3714 | 10.1304 | 11.838 | 13.4876 | 15.0738 | 16.593 | 18.0451 | 19.4345 | 20.7706 | 22.0664 | 23.3369 | 23.8381 | 23.5696 | 23.3326 | 23.1387 | 22.9535 | 22.8177 | 22.6853 | 22.5557 | 22.4287 | 22.304
F8_Commercial_Interruptible - College_Existing_Space Heating_Natural Gas_Gas Boiler - Thermostatic Radiator Valves_A_Achievable Economic UCT Potential | F8 | Commercial | Interruptible - College | Existing | Space Heating | Natural Gas | Gas Boiler - Thermostatic Radiator Valves | A | Cumulative Summer Peak Savings (MW) | Achievable Economic UCT Potential | 0 | 0 | 0 | 0 | 0 | 0 | 0 | 0 | 0 | 0 | 0 | 0 | 0 | 0 | 0 | 0 | 0 | 0 | 0 | 0 | 0 | 0 | 0 | 0 | 0 | 0 | 0
F9_Commercial_Interruptible - College_Existing_Space Heating_Natural Gas_Gas Boiler - Thermostatic Radiator Valves_A_Achievable Economic UCT Potential | F9 | Commercial | Interruptible - College | Existing | Space Heating | Natural Gas | Gas Boiler - Thermostatic Radiator Valves | A | Cumulative Winter Peak Savings (MW) | Achievable Economic UCT Potential | 0 | 0 | 0 | 0 | 0 | 0 | 0 | 0 | 0 | 0 | 0 | 0 | 0 | 0 | 0 | 0 | 0 | 0 | 0 | 0 | 0 | 0 | 0 | 0 | 0 | 0 | 0
F10_Commercial_Interruptible - College_Existing_Space Heating_Natural Gas_Gas Boiler - Thermostatic Radiator Valves_A_Achievable Economic UCT Potential | F10 | Commercial | Interruptible - College | Existing | Space Heating | Natural Gas | Gas Boiler - Thermostatic Radiator Valves | A | Purchases (Incremental) | Achievable Economic UCT Potential | 0 | 0 | 14.7843 | 30.3468 | 30.3468 | 30.3468 | 30.3468 | 30.3468 | 30.3468 | 30.3468 | 30.3468 | 30.3468 | 30.3468 | 30.3468 | 30.3468 | 30.3468 | 30.3468 | 15.5625 | 0 | 5.6843e-14 | 3.5527e-15 | 0 | 0 | 0 | 0 | 0 | 0
F11_Commercial_Interruptible - College_Existing_Space Heating_Natural Gas_Gas Boiler - Thermostatic Radiator Valves_A_Achievable Economic UCT Potential | F11 | Commercial | Interruptible - College | Existing | Space Heating | Natural Gas | Gas Boiler - Thermostatic Radiator Valves | A | Purchases (Cumulative) | Achievable Economic UCT Potential | 0 | 0 | 14.7843 | 45.1311 | 75.4779 | 105.8247 | 136.1715 | 166.5183 | 196.8651 | 227.2119 | 257.5587 | 287.9055 | 318.2523 | 348.5991 | 378.9458 | 409.2926 | 439.6394 | 455.2019 | 455.2019 | 455.2019 | 455.2019 | 455.2019 | 455.2019 | 455.2019 | 455.2019 | 455.2019 | 455.2019
F1_Commercial_Interruptible - College_Existing_Space Heating_Natural Gas_HVAC - Shut Off Damper_A_Achievable Economic UCT Potential | F1 | Commercial | Interruptible - College | Existing | Space Heating | Natural Gas | HVAC - Shut Off Damper | A | Integrated Unit Energy Savings (kWh or therms) | Achievable Economic UCT Potential | 0 | 0 | 130.7794 | 129.0619 | 126.987 | 124.7046 | 122.218 | 119.53 | 116.5841 | 113.4035 | 110.03 | 106.5347 | 103.0284 | 99.5838 | 96.2796 | 93.1943 | 90.4204 | 88.1458 | 86.377 | 84.8824 | 83.7292 | 82.656 | 82.1535 | 81.664 | 81.1859 | 80.7181 | 80.2593
F2_Commercial_Interruptible - College_Existing_Space Heating_Natural Gas_HVAC - Shut Off Damper_A_Achievable Economic UCT Potential | F2 | Commercial | Interruptible - College | Existing | Space Heating | Natural Gas | HVAC - Shut Off Damper | A | Integrated Unit Summer Peak Savings (kW) | Achievable Economic UCT Potential | 0 | 0 | 0 | 0 | 0 | 0 | 0 | 0 | 0 | 0 | 0 | 0 | 0 | 0 | 0 | 0 | 0 | 0 | 0 | 0 | 0 | 0 | 0 | 0 | 0 | 0 | 0
F3_Commercial_Interruptible - College_Existing_Space Heating_Natural Gas_HVAC - Shut Off Damper_A_Achievable Economic UCT Potential | F3 | Commercial | Interruptible - College | Existing | Space Heating | Natural Gas | HVAC - Shut Off Damper | A | Integrated Unit Winter Peak Savings (kW) | Achievable Economic UCT Potential | 0 | 0 | 0 | 0 | 0 | 0 | 0 | 0 | 0 | 0 | 0 | 0 | 0 | 0 | 0 | 0 | 0 | 0 | 0 | 0 | 0 | 0 | 0 | 0 | 0 | 0 | 0
F4_Commercial_Interruptible - College_Existing_Space Heating_Natural Gas_HVAC - Shut Off Damper_A_Achievable Economic UCT Potential | F4 | Commercial | Interruptible - College | Existing | Space Heating | Natural Gas | HVAC - Shut Off Damper | A | Incremental Energy Savings (MWh or mTherms) | Achievable Economic UCT Potential | 0 | 0 | 0 | 0 | 0 | 0 | 0 | 0 | 0 | 0 | 0 | 0 | 0 | 0 | 0 | 0 | 0 | 0 | 0 | 0 | 0 | 0 | 0 | 0 | 0 | 0 | 0
F5_Commercial_Interruptible - College_Existing_Space Heating_Natural Gas_HVAC - Shut Off Damper_A_Achievable Economic UCT Potential | F5 | Commercial | Interruptible - College | Existing | Space Heating | Natural Gas | HVAC - Shut Off Damper | A | Incremental Summer Peak Savings (MW) | Achievable Economic UCT Potential | 0 | 0 | 0 | 0 | 0 | 0 | 0 | 0 | 0 | 0 | 0 | 0 | 0 | 0 | 0 | 0 | 0 | 0 | 0 | 0 | 0 | 0 | 0 | 0 | 0 | 0 | 0
F6_Commercial_Interruptible - College_Existing_Space Heating_Natural Gas_HVAC - Shut Off Damper_A_Achievable Economic UCT Potential | F6 | Commercial | Interruptible - College | Existing | Space Heating | Natural Gas | HVAC - Shut Off Damper | A | Incremental Winter Peak Savings (MW) | Achievable Economic UCT Potential | 0 | 0 | 0 | 0 | 0 | 0 | 0 | 0 | 0 | 0 | 0 | 0 | 0 | 0 | 0 | 0 | 0 | 0 | 0 | 0 | 0 | 0 | 0 | 0 | 0 | 0 | 0
F7_Commercial_Interruptible - College_Existing_Space Heating_Natural Gas_HVAC - Shut Off Damper_A_Achievable Economic UCT Potential | F7 | Commercial | Interruptible - College | Existing | Space Heating | Natural Gas | HVAC - Shut Off Damper | A | Cumulative Energy Savings (MWh or mTherms) | Achievable Economic UCT Potential | 0 | 0 | 0 | 0 | 0 | 0 | 0 | 0 | 0 | 0 | 0 | 0 | 0 | 0 | 0 | 0 | 0 | 0 | 0 | 0 | 0 | 0 | 0 | 0 | 0 | 0 | 0
F8_Commercial_Interruptible - College_Existing_Space Heating_Natural Gas_HVAC - Shut Off Damper_A_Achievable Economic UCT Potential | F8 | Commercial | Interruptible - College | Existing | Space Heating | Natural Gas | HVAC - Shut Off Damper | A | Cumulative Summer Peak Savings (MW) | Achievable Economic UCT Potential | 0 | 0 | 0 | 0 | 0 | 0 | 0 | 0 | 0 | 0 | 0 | 0 | 0 | 0 | 0 | 0 | 0 | 0 | 0 | 0 | 0 | 0 | 0 | 0 | 0 | 0 | 0
F9_Commercial_Interruptible - College_Existing_Space Heating_Natural Gas_HVAC - Shut Off Damper_A_Achievable Economic UCT Potential | F9 | Commercial | Interruptible - College | Existing | Space Heating | Natural Gas | HVAC - Shut Off Damper | A | Cumulative Winter Peak Savings (MW) | Achievable Economic UCT Potential | 0 | 0 | 0 | 0 | 0 | 0 | 0 | 0 | 0 | 0 | 0 | 0 | 0 | 0 | 0 | 0 | 0 | 0 | 0 | 0 | 0 | 0 | 0 | 0 | 0 | 0 | 0
F10_Commercial_Interruptible - College_Existing_Space Heating_Natural Gas_HVAC - Shut Off Damper_A_Achievable Economic UCT Potential | F10 | Commercial | Interruptible - College | Existing | Space Heating | Natural Gas | HVAC - Shut Off Damper | A | Purchases (Incremental) | Achievable Economic UCT Potential | 0 | 0 | 0 | 0 | 0 | 0 | 0 | 0 | 0 | 0 | 0 | 0 | 0 | 0 | 0 | 0 | 0 | 0 | 0 | 0 | 0 | 0 | 0 | 0 | 0 | 0 | 0
F11_Commercial_Interruptible - College_Existing_Space Heating_Natural Gas_HVAC - Shut Off Damper_A_Achievable Economic UCT Potential | F11 | Commercial | Interruptible - College | Existing | Space Heating | Natural Gas | HVAC - Shut Off Damper | A | Purchases (Cumulative) | Achievable Economic UCT Potential | 0 | 0 | 0 | 0 | 0 | 0 | 0 | 0 | 0 | 0 | 0 | 0 | 0 | 0 | 0 | 0 | 0 | 0 | 0 | 0 | 0 | 0 | 0 | 0 | 0 | 0 | 0
F1_Commercial_Interruptible - College_Existing_Space Heating_Natural Gas_Gas Furnace - Tube Inserts_A_Achievable Economic UCT Potential | F1 | Commercial | Interruptible - College | Existing | Space Heating | Natural Gas | Gas Furnace - Tube Inserts | A | Integrated Unit Energy Savings (kWh or therms) | Achievable Economic UCT Potential | 0 | 0 | 0 | 0 | 0 | 0 | 0 | 0 | 0 | 0 | 0 | 0 | 0 | 0 | 0 | 0 | 0 | 0 | 0 | 0 | 0 | 0 | 0 | 0 | 0 | 0 | 0
F2_Commercial_Interruptible - College_Existing_Space Heating_Natural Gas_Gas Furnace - Tube Inserts_A_Achievable Economic UCT Potential | F2 | Commercial | Interruptible - College | Existing | Space Heating | Natural Gas | Gas Furnace - Tube Inserts | A | Integrated Unit Summer Peak Savings (kW) | Achievable Economic UCT Potential | 0 | 0 | 0 | 0 | 0 | 0 | 0 | 0 | 0 | 0 | 0 | 0 | 0 | 0 | 0 | 0 | 0 | 0 | 0 | 0 | 0 | 0 | 0 | 0 | 0 | 0 | 0
F3_Commercial_Interruptible - College_Existing_Space Heating_Natural Gas_Gas Furnace - Tube Inserts_A_Achievable Economic UCT Potential | F3 | Commercial | Interruptible - College | Existing | Space Heating | Natural Gas | Gas Furnace - Tube Inserts | A | Integrated Unit Winter Peak Savings (kW) | Achievable Economic UCT Potential | 0 | 0 | 0 | 0 | 0 | 0 | 0 | 0 | 0 | 0 | 0 | 0 | 0 | 0 | 0 | 0 | 0 | 0 | 0 | 0 | 0 | 0 | 0 | 0 | 0 | 0 | 0
F4_Commercial_Interruptible - College_Existing_Space Heating_Natural Gas_Gas Furnace - Tube Inserts_A_Achievable Economic UCT Potential | F4 | Commercial | Interruptible - College | Existing | Space Heating | Natural Gas | Gas Furnace - Tube Inserts | A | Incremental Energy Savings (MWh or mTherms) | Achievable Economic UCT Potential | 0 | 0 | 0 | 0 | 0 | 0 | 0 | 0 | 0 | 0 | 0 | 0 | 0 | 0 | 0 | 0 | 0 | 0 | 0 | 0 | 0 | 0 | 0 | 0 | 0 | 0 | 0
F5_Commercial_Interruptible - College_Existing_Space Heating_Natural Gas_Gas Furnace - Tube Inserts_A_Achievable Economic UCT Potential | F5 | Commercial | Interruptible - College | Existing | Space Heating | Natural Gas | Gas Furnace - Tube Inserts | A | Incremental Summer Peak Savings (MW) | Achievable Economic UCT Potential | 0 | 0 | 0 | 0 | 0 | 0 | 0 | 0 | 0 | 0 | 0 | 0 | 0 | 0 | 0 | 0 | 0 | 0 | 0 | 0 | 0 | 0 | 0 | 0 | 0 | 0 | 0
F6_Commercial_Interruptible - College_Existing_Space Heating_Natural Gas_Gas Furnace - Tube Inserts_A_Achievable Economic UCT Potential | F6 | Commercial | Interruptible - College | Existing | Space Heating | Natural Gas | Gas Furnace - Tube Inserts | A | Incremental Winter Peak Savings (MW) | Achievable Economic UCT Potential | 0 | 0 | 0 | 0 | 0 | 0 | 0 | 0 | 0 | 0 | 0 | 0 | 0 | 0 | 0 | 0 | 0 | 0 | 0 | 0 | 0 | 0 | 0 | 0 | 0 | 0 | 0
F7_Commercial_Interruptible - College_Existing_Space Heating_Natural Gas_Gas Furnace - Tube Inserts_A_Achievable Economic UCT Potential | F7 | Commercial | Interruptible - College | Existing | Space Heating | Natural Gas | Gas Furnace - Tube Inserts | A | Cumulative Energy Savings (MWh or mTherms) | Achievable Economic UCT Potential | 0 | 0 | 0 | 0 | 0 | 0 | 0 | 0 | 0 | 0 | 0 | 0 | 0 | 0 | 0 | 0 | 0 | 0 | 0 | 0 | 0 | 0 | 0 | 0 | 0 | 0 | 0
F8_Commercial_Interruptible - College_Existing_Space Heating_Natural Gas_Gas Furnace - Tube Inserts_A_Achievable Economic UCT Potential | F8 | Commercial | Interruptible - College | Existing | Space Heating | Natural Gas | Gas Furnace - Tube Inserts | A | Cumulative Summer Peak Savings (MW) | Achievable Economic UCT Potential | 0 | 0 | 0 | 0 | 0 | 0 | 0 | 0 | 0 | 0 | 0 | 0 | 0 | 0 | 0 | 0 | 0 | 0 | 0 | 0 | 0 | 0 | 0 | 0 | 0 | 0 | 0
F9_Commercial_Interruptible - College_Existing_Space Heating_Natural Gas_Gas Furnace - Tube Inserts_A_Achievable Economic UCT Potential | F9 | Commercial | Interruptible - College | Existing | Space Heating | Natural Gas | Gas Furnace - Tube Inserts | A | Cumulative Winter Peak Savings (MW) | Achievable Economic UCT Potential | 0 | 0 | 0 | 0 | 0 | 0 | 0 | 0 | 0 | 0 | 0 | 0 | 0 | 0 | 0 | 0 | 0 | 0 | 0 | 0 | 0 | 0 | 0 | 0 | 0 | 0 | 0
F10_Commercial_Interruptible - College_Existing_Space Heating_Natural Gas_Gas Furnace - Tube Inserts_A_Achievable Economic UCT Potential | F10 | Commercial | Interruptible - College | Existing | Space Heating | Natural Gas | Gas Furnace - Tube Inserts | A | Purchases (Incremental) | Achievable Economic UCT Potential | 0 | 0 | 0 | 0 | 0 | 0 | 0 | 0 | 0 | 0 | 0 | 0 | 0 | 0 | 0 | 0 | 0 | 0 | 0 | 0 | 0 | 0 | 0 | 0 | 0 | 0 | 0
F11_Commercial_Interruptible - College_Existing_Space Heating_Natural Gas_Gas Furnace - Tube Inserts_A_Achievable Economic UCT Potential | F11 | Commercial | Interruptible - College | Existing | Space Heating | Natural Gas | Gas Furnace - Tube Inserts | A | Purchases (Cumulative) | Achievable Economic UCT Potential | 0 | 0 | 0 | 0 | 0 | 0 | 0 | 0 | 0 | 0 | 0 | 0 | 0 | 0 | 0 | 0 | 0 | 0 | 0 | 0 | 0 | 0 | 0 | 0 | 0 | 0 | 0
F1_Commercial_Interruptible - College_Existing_Space Heating_Natural Gas_Gas Boiler - Insulate Steam Lines/Condensate Tank_A_Achievable Economic UCT Potential | F1 | Commercial | Interruptible - College | Existing | Space Heating | Natural Gas | Gas Boiler - Insulate Steam Lines/Condensate Tank | A | Integrated Unit Energy Savings (kWh or therms) | Achievable Economic UCT Potential | 0 | 0 | 24.1354 | 24.0201 | 23.8614 | 23.6822 | 23.483 | 23.2611 | 23.0142 | 22.7414 | 22.4432 | 22.1227 | 21.7859 | 21.4419 | 21.1015 | 20.7763 | 20.476 | 20.211 | 19.9833 | 19.7825 | 19.6181 | 19.4611 | 19.3461 | 19.2338 | 19.124 | 19.0164 | 18.9107
F2_Commercial_Interruptible - College_Existing_Space Heating_Natural Gas_Gas Boiler - Insulate Steam Lines/Condensate Tank_A_Achievable Economic UCT Potential | F2 | Commercial | Interruptible - College | Existing | Space Heating | Natural Gas | Gas Boiler - Insulate Steam Lines/Condensate Tank | A | Integrated Unit Summer Peak Savings (kW) | Achievable Economic UCT Potential | 0 | 0 | 0 | 0 | 0 | 0 | 0 | 0 | 0 | 0 | 0 | 0 | 0 | 0 | 0 | 0 | 0 | 0 | 0 | 0 | 0 | 0 | 0 | 0 | 0 | 0 | 0
F3_Commercial_Interruptible - College_Existing_Space Heating_Natural Gas_Gas Boiler - Insulate Steam Lines/Condensate Tank_A_Achievable Economic UCT Potential | F3 | Commercial | Interruptible - College | Existing | Space Heating | Natural Gas | Gas Boiler - Insulate Steam Lines/Condensate Tank | A | Integrated Unit Winter Peak Savings (kW) | Achievable Economic UCT Potential | 0 | 0 | 0 | 0 | 0 | 0 | 0 | 0 | 0 | 0 | 0 | 0 | 0 | 0 | 0 | 0 | 0 | 0 | 0 | 0 | 0 | 0 | 0 | 0 | 0 | 0 | 0
F4_Commercial_Interruptible - College_Existing_Space Heating_Natural Gas_Gas Boiler - Insulate Steam Lines/Condensate Tank_A_Achievable Economic UCT Potential | F4 | Commercial | Interruptible - College | Existing | Space Heating | Natural Gas | Gas Boiler - Insulate Steam Lines/Condensate Tank | A | Incremental Energy Savings (MWh or mTherms) | Achievable Economic UCT Potential | 0 | 0 | 0.56191 | 1.1479 | 1.1403 | 1.1317 | 1.1222 | 1.1116 | 1.0998 | 1.0868 | 1.0725 | 1.0572 | 1.0411 | 1.0247 | 1.0084 | 0.99287 | 0.97852 | 0.49531 | 1.4199e-16 | 1.8273e-15 | 2.7879e-16 | 0 | 0 | 0 | 0 | 0 | 0
F5_Commercial_Interruptible - College_Existing_Space Heating_Natural Gas_Gas Boiler - Insulate Steam Lines/Condensate Tank_A_Achievable Economic UCT Potential | F5 | Commercial | Interruptible - College | Existing | Space Heating | Natural Gas | Gas Boiler - Insulate Steam Lines/Condensate Tank | A | Incremental Summer Peak Savings (MW) | Achievable Economic UCT Potential | 0 | 0 | 0 | 0 | 0 | 0 | 0 | 0 | 0 | 0 | 0 | 0 | 0 | 0 | 0 | 0 | 0 | 0 | 0 | 0 | 0 | 0 | 0 | 0 | 0 | 0 | 0
F6_Commercial_Interruptible - College_Existing_Space Heating_Natural Gas_Gas Boiler - Insulate Steam Lines/Condensate Tank_A_Achievable Economic UCT Potential | F6 | Commercial | Interruptible - College | Existing | Space Heating | Natural Gas | Gas Boiler - Insulate Steam Lines/Condensate Tank | A | Incremental Winter Peak Savings (MW) | Achievable Economic UCT Potential | 0 | 0 | 0 | 0 | 0 | 0 | 0 | 0 | 0 | 0 | 0 | 0 | 0 | 0 | 0 | 0 | 0 | 0 | 0 | 0 | 0 | 0 | 0 | 0 | 0 | 0 | 0
F7_Commercial_Interruptible - College_Existing_Space Heating_Natural Gas_Gas Boiler - Insulate Steam Lines/Condensate Tank_A_Achievable Economic UCT Potential | F7 | Commercial | Interruptible - College | Existing | Space Heating | Natural Gas | Gas Boiler - Insulate Steam Lines/Condensate Tank | A | Cumulative Energy Savings (MWh or mTherms) | Achievable Economic UCT Potential | 0 | 0 | 0.56191 | 1.7071 | 2.8361 | 3.9466 | 5.0356 | 6.0996 | 7.1347 | 8.1369 | 9.1027 | 10.03 | 10.9184 | 11.7707 | 12.5923 | 13.391 | 14.176 | 14.4878 | 14.3247 | 14.1807 | 14.0629 | 13.9503 | 13.8679 | 13.7874 | 13.7087 | 13.6315 | 13.5557
F8_Commercial_Interruptible - College_Existing_Space Heating_Natural Gas_Gas Boiler - Insulate Steam Lines/Condensate Tank_A_Achievable Economic UCT Potential | F8 | Commercial | Interruptible - College | Existing | Space Heating | Natural Gas | Gas Boiler - Insulate Steam Lines/Condensate Tank | A | Cumulative Summer Peak Savings (MW) | Achievable Economic UCT Potential | 0 | 0 | 0 | 0 | 0 | 0 | 0 | 0 | 0 | 0 | 0 | 0 | 0 | 0 | 0 | 0 | 0 | 0 | 0 | 0 | 0 | 0 | 0 | 0 | 0 | 0 | 0
F9_Commercial_Interruptible - College_Existing_Space Heating_Natural Gas_Gas Boiler - Insulate Steam Lines/Condensate Tank_A_Achievable Economic UCT Potential | F9 | Commercial | Interruptible - College | Existing | Space Heating | Natural Gas | Gas Boiler - Insulate Steam Lines/Condensate Tank | A | Cumulative Winter Peak Savings (MW) | Achievable Economic UCT Potential | 0 | 0 | 0 | 0 | 0 | 0 | 0 | 0 | 0 | 0 | 0 | 0 | 0 | 0 | 0 | 0 | 0 | 0 | 0 | 0 | 0 | 0 | 0 | 0 | 0 | 0 | 0
F10_Commercial_Interruptible - College_Existing_Space Heating_Natural Gas_Gas Boiler - Insulate Steam Lines/Condensate Tank_A_Achievable Economic UCT Potential | F10 | Commercial | Interruptible - College | Existing | Space Heating | Natural Gas | Gas Boiler - Insulate Steam Lines/Condensate Tank | A | Purchases (Incremental) | Achievable Economic UCT Potential | 0 | 0 | 23.2817 | 47.7887 | 47.7887 | 47.7887 | 47.7887 | 47.7887 | 47.7887 | 47.7887 | 47.7887 | 47.7887 | 47.7887 | 47.7887 | 47.7887 | 47.7887 | 47.7887 | 24.507 | 7.1054e-15 | 9.2371e-14 | 1.4211e-14 | 0 | 0 | 0 | 0 | 0 | 0
F11_Commercial_Interruptible - College_Existing_Space Heating_Natural Gas_Gas Boiler - Insulate Steam Lines/Condensate Tank_A_Achievable Economic UCT Potential | F11 | Commercial | Interruptible - College | Existing | Space Heating | Natural Gas | Gas Boiler - Insulate Steam Lines/Condensate Tank | A | Purchases (Cumulative) | Achievable Economic UCT Potential | 0 | 0 | 23.2817 | 71.0704 | 118.8591 | 166.6477 | 214.4364 | 262.2251 | 310.0138 | 357.8025 | 405.5912 | 453.3799 | 501.1686 | 548.9573 | 596.746 | 644.5347 | 692.3234 | 716.8304 | 716.8304 | 716.8304 | 716.8304 | 716.8304 | 716.8304 | 716.8304 | 716.8304 | 716.8304 | 716.8304
F1_Commercial_Interruptible - College_Existing_Space Heating_Natural Gas_Gas Boiler - Insulate Hot Water Lines_A_Achievable Economic UCT Potential | F1 | Commercial | Interruptible - College | Existing | Space Heating | Natural Gas | Gas Boiler - Insulate Hot Water Lines | A | Integrated Unit Energy Savings (kWh or therms) | Achievable Economic UCT Potential | 0 | 0 | 16.1105 | 15.9529 | 15.7607 | 15.5505 | 15.3219 | 15.0717 | 14.7997 | 14.5074 | 14.1978 | 13.8761 | 13.5566 | 13.2403 | 12.9316 | 12.6395 | 12.3719 | 12.1505 | 11.9768 | 11.8255 | 11.7033 | 11.5875 | 11.5189 | 11.452 | 11.3866 | 11.3224 | 11.2594
F2_Commercial_Interruptible - College_Existing_Space Heating_Natural Gas_Gas Boiler - Insulate Hot Water Lines_A_Achievable Economic UCT Potential | F2 | Commercial | Interruptible - College | Existing | Space Heating | Natural Gas | Gas Boiler - Insulate Hot Water Lines | A | Integrated Unit Summer Peak Savings (kW) | Achievable Economic UCT Potential | 0 | 0 | 0 | 0 | 0 | 0 | 0 | 0 | 0 | 0 | 0 | 0 | 0 | 0 | 0 | 0 | 0 | 0 | 0 | 0 | 0 | 0 | 0 | 0 | 0 | 0 | 0
F3_Commercial_Interruptible - College_Existing_Space Heating_Natural Gas_Gas Boiler - Insulate Hot Water Lines_A_Achievable Economic UCT Potential | F3 | Commercial | Interruptible - College | Existing | Space Heating | Natural Gas | Gas Boiler - Insulate Hot Water Lines | A | Integrated Unit Winter Peak Savings (kW) | Achievable Economic UCT Potential | 0 | 0 | 0 | 0 | 0 | 0 | 0 | 0 | 0 | 0 | 0 | 0 | 0 | 0 | 0 | 0 | 0 | 0 | 0 | 0 | 0 | 0 | 0 | 0 | 0 | 0 | 0
F4_Commercial_Interruptible - College_Existing_Space Heating_Natural Gas_Gas Boiler - Insulate Hot Water Lines_A_Achievable Economic UCT Potential | F4 | Commercial | Interruptible - College | Existing | Space Heating | Natural Gas | Gas Boiler - Insulate Hot Water Lines | A | Incremental Energy Savings (MWh or mTherms) | Achievable Economic UCT Potential | 0 | 0 | 0.37508 | 0.76237 | 0.75318 | 0.74314 | 0.73222 | 0.72026 | 0.70726 | 0.69329 | 0.67849 | 0.66312 | 0.64785 | 0.32448 | 0 | 1.1675e-15 | 0 | 1.1224e-15 | 2.553e-16 | 1.3444e-15 | 1.6631e-16 | 0 | 0 | 0 | 0 | 0 | 0
F5_Commercial_Interruptible - College_Existing_Space Heating_Natural Gas_Gas Boiler - Insulate Hot Water Lines_A_Achievable Economic UCT Potential | F5 | Commercial | Interruptible - College | Existing | Space Heating | Natural Gas | Gas Boiler - Insulate Hot Water Lines | A | Incremental Summer Peak Savings (MW) | Achievable Economic UCT Potential | 0 | 0 | 0 | 0 | 0 | 0 | 0 | 0 | 0 | 0 | 0 | 0 | 0 | 0 | 0 | 0 | 0 | 0 | 0 | 0 | 0 | 0 | 0 | 0 | 0 | 0 | 0
F6_Commercial_Interruptible - College_Existing_Space Heating_Natural Gas_Gas Boiler - Insulate Hot Water Lines_A_Achievable Economic UCT Potential | F6 | Commercial | Interruptible - College | Existing | Space Heating | Natural Gas | Gas Boiler - Insulate Hot Water Lines | A | Incremental Winter Peak Savings (MW) | Achievable Economic UCT Potential | 0 | 0 | 0 | 0 | 0 | 0 | 0 | 0 | 0 | 0 | 0 | 0 | 0 | 0 | 0 | 0 | 0 | 0 | 0 | 0 | 0 | 0 | 0 | 0 | 0 | 0 | 0
F7_Commercial_Interruptible - College_Existing_Space Heating_Natural Gas_Gas Boiler - Insulate Hot Water Lines_A_Achievable Economic UCT Potential | F7 | Commercial | Interruptible - College | Existing | Space Heating | Natural Gas | Gas Boiler - Insulate Hot Water Lines | A | Cumulative Energy Savings (MWh or mTherms) | Achievable Economic UCT Potential | 0 | 0 | 0.37508 | 1.1338 | 1.8733 | 2.5915 | 3.2856 | 3.9522 | 4.5881 | 5.1908 | 5.7585 | 6.2911 | 6.7941 | 6.9601 | 6.7978 | 6.6443 | 6.5036 | 6.3872 | 6.2959 | 6.2164 | 6.1521 | 6.0913 | 6.0552 | 6.02 | 5.9856 | 5.9519 | 5.9188
F8_Commercial_Interruptible - College_Existing_Space Heating_Natural Gas_Gas Boiler - Insulate Hot Water Lines_A_Achievable Economic UCT Potential | F8 | Commercial | Interruptible - College | Existing | Space Heating | Natural Gas | Gas Boiler - Insulate Hot Water Lines | A | Cumulative Summer Peak Savings (MW) | Achievable Economic UCT Potential | 0 | 0 | 0 | 0 | 0 | 0 | 0 | 0 | 0 | 0 | 0 | 0 | 0 | 0 | 0 | 0 | 0 | 0 | 0 | 0 | 0 | 0 | 0 | 0 | 0 | 0 | 0
F9_Commercial_Interruptible - College_Existing_Space Heating_Natural Gas_Gas Boiler - Insulate Hot Water Lines_A_Achievable Economic UCT Potential | F9 | Commercial | Interruptible - College | Existing | Space Heating | Natural Gas | Gas Boiler - Insulate Hot Water Lines | A | Cumulative Winter Peak Savings (MW) | Achievable Economic UCT Potential | 0 | 0 | 0 | 0 | 0 | 0 | 0 | 0 | 0 | 0 | 0 | 0 | 0 | 0 | 0 | 0 | 0 | 0 | 0 | 0 | 0 | 0 | 0 | 0 | 0 | 0 | 0
F10_Commercial_Interruptible - College_Existing_Space Heating_Natural Gas_Gas Boiler - Insulate Hot Water Lines_A_Achievable Economic UCT Potential | F10 | Commercial | Interruptible - College | Existing | Space Heating | Natural Gas | Gas Boiler - Insulate Hot Water Lines | A | Purchases (Incremental) | Achievable Economic UCT Potential | 0 | 0 | 23.2817 | 47.7887 | 47.7887 | 47.7887 | 47.7887 | 47.7887 | 47.7887 | 47.7887 | 47.7887 | 47.7887 | 47.7887 | 24.507 | 0 | 9.2371e-14 | 0 | 9.2371e-14 | 2.1316e-14 | 1.1369e-13 | 1.4211e-14 | 0 | 0 | 0 | 0 | 0 | 0
F11_Commercial_Interruptible - College_Existing_Space Heating_Natural Gas_Gas Boiler - Insulate Hot Water Lines_A_Achievable Economic UCT Potential | F11 | Commercial | Interruptible - College | Existing | Space Heating | Natural Gas | Gas Boiler - Insulate Hot Water Lines | A | Purchases (Cumulative) | Achievable Economic UCT Potential | 0 | 0 | 23.2817 | 71.0704 | 118.8591 | 166.6477 | 214.4364 | 262.2251 | 310.0138 | 357.8025 | 405.5912 | 453.3799 | 501.1686 | 525.6756 | 525.6756 | 525.6756 | 525.6756 | 525.6756 | 525.6756 | 525.6756 | 525.6756 | 525.6756 | 525.6756 | 525.6756 | 525.6756 | 525.6756 | 525.6756
F1_Commercial_Interruptible - College_Existing_Space Heating_Natural Gas_Condensing RTU_A_Achievable Economic UCT Potential | F1 | Commercial | Interruptible - College | Existing | Space Heating | Natural Gas | Condensing RTU | A | Integrated Unit Energy Savings (kWh or therms) | Achievable Economic UCT Potential | 0 | 0 | 0.10072 | 0.099391 | 0.097759 | 0.095968 | 0.094022 | 0.09189 | 0.089531 | 0.086965 | 0.084229 | 0.081384 | 0.078518 | 0.075691 | 0.072966 | 0.070405 | 0.068079 | 0.066128 | 0.064556 | 0.06321 | 0.062134 | 0.061139 | 0.060583 | 0.060052 | 0.059543 | 0.059054 | 0.058584
F2_Commercial_Interruptible - College_Existing_Space Heating_Natural Gas_Condensing RTU_A_Achievable Economic UCT Potential | F2 | Commercial | Interruptible - College | Existing | Space Heating | Natural Gas | Condensing RTU | A | Integrated Unit Summer Peak Savings (kW) | Achievable Economic UCT Potential | 0 | 0 | 0 | 0 | 0 | 0 | 0 | 0 | 0 | 0 | 0 | 0 | 0 | 0 | 0 | 0 | 0 | 0 | 0 | 0 | 0 | 0 | 0 | 0 | 0 | 0 | 0
F3_Commercial_Interruptible - College_Existing_Space Heating_Natural Gas_Condensing RTU_A_Achievable Economic UCT Potential | F3 | Commercial | Interruptible - College | Existing | Space Heating | Natural Gas | Condensing RTU | A | Integrated Unit Winter Peak Savings (kW) | Achievable Economic UCT Potential | 0 | 0 | 0 | 0 | 0 | 0 | 0 | 0 | 0 | 0 | 0 | 0 | 0 | 0 | 0 | 0 | 0 | 0 | 0 | 0 | 0 | 0 | 0 | 0 | 0 | 0 | 0
F4_Commercial_Interruptible - College_Existing_Space Heating_Natural Gas_Condensing RTU_A_Achievable Economic UCT Potential | F4 | Commercial | Interruptible - College | Existing | Space Heating | Natural Gas | Condensing RTU | A | Incremental Energy Savings (MWh or mTherms) | Achievable Economic UCT Potential | 0 | 0 | 0 | 0 | 0 | 0 | 0 | 0 | 0 | 0 | 0 | 0 | 0 | 0 | 0 | 0 | 0 | 0 | 0 | 0 | 0 | 0 | 0 | 0 | 0 | 0 | 0
F5_Commercial_Interruptible - College_Existing_Space Heating_Natural Gas_Condensing RTU_A_Achievable Economic UCT Potential | F5 | Commercial | Interruptible - College | Existing | Space Heating | Natural Gas | Condensing RTU | A | Incremental Summer Peak Savings (MW) | Achievable Economic UCT Potential | 0 | 0 | 0 | 0 | 0 | 0 | 0 | 0 | 0 | 0 | 0 | 0 | 0 | 0 | 0 | 0 | 0 | 0 | 0 | 0 | 0 | 0 | 0 | 0 | 0 | 0 | 0
F6_Commercial_Interruptible - College_Existing_Space Heating_Natural Gas_Condensing RTU_A_Achievable Economic UCT Potential | F6 | Commercial | Interruptible - College | Existing | Space Heating | Natural Gas | Condensing RTU | A | Incremental Winter Peak Savings (MW) | Achievable Economic UCT Potential | 0 | 0 | 0 | 0 | 0 | 0 | 0 | 0 | 0 | 0 | 0 | 0 | 0 | 0 | 0 | 0 | 0 | 0 | 0 | 0 | 0 | 0 | 0 | 0 | 0 | 0 | 0
F7_Commercial_Interruptible - College_Existing_Space Heating_Natural Gas_Condensing RTU_A_Achievable Economic UCT Potential | F7 | Commercial | Interruptible - College | Existing | Space Heating | Natural Gas | Condensing RTU | A | Cumulative Energy Savings (MWh or mTherms) | Achievable Economic UCT Potential | 0 | 0 | 0 | 0 | 0 | 0 | 0 | 0 | 0 | 0 | 0 | 0 | 0 | 0 | 0 | 0 | 0 | 0 | 0 | 0 | 0 | 0 | 0 | 0 | 0 | 0 | 0
F8_Commercial_Interruptible - College_Existing_Space Heating_Natural Gas_Condensing RTU_A_Achievable Economic UCT Potential | F8 | Commercial | Interruptible - College | Existing | Space Heating | Natural Gas | Condensing RTU | A | Cumulative Summer Peak Savings (MW) | Achievable Economic UCT Potential | 0 | 0 | 0 | 0 | 0 | 0 | 0 | 0 | 0 | 0 | 0 | 0 | 0 | 0 | 0 | 0 | 0 | 0 | 0 | 0 | 0 | 0 | 0 | 0 | 0 | 0 | 0
F9_Commercial_Interruptible - College_Existing_Space Heating_Natural Gas_Condensing RTU_A_Achievable Economic UCT Potential | F9 | Commercial | Interruptible - College | Existing | Space Heating | Natural Gas | Condensing RTU | A | Cumulative Winter Peak Savings (MW) | Achievable Economic UCT Potential | 0 | 0 | 0 | 0 | 0 | 0 | 0 | 0 | 0 | 0 | 0 | 0 | 0 | 0 | 0 | 0 | 0 | 0 | 0 | 0 | 0 | 0 | 0 | 0 | 0 | 0 | 0
F10_Commercial_Interruptible - College_Existing_Space Heating_Natural Gas_Condensing RTU_A_Achievable Economic UCT Potential | F10 | Commercial | Interruptible - College | Existing | Space Heating | Natural Gas | Condensing RTU | A | Purchases (Incremental) | Achievable Economic UCT Potential | 0 | 0 | 0 | 0 | 0 | 0 | 0 | 0 | 0 | 0 | 0 | 0 | 0 | 0 | 0 | 0 | 0 | 0 | 0 | 0 | 0 | 0 | 0 | 0 | 0 | 0 | 0
F11_Commercial_Interruptible - College_Existing_Space Heating_Natural Gas_Condensing RTU_A_Achievable Economic UCT Potential | F11 | Commercial | Interruptible - College | Existing | Space Heating | Natural Gas | Condensing RTU | A | Purchases (Cumulative) | Achievable Economic UCT Potential | 0 | 0 | 0 | 0 | 0 | 0 | 0 | 0 | 0 | 0 | 0 | 0 | 0 | 0 | 0 | 0 | 0 | 0 | 0 | 0 | 0 | 0 | 0 | 0 | 0 | 0 | 0
F1_Commercial_Interruptible - College_Existing_Space Heating_Natural Gas_Hydronic Heating Radiator Replacement_A_Achievable Economic UCT Potential | F1 | Commercial | Interruptible - College | Existing | Space Heating | Natural Gas | Hydronic Heating Radiator Replacement | A | Integrated Unit Energy Savings (kWh or therms) | Achievable Economic UCT Potential | 0 | 0 | 136.5319 | 135.0678 | 133.309 | 131.397 | 129.3277 | 127.0725 | 124.6308 | 122.0143 | 119.2493 | 116.3815 | 113.5333 | 110.7514 | 108.0748 | 105.5453 | 103.2311 | 101.3291 | 99.8509 | 98.5677 | 97.5404 | 96.5675 | 95.9957 | 95.4378 | 94.8922 | 94.3575 | 93.8323
F2_Commercial_Interruptible - College_Existing_Space Heating_Natural Gas_Hydronic Heating Radiator Replacement_A_Achievable Economic UCT Potential | F2 | Commercial | Interruptible - College | Existing | Space Heating | Natural Gas | Hydronic Heating Radiator Replacement | A | Integrated Unit Summer Peak Savings (kW) | Achievable Economic UCT Potential | 0 | 0 | 0 | 0 | 0 | 0 | 0 | 0 | 0 | 0 | 0 | 0 | 0 | 0 | 0 | 0 | 0 | 0 | 0 | 0 | 0 | 0 | 0 | 0 | 0 | 0 | 0
F3_Commercial_Interruptible - College_Existing_Space Heating_Natural Gas_Hydronic Heating Radiator Replacement_A_Achievable Economic UCT Potential | F3 | Commercial | Interruptible - College | Existing | Space Heating | Natural Gas | Hydronic Heating Radiator Replacement | A | Integrated Unit Winter Peak Savings (kW) | Achievable Economic UCT Potential | 0 | 0 | 0 | 0 | 0 | 0 | 0 | 0 | 0 | 0 | 0 | 0 | 0 | 0 | 0 | 0 | 0 | 0 | 0 | 0 | 0 | 0 | 0 | 0 | 0 | 0 | 0
F4_Commercial_Interruptible - College_Existing_Space Heating_Natural Gas_Hydronic Heating Radiator Replacement_A_Achievable Economic UCT Potential | F4 | Commercial | Interruptible - College | Existing | Space Heating | Natural Gas | Hydronic Heating Radiator Replacement | A | Incremental Energy Savings (MWh or mTherms) | Achievable Economic UCT Potential | 0 | 0 | 0.80741 | 1.6395 | 1.6182 | 1.595 | 1.5699 | 1.5425 | 1.5129 | 1.4811 | 1.4475 | 1.4127 | 1.3781 | 1.3444 | 1.3119 | 1.2812 | 1.2531 | 1.23 | 1.2121 | 1.1965 | 1.184 | 1.1722 | 0 | 0 | 0 | 0 | 0
F5_Commercial_Interruptible - College_Existing_Space Heating_Natural Gas_Hydronic Heating Radiator Replacement_A_Achievable Economic UCT Potential | F5 | Commercial | Interruptible - College | Existing | Space Heating | Natural Gas | Hydronic Heating Radiator Replacement | A | Incremental Summer Peak Savings (MW) | Achievable Economic UCT Potential | 0 | 0 | 0 | 0 | 0 | 0 | 0 | 0 | 0 | 0 | 0 | 0 | 0 | 0 | 0 | 0 | 0 | 0 | 0 | 0 | 0 | 0 | 0 | 0 | 0 | 0 | 0
F6_Commercial_Interruptible - College_Existing_Space Heating_Natural Gas_Hydronic Heating Radiator Replacement_A_Achievable Economic UCT Potential | F6 | Commercial | Interruptible - College | Existing | Space Heating | Natural Gas | Hydronic Heating Radiator Replacement | A | Incremental Winter Peak Savings (MW) | Achievable Economic UCT Potential | 0 | 0 | 0 | 0 | 0 | 0 | 0 | 0 | 0 | 0 | 0 | 0 | 0 | 0 | 0 | 0 | 0 | 0 | 0 | 0 | 0 | 0 | 0 | 0 | 0 | 0 | 0
F7_Commercial_Interruptible - College_Existing_Space Heating_Natural Gas_Hydronic Heating Radiator Replacement_A_Achievable Economic UCT Potential | F7 | Commercial | Interruptible - College | Existing | Space Heating | Natural Gas | Hydronic Heating Radiator Replacement | A | Cumulative Energy Savings (MWh or mTherms) | Achievable Economic UCT Potential | 0 | 0 | 0.80741 | 2.4383 | 4.0248 | 5.562 | 7.0443 | 8.464 | 9.8142 | 11.0892 | 12.2855 | 13.4027 | 14.4529 | 15.4431 | 16.3818 | 17.2796 | 18.1538 | 19.0493 | 19.9835 | 20.9232 | 21.8891 | 22.843 | 22.7077 | 22.5758 | 22.4467 | 22.3202 | 22.196
F8_Commercial_Interruptible - College_Existing_Space Heating_Natural Gas_Hydronic Heating Radiator Replacement_A_Achievable Economic UCT Potential | F8 | Commercial | Interruptible - College | Existing | Space Heating | Natural Gas | Hydronic Heating Radiator Replacement | A | Cumulative Summer Peak Savings (MW) | Achievable Economic UCT Potential | 0 | 0 | 0 | 0 | 0 | 0 | 0 | 0 | 0 | 0 | 0 | 0 | 0 | 0 | 0 | 0 | 0 | 0 | 0 | 0 | 0 | 0 | 0 | 0 | 0 | 0 | 0
F9_Commercial_Interruptible - College_Existing_Space Heating_Natural Gas_Hydronic Heating Radiator Replacement_A_Achievable Economic UCT Potential | F9 | Commercial | Interruptible - College | Existing | Space Heating | Natural Gas | Hydronic Heating Radiator Replacement | A | Cumulative Winter Peak Savings (MW) | Achievable Economic UCT Potential | 0 | 0 | 0 | 0 | 0 | 0 | 0 | 0 | 0 | 0 | 0 | 0 | 0 | 0 | 0 | 0 | 0 | 0 | 0 | 0 | 0 | 0 | 0 | 0 | 0 | 0 | 0
F10_Commercial_Interruptible - College_Existing_Space Heating_Natural Gas_Hydronic Heating Radiator Replacement_A_Achievable Economic UCT Potential | F10 | Commercial | Interruptible - College | Existing | Space Heating | Natural Gas | Hydronic Heating Radiator Replacement | A | Purchases (Incremental) | Achievable Economic UCT Potential | 0 | 0 | 5.9137 | 12.1387 | 12.1387 | 12.1387 | 12.1387 | 12.1387 | 12.1387 | 12.1387 | 12.1387 | 12.1387 | 12.1387 | 12.1387 | 12.1387 | 12.1387 | 12.1387 | 12.1387 | 12.1387 | 12.1387 | 12.1387 | 12.1387 | 0 | 0 | 0 | 0 | 0
F11_Commercial_Interruptible - College_Existing_Space Heating_Natural Gas_Hydronic Heating Radiator Replacement_A_Achievable Economic UCT Potential | F11 | Commercial | Interruptible - College | Existing | Space Heating | Natural Gas | Hydronic Heating Radiator Replacement | A | Purchases (Cumulative) | Achievable Economic UCT Potential | 0 | 0 | 5.9137 | 18.0525 | 30.1912 | 42.3299 | 54.4686 | 66.6073 | 78.746 | 90.8848 | 103.0235 | 115.1622 | 127.3009 | 139.4396 | 151.5783 | 163.7171 | 175.8558 | 187.9945 | 200.1332 | 212.2719 | 224.4106 | 236.5494 | 236.5494 | 236.5494 | 236.5494 | 236.5494 | 236.5494
F1_Commercial_Interruptible - College_Existing_Space Heating_Natural Gas_Thermostat - Connected_A_Achievable Economic UCT Potential | F1 | Commercial | Interruptible - College | Existing | Space Heating | Natural Gas | Thermostat - Connected | A | Integrated Unit Energy Savings (kWh or therms) | Achievable Economic UCT Potential | 0 | 0 | 128.4815 | 126.9043 | 124.9925 | 122.8891 | 120.5763 | 118.0144 | 115.1935 | 112.122 | 108.8313 | 105.3815 | 101.9131 | 98.5059 | 95.2374 | 92.1855 | 89.4417 | 87.1918 | 85.442 | 83.9636 | 82.823 | 81.7613 | 81.2643 | 80.7801 | 80.3072 | 79.8445 | 79.3906
F2_Commercial_Interruptible - College_Existing_Space Heating_Natural Gas_Thermostat - Connected_A_Achievable Economic UCT Potential | F2 | Commercial | Interruptible - College | Existing | Space Heating | Natural Gas | Thermostat - Connected | A | Integrated Unit Summer Peak Savings (kW) | Achievable Economic UCT Potential | 0 | 0 | 0 | 0 | 0 | 0 | 0 | 0 | 0 | 0 | 0 | 0 | 0 | 0 | 0 | 0 | 0 | 0 | 0 | 0 | 0 | 0 | 0 | 0 | 0 | 0 | 0
F3_Commercial_Interruptible - College_Existing_Space Heating_Natural Gas_Thermostat - Connected_A_Achievable Economic UCT Potential | F3 | Commercial | Interruptible - College | Existing | Space Heating | Natural Gas | Thermostat - Connected | A | Integrated Unit Winter Peak Savings (kW) | Achievable Economic UCT Potential | 0 | 0 | 0 | 0 | 0 | 0 | 0 | 0 | 0 | 0 | 0 | 0 | 0 | 0 | 0 | 0 | 0 | 0 | 0 | 0 | 0 | 0 | 0 | 0 | 0 | 0 | 0
F4_Commercial_Interruptible - College_Existing_Space Heating_Natural Gas_Thermostat - Connected_A_Achievable Economic UCT Potential | F4 | Commercial | Interruptible - College | Existing | Space Heating | Natural Gas | Thermostat - Connected | A | Incremental Energy Savings (MWh or mTherms) | Achievable Economic UCT Potential | 0 | 0 | 0.67729 | 0.8214 | 0.99001 | 1.1299 | 1.2645 | 0.82488 | 0.80383 | 0.65258 | 0.40861 | 0.067794 | 0 | 0 | 0 | 0 | 0 | 0 | 0 | 0 | 0 | 0 | 0 | 0 | 0 | 0 | 0
F5_Commercial_Interruptible - College_Existing_Space Heating_Natural Gas_Thermostat - Connected_A_Achievable Economic UCT Potential | F5 | Commercial | Interruptible - College | Existing | Space Heating | Natural Gas | Thermostat - Connected | A | Incremental Summer Peak Savings (MW) | Achievable Economic UCT Potential | 0 | 0 | 0 | 0 | 0 | 0 | 0 | 0 | 0 | 0 | 0 | 0 | 0 | 0 | 0 | 0 | 0 | 0 | 0 | 0 | 0 | 0 | 0 | 0 | 0 | 0 | 0
F6_Commercial_Interruptible - College_Existing_Space Heating_Natural Gas_Thermostat - Connected_A_Achievable Economic UCT Potential | F6 | Commercial | Interruptible - College | Existing | Space Heating | Natural Gas | Thermostat - Connected | A | Incremental Winter Peak Savings (MW) | Achievable Economic UCT Potential | 0 | 0 | 0 | 0 | 0 | 0 | 0 | 0 | 0 | 0 | 0 | 0 | 0 | 0 | 0 | 0 | 0 | 0 | 0 | 0 | 0 | 0 | 0 | 0 | 0 | 0 | 0
F7_Commercial_Interruptible - College_Existing_Space Heating_Natural Gas_Thermostat - Connected_A_Achievable Economic UCT Potential | F7 | Commercial | Interruptible - College | Existing | Space Heating | Natural Gas | Thermostat - Connected | A | Cumulative Energy Savings (MWh or mTherms) | Achievable Economic UCT Potential | 0 | 0 | 0.67729 | 1.4904 | 2.4579 | 3.5465 | 4.7443 | 5.4684 | 6.1415 | 6.6303 | 6.8443 | 6.6952 | 6.4748 | 6.2583 | 6.0507 | 5.8568 | 5.6825 | 5.5395 | 5.4284 | 5.3344 | 5.262 | 5.1945 | 5.1629 | 5.1322 | 5.1021 | 5.0727 | 5.0439
F8_Commercial_Interruptible - College_Existing_Space Heating_Natural Gas_Thermostat - Connected_A_Achievable Economic UCT Potential | F8 | Commercial | Interruptible - College | Existing | Space Heating | Natural Gas | Thermostat - Connected | A | Cumulative Summer Peak Savings (MW) | Achievable Economic UCT Potential | 0 | 0 | 0 | 0 | 0 | 0 | 0 | 0 | 0 | 0 | 0 | 0 | 0 | 0 | 0 | 0 | 0 | 0 | 0 | 0 | 0 | 0 | 0 | 0 | 0 | 0 | 0
F9_Commercial_Interruptible - College_Existing_Space Heating_Natural Gas_Thermostat - Connected_A_Achievable Economic UCT Potential | F9 | Commercial | Interruptible - College | Existing | Space Heating | Natural Gas | Thermostat - Connected | A | Cumulative Winter Peak Savings (MW) | Achievable Economic UCT Potential | 0 | 0 | 0 | 0 | 0 | 0 | 0 | 0 | 0 | 0 | 0 | 0 | 0 | 0 | 0 | 0 | 0 | 0 | 0 | 0 | 0 | 0 | 0 | 0 | 0 | 0 | 0
F10_Commercial_Interruptible - College_Existing_Space Heating_Natural Gas_Thermostat - Connected_A_Achievable Economic UCT Potential | F10 | Commercial | Interruptible - College | Existing | Space Heating | Natural Gas | Thermostat - Connected | A | Purchases (Incremental) | Achievable Economic UCT Potential | 0 | 0 | 5.2715 | 6.4726 | 7.9206 | 9.1945 | 10.4875 | 6.9896 | 6.9781 | 5.8203 | 3.7546 | 0.64332 | 0 | 0 | 0 | 0 | 0 | 0 | 0 | 0 | 0 | 0 | 0 | 0 | 0 | 0 | 0
F11_Commercial_Interruptible - College_Existing_Space Heating_Natural Gas_Thermostat - Connected_A_Achievable Economic UCT Potential | F11 | Commercial | Interruptible - College | Existing | Space Heating | Natural Gas | Thermostat - Connected | A | Purchases (Cumulative) | Achievable Economic UCT Potential | 0 | 0 | 5.2715 | 11.7441 | 19.6647 | 28.8592 | 39.3467 | 46.3364 | 53.3145 | 59.1348 | 62.8893 | 63.5326 | 63.5326 | 63.5326 | 63.5326 | 63.5326 | 63.5326 | 63.5326 | 63.5326 | 63.5326 | 63.5326 | 63.5326 | 63.5326 | 63.5326 | 63.5326 | 63.5326 | 63.5326
F1_Commercial_Interruptible - College_Existing_Water Heating_Natural Gas_Water Heater - Thermostatic Shower Restriction Valve_A_Achievable Economic UCT Potential | F1 | Commercial | Interruptible - College | Existing | Water Heating | Natural Gas | Water Heater - Thermostatic Shower Restriction Valve | A | Integrated Unit Energy Savings (kWh or therms) | Achievable Economic UCT Potential | 0 | 0 | 37.1395 | 35.8523 | 34.5888 | 33.3089 | 32.0154 | 30.6663 | 29.3542 | 28.1053 | 26.9525 | 25.9673 | 25.2035 | 24.6611 | 24.435 | 24.2435 | 24.1401 | 24.058 | 23.9936 | 23.9418 | 23.905 | 23.8789 | 23.8604 | 23.8471 | 23.8293 | 23.8248 | 23.8212
F2_Commercial_Interruptible - College_Existing_Water Heating_Natural Gas_Water Heater - Thermostatic Shower Restriction Valve_A_Achievable Economic UCT Potential | F2 | Commercial | Interruptible - College | Existing | Water Heating | Natural Gas | Water Heater - Thermostatic Shower Restriction Valve | A | Integrated Unit Summer Peak Savings (kW) | Achievable Economic UCT Potential | 0 | 0 | 0 | 0 | 0 | 0 | 0 | 0 | 0 | 0 | 0 | 0 | 0 | 0 | 0 | 0 | 0 | 0 | 0 | 0 | 0 | 0 | 0 | 0 | 0 | 0 | 0
F3_Commercial_Interruptible - College_Existing_Water Heating_Natural Gas_Water Heater - Thermostatic Shower Restriction Valve_A_Achievable Economic UCT Potential | F3 | Commercial | Interruptible - College | Existing | Water Heating | Natural Gas | Water Heater - Thermostatic Shower Restriction Valve | A | Integrated Unit Winter Peak Savings (kW) | Achievable Economic UCT Potential | 0 | 0 | 0 | 0 | 0 | 0 | 0 | 0 | 0 | 0 | 0 | 0 | 0 | 0 | 0 | 0 | 0 | 0 | 0 | 0 | 0 | 0 | 0 | 0 | 0 | 0 | 0
F4_Commercial_Interruptible - College_Existing_Water Heating_Natural Gas_Water Heater - Thermostatic Shower Restriction Valve_A_Achievable Economic UCT Potential | F4 | Commercial | Interruptible - College | Existing | Water Heating | Natural Gas | Water Heater - Thermostatic Shower Restriction Valve | A | Incremental Energy Savings (MWh or mTherms) | Achievable Economic UCT Potential | 0 | 0 | 0 | 0 | 0 | 0 | 0 | 0 | 0 | 0 | 0 | 0 | 0 | 0 | 0 | 0 | 0 | 0 | 0 | 0 | 0 | 0 | 0 | 0 | 0 | 0 | 0
F5_Commercial_Interruptible - College_Existing_Water Heating_Natural Gas_Water Heater - Thermostatic Shower Restriction Valve_A_Achievable Economic UCT Potential | F5 | Commercial | Interruptible - College | Existing | Water Heating | Natural Gas | Water Heater - Thermostatic Shower Restriction Valve | A | Incremental Summer Peak Savings (MW) | Achievable Economic UCT Potential | 0 | 0 | 0 | 0 | 0 | 0 | 0 | 0 | 0 | 0 | 0 | 0 | 0 | 0 | 0 | 0 | 0 | 0 | 0 | 0 | 0 | 0 | 0 | 0 | 0 | 0 | 0
F6_Commercial_Interruptible - College_Existing_Water Heating_Natural Gas_Water Heater - Thermostatic Shower Restriction Valve_A_Achievable Economic UCT Potential | F6 | Commercial | Interruptible - College | Existing | Water Heating | Natural Gas | Water Heater - Thermostatic Shower Restriction Valve | A | Incremental Winter Peak Savings (MW) | Achievable Economic UCT Potential | 0 | 0 | 0 | 0 | 0 | 0 | 0 | 0 | 0 | 0 | 0 | 0 | 0 | 0 | 0 | 0 | 0 | 0 | 0 | 0 | 0 | 0 | 0 | 0 | 0 | 0 | 0
F7_Commercial_Interruptible - College_Existing_Water Heating_Natural Gas_Water Heater - Thermostatic Shower Restriction Valve_A_Achievable Economic UCT Potential | F7 | Commercial | Interruptible - College | Existing | Water Heating | Natural Gas | Water Heater - Thermostatic Shower Restriction Valve | A | Cumulative Energy Savings (MWh or mTherms) | Achievable Economic UCT Potential | 0 | 0 | 0 | 0 | 0 | 0 | 0 | 0 | 0 | 0 | 0 | 0 | 0 | 0 | 0 | 0 | 0 | 0 | 0 | 0 | 0 | 0 | 0 | 0 | 0 | 0 | 0
F8_Commercial_Interruptible - College_Existing_Water Heating_Natural Gas_Water Heater - Thermostatic Shower Restriction Valve_A_Achievable Economic UCT Potential | F8 | Commercial | Interruptible - College | Existing | Water Heating | Natural Gas | Water Heater - Thermostatic Shower Restriction Valve | A | Cumulative Summer Peak Savings (MW) | Achievable Economic UCT Potential | 0 | 0 | 0 | 0 | 0 | 0 | 0 | 0 | 0 | 0 | 0 | 0 | 0 | 0 | 0 | 0 | 0 | 0 | 0 | 0 | 0 | 0 | 0 | 0 | 0 | 0 | 0
F9_Commercial_Interruptible - College_Existing_Water Heating_Natural Gas_Water Heater - Thermostatic Shower Restriction Valve_A_Achievable Economic UCT Potential | F9 | Commercial | Interruptible - College | Existing | Water Heating | Natural Gas | Water Heater - Thermostatic Shower Restriction Valve | A | Cumulative Winter Peak Savings (MW) | Achievable Economic UCT Potential | 0 | 0 | 0 | 0 | 0 | 0 | 0 | 0 | 0 | 0 | 0 | 0 | 0 | 0 | 0 | 0 | 0 | 0 | 0 | 0 | 0 | 0 | 0 | 0 | 0 | 0 | 0
F10_Commercial_Interruptible - College_Existing_Water Heating_Natural Gas_Water Heater - Thermostatic Shower Restriction Valve_A_Achievable Economic UCT Potential | F10 | Commercial | Interruptible - College | Existing | Water Heating | Natural Gas | Water Heater - Thermostatic Shower Restriction Valve | A | Purchases (Incremental) | Achievable Economic UCT Potential | 0 | 0 | 0 | 0 | 0 | 0 | 0 | 0 | 0 | 0 | 0 | 0 | 0 | 0 | 0 | 0 | 0 | 0 | 0 | 0 | 0 | 0 | 0 | 0 | 0 | 0 | 0
F11_Commercial_Interruptible - College_Existing_Water Heating_Natural Gas_Water Heater - Thermostatic Shower Restriction Valve_A_Achievable Economic UCT Potential | F11 | Commercial | Interruptible - College | Existing | Water Heating | Natural Gas | Water Heater - Thermostatic Shower Restriction Valve | A | Purchases (Cumulative) | Achievable Economic UCT Potential | 0 | 0 | 0 | 0 | 0 | 0 | 0 | 0 | 0 | 0 | 0 | 0 | 0 | 0 | 0 | 0 | 0 | 0 | 0 | 0 | 0 | 0 | 0 | 0 | 0 | 0 | 0
F1_Commercial_Interruptible - College_Existing_Water Heating_Natural Gas_Water Heater - Pre-Rinse Spray Valve_A_Achievable Economic UCT Potential | F1 | Commercial | Interruptible - College | Existing | Water Heating | Natural Gas | Water Heater - Pre-Rinse Spray Valve | A | Integrated Unit Energy Savings (kWh or therms) | Achievable Economic UCT Potential | 0 | 0 | 109.4421 | 105.5847 | 101.7879 | 97.9366 | 94.0403 | 89.9734 | 86.0145 | 82.248 | 78.7779 | 75.8183 | 73.5648 | 71.9816 | 71.3216 | 70.7627 | 70.4609 | 70.2212 | 70.0333 | 69.8821 | 69.7746 | 69.6985 | 69.6444 | 69.6058 | 69.5537 | 69.5406 | 69.5301
F2_Commercial_Interruptible - College_Existing_Water Heating_Natural Gas_Water Heater - Pre-Rinse Spray Valve_A_Achievable Economic UCT Potential | F2 | Commercial | Interruptible - College | Existing | Water Heating | Natural Gas | Water Heater - Pre-Rinse Spray Valve | A | Integrated Unit Summer Peak Savings (kW) | Achievable Economic UCT Potential | 0 | 0 | 0 | 0 | 0 | 0 | 0 | 0 | 0 | 0 | 0 | 0 | 0 | 0 | 0 | 0 | 0 | 0 | 0 | 0 | 0 | 0 | 0 | 0 | 0 | 0 | 0
F3_Commercial_Interruptible - College_Existing_Water Heating_Natural Gas_Water Heater - Pre-Rinse Spray Valve_A_Achievable Economic UCT Potential | F3 | Commercial | Interruptible - College | Existing | Water Heating | Natural Gas | Water Heater - Pre-Rinse Spray Valve | A | Integrated Unit Winter Peak Savings (kW) | Achievable Economic UCT Potential | 0 | 0 | 0 | 0 | 0 | 0 | 0 | 0 | 0 | 0 | 0 | 0 | 0 | 0 | 0 | 0 | 0 | 0 | 0 | 0 | 0 | 0 | 0 | 0 | 0 | 0 | 0
F4_Commercial_Interruptible - College_Existing_Water Heating_Natural Gas_Water Heater - Pre-Rinse Spray Valve_A_Achievable Economic UCT Potential | F4 | Commercial | Interruptible - College | Existing | Water Heating | Natural Gas | Water Heater - Pre-Rinse Spray Valve | A | Incremental Energy Savings (MWh or mTherms) | Achievable Economic UCT Potential | 0 | 0 | 0 | 0 | 0 | 0 | 0 | 0 | 0 | 0 | 0 | 0 | 0 | 0 | 0 | 0 | 0 | 0 | 0 | 0 | 0 | 0 | 0 | 0 | 0 | 0 | 0
F5_Commercial_Interruptible - College_Existing_Water Heating_Natural Gas_Water Heater - Pre-Rinse Spray Valve_A_Achievable Economic UCT Potential | F5 | Commercial | Interruptible - College | Existing | Water Heating | Natural Gas | Water Heater - Pre-Rinse Spray Valve | A | Incremental Summer Peak Savings (MW) | Achievable Economic UCT Potential | 0 | 0 | 0 | 0 | 0 | 0 | 0 | 0 | 0 | 0 | 0 | 0 | 0 | 0 | 0 | 0 | 0 | 0 | 0 | 0 | 0 | 0 | 0 | 0 | 0 | 0 | 0
F6_Commercial_Interruptible - College_Existing_Water Heating_Natural Gas_Water Heater - Pre-Rinse Spray Valve_A_Achievable Economic UCT Potential | F6 | Commercial | Interruptible - College | Existing | Water Heating | Natural Gas | Water Heater - Pre-Rinse Spray Valve | A | Incremental Winter Peak Savings (MW) | Achievable Economic UCT Potential | 0 | 0 | 0 | 0 | 0 | 0 | 0 | 0 | 0 | 0 | 0 | 0 | 0 | 0 | 0 | 0 | 0 | 0 | 0 | 0 | 0 | 0 | 0 | 0 | 0 | 0 | 0
F7_Commercial_Interruptible - College_Existing_Water Heating_Natural Gas_Water Heater - Pre-Rinse Spray Valve_A_Achievable Economic UCT Potential | F7 | Commercial | Interruptible - College | Existing | Water Heating | Natural Gas | Water Heater - Pre-Rinse Spray Valve | A | Cumulative Energy Savings (MWh or mTherms) | Achievable Economic UCT Potential | 0 | 0 | 0 | 0 | 0 | 0 | 0 | 0 | 0 | 0 | 0 | 0 | 0 | 0 | 0 | 0 | 0 | 0 | 0 | 0 | 0 | 0 | 0 | 0 | 0 | 0 | 0
F8_Commercial_Interruptible - College_Existing_Water Heating_Natural Gas_Water Heater - Pre-Rinse Spray Valve_A_Achievable Economic UCT Potential | F8 | Commercial | Interruptible - College | Existing | Water Heating | Natural Gas | Water Heater - Pre-Rinse Spray Valve | A | Cumulative Summer Peak Savings (MW) | Achievable Economic UCT Potential | 0 | 0 | 0 | 0 | 0 | 0 | 0 | 0 | 0 | 0 | 0 | 0 | 0 | 0 | 0 | 0 | 0 | 0 | 0 | 0 | 0 | 0 | 0 | 0 | 0 | 0 | 0
F9_Commercial_Interruptible - College_Existing_Water Heating_Natural Gas_Water Heater - Pre-Rinse Spray Valve_A_Achievable Economic UCT Potential | F9 | Commercial | Interruptible - College | Existing | Water Heating | Natural Gas | Water Heater - Pre-Rinse Spray Valve | A | Cumulative Winter Peak Savings (MW) | Achievable Economic UCT Potential | 0 | 0 | 0 | 0 | 0 | 0 | 0 | 0 | 0 | 0 | 0 | 0 | 0 | 0 | 0 | 0 | 0 | 0 | 0 | 0 | 0 | 0 | 0 | 0 | 0 | 0 | 0
F10_Commercial_Interruptible - College_Existing_Water Heating_Natural Gas_Water Heater - Pre-Rinse Spray Valve_A_Achievable Economic UCT Potential | F10 | Commercial | Interruptible - College | Existing | Water Heating | Natural Gas | Water Heater - Pre-Rinse Spray Valve | A | Purchases (Incremental) | Achievable Economic UCT Potential | 0 | 0 | 0 | 0 | 0 | 0 | 0 | 0 | 0 | 0 | 0 | 0 | 0 | 0 | 0 | 0 | 0 | 0 | 0 | 0 | 0 | 0 | 0 | 0 | 0 | 0 | 0
F11_Commercial_Interruptible - College_Existing_Water Heating_Natural Gas_Water Heater - Pre-Rinse Spray Valve_A_Achievable Economic UCT Potential | F11 | Commercial | Interruptible - College | Existing | Water Heating | Natural Gas | Water Heater - Pre-Rinse Spray Valve | A | Purchases (Cumulative) | Achievable Economic UCT Potential | 0 | 0 | 0 | 0 | 0 | 0 | 0 | 0 | 0 | 0 | 0 | 0 | 0 | 0 | 0 | 0 | 0 | 0 | 0 | 0 | 0 | 0 | 0 | 0 | 0 | 0 | 0
F1_Commercial_Interruptible - College_Existing_Water Heating_Natural Gas_Water Heater - Temperature Setback_A_Achievable Economic UCT Potential | F1 | Commercial | Interruptible - College | Existing | Water Heating | Natural Gas | Water Heater - Temperature Setback | A | Integrated Unit Energy Savings (kWh or therms) | Achievable Economic UCT Potential | 0 | 0 | 686.5514 | 674.2053 | 662.7206 | 652.0482 | 642.1219 | 632.8458 | 624.3061 | 616.6255 | 609.6372 | 603.3874 | 598.2011 | 594.0047 | 590.6753 | 587.3245 | 584.8199 | 582.8304 | 581.2706 | 580.0157 | 579.1238 | 578.4918 | 578.0432 | 577.7226 | 577.2904 | 577.1815 | 577.0943
F2_Commercial_Interruptible - College_Existing_Water Heating_Natural Gas_Water Heater - Temperature Setback_A_Achievable Economic UCT Potential | F2 | Commercial | Interruptible - College | Existing | Water Heating | Natural Gas | Water Heater - Temperature Setback | A | Integrated Unit Summer Peak Savings (kW) | Achievable Economic UCT Potential | 0 | 0 | 0 | 0 | 0 | 0 | 0 | 0 | 0 | 0 | 0 | 0 | 0 | 0 | 0 | 0 | 0 | 0 | 0 | 0 | 0 | 0 | 0 | 0 | 0 | 0 | 0
F3_Commercial_Interruptible - College_Existing_Water Heating_Natural Gas_Water Heater - Temperature Setback_A_Achievable Economic UCT Potential | F3 | Commercial | Interruptible - College | Existing | Water Heating | Natural Gas | Water Heater - Temperature Setback | A | Integrated Unit Winter Peak Savings (kW) | Achievable Economic UCT Potential | 0 | 0 | 0 | 0 | 0 | 0 | 0 | 0 | 0 | 0 | 0 | 0 | 0 | 0 | 0 | 0 | 0 | 0 | 0 | 0 | 0 | 0 | 0 | 0 | 0 | 0 | 0
F4_Commercial_Interruptible - College_Existing_Water Heating_Natural Gas_Water Heater - Temperature Setback_A_Achievable Economic UCT Potential | F4 | Commercial | Interruptible - College | Existing | Water Heating | Natural Gas | Water Heater - Temperature Setback | A | Incremental Energy Savings (MWh or mTherms) | Achievable Economic UCT Potential | 0 | 0 | 2.1279 | 2.5657 | 1.0322 | 1.0435 | 0.96912 | 1.141 | 0 | 0 | 0 | 0 | 0 | 0 | 0 | 0 | 0 | 0 | 0 | 0 | 0 | 0 | 0 | 0 | 0 | 0 | 0
F5_Commercial_Interruptible - College_Existing_Water Heating_Natural Gas_Water Heater - Temperature Setback_A_Achievable Economic UCT Potential | F5 | Commercial | Interruptible - College | Existing | Water Heating | Natural Gas | Water Heater - Temperature Setback | A | Incremental Summer Peak Savings (MW) | Achievable Economic UCT Potential | 0 | 0 | 0 | 0 | 0 | 0 | 0 | 0 | 0 | 0 | 0 | 0 | 0 | 0 | 0 | 0 | 0 | 0 | 0 | 0 | 0 | 0 | 0 | 0 | 0 | 0 | 0
F6_Commercial_Interruptible - College_Existing_Water Heating_Natural Gas_Water Heater - Temperature Setback_A_Achievable Economic UCT Potential | F6 | Commercial | Interruptible - College | Existing | Water Heating | Natural Gas | Water Heater - Temperature Setback | A | Incremental Winter Peak Savings (MW) | Achievable Economic UCT Potential | 0 | 0 | 0 | 0 | 0 | 0 | 0 | 0 | 0 | 0 | 0 | 0 | 0 | 0 | 0 | 0 | 0 | 0 | 0 | 0 | 0 | 0 | 0 | 0 | 0 | 0 | 0
F7_Commercial_Interruptible - College_Existing_Water Heating_Natural Gas_Water Heater - Temperature Setback_A_Achievable Economic UCT Potential | F7 | Commercial | Interruptible - College | Existing | Water Heating | Natural Gas | Water Heater - Temperature Setback | A | Cumulative Energy Savings (MWh or mTherms) | Achievable Economic UCT Potential | 0 | 0 | 2.1279 | 4.6554 | 5.6083 | 6.5614 | 7.4307 | 8.4644 | 8.3502 | 8.2474 | 8.154 | 8.0704 | 8.001 | 7.9449 | 7.9003 | 7.8555 | 7.822 | 7.7954 | 7.7746 | 7.7578 | 7.7458 | 7.7374 | 7.7314 | 7.7271 | 7.7213 | 7.7199 | 7.7187
F8_Commercial_Interruptible - College_Existing_Water Heating_Natural Gas_Water Heater - Temperature Setback_A_Achievable Economic UCT Potential | F8 | Commercial | Interruptible - College | Existing | Water Heating | Natural Gas | Water Heater - Temperature Setback | A | Cumulative Summer Peak Savings (MW) | Achievable Economic UCT Potential | 0 | 0 | 0 | 0 | 0 | 0 | 0 | 0 | 0 | 0 | 0 | 0 | 0 | 0 | 0 | 0 | 0 | 0 | 0 | 0 | 0 | 0 | 0 | 0 | 0 | 0 | 0
F9_Commercial_Interruptible - College_Existing_Water Heating_Natural Gas_Water Heater - Temperature Setback_A_Achievable Economic UCT Potential | F9 | Commercial | Interruptible - College | Existing | Water Heating | Natural Gas | Water Heater - Temperature Setback | A | Cumulative Winter Peak Savings (MW) | Achievable Economic UCT Potential | 0 | 0 | 0 | 0 | 0 | 0 | 0 | 0 | 0 | 0 | 0 | 0 | 0 | 0 | 0 | 0 | 0 | 0 | 0 | 0 | 0 | 0 | 0 | 0 | 0 | 0 | 0
F10_Commercial_Interruptible - College_Existing_Water Heating_Natural Gas_Water Heater - Temperature Setback_A_Achievable Economic UCT Potential | F10 | Commercial | Interruptible - College | Existing | Water Heating | Natural Gas | Water Heater - Temperature Setback | A | Purchases (Incremental) | Achievable Economic UCT Potential | 0 | 0 | 3.0994 | 3.8056 | 1.5575 | 1.6004 | 1.5092 | 1.803 | 0 | 0 | 0 | 0 | 0 | 0 | 0 | 0 | 0 | 0 | 0 | 0 | 0 | 0 | 0 | 0 | 0 | 0 | 0
F11_Commercial_Interruptible - College_Existing_Water Heating_Natural Gas_Water Heater - Temperature Setback_A_Achievable Economic UCT Potential | F11 | Commercial | Interruptible - College | Existing | Water Heating | Natural Gas | Water Heater - Temperature Setback | A | Purchases (Cumulative) | Achievable Economic UCT Potential | 0 | 0 | 3.0994 | 6.905 | 8.4625 | 10.0628 | 11.5721 | 13.3751 | 13.3751 | 13.3751 | 13.3751 | 13.3751 | 13.3751 | 13.3751 | 13.3751 | 13.3751 | 13.3751 | 13.3751 | 13.3751 | 13.3751 | 13.3751 | 13.3751 | 13.3751 | 13.3751 | 13.3751 | 13.3751 | 13.3751
F1_Commercial_Interruptible - College_Existing_Water Heating_Natural Gas_Water Heater - Faucet Aerators_A_Achievable Economic UCT Potential | F1 | Commercial | Interruptible - College | Existing | Water Heating | Natural Gas | Water Heater - Faucet Aerators | A | Integrated Unit Energy Savings (kWh or therms) | Achievable Economic UCT Potential | 0 | 0 | 159.8353 | 155.2701 | 150.9176 | 146.5617 | 142.2028 | 137.6984 | 133.3747 | 129.246 | 125.4634 | 122.2052 | 119.6419 | 117.7717 | 117.1116 | 116.4472 | 115.9506 | 115.5562 | 115.2469 | 114.9981 | 114.8213 | 114.696 | 114.607 | 114.5435 | 114.4578 | 114.4362 | 114.4189
F2_Commercial_Interruptible - College_Existing_Water Heating_Natural Gas_Water Heater - Faucet Aerators_A_Achievable Economic UCT Potential | F2 | Commercial | Interruptible - College | Existing | Water Heating | Natural Gas | Water Heater - Faucet Aerators | A | Integrated Unit Summer Peak Savings (kW) | Achievable Economic UCT Potential | 0 | 0 | 0 | 0 | 0 | 0 | 0 | 0 | 0 | 0 | 0 | 0 | 0 | 0 | 0 | 0 | 0 | 0 | 0 | 0 | 0 | 0 | 0 | 0 | 0 | 0 | 0
F3_Commercial_Interruptible - College_Existing_Water Heating_Natural Gas_Water Heater - Faucet Aerators_A_Achievable Economic UCT Potential | F3 | Commercial | Interruptible - College | Existing | Water Heating | Natural Gas | Water Heater - Faucet Aerators | A | Integrated Unit Winter Peak Savings (kW) | Achievable Economic UCT Potential | 0 | 0 | 0 | 0 | 0 | 0 | 0 | 0 | 0 | 0 | 0 | 0 | 0 | 0 | 0 | 0 | 0 | 0 | 0 | 0 | 0 | 0 | 0 | 0 | 0 | 0 | 0
F4_Commercial_Interruptible - College_Existing_Water Heating_Natural Gas_Water Heater - Faucet Aerators_A_Achievable Economic UCT Potential | F4 | Commercial | Interruptible - College | Existing | Water Heating | Natural Gas | Water Heater - Faucet Aerators | A | Incremental Energy Savings (MWh or mTherms) | Achievable Economic UCT Potential | 0 | 0 | 0 | 0 | 0 | 0 | 0 | 0 | 0 | 0 | 0 | 0 | 0 | 0 | 0 | 0 | 0 | 0 | 0 | 0 | 0 | 0 | 0 | 0 | 0 | 0 | 0
F5_Commercial_Interruptible - College_Existing_Water Heating_Natural Gas_Water Heater - Faucet Aerators_A_Achievable Economic UCT Potential | F5 | Commercial | Interruptible - College | Existing | Water Heating | Natural Gas | Water Heater - Faucet Aerators | A | Incremental Summer Peak Savings (MW) | Achievable Economic UCT Potential | 0 | 0 | 0 | 0 | 0 | 0 | 0 | 0 | 0 | 0 | 0 | 0 | 0 | 0 | 0 | 0 | 0 | 0 | 0 | 0 | 0 | 0 | 0 | 0 | 0 | 0 | 0
F6_Commercial_Interruptible - College_Existing_Water Heating_Natural Gas_Water Heater - Faucet Aerators_A_Achievable Economic UCT Potential | F6 | Commercial | Interruptible - College | Existing | Water Heating | Natural Gas | Water Heater - Faucet Aerators | A | Incremental Winter Peak Savings (MW) | Achievable Economic UCT Potential | 0 | 0 | 0 | 0 | 0 | 0 | 0 | 0 | 0 | 0 | 0 | 0 | 0 | 0 | 0 | 0 | 0 | 0 | 0 | 0 | 0 | 0 | 0 | 0 | 0 | 0 | 0
F7_Commercial_Interruptible - College_Existing_Water Heating_Natural Gas_Water Heater - Faucet Aerators_A_Achievable Economic UCT Potential | F7 | Commercial | Interruptible - College | Existing | Water Heating | Natural Gas | Water Heater - Faucet Aerators | A | Cumulative Energy Savings (MWh or mTherms) | Achievable Economic UCT Potential | 0 | 0 | 0 | 0 | 0 | 0 | 0 | 0 | 0 | 0 | 0 | 0 | 0 | 0 | 0 | 0 | 0 | 0 | 0 | 0 | 0 | 0 | 0 | 0 | 0 | 0 | 0
F8_Commercial_Interruptible - College_Existing_Water Heating_Natural Gas_Water Heater - Faucet Aerators_A_Achievable Economic UCT Potential | F8 | Commercial | Interruptible - College | Existing | Water Heating | Natural Gas | Water Heater - Faucet Aerators | A | Cumulative Summer Peak Savings (MW) | Achievable Economic UCT Potential | 0 | 0 | 0 | 0 | 0 | 0 | 0 | 0 | 0 | 0 | 0 | 0 | 0 | 0 | 0 | 0 | 0 | 0 | 0 | 0 | 0 | 0 | 0 | 0 | 0 | 0 | 0
F9_Commercial_Interruptible - College_Existing_Water Heating_Natural Gas_Water Heater - Faucet Aerators_A_Achievable Economic UCT Potential | F9 | Commercial | Interruptible - College | Existing | Water Heating | Natural Gas | Water Heater - Faucet Aerators | A | Cumulative Winter Peak Savings (MW) | Achievable Economic UCT Potential | 0 | 0 | 0 | 0 | 0 | 0 | 0 | 0 | 0 | 0 | 0 | 0 | 0 | 0 | 0 | 0 | 0 | 0 | 0 | 0 | 0 | 0 | 0 | 0 | 0 | 0 | 0
F10_Commercial_Interruptible - College_Existing_Water Heating_Natural Gas_Water Heater - Faucet Aerators_A_Achievable Economic UCT Potential | F10 | Commercial | Interruptible - College | Existing | Water Heating | Natural Gas | Water Heater - Faucet Aerators | A | Purchases (Incremental) | Achievable Economic UCT Potential | 0 | 0 | 0 | 0 | 0 | 0 | 0 | 0 | 0 | 0 | 0 | 0 | 0 | 0 | 0 | 0 | 0 | 0 | 0 | 0 | 0 | 0 | 0 | 0 | 0 | 0 | 0
F11_Commercial_Interruptible - College_Existing_Water Heating_Natural Gas_Water Heater - Faucet Aerators_A_Achievable Economic UCT Potential | F11 | Commercial | Interruptible - College | Existing | Water Heating | Natural Gas | Water Heater - Faucet Aerators | A | Purchases (Cumulative) | Achievable Economic UCT Potential | 0 | 0 | 0 | 0 | 0 | 0 | 0 | 0 | 0 | 0 | 0 | 0 | 0 | 0 | 0 | 0 | 0 | 0 | 0 | 0 | 0 | 0 | 0 | 0 | 0 | 0 | 0
F1_Commercial_Interruptible - College_Existing_Water Heating_Natural Gas_Water Heater - Low-Flow Showerheads_A_Achievable Economic UCT Potential | F1 | Commercial | Interruptible - College | Existing | Water Heating | Natural Gas | Water Heater - Low-Flow Showerheads | A | Integrated Unit Energy Savings (kWh or therms) | Achievable Economic UCT Potential | 0 | 0 | 81.833 | 79.0051 | 76.2307 | 73.4209 | 70.5816 | 67.6208 | 64.7418 | 62.0011 | 59.4707 | 57.3072 | 55.6293 | 54.4374 | 53.9413 | 53.52 | 53.2918 | 53.1105 | 52.9683 | 52.854 | 52.7727 | 52.7151 | 52.6742 | 52.645 | 52.6056 | 52.5957 | 52.5878
F2_Commercial_Interruptible - College_Existing_Water Heating_Natural Gas_Water Heater - Low-Flow Showerheads_A_Achievable Economic UCT Potential | F2 | Commercial | Interruptible - College | Existing | Water Heating | Natural Gas | Water Heater - Low-Flow Showerheads | A | Integrated Unit Summer Peak Savings (kW) | Achievable Economic UCT Potential | 0 | 0 | 0 | 0 | 0 | 0 | 0 | 0 | 0 | 0 | 0 | 0 | 0 | 0 | 0 | 0 | 0 | 0 | 0 | 0 | 0 | 0 | 0 | 0 | 0 | 0 | 0
F3_Commercial_Interruptible - College_Existing_Water Heating_Natural Gas_Water Heater - Low-Flow Showerheads_A_Achievable Economic UCT Potential | F3 | Commercial | Interruptible - College | Existing | Water Heating | Natural Gas | Water Heater - Low-Flow Showerheads | A | Integrated Unit Winter Peak Savings (kW) | Achievable Economic UCT Potential | 0 | 0 | 0 | 0 | 0 | 0 | 0 | 0 | 0 | 0 | 0 | 0 | 0 | 0 | 0 | 0 | 0 | 0 | 0 | 0 | 0 | 0 | 0 | 0 | 0 | 0 | 0
F4_Commercial_Interruptible - College_Existing_Water Heating_Natural Gas_Water Heater - Low-Flow Showerheads_A_Achievable Economic UCT Potential | F4 | Commercial | Interruptible - College | Existing | Water Heating | Natural Gas | Water Heater - Low-Flow Showerheads | A | Incremental Energy Savings (MWh or mTherms) | Achievable Economic UCT Potential | 0 | 0 | 0 | 0 | 0 | 0 | 0 | 0 | 0 | 0 | 0 | 0 | 0 | 0 | 0 | 0 | 0 | 0 | 0 | 0 | 0 | 0 | 0 | 0 | 0 | 0 | 0
F5_Commercial_Interruptible - College_Existing_Water Heating_Natural Gas_Water Heater - Low-Flow Showerheads_A_Achievable Economic UCT Potential | F5 | Commercial | Interruptible - College | Existing | Water Heating | Natural Gas | Water Heater - Low-Flow Showerheads | A | Incremental Summer Peak Savings (MW) | Achievable Economic UCT Potential | 0 | 0 | 0 | 0 | 0 | 0 | 0 | 0 | 0 | 0 | 0 | 0 | 0 | 0 | 0 | 0 | 0 | 0 | 0 | 0 | 0 | 0 | 0 | 0 | 0 | 0 | 0
F6_Commercial_Interruptible - College_Existing_Water Heating_Natural Gas_Water Heater - Low-Flow Showerheads_A_Achievable Economic UCT Potential | F6 | Commercial | Interruptible - College | Existing | Water Heating | Natural Gas | Water Heater - Low-Flow Showerheads | A | Incremental Winter Peak Savings (MW) | Achievable Economic UCT Potential | 0 | 0 | 0 | 0 | 0 | 0 | 0 | 0 | 0 | 0 | 0 | 0 | 0 | 0 | 0 | 0 | 0 | 0 | 0 | 0 | 0 | 0 | 0 | 0 | 0 | 0 | 0
F7_Commercial_Interruptible - College_Existing_Water Heating_Natural Gas_Water Heater - Low-Flow Showerheads_A_Achievable Economic UCT Potential | F7 | Commercial | Interruptible - College | Existing | Water Heating | Natural Gas | Water Heater - Low-Flow Showerheads | A | Cumulative Energy Savings (MWh or mTherms) | Achievable Economic UCT Potential | 0 | 0 | 0 | 0 | 0 | 0 | 0 | 0 | 0 | 0 | 0 | 0 | 0 | 0 | 0 | 0 | 0 | 0 | 0 | 0 | 0 | 0 | 0 | 0 | 0 | 0 | 0
F8_Commercial_Interruptible - College_Existing_Water Heating_Natural Gas_Water Heater - Low-Flow Showerheads_A_Achievable Economic UCT Potential | F8 | Commercial | Interruptible - College | Existing | Water Heating | Natural Gas | Water Heater - Low-Flow Showerheads | A | Cumulative Summer Peak Savings (MW) | Achievable Economic UCT Potential | 0 | 0 | 0 | 0 | 0 | 0 | 0 | 0 | 0 | 0 | 0 | 0 | 0 | 0 | 0 | 0 | 0 | 0 | 0 | 0 | 0 | 0 | 0 | 0 | 0 | 0 | 0
F9_Commercial_Interruptible - College_Existing_Water Heating_Natural Gas_Water Heater - Low-Flow Showerheads_A_Achievable Economic UCT Potential | F9 | Commercial | Interruptible - College | Existing | Water Heating | Natural Gas | Water Heater - Low-Flow Showerheads | A | Cumulative Winter Peak Savings (MW) | Achievable Economic UCT Potential | 0 | 0 | 0 | 0 | 0 | 0 | 0 | 0 | 0 | 0 | 0 | 0 | 0 | 0 | 0 | 0 | 0 | 0 | 0 | 0 | 0 | 0 | 0 | 0 | 0 | 0 | 0
F10_Commercial_Interruptible - College_Existing_Water Heating_Natural Gas_Water Heater - Low-Flow Showerheads_A_Achievable Economic UCT Potential | F10 | Commercial | Interruptible - College | Existing | Water Heating | Natural Gas | Water Heater - Low-Flow Showerheads | A | Purchases (Incremental) | Achievable Economic UCT Potential | 0 | 0 | 0 | 0 | 0 | 0 | 0 | 0 | 0 | 0 | 0 | 0 | 0 | 0 | 0 | 0 | 0 | 0 | 0 | 0 | 0 | 0 | 0 | 0 | 0 | 0 | 0
F11_Commercial_Interruptible - College_Existing_Water Heating_Natural Gas_Water Heater - Low-Flow Showerheads_A_Achievable Economic UCT Potential | F11 | Commercial | Interruptible - College | Existing | Water Heating | Natural Gas | Water Heater - Low-Flow Showerheads | A | Purchases (Cumulative) | Achievable Economic UCT Potential | 0 | 0 | 0 | 0 | 0 | 0 | 0 | 0 | 0 | 0 | 0 | 0 | 0 | 0 | 0 | 0 | 0 | 0 | 0 | 0 | 0 | 0 | 0 | 0 | 0 | 0 | 0
F1_Commercial_Interruptible - College_Existing_Water Heating_Natural Gas_Water Heater - Tank Blanket/Insulation_A_Achievable Economic UCT Potential | F1 | Commercial | Interruptible - College | Existing | Water Heating | Natural Gas | Water Heater - Tank Blanket/Insulation | A | Integrated Unit Energy Savings (kWh or therms) | Achievable Economic UCT Potential | 0 | 0 | 1327.9893 | 1306.0167 | 1286.0724 | 1268.0022 | 1251.6784 | 1237.0473 | 1224.1109 | 1212.8651 | 1202.6947 | 1193.4238 | 1185.523 | 1178.8185 | 1173.1724 | 1166.9641 | 1161.9876 | 1158.0346 | 1154.9355 | 1152.4422 | 1150.67 | 1149.4142 | 1148.5228 | 1147.8858 | 1147.0272 | 1146.8106 | 1146.6374
F2_Commercial_Interruptible - College_Existing_Water Heating_Natural Gas_Water Heater - Tank Blanket/Insulation_A_Achievable Economic UCT Potential | F2 | Commercial | Interruptible - College | Existing | Water Heating | Natural Gas | Water Heater - Tank Blanket/Insulation | A | Integrated Unit Summer Peak Savings (kW) | Achievable Economic UCT Potential | 0 | 0 | 0 | 0 | 0 | 0 | 0 | 0 | 0 | 0 | 0 | 0 | 0 | 0 | 0 | 0 | 0 | 0 | 0 | 0 | 0 | 0 | 0 | 0 | 0 | 0 | 0
F3_Commercial_Interruptible - College_Existing_Water Heating_Natural Gas_Water Heater - Tank Blanket/Insulation_A_Achievable Economic UCT Potential | F3 | Commercial | Interruptible - College | Existing | Water Heating | Natural Gas | Water Heater - Tank Blanket/Insulation | A | Integrated Unit Winter Peak Savings (kW) | Achievable Economic UCT Potential | 0 | 0 | 0 | 0 | 0 | 0 | 0 | 0 | 0 | 0 | 0 | 0 | 0 | 0 | 0 | 0 | 0 | 0 | 0 | 0 | 0 | 0 | 0 | 0 | 0 | 0 | 0
F4_Commercial_Interruptible - College_Existing_Water Heating_Natural Gas_Water Heater - Tank Blanket/Insulation_A_Achievable Economic UCT Potential | F4 | Commercial | Interruptible - College | Existing | Water Heating | Natural Gas | Water Heater - Tank Blanket/Insulation | A | Incremental Energy Savings (MWh or mTherms) | Achievable Economic UCT Potential | 0 | 0 | 1.2106 | 1.4618 | 1.7615 | 2.0161 | 2.27 | 2.6229 | 2.8473 | 2.882 | 2.6931 | 2.2971 | 1.7658 | 1.205 | 0.71763 | 0.33341 | 0 | 0 | 0 | 0 | 0 | 0 | 0 | 0 | 0 | 0 | 0
F5_Commercial_Interruptible - College_Existing_Water Heating_Natural Gas_Water Heater - Tank Blanket/Insulation_A_Achievable Economic UCT Potential | F5 | Commercial | Interruptible - College | Existing | Water Heating | Natural Gas | Water Heater - Tank Blanket/Insulation | A | Incremental Summer Peak Savings (MW) | Achievable Economic UCT Potential | 0 | 0 | 0 | 0 | 0 | 0 | 0 | 0 | 0 | 0 | 0 | 0 | 0 | 0 | 0 | 0 | 0 | 0 | 0 | 0 | 0 | 0 | 0 | 0 | 0 | 0 | 0
F6_Commercial_Interruptible - College_Existing_Water Heating_Natural Gas_Water Heater - Tank Blanket/Insulation_A_Achievable Economic UCT Potential | F6 | Commercial | Interruptible - College | Existing | Water Heating | Natural Gas | Water Heater - Tank Blanket/Insulation | A | Incremental Winter Peak Savings (MW) | Achievable Economic UCT Potential | 0 | 0 | 0 | 0 | 0 | 0 | 0 | 0 | 0 | 0 | 0 | 0 | 0 | 0 | 0 | 0 | 0 | 0 | 0 | 0 | 0 | 0 | 0 | 0 | 0 | 0 | 0
F7_Commercial_Interruptible - College_Existing_Water Heating_Natural Gas_Water Heater - Tank Blanket/Insulation_A_Achievable Economic UCT Potential | F7 | Commercial | Interruptible - College | Existing | Water Heating | Natural Gas | Water Heater - Tank Blanket/Insulation | A | Cumulative Energy Savings (MWh or mTherms) | Achievable Economic UCT Potential | 0 | 0 | 1.2106 | 2.6524 | 4.3734 | 6.328 | 8.5165 | 11.0399 | 13.7717 | 16.5271 | 19.0817 | 21.2317 | 22.857 | 23.9327 | 24.5357 | 24.7393 | 24.6338 | 24.55 | 24.4843 | 24.4314 | 24.3939 | 24.3672 | 24.3484 | 24.3348 | 24.3166 | 24.3121 | 24.3084
F8_Commercial_Interruptible - College_Existing_Water Heating_Natural Gas_Water Heater - Tank Blanket/Insulation_A_Achievable Economic UCT Potential | F8 | Commercial | Interruptible - College | Existing | Water Heating | Natural Gas | Water Heater - Tank Blanket/Insulation | A | Cumulative Summer Peak Savings (MW) | Achievable Economic UCT Potential | 0 | 0 | 0 | 0 | 0 | 0 | 0 | 0 | 0 | 0 | 0 | 0 | 0 | 0 | 0 | 0 | 0 | 0 | 0 | 0 | 0 | 0 | 0 | 0 | 0 | 0 | 0
F9_Commercial_Interruptible - College_Existing_Water Heating_Natural Gas_Water Heater - Tank Blanket/Insulation_A_Achievable Economic UCT Potential | F9 | Commercial | Interruptible - College | Existing | Water Heating | Natural Gas | Water Heater - Tank Blanket/Insulation | A | Cumulative Winter Peak Savings (MW) | Achievable Economic UCT Potential | 0 | 0 | 0 | 0 | 0 | 0 | 0 | 0 | 0 | 0 | 0 | 0 | 0 | 0 | 0 | 0 | 0 | 0 | 0 | 0 | 0 | 0 | 0 | 0 | 0 | 0 | 0
F10_Commercial_Interruptible - College_Existing_Water Heating_Natural Gas_Water Heater - Tank Blanket/Insulation_A_Achievable Economic UCT Potential | F10 | Commercial | Interruptible - College | Existing | Water Heating | Natural Gas | Water Heater - Tank Blanket/Insulation | A | Purchases (Incremental) | Achievable Economic UCT Potential | 0 | 0 | 0.91159 | 1.1193 | 1.3697 | 1.59 | 1.8136 | 2.1203 | 2.326 | 2.3762 | 2.2392 | 1.9248 | 1.4895 | 1.0222 | 0.6117 | 0.28571 | 0 | 0 | 0 | 0 | 0 | 0 | 0 | 0 | 0 | 0 | 0
F11_Commercial_Interruptible - College_Existing_Water Heating_Natural Gas_Water Heater - Tank Blanket/Insulation_A_Achievable Economic UCT Potential | F11 | Commercial | Interruptible - College | Existing | Water Heating | Natural Gas | Water Heater - Tank Blanket/Insulation | A | Purchases (Cumulative) | Achievable Economic UCT Potential | 0 | 0 | 0.91159 | 2.0309 | 3.4005 | 4.9905 | 6.8041 | 8.9244 | 11.2504 | 13.6265 | 15.8658 | 17.7906 | 19.2801 | 20.3023 | 20.914 | 21.1997 | 21.1997 | 21.1997 | 21.1997 | 21.1997 | 21.1997 | 21.1997 | 21.1997 | 21.1997 | 21.1997 | 21.1997 | 21.1997
F1_Commercial_Interruptible - College_Existing_Water Heating_Natural Gas_Water Heater - Drainwater Heat Recovery_A_Achievable Economic UCT Potential | F1 | Commercial | Interruptible - College | Existing | Water Heating | Natural Gas | Water Heater - Drainwater Heat Recovery | A | Integrated Unit Energy Savings (kWh or therms) | Achievable Economic UCT Potential | 0 | 0 | 814.6296 | 786.3954 | 758.6821 | 730.6082 | 702.2354 | 672.6438 | 643.8643 | 616.4701 | 591.1856 | 569.5758 | 552.822 | 540.9247 | 535.9647 | 531.7644 | 529.4967 | 527.6953 | 526.2831 | 525.147 | 524.3394 | 523.7672 | 523.361 | 523.0707 | 522.6795 | 522.5808 | 522.5019
F2_Commercial_Interruptible - College_Existing_Water Heating_Natural Gas_Water Heater - Drainwater Heat Recovery_A_Achievable Economic UCT Potential | F2 | Commercial | Interruptible - College | Existing | Water Heating | Natural Gas | Water Heater - Drainwater Heat Recovery | A | Integrated Unit Summer Peak Savings (kW) | Achievable Economic UCT Potential | 0 | 0 | 0 | 0 | 0 | 0 | 0 | 0 | 0 | 0 | 0 | 0 | 0 | 0 | 0 | 0 | 0 | 0 | 0 | 0 | 0 | 0 | 0 | 0 | 0 | 0 | 0
F3_Commercial_Interruptible - College_Existing_Water Heating_Natural Gas_Water Heater - Drainwater Heat Recovery_A_Achievable Economic UCT Potential | F3 | Commercial | Interruptible - College | Existing | Water Heating | Natural Gas | Water Heater - Drainwater Heat Recovery | A | Integrated Unit Winter Peak Savings (kW) | Achievable Economic UCT Potential | 0 | 0 | 0 | 0 | 0 | 0 | 0 | 0 | 0 | 0 | 0 | 0 | 0 | 0 | 0 | 0 | 0 | 0 | 0 | 0 | 0 | 0 | 0 | 0 | 0 | 0 | 0
F4_Commercial_Interruptible - College_Existing_Water Heating_Natural Gas_Water Heater - Drainwater Heat Recovery_A_Achievable Economic UCT Potential | F4 | Commercial | Interruptible - College | Existing | Water Heating | Natural Gas | Water Heater - Drainwater Heat Recovery | A | Incremental Energy Savings (MWh or mTherms) | Achievable Economic UCT Potential | 0 | 0 | 0 | 0 | 0 | 0 | 0 | 0 | 0 | 0 | 0 | 0 | 0 | 0 | 0 | 0 | 0 | 0 | 0 | 0 | 0 | 0 | 0 | 0 | 0 | 0 | 0
F5_Commercial_Interruptible - College_Existing_Water Heating_Natural Gas_Water Heater - Drainwater Heat Recovery_A_Achievable Economic UCT Potential | F5 | Commercial | Interruptible - College | Existing | Water Heating | Natural Gas | Water Heater - Drainwater Heat Recovery | A | Incremental Summer Peak Savings (MW) | Achievable Economic UCT Potential | 0 | 0 | 0 | 0 | 0 | 0 | 0 | 0 | 0 | 0 | 0 | 0 | 0 | 0 | 0 | 0 | 0 | 0 | 0 | 0 | 0 | 0 | 0 | 0 | 0 | 0 | 0
F6_Commercial_Interruptible - College_Existing_Water Heating_Natural Gas_Water Heater - Drainwater Heat Recovery_A_Achievable Economic UCT Potential | F6 | Commercial | Interruptible - College | Existing | Water Heating | Natural Gas | Water Heater - Drainwater Heat Recovery | A | Incremental Winter Peak Savings (MW) | Achievable Economic UCT Potential | 0 | 0 | 0 | 0 | 0 | 0 | 0 | 0 | 0 | 0 | 0 | 0 | 0 | 0 | 0 | 0 | 0 | 0 | 0 | 0 | 0 | 0 | 0 | 0 | 0 | 0 | 0
F7_Commercial_Interruptible - College_Existing_Water Heating_Natural Gas_Water Heater - Drainwater Heat Recovery_A_Achievable Economic UCT Potential | F7 | Commercial | Interruptible - College | Existing | Water Heating | Natural Gas | Water Heater - Drainwater Heat Recovery | A | Cumulative Energy Savings (MWh or mTherms) | Achievable Economic UCT Potential | 0 | 0 | 0 | 0 | 0 | 0 | 0 | 0 | 0 | 0 | 0 | 0 | 0 | 0 | 0 | 0 | 0 | 0 | 0 | 0 | 0 | 0 | 0 | 0 | 0 | 0 | 0
F8_Commercial_Interruptible - College_Existing_Water Heating_Natural Gas_Water Heater - Drainwater Heat Recovery_A_Achievable Economic UCT Potential | F8 | Commercial | Interruptible - College | Existing | Water Heating | Natural Gas | Water Heater - Drainwater Heat Recovery | A | Cumulative Summer Peak Savings (MW) | Achievable Economic UCT Potential | 0 | 0 | 0 | 0 | 0 | 0 | 0 | 0 | 0 | 0 | 0 | 0 | 0 | 0 | 0 | 0 | 0 | 0 | 0 | 0 | 0 | 0 | 0 | 0 | 0 | 0 | 0
F9_Commercial_Interruptible - College_Existing_Water Heating_Natural Gas_Water Heater - Drainwater Heat Recovery_A_Achievable Economic UCT Potential | F9 | Commercial | Interruptible - College | Existing | Water Heating | Natural Gas | Water Heater - Drainwater Heat Recovery | A | Cumulative Winter Peak Savings (MW) | Achievable Economic UCT Potential | 0 | 0 | 0 | 0 | 0 | 0 | 0 | 0 | 0 | 0 | 0 | 0 | 0 | 0 | 0 | 0 | 0 | 0 | 0 | 0 | 0 | 0 | 0 | 0 | 0 | 0 | 0
F10_Commercial_Interruptible - College_Existing_Water Heating_Natural Gas_Water Heater - Drainwater Heat Recovery_A_Achievable Economic UCT Potential | F10 | Commercial | Interruptible - College | Existing | Water Heating | Natural Gas | Water Heater - Drainwater Heat Recovery | A | Purchases (Incremental) | Achievable Economic UCT Potential | 0 | 0 | 0 | 0 | 0 | 0 | 0 | 0 | 0 | 0 | 0 | 0 | 0 | 0 | 0 | 0 | 0 | 0 | 0 | 0 | 0 | 0 | 0 | 0 | 0 | 0 | 0
F11_Commercial_Interruptible - College_Existing_Water Heating_Natural Gas_Water Heater - Drainwater Heat Recovery_A_Achievable Economic UCT Potential | F11 | Commercial | Interruptible - College | Existing | Water Heating | Natural Gas | Water Heater - Drainwater Heat Recovery | A | Purchases (Cumulative) | Achievable Economic UCT Potential | 0 | 0 | 0 | 0 | 0 | 0 | 0 | 0 | 0 | 0 | 0 | 0 | 0 | 0 | 0 | 0 | 0 | 0 | 0 | 0 | 0 | 0 | 0 | 0 | 0 | 0 | 0
F1_Commercial_Interruptible - College_Existing_Water Heating_Natural Gas_Water Heater - Circulation Pump Controls_A_Achievable Economic UCT Potential | F1 | Commercial | Interruptible - College | Existing | Water Heating | Natural Gas | Water Heater - Circulation Pump Controls | A | Integrated Unit Energy Savings (kWh or therms) | Achievable Economic UCT Potential | 0 | 0 | 43290.8478 | 42402.9355 | 41636.6071 | 40921.5893 | 40257.2996 | 39627.0796 | 39092.3492 | 38611.4118 | 38173.8232 | 37782.4795 | 37457.7219 | 37194.9605 | 36986.4829 | 36776.6642 | 36619.8312 | 36495.2519 | 36397.5837 | 36319.0076 | 36263.1584 | 36223.5832 | 36195.4914 | 36175.4143 | 36148.3567 | 36141.5317 | 36136.0718
F2_Commercial_Interruptible - College_Existing_Water Heating_Natural Gas_Water Heater - Circulation Pump Controls_A_Achievable Economic UCT Potential | F2 | Commercial | Interruptible - College | Existing | Water Heating | Natural Gas | Water Heater - Circulation Pump Controls | A | Integrated Unit Summer Peak Savings (kW) | Achievable Economic UCT Potential | 0 | 0 | 0 | 0 | 0 | 0 | 0 | 0 | 0 | 0 | 0 | 0 | 0 | 0 | 0 | 0 | 0 | 0 | 0 | 0 | 0 | 0 | 0 | 0 | 0 | 0 | 0
F3_Commercial_Interruptible - College_Existing_Water Heating_Natural Gas_Water Heater - Circulation Pump Controls_A_Achievable Economic UCT Potential | F3 | Commercial | Interruptible - College | Existing | Water Heating | Natural Gas | Water Heater - Circulation Pump Controls | A | Integrated Unit Winter Peak Savings (kW) | Achievable Economic UCT Potential | 0 | 0 | 0 | 0 | 0 | 0 | 0 | 0 | 0 | 0 | 0 | 0 | 0 | 0 | 0 | 0 | 0 | 0 | 0 | 0 | 0 | 0 | 0 | 0 | 0 | 0 | 0
F4_Commercial_Interruptible - College_Existing_Water Heating_Natural Gas_Water Heater - Circulation Pump Controls_A_Achievable Economic UCT Potential | F4 | Commercial | Interruptible - College | Existing | Water Heating | Natural Gas | Water Heater - Circulation Pump Controls | A | Incremental Energy Savings (MWh or mTherms) | Achievable Economic UCT Potential | 0 | 0 | 6.7508 | 8.1189 | 9.7555 | 11.1302 | 12.4893 | 14.3729 | 15.5545 | 15.6946 | 14.6226 | 12.4405 | 9.5443 | 6.5041 | 0 | 0 | 0 | 0 | 0 | 0 | 0 | 0 | 0 | 0 | 0 | 0 | 0
F5_Commercial_Interruptible - College_Existing_Water Heating_Natural Gas_Water Heater - Circulation Pump Controls_A_Achievable Economic UCT Potential | F5 | Commercial | Interruptible - College | Existing | Water Heating | Natural Gas | Water Heater - Circulation Pump Controls | A | Incremental Summer Peak Savings (MW) | Achievable Economic UCT Potential | 0 | 0 | 0 | 0 | 0 | 0 | 0 | 0 | 0 | 0 | 0 | 0 | 0 | 0 | 0 | 0 | 0 | 0 | 0 | 0 | 0 | 0 | 0 | 0 | 0 | 0 | 0
F6_Commercial_Interruptible - College_Existing_Water Heating_Natural Gas_Water Heater - Circulation Pump Controls_A_Achievable Economic UCT Potential | F6 | Commercial | Interruptible - College | Existing | Water Heating | Natural Gas | Water Heater - Circulation Pump Controls | A | Incremental Winter Peak Savings (MW) | Achievable Economic UCT Potential | 0 | 0 | 0 | 0 | 0 | 0 | 0 | 0 | 0 | 0 | 0 | 0 | 0 | 0 | 0 | 0 | 0 | 0 | 0 | 0 | 0 | 0 | 0 | 0 | 0 | 0 | 0
F7_Commercial_Interruptible - College_Existing_Water Heating_Natural Gas_Water Heater - Circulation Pump Controls_A_Achievable Economic UCT Potential | F7 | Commercial | Interruptible - College | Existing | Water Heating | Natural Gas | Water Heater - Circulation Pump Controls | A | Cumulative Energy Savings (MWh or mTherms) | Achievable Economic UCT Potential | 0 | 0 | 6.7508 | 14.7312 | 24.2205 | 34.9347 | 46.8569 | 60.4963 | 75.2345 | 90.0034 | 103.606 | 114.9844 | 123.5403 | 129.1778 | 128.4537 | 127.725 | 127.1804 | 126.7477 | 126.4085 | 126.1356 | 125.9416 | 125.8042 | 125.7066 | 125.6369 | 125.5429 | 125.5192 | 125.5003
F8_Commercial_Interruptible - College_Existing_Water Heating_Natural Gas_Water Heater - Circulation Pump Controls_A_Achievable Economic UCT Potential | F8 | Commercial | Interruptible - College | Existing | Water Heating | Natural Gas | Water Heater - Circulation Pump Controls | A | Cumulative Summer Peak Savings (MW) | Achievable Economic UCT Potential | 0 | 0 | 0 | 0 | 0 | 0 | 0 | 0 | 0 | 0 | 0 | 0 | 0 | 0 | 0 | 0 | 0 | 0 | 0 | 0 | 0 | 0 | 0 | 0 | 0 | 0 | 0
F9_Commercial_Interruptible - College_Existing_Water Heating_Natural Gas_Water Heater - Circulation Pump Controls_A_Achievable Economic UCT Potential | F9 | Commercial | Interruptible - College | Existing | Water Heating | Natural Gas | Water Heater - Circulation Pump Controls | A | Cumulative Winter Peak Savings (MW) | Achievable Economic UCT Potential | 0 | 0 | 0 | 0 | 0 | 0 | 0 | 0 | 0 | 0 | 0 | 0 | 0 | 0 | 0 | 0 | 0 | 0 | 0 | 0 | 0 | 0 | 0 | 0 | 0 | 0 | 0
F10_Commercial_Interruptible - College_Existing_Water Heating_Natural Gas_Water Heater - Circulation Pump Controls_A_Achievable Economic UCT Potential | F10 | Commercial | Interruptible - College | Existing | Water Heating | Natural Gas | Water Heater - Circulation Pump Controls | A | Purchases (Incremental) | Achievable Economic UCT Potential | 0 | 0 | 0.15594 | 0.19147 | 0.2343 | 0.27199 | 0.31024 | 0.3627 | 0.39789 | 0.40647 | 0.38305 | 0.32927 | 0.2548 | 0.17486 | 0 | 0 | 0 | 0 | 0 | 0 | 0 | 0 | 0 | 0 | 0 | 0 | 0
F11_Commercial_Interruptible - College_Existing_Water Heating_Natural Gas_Water Heater - Circulation Pump Controls_A_Achievable Economic UCT Potential | F11 | Commercial | Interruptible - College | Existing | Water Heating | Natural Gas | Water Heater - Circulation Pump Controls | A | Purchases (Cumulative) | Achievable Economic UCT Potential | 0 | 0 | 0.15594 | 0.34741 | 0.58171 | 0.8537 | 1.1639 | 1.5266 | 1.9245 | 2.331 | 2.7141 | 3.0433 | 3.2981 | 3.473 | 3.473 | 3.473 | 3.473 | 3.473 | 3.473 | 3.473 | 3.473 | 3.473 | 3.473 | 3.473 | 3.473 | 3.473 | 3.473
F1_Commercial_Interruptible - College_Existing_Water Heating_Natural Gas_Water Heater - Pipe Insulation_A_Achievable Economic UCT Potential | F1 | Commercial | Interruptible - College | Existing | Water Heating | Natural Gas | Water Heater - Pipe Insulation | A | Integrated Unit Energy Savings (kWh or therms) | Achievable Economic UCT Potential | 0 | 0 | 32.7019 | 31.5718 | 30.4631 | 29.3402 | 28.2056 | 27.0224 | 25.8719 | 24.7767 | 23.7655 | 22.9009 | 22.2304 | 21.7541 | 21.5559 | 21.3875 | 21.2963 | 21.2238 | 21.167 | 21.1213 | 21.0889 | 21.0659 | 21.0495 | 21.0378 | 21.0221 | 21.0181 | 21.015
F2_Commercial_Interruptible - College_Existing_Water Heating_Natural Gas_Water Heater - Pipe Insulation_A_Achievable Economic UCT Potential | F2 | Commercial | Interruptible - College | Existing | Water Heating | Natural Gas | Water Heater - Pipe Insulation | A | Integrated Unit Summer Peak Savings (kW) | Achievable Economic UCT Potential | 0 | 0 | 0 | 0 | 0 | 0 | 0 | 0 | 0 | 0 | 0 | 0 | 0 | 0 | 0 | 0 | 0 | 0 | 0 | 0 | 0 | 0 | 0 | 0 | 0 | 0 | 0
F3_Commercial_Interruptible - College_Existing_Water Heating_Natural Gas_Water Heater - Pipe Insulation_A_Achievable Economic UCT Potential | F3 | Commercial | Interruptible - College | Existing | Water Heating | Natural Gas | Water Heater - Pipe Insulation | A | Integrated Unit Winter Peak Savings (kW) | Achievable Economic UCT Potential | 0 | 0 | 0 | 0 | 0 | 0 | 0 | 0 | 0 | 0 | 0 | 0 | 0 | 0 | 0 | 0 | 0 | 0 | 0 | 0 | 0 | 0 | 0 | 0 | 0 | 0 | 0
F4_Commercial_Interruptible - College_Existing_Water Heating_Natural Gas_Water Heater - Pipe Insulation_A_Achievable Economic UCT Potential | F4 | Commercial | Interruptible - College | Existing | Water Heating | Natural Gas | Water Heater - Pipe Insulation | A | Incremental Energy Savings (MWh or mTherms) | Achievable Economic UCT Potential | 0 | 0 | 0.085876 | 0.1018 | 0.1202 | 0.13439 | 0.14736 | 0.16505 | 0.17336 | 0.1696 | 0.1533 | 0.12698 | 0.095388 | 0.06406 | 0.037985 | 0.017603 | 0 | 0 | 0 | 0 | 0 | 0 | 0 | 0 | 0 | 0 | 0
F5_Commercial_Interruptible - College_Existing_Water Heating_Natural Gas_Water Heater - Pipe Insulation_A_Achievable Economic UCT Potential | F5 | Commercial | Interruptible - College | Existing | Water Heating | Natural Gas | Water Heater - Pipe Insulation | A | Incremental Summer Peak Savings (MW) | Achievable Economic UCT Potential | 0 | 0 | 0 | 0 | 0 | 0 | 0 | 0 | 0 | 0 | 0 | 0 | 0 | 0 | 0 | 0 | 0 | 0 | 0 | 0 | 0 | 0 | 0 | 0 | 0 | 0 | 0
F6_Commercial_Interruptible - College_Existing_Water Heating_Natural Gas_Water Heater - Pipe Insulation_A_Achievable Economic UCT Potential | F6 | Commercial | Interruptible - College | Existing | Water Heating | Natural Gas | Water Heater - Pipe Insulation | A | Incremental Winter Peak Savings (MW) | Achievable Economic UCT Potential | 0 | 0 | 0 | 0 | 0 | 0 | 0 | 0 | 0 | 0 | 0 | 0 | 0 | 0 | 0 | 0 | 0 | 0 | 0 | 0 | 0 | 0 | 0 | 0 | 0 | 0 | 0
F7_Commercial_Interruptible - College_Existing_Water Heating_Natural Gas_Water Heater - Pipe Insulation_A_Achievable Economic UCT Potential | F7 | Commercial | Interruptible - College | Existing | Water Heating | Natural Gas | Water Heater - Pipe Insulation | A | Cumulative Energy Savings (MWh or mTherms) | Achievable Economic UCT Potential | 0 | 0 | 0.085876 | 0.18471 | 0.29842 | 0.42181 | 0.55285 | 0.69471 | 0.83849 | 0.97259 | 1.0862 | 1.1737 | 1.2347 | 1.2723 | 1.2987 | 1.3061 | 1.3006 | 1.2962 | 1.2927 | 1.2899 | 1.2879 | 1.2865 | 1.2855 | 1.2848 | 1.2838 | 1.2836 | 1.2834
F8_Commercial_Interruptible - College_Existing_Water Heating_Natural Gas_Water Heater - Pipe Insulation_A_Achievable Economic UCT Potential | F8 | Commercial | Interruptible - College | Existing | Water Heating | Natural Gas | Water Heater - Pipe Insulation | A | Cumulative Summer Peak Savings (MW) | Achievable Economic UCT Potential | 0 | 0 | 0 | 0 | 0 | 0 | 0 | 0 | 0 | 0 | 0 | 0 | 0 | 0 | 0 | 0 | 0 | 0 | 0 | 0 | 0 | 0 | 0 | 0 | 0 | 0 | 0
F9_Commercial_Interruptible - College_Existing_Water Heating_Natural Gas_Water Heater - Pipe Insulation_A_Achievable Economic UCT Potential | F9 | Commercial | Interruptible - College | Existing | Water Heating | Natural Gas | Water Heater - Pipe Insulation | A | Cumulative Winter Peak Savings (MW) | Achievable Economic UCT Potential | 0 | 0 | 0 | 0 | 0 | 0 | 0 | 0 | 0 | 0 | 0 | 0 | 0 | 0 | 0 | 0 | 0 | 0 | 0 | 0 | 0 | 0 | 0 | 0 | 0 | 0 | 0
F10_Commercial_Interruptible - College_Existing_Water Heating_Natural Gas_Water Heater - Pipe Insulation_A_Achievable Economic UCT Potential | F10 | Commercial | Interruptible - College | Existing | Water Heating | Natural Gas | Water Heater - Pipe Insulation | A | Purchases (Incremental) | Achievable Economic UCT Potential | 0 | 0 | 2.626 | 3.2244 | 3.9457 | 4.5803 | 5.2244 | 6.108 | 6.7005 | 6.8451 | 6.4507 | 5.5449 | 4.2909 | 2.9447 | 1.7621 | 0.82304 | 0 | 0 | 0 | 0 | 0 | 0 | 0 | 0 | 0 | 0 | 0
F11_Commercial_Interruptible - College_Existing_Water Heating_Natural Gas_Water Heater - Pipe Insulation_A_Achievable Economic UCT Potential | F11 | Commercial | Interruptible - College | Existing | Water Heating | Natural Gas | Water Heater - Pipe Insulation | A | Purchases (Cumulative) | Achievable Economic UCT Potential | 0 | 0 | 2.626 | 5.8504 | 9.7961 | 14.3764 | 19.6008 | 25.7087 | 32.4093 | 39.2543 | 45.705 | 51.2499 | 55.5407 | 58.4854 | 60.2476 | 61.0706 | 61.0706 | 61.0706 | 61.0706 | 61.0706 | 61.0706 | 61.0706 | 61.0706 | 61.0706 | 61.0706 | 61.0706 | 61.0706
F1_Commercial_Interruptible - College_Existing_Water Heating_Natural Gas_Water Heater - Motion Control Faucet_A_Achievable Economic UCT Potential | F1 | Commercial | Interruptible - College | Existing | Water Heating | Natural Gas | Water Heater - Motion Control Faucet | A | Integrated Unit Energy Savings (kWh or therms) | Achievable Economic UCT Potential | 0 | 0 | 0 | 0 | 0 | 0 | 0 | 0 | 0 | 0 | 0 | 0 | 0 | 0 | 0 | 0 | 0 | 0 | 0 | 0 | 0 | 0 | 0 | 0 | 0 | 0 | 0
F2_Commercial_Interruptible - College_Existing_Water Heating_Natural Gas_Water Heater - Motion Control Faucet_A_Achievable Economic UCT Potential | F2 | Commercial | Interruptible - College | Existing | Water Heating | Natural Gas | Water Heater - Motion Control Faucet | A | Integrated Unit Summer Peak Savings (kW) | Achievable Economic UCT Potential | 0 | 0 | 0 | 0 | 0 | 0 | 0 | 0 | 0 | 0 | 0 | 0 | 0 | 0 | 0 | 0 | 0 | 0 | 0 | 0 | 0 | 0 | 0 | 0 | 0 | 0 | 0
F3_Commercial_Interruptible - College_Existing_Water Heating_Natural Gas_Water Heater - Motion Control Faucet_A_Achievable Economic UCT Potential | F3 | Commercial | Interruptible - College | Existing | Water Heating | Natural Gas | Water Heater - Motion Control Faucet | A | Integrated Unit Winter Peak Savings (kW) | Achievable Economic UCT Potential | 0 | 0 | 0 | 0 | 0 | 0 | 0 | 0 | 0 | 0 | 0 | 0 | 0 | 0 | 0 | 0 | 0 | 0 | 0 | 0 | 0 | 0 | 0 | 0 | 0 | 0 | 0
F4_Commercial_Interruptible - College_Existing_Water Heating_Natural Gas_Water Heater - Motion Control Faucet_A_Achievable Economic UCT Potential | F4 | Commercial | Interruptible - College | Existing | Water Heating | Natural Gas | Water Heater - Motion Control Faucet | A | Incremental Energy Savings (MWh or mTherms) | Achievable Economic UCT Potential | 0 | 0 | 0 | 0 | 0 | 0 | 0 | 0 | 0 | 0 | 0 | 0 | 0 | 0 | 0 | 0 | 0 | 0 | 0 | 0 | 0 | 0 | 0 | 0 | 0 | 0 | 0
F5_Commercial_Interruptible - College_Existing_Water Heating_Natural Gas_Water Heater - Motion Control Faucet_A_Achievable Economic UCT Potential | F5 | Commercial | Interruptible - College | Existing | Water Heating | Natural Gas | Water Heater - Motion Control Faucet | A | Incremental Summer Peak Savings (MW) | Achievable Economic UCT Potential | 0 | 0 | 0 | 0 | 0 | 0 | 0 | 0 | 0 | 0 | 0 | 0 | 0 | 0 | 0 | 0 | 0 | 0 | 0 | 0 | 0 | 0 | 0 | 0 | 0 | 0 | 0
F6_Commercial_Interruptible - College_Existing_Water Heating_Natural Gas_Water Heater - Motion Control Faucet_A_Achievable Economic UCT Potential | F6 | Commercial | Interruptible - College | Existing | Water Heating | Natural Gas | Water Heater - Motion Control Faucet | A | Incremental Winter Peak Savings (MW) | Achievable Economic UCT Potential | 0 | 0 | 0 | 0 | 0 | 0 | 0 | 0 | 0 | 0 | 0 | 0 | 0 | 0 | 0 | 0 | 0 | 0 | 0 | 0 | 0 | 0 | 0 | 0 | 0 | 0 | 0
F7_Commercial_Interruptible - College_Existing_Water Heating_Natural Gas_Water Heater - Motion Control Faucet_A_Achievable Economic UCT Potential | F7 | Commercial | Interruptible - College | Existing | Water Heating | Natural Gas | Water Heater - Motion Control Faucet | A | Cumulative Energy Savings (MWh or mTherms) | Achievable Economic UCT Potential | 0 | 0 | 0 | 0 | 0 | 0 | 0 | 0 | 0 | 0 | 0 | 0 | 0 | 0 | 0 | 0 | 0 | 0 | 0 | 0 | 0 | 0 | 0 | 0 | 0 | 0 | 0
F8_Commercial_Interruptible - College_Existing_Water Heating_Natural Gas_Water Heater - Motion Control Faucet_A_Achievable Economic UCT Potential | F8 | Commercial | Interruptible - College | Existing | Water Heating | Natural Gas | Water Heater - Motion Control Faucet | A | Cumulative Summer Peak Savings (MW) | Achievable Economic UCT Potential | 0 | 0 | 0 | 0 | 0 | 0 | 0 | 0 | 0 | 0 | 0 | 0 | 0 | 0 | 0 | 0 | 0 | 0 | 0 | 0 | 0 | 0 | 0 | 0 | 0 | 0 | 0
F9_Commercial_Interruptible - College_Existing_Water Heating_Natural Gas_Water Heater - Motion Control Faucet_A_Achievable Economic UCT Potential | F9 | Commercial | Interruptible - College | Existing | Water Heating | Natural Gas | Water Heater - Motion Control Faucet | A | Cumulative Winter Peak Savings (MW) | Achievable Economic UCT Potential | 0 | 0 | 0 | 0 | 0 | 0 | 0 | 0 | 0 | 0 | 0 | 0 | 0 | 0 | 0 | 0 | 0 | 0 | 0 | 0 | 0 | 0 | 0 | 0 | 0 | 0 | 0
F10_Commercial_Interruptible - College_Existing_Water Heating_Natural Gas_Water Heater - Motion Control Faucet_A_Achievable Economic UCT Potential | F10 | Commercial | Interruptible - College | Existing | Water Heating | Natural Gas | Water Heater - Motion Control Faucet | A | Purchases (Incremental) | Achievable Economic UCT Potential | 0 | 0 | 0 | 0 | 0 | 0 | 0 | 0 | 0 | 0 | 0 | 0 | 0 | 0 | 0 | 0 | 0 | 0 | 0 | 0 | 0 | 0 | 0 | 0 | 0 | 0 | 0
F11_Commercial_Interruptible - College_Existing_Water Heating_Natural Gas_Water Heater - Motion Control Faucet_A_Achievable Economic UCT Potential | F11 | Commercial | Interruptible - College | Existing | Water Heating | Natural Gas | Water Heater - Motion Control Faucet | A | Purchases (Cumulative) | Achievable Economic UCT Potential | 0 | 0 | 0 | 0 | 0 | 0 | 0 | 0 | 0 | 0 | 0 | 0 | 0 | 0 | 0 | 0 | 0 | 0 | 0 | 0 | 0 | 0 | 0 | 0 | 0 | 0 | 0
F1_Commercial_Interruptible - College_Existing_Water Heating_Natural Gas_Water Heater - Solar System_A_Achievable Economic UCT Potential | F1 | Commercial | Interruptible - College | Existing | Water Heating | Natural Gas | Water Heater - Solar System | A | Integrated Unit Energy Savings (kWh or therms) | Achievable Economic UCT Potential | 0 | 0 | 262.9604 | 255.4497 | 248.289 | 241.1226 | 233.9514 | 226.5408 | 219.4275 | 212.635 | 206.4119 | 201.0515 | 196.8344 | 193.7575 | 192.6715 | 191.5785 | 190.7615 | 190.1126 | 189.6038 | 189.1945 | 188.9035 | 188.6974 | 188.551 | 188.4464 | 188.3055 | 188.2699 | 188.2415
F2_Commercial_Interruptible - College_Existing_Water Heating_Natural Gas_Water Heater - Solar System_A_Achievable Economic UCT Potential | F2 | Commercial | Interruptible - College | Existing | Water Heating | Natural Gas | Water Heater - Solar System | A | Integrated Unit Summer Peak Savings (kW) | Achievable Economic UCT Potential | 0 | 0 | 0 | 0 | 0 | 0 | 0 | 0 | 0 | 0 | 0 | 0 | 0 | 0 | 0 | 0 | 0 | 0 | 0 | 0 | 0 | 0 | 0 | 0 | 0 | 0 | 0
F3_Commercial_Interruptible - College_Existing_Water Heating_Natural Gas_Water Heater - Solar System_A_Achievable Economic UCT Potential | F3 | Commercial | Interruptible - College | Existing | Water Heating | Natural Gas | Water Heater - Solar System | A | Integrated Unit Winter Peak Savings (kW) | Achievable Economic UCT Potential | 0 | 0 | 0 | 0 | 0 | 0 | 0 | 0 | 0 | 0 | 0 | 0 | 0 | 0 | 0 | 0 | 0 | 0 | 0 | 0 | 0 | 0 | 0 | 0 | 0 | 0 | 0
F4_Commercial_Interruptible - College_Existing_Water Heating_Natural Gas_Water Heater - Solar System_A_Achievable Economic UCT Potential | F4 | Commercial | Interruptible - College | Existing | Water Heating | Natural Gas | Water Heater - Solar System | A | Incremental Energy Savings (MWh or mTherms) | Achievable Economic UCT Potential | 0 | 0 | 5.2986 | 6.0136 | 6.8611 | 7.4718 | 8.0362 | 8.8869 | 9.2637 | 9.0286 | 8.7747 | 7.5882 | 5.8324 | 3.9512 | 2.3404 | 1.4133 | 0 | 0 | 0 | 0 | 0 | 0 | 0 | 0 | 0 | 0 | 0
F5_Commercial_Interruptible - College_Existing_Water Heating_Natural Gas_Water Heater - Solar System_A_Achievable Economic UCT Potential | F5 | Commercial | Interruptible - College | Existing | Water Heating | Natural Gas | Water Heater - Solar System | A | Incremental Summer Peak Savings (MW) | Achievable Economic UCT Potential | 0 | 0 | 0 | 0 | 0 | 0 | 0 | 0 | 0 | 0 | 0 | 0 | 0 | 0 | 0 | 0 | 0 | 0 | 0 | 0 | 0 | 0 | 0 | 0 | 0 | 0 | 0
F6_Commercial_Interruptible - College_Existing_Water Heating_Natural Gas_Water Heater - Solar System_A_Achievable Economic UCT Potential | F6 | Commercial | Interruptible - College | Existing | Water Heating | Natural Gas | Water Heater - Solar System | A | Incremental Winter Peak Savings (MW) | Achievable Economic UCT Potential | 0 | 0 | 0 | 0 | 0 | 0 | 0 | 0 | 0 | 0 | 0 | 0 | 0 | 0 | 0 | 0 | 0 | 0 | 0 | 0 | 0 | 0 | 0 | 0 | 0 | 0 | 0
F7_Commercial_Interruptible - College_Existing_Water Heating_Natural Gas_Water Heater - Solar System_A_Achievable Economic UCT Potential | F7 | Commercial | Interruptible - College | Existing | Water Heating | Natural Gas | Water Heater - Solar System | A | Cumulative Energy Savings (MWh or mTherms) | Achievable Economic UCT Potential | 0 | 0 | 5.2986 | 11.161 | 17.7092 | 24.6698 | 31.9724 | 39.8465 | 47.859 | 55.4061 | 62.5592 | 68.5228 | 72.9179 | 75.7293 | 77.6452 | 78.618 | 78.2827 | 78.0164 | 77.8076 | 77.6396 | 77.5203 | 77.4357 | 77.3756 | 77.3327 | 77.2748 | 77.2602 | 77.2486
F8_Commercial_Interruptible - College_Existing_Water Heating_Natural Gas_Water Heater - Solar System_A_Achievable Economic UCT Potential | F8 | Commercial | Interruptible - College | Existing | Water Heating | Natural Gas | Water Heater - Solar System | A | Cumulative Summer Peak Savings (MW) | Achievable Economic UCT Potential | 0 | 0 | 0 | 0 | 0 | 0 | 0 | 0 | 0 | 0 | 0 | 0 | 0 | 0 | 0 | 0 | 0 | 0 | 0 | 0 | 0 | 0 | 0 | 0 | 0 | 0 | 0
F9_Commercial_Interruptible - College_Existing_Water Heating_Natural Gas_Water Heater - Solar System_A_Achievable Economic UCT Potential | F9 | Commercial | Interruptible - College | Existing | Water Heating | Natural Gas | Water Heater - Solar System | A | Cumulative Winter Peak Savings (MW) | Achievable Economic UCT Potential | 0 | 0 | 0 | 0 | 0 | 0 | 0 | 0 | 0 | 0 | 0 | 0 | 0 | 0 | 0 | 0 | 0 | 0 | 0 | 0 | 0 | 0 | 0 | 0 | 0 | 0 | 0
F10_Commercial_Interruptible - College_Existing_Water Heating_Natural Gas_Water Heater - Solar System_A_Achievable Economic UCT Potential | F10 | Commercial | Interruptible - College | Existing | Water Heating | Natural Gas | Water Heater - Solar System | A | Purchases (Incremental) | Achievable Economic UCT Potential | 0 | 0 | 20.15 | 23.5414 | 27.6335 | 30.9875 | 34.35 | 39.2286 | 42.2175 | 42.4606 | 42.5105 | 37.7425 | 29.631 | 20.3928 | 12.1469 | 7.3769 | 0 | 0 | 0 | 0 | 0 | 0 | 0 | 0 | 0 | 0 | 0
F11_Commercial_Interruptible - College_Existing_Water Heating_Natural Gas_Water Heater - Solar System_A_Achievable Economic UCT Potential | F11 | Commercial | Interruptible - College | Existing | Water Heating | Natural Gas | Water Heater - Solar System | A | Purchases (Cumulative) | Achievable Economic UCT Potential | 0 | 0 | 20.15 | 43.6914 | 71.3248 | 102.3123 | 136.6624 | 175.8909 | 218.1085 | 260.569 | 303.0796 | 340.822 | 370.453 | 390.8458 | 402.9927 | 410.3695 | 410.3695 | 410.3695 | 410.3695 | 410.3695 | 410.3695 | 410.3695 | 410.3695 | 410.3695 | 410.3695 | 410.3695 | 410.3695
F1_Commercial_Interruptible - College_Existing_Water Heating_Natural Gas_Commercial Laundry - Ozone Treatment_A_Achievable Economic UCT Potential | F1 | Commercial | Interruptible - College | Existing | Water Heating | Natural Gas | Commercial Laundry - Ozone Treatment | A | Integrated Unit Energy Savings (kWh or therms) | Achievable Economic UCT Potential | 0 | 0 | 11941.0386 | 11527.1754 | 11120.9465 | 10709.4328 | 10293.5377 | 9859.7759 | 9437.9191 | 9036.3689 | 8665.7421 | 8348.98 | 8103.399 | 7929.0063 | 7856.3015 | 7794.7315 | 7761.4911 | 7735.0868 | 7714.3863 | 7697.7323 | 7685.8951 | 7677.5073 | 7671.5533 | 7667.298 | 7661.5632 | 7660.1166 | 7658.9594
F2_Commercial_Interruptible - College_Existing_Water Heating_Natural Gas_Commercial Laundry - Ozone Treatment_A_Achievable Economic UCT Potential | F2 | Commercial | Interruptible - College | Existing | Water Heating | Natural Gas | Commercial Laundry - Ozone Treatment | A | Integrated Unit Summer Peak Savings (kW) | Achievable Economic UCT Potential | 0 | 0 | 0 | 0 | 0 | 0 | 0 | 0 | 0 | 0 | 0 | 0 | 0 | 0 | 0 | 0 | 0 | 0 | 0 | 0 | 0 | 0 | 0 | 0 | 0 | 0 | 0
F3_Commercial_Interruptible - College_Existing_Water Heating_Natural Gas_Commercial Laundry - Ozone Treatment_A_Achievable Economic UCT Potential | F3 | Commercial | Interruptible - College | Existing | Water Heating | Natural Gas | Commercial Laundry - Ozone Treatment | A | Integrated Unit Winter Peak Savings (kW) | Achievable Economic UCT Potential | 0 | 0 | 0 | 0 | 0 | 0 | 0 | 0 | 0 | 0 | 0 | 0 | 0 | 0 | 0 | 0 | 0 | 0 | 0 | 0 | 0 | 0 | 0 | 0 | 0 | 0 | 0
F4_Commercial_Interruptible - College_Existing_Water Heating_Natural Gas_Commercial Laundry - Ozone Treatment_A_Achievable Economic UCT Potential | F4 | Commercial | Interruptible - College | Existing | Water Heating | Natural Gas | Commercial Laundry - Ozone Treatment | A | Incremental Energy Savings (MWh or mTherms) | Achievable Economic UCT Potential | 0 | 0 | 0.49656 | 0.58856 | 0.69484 | 0.77676 | 0.85158 | 0.95365 | 1.0014 | 0.97948 | 0.88518 | 0.73308 | 0.21363 | 0 | 0 | 0 | 0 | 0 | 0 | 0 | 0 | 0 | 0 | 0 | 0 | 0 | 0
F5_Commercial_Interruptible - College_Existing_Water Heating_Natural Gas_Commercial Laundry - Ozone Treatment_A_Achievable Economic UCT Potential | F5 | Commercial | Interruptible - College | Existing | Water Heating | Natural Gas | Commercial Laundry - Ozone Treatment | A | Incremental Summer Peak Savings (MW) | Achievable Economic UCT Potential | 0 | 0 | 0 | 0 | 0 | 0 | 0 | 0 | 0 | 0 | 0 | 0 | 0 | 0 | 0 | 0 | 0 | 0 | 0 | 0 | 0 | 0 | 0 | 0 | 0 | 0 | 0
F6_Commercial_Interruptible - College_Existing_Water Heating_Natural Gas_Commercial Laundry - Ozone Treatment_A_Achievable Economic UCT Potential | F6 | Commercial | Interruptible - College | Existing | Water Heating | Natural Gas | Commercial Laundry - Ozone Treatment | A | Incremental Winter Peak Savings (MW) | Achievable Economic UCT Potential | 0 | 0 | 0 | 0 | 0 | 0 | 0 | 0 | 0 | 0 | 0 | 0 | 0 | 0 | 0 | 0 | 0 | 0 | 0 | 0 | 0 | 0 | 0 | 0 | 0 | 0 | 0
F7_Commercial_Interruptible - College_Existing_Water Heating_Natural Gas_Commercial Laundry - Ozone Treatment_A_Achievable Economic UCT Potential | F7 | Commercial | Interruptible - College | Existing | Water Heating | Natural Gas | Commercial Laundry - Ozone Treatment | A | Cumulative Energy Savings (MWh or mTherms) | Achievable Economic UCT Potential | 0 | 0 | 0.49656 | 1.0679 | 1.7251 | 2.438 | 3.1949 | 4.014 | 4.8436 | 5.617 | 6.2718 | 6.7756 | 6.79 | 6.6438 | 6.5829 | 6.5313 | 6.5035 | 6.4814 | 6.464 | 6.4501 | 6.4401 | 6.4331 | 6.4281 | 6.4246 | 6.4198 | 6.4185 | 6.4176
F8_Commercial_Interruptible - College_Existing_Water Heating_Natural Gas_Commercial Laundry - Ozone Treatment_A_Achievable Economic UCT Potential | F8 | Commercial | Interruptible - College | Existing | Water Heating | Natural Gas | Commercial Laundry - Ozone Treatment | A | Cumulative Summer Peak Savings (MW) | Achievable Economic UCT Potential | 0 | 0 | 0 | 0 | 0 | 0 | 0 | 0 | 0 | 0 | 0 | 0 | 0 | 0 | 0 | 0 | 0 | 0 | 0 | 0 | 0 | 0 | 0 | 0 | 0 | 0 | 0
F9_Commercial_Interruptible - College_Existing_Water Heating_Natural Gas_Commercial Laundry - Ozone Treatment_A_Achievable Economic UCT Potential | F9 | Commercial | Interruptible - College | Existing | Water Heating | Natural Gas | Commercial Laundry - Ozone Treatment | A | Cumulative Winter Peak Savings (MW) | Achievable Economic UCT Potential | 0 | 0 | 0 | 0 | 0 | 0 | 0 | 0 | 0 | 0 | 0 | 0 | 0 | 0 | 0 | 0 | 0 | 0 | 0 | 0 | 0 | 0 | 0 | 0 | 0 | 0 | 0
F10_Commercial_Interruptible - College_Existing_Water Heating_Natural Gas_Commercial Laundry - Ozone Treatment_A_Achievable Economic UCT Potential | F10 | Commercial | Interruptible - College | Existing | Water Heating | Natural Gas | Commercial Laundry - Ozone Treatment | A | Purchases (Incremental) | Achievable Economic UCT Potential | 0 | 0 | 0.041584 | 0.051058 | 0.062481 | 0.07253 | 0.08273 | 0.096721 | 0.1061 | 0.10839 | 0.10215 | 0.087805 | 0.026363 | 0 | 0 | 0 | 0 | 0 | 0 | 0 | 0 | 0 | 0 | 0 | 0 | 0 | 0
F11_Commercial_Interruptible - College_Existing_Water Heating_Natural Gas_Commercial Laundry - Ozone Treatment_A_Achievable Economic UCT Potential | F11 | Commercial | Interruptible - College | Existing | Water Heating | Natural Gas | Commercial Laundry - Ozone Treatment | A | Purchases (Cumulative) | Achievable Economic UCT Potential | 0 | 0 | 0.041584 | 0.092642 | 0.15512 | 0.22765 | 0.31038 | 0.4071 | 0.51321 | 0.6216 | 0.72375 | 0.81155 | 0.83792 | 0.83792 | 0.83792 | 0.83792 | 0.83792 | 0.83792 | 0.83792 | 0.83792 | 0.83792 | 0.83792 | 0.83792 | 0.83792 | 0.83792 | 0.83792 | 0.83792
F1_Commercial_Interruptible - College_Existing_Water Heating_Natural Gas_Commercial Laundry - ENERGY STAR Washer_A_Achievable Economic UCT Potential | F1 | Commercial | Interruptible - College | Existing | Water Heating | Natural Gas | Commercial Laundry - ENERGY STAR Washer | A | Integrated Unit Energy Savings (kWh or therms) | Achievable Economic UCT Potential | 0 | 0 | 231.1819 | 223.0337 | 215.0135 | 206.8782 | 198.6478 | 190.057 | 181.6943 | 173.738 | 166.408 | 160.1562 | 155.396 | 152.0517 | 150.6575 | 149.4768 | 148.8393 | 148.333 | 147.936 | 147.6167 | 147.3897 | 147.2288 | 147.1146 | 147.033 | 146.9231 | 146.8953 | 146.8731
F2_Commercial_Interruptible - College_Existing_Water Heating_Natural Gas_Commercial Laundry - ENERGY STAR Washer_A_Achievable Economic UCT Potential | F2 | Commercial | Interruptible - College | Existing | Water Heating | Natural Gas | Commercial Laundry - ENERGY STAR Washer | A | Integrated Unit Summer Peak Savings (kW) | Achievable Economic UCT Potential | 0 | 0 | 0 | 0 | 0 | 0 | 0 | 0 | 0 | 0 | 0 | 0 | 0 | 0 | 0 | 0 | 0 | 0 | 0 | 0 | 0 | 0 | 0 | 0 | 0 | 0 | 0
F3_Commercial_Interruptible - College_Existing_Water Heating_Natural Gas_Commercial Laundry - ENERGY STAR Washer_A_Achievable Economic UCT Potential | F3 | Commercial | Interruptible - College | Existing | Water Heating | Natural Gas | Commercial Laundry - ENERGY STAR Washer | A | Integrated Unit Winter Peak Savings (kW) | Achievable Economic UCT Potential | 0 | 0 | 0 | 0 | 0 | 0 | 0 | 0 | 0 | 0 | 0 | 0 | 0 | 0 | 0 | 0 | 0 | 0 | 0 | 0 | 0 | 0 | 0 | 0 | 0 | 0 | 0
F4_Commercial_Interruptible - College_Existing_Water Heating_Natural Gas_Commercial Laundry - ENERGY STAR Washer_A_Achievable Economic UCT Potential | F4 | Commercial | Interruptible - College | Existing | Water Heating | Natural Gas | Commercial Laundry - ENERGY STAR Washer | A | Incremental Energy Savings (MWh or mTherms) | Achievable Economic UCT Potential | 0 | 0 | 0 | 0 | 0 | 0 | 0 | 0 | 0 | 0 | 0 | 0 | 0 | 0 | 0 | 0 | 0 | 0 | 0 | 0 | 0 | 0 | 0 | 0 | 0 | 0 | 0
F5_Commercial_Interruptible - College_Existing_Water Heating_Natural Gas_Commercial Laundry - ENERGY STAR Washer_A_Achievable Economic UCT Potential | F5 | Commercial | Interruptible - College | Existing | Water Heating | Natural Gas | Commercial Laundry - ENERGY STAR Washer | A | Incremental Summer Peak Savings (MW) | Achievable Economic UCT Potential | 0 | 0 | 0 | 0 | 0 | 0 | 0 | 0 | 0 | 0 | 0 | 0 | 0 | 0 | 0 | 0 | 0 | 0 | 0 | 0 | 0 | 0 | 0 | 0 | 0 | 0 | 0
F6_Commercial_Interruptible - College_Existing_Water Heating_Natural Gas_Commercial Laundry - ENERGY STAR Washer_A_Achievable Economic UCT Potential | F6 | Commercial | Interruptible - College | Existing | Water Heating | Natural Gas | Commercial Laundry - ENERGY STAR Washer | A | Incremental Winter Peak Savings (MW) | Achievable Economic UCT Potential | 0 | 0 | 0 | 0 | 0 | 0 | 0 | 0 | 0 | 0 | 0 | 0 | 0 | 0 | 0 | 0 | 0 | 0 | 0 | 0 | 0 | 0 | 0 | 0 | 0 | 0 | 0
F7_Commercial_Interruptible - College_Existing_Water Heating_Natural Gas_Commercial Laundry - ENERGY STAR Washer_A_Achievable Economic UCT Potential | F7 | Commercial | Interruptible - College | Existing | Water Heating | Natural Gas | Commercial Laundry - ENERGY STAR Washer | A | Cumulative Energy Savings (MWh or mTherms) | Achievable Economic UCT Potential | 0 | 0 | 0 | 0 | 0 | 0 | 0 | 0 | 0 | 0 | 0 | 0 | 0 | 0 | 0 | 0 | 0 | 0 | 0 | 0 | 0 | 0 | 0 | 0 | 0 | 0 | 0
F8_Commercial_Interruptible - College_Existing_Water Heating_Natural Gas_Commercial Laundry - ENERGY STAR Washer_A_Achievable Economic UCT Potential | F8 | Commercial | Interruptible - College | Existing | Water Heating | Natural Gas | Commercial Laundry - ENERGY STAR Washer | A | Cumulative Summer Peak Savings (MW) | Achievable Economic UCT Potential | 0 | 0 | 0 | 0 | 0 | 0 | 0 | 0 | 0 | 0 | 0 | 0 | 0 | 0 | 0 | 0 | 0 | 0 | 0 | 0 | 0 | 0 | 0 | 0 | 0 | 0 | 0
F9_Commercial_Interruptible - College_Existing_Water Heating_Natural Gas_Commercial Laundry - ENERGY STAR Washer_A_Achievable Economic UCT Potential | F9 | Commercial | Interruptible - College | Existing | Water Heating | Natural Gas | Commercial Laundry - ENERGY STAR Washer | A | Cumulative Winter Peak Savings (MW) | Achievable Economic UCT Potential | 0 | 0 | 0 | 0 | 0 | 0 | 0 | 0 | 0 | 0 | 0 | 0 | 0 | 0 | 0 | 0 | 0 | 0 | 0 | 0 | 0 | 0 | 0 | 0 | 0 | 0 | 0
F10_Commercial_Interruptible - College_Existing_Water Heating_Natural Gas_Commercial Laundry - ENERGY STAR Washer_A_Achievable Economic UCT Potential | F10 | Commercial | Interruptible - College | Existing | Water Heating | Natural Gas | Commercial Laundry - ENERGY STAR Washer | A | Purchases (Incremental) | Achievable Economic UCT Potential | 0 | 0 | 0 | 0 | 0 | 0 | 0 | 0 | 0 | 0 | 0 | 0 | 0 | 0 | 0 | 0 | 0 | 0 | 0 | 0 | 0 | 0 | 0 | 0 | 0 | 0 | 0
F11_Commercial_Interruptible - College_Existing_Water Heating_Natural Gas_Commercial Laundry - ENERGY STAR Washer_A_Achievable Economic UCT Potential | F11 | Commercial | Interruptible - College | Existing | Water Heating | Natural Gas | Commercial Laundry - ENERGY STAR Washer | A | Purchases (Cumulative) | Achievable Economic UCT Potential | 0 | 0 | 0 | 0 | 0 | 0 | 0 | 0 | 0 | 0 | 0 | 0 | 0 | 0 | 0 | 0 | 0 | 0 | 0 | 0 | 0 | 0 | 0 | 0 | 0 | 0 | 0
F1_Commercial_Interruptible - College_Existing_Water Heating_Natural Gas_Water Heater - Efficient Dishwasher_A_Achievable Economic UCT Potential | F1 | Commercial | Interruptible - College | Existing | Water Heating | Natural Gas | Water Heater - Efficient Dishwasher | A | Integrated Unit Energy Savings (kWh or therms) | Achievable Economic UCT Potential | 0 | 0 | 669.3911 | 645.7978 | 622.5753 | 599.0191 | 575.1879 | 550.3131 | 526.099 | 503.0613 | 481.8371 | 463.7348 | 449.9517 | 440.2683 | 436.2313 | 432.8125 | 430.9668 | 429.5007 | 428.3512 | 427.4265 | 426.7692 | 426.3035 | 425.9729 | 425.7366 | 425.4182 | 425.3378 | 425.2736
F2_Commercial_Interruptible - College_Existing_Water Heating_Natural Gas_Water Heater - Efficient Dishwasher_A_Achievable Economic UCT Potential | F2 | Commercial | Interruptible - College | Existing | Water Heating | Natural Gas | Water Heater - Efficient Dishwasher | A | Integrated Unit Summer Peak Savings (kW) | Achievable Economic UCT Potential | 0 | 0 | 0 | 0 | 0 | 0 | 0 | 0 | 0 | 0 | 0 | 0 | 0 | 0 | 0 | 0 | 0 | 0 | 0 | 0 | 0 | 0 | 0 | 0 | 0 | 0 | 0
F3_Commercial_Interruptible - College_Existing_Water Heating_Natural Gas_Water Heater - Efficient Dishwasher_A_Achievable Economic UCT Potential | F3 | Commercial | Interruptible - College | Existing | Water Heating | Natural Gas | Water Heater - Efficient Dishwasher | A | Integrated Unit Winter Peak Savings (kW) | Achievable Economic UCT Potential | 0 | 0 | 0 | 0 | 0 | 0 | 0 | 0 | 0 | 0 | 0 | 0 | 0 | 0 | 0 | 0 | 0 | 0 | 0 | 0 | 0 | 0 | 0 | 0 | 0 | 0 | 0
F4_Commercial_Interruptible - College_Existing_Water Heating_Natural Gas_Water Heater - Efficient Dishwasher_A_Achievable Economic UCT Potential | F4 | Commercial | Interruptible - College | Existing | Water Heating | Natural Gas | Water Heater - Efficient Dishwasher | A | Incremental Energy Savings (MWh or mTherms) | Achievable Economic UCT Potential | 0 | 0 | 0 | 0 | 0 | 0 | 0 | 0 | 0 | 0 | 0 | 0 | 0 | 0 | 0 | 0 | 0 | 0 | 0 | 0 | 0 | 0 | 0 | 0 | 0 | 0 | 0
F5_Commercial_Interruptible - College_Existing_Water Heating_Natural Gas_Water Heater - Efficient Dishwasher_A_Achievable Economic UCT Potential | F5 | Commercial | Interruptible - College | Existing | Water Heating | Natural Gas | Water Heater - Efficient Dishwasher | A | Incremental Summer Peak Savings (MW) | Achievable Economic UCT Potential | 0 | 0 | 0 | 0 | 0 | 0 | 0 | 0 | 0 | 0 | 0 | 0 | 0 | 0 | 0 | 0 | 0 | 0 | 0 | 0 | 0 | 0 | 0 | 0 | 0 | 0 | 0
F6_Commercial_Interruptible - College_Existing_Water Heating_Natural Gas_Water Heater - Efficient Dishwasher_A_Achievable Economic UCT Potential | F6 | Commercial | Interruptible - College | Existing | Water Heating | Natural Gas | Water Heater - Efficient Dishwasher | A | Incremental Winter Peak Savings (MW) | Achievable Economic UCT Potential | 0 | 0 | 0 | 0 | 0 | 0 | 0 | 0 | 0 | 0 | 0 | 0 | 0 | 0 | 0 | 0 | 0 | 0 | 0 | 0 | 0 | 0 | 0 | 0 | 0 | 0 | 0
F7_Commercial_Interruptible - College_Existing_Water Heating_Natural Gas_Water Heater - Efficient Dishwasher_A_Achievable Economic UCT Potential | F7 | Commercial | Interruptible - College | Existing | Water Heating | Natural Gas | Water Heater - Efficient Dishwasher | A | Cumulative Energy Savings (MWh or mTherms) | Achievable Economic UCT Potential | 0 | 0 | 0 | 0 | 0 | 0 | 0 | 0 | 0 | 0 | 0 | 0 | 0 | 0 | 0 | 0 | 0 | 0 | 0 | 0 | 0 | 0 | 0 | 0 | 0 | 0 | 0
F8_Commercial_Interruptible - College_Existing_Water Heating_Natural Gas_Water Heater - Efficient Dishwasher_A_Achievable Economic UCT Potential | F8 | Commercial | Interruptible - College | Existing | Water Heating | Natural Gas | Water Heater - Efficient Dishwasher | A | Cumulative Summer Peak Savings (MW) | Achievable Economic UCT Potential | 0 | 0 | 0 | 0 | 0 | 0 | 0 | 0 | 0 | 0 | 0 | 0 | 0 | 0 | 0 | 0 | 0 | 0 | 0 | 0 | 0 | 0 | 0 | 0 | 0 | 0 | 0
F9_Commercial_Interruptible - College_Existing_Water Heating_Natural Gas_Water Heater - Efficient Dishwasher_A_Achievable Economic UCT Potential | F9 | Commercial | Interruptible - College | Existing | Water Heating | Natural Gas | Water Heater - Efficient Dishwasher | A | Cumulative Winter Peak Savings (MW) | Achievable Economic UCT Potential | 0 | 0 | 0 | 0 | 0 | 0 | 0 | 0 | 0 | 0 | 0 | 0 | 0 | 0 | 0 | 0 | 0 | 0 | 0 | 0 | 0 | 0 | 0 | 0 | 0 | 0 | 0
F10_Commercial_Interruptible - College_Existing_Water Heating_Natural Gas_Water Heater - Efficient Dishwasher_A_Achievable Economic UCT Potential | F10 | Commercial | Interruptible - College | Existing | Water Heating | Natural Gas | Water Heater - Efficient Dishwasher | A | Purchases (Incremental) | Achievable Economic UCT Potential | 0 | 0 | 0 | 0 | 0 | 0 | 0 | 0 | 0 | 0 | 0 | 0 | 0 | 0 | 0 | 0 | 0 | 0 | 0 | 0 | 0 | 0 | 0 | 0 | 0 | 0 | 0
F11_Commercial_Interruptible - College_Existing_Water Heating_Natural Gas_Water Heater - Efficient Dishwasher_A_Achievable Economic UCT Potential | F11 | Commercial | Interruptible - College | Existing | Water Heating | Natural Gas | Water Heater - Efficient Dishwasher | A | Purchases (Cumulative) | Achievable Economic UCT Potential | 0 | 0 | 0 | 0 | 0 | 0 | 0 | 0 | 0 | 0 | 0 | 0 | 0 | 0 | 0 | 0 | 0 | 0 | 0 | 0 | 0 | 0 | 0 | 0 | 0 | 0 | 0
F1_Commercial_Interruptible - College_Existing_Water Heating_Natural Gas_Commercial Laundry - Alternative Dry-Cleaning Methods_A_Achievable Economic UCT Potential | F1 | Commercial | Interruptible - College | Existing | Water Heating | Natural Gas | Commercial Laundry - Alternative Dry-Cleaning Methods | A | Integrated Unit Energy Savings (kWh or therms) | Achievable Economic UCT Potential | 0 | 0 | 0 | 0 | 0 | 0 | 0 | 0 | 0 | 0 | 0 | 0 | 0 | 0 | 0 | 0 | 0 | 0 | 0 | 0 | 0 | 0 | 0 | 0 | 0 | 0 | 0
F2_Commercial_Interruptible - College_Existing_Water Heating_Natural Gas_Commercial Laundry - Alternative Dry-Cleaning Methods_A_Achievable Economic UCT Potential | F2 | Commercial | Interruptible - College | Existing | Water Heating | Natural Gas | Commercial Laundry - Alternative Dry-Cleaning Methods | A | Integrated Unit Summer Peak Savings (kW) | Achievable Economic UCT Potential | 0 | 0 | 0 | 0 | 0 | 0 | 0 | 0 | 0 | 0 | 0 | 0 | 0 | 0 | 0 | 0 | 0 | 0 | 0 | 0 | 0 | 0 | 0 | 0 | 0 | 0 | 0
F3_Commercial_Interruptible - College_Existing_Water Heating_Natural Gas_Commercial Laundry - Alternative Dry-Cleaning Methods_A_Achievable Economic UCT Potential | F3 | Commercial | Interruptible - College | Existing | Water Heating | Natural Gas | Commercial Laundry - Alternative Dry-Cleaning Methods | A | Integrated Unit Winter Peak Savings (kW) | Achievable Economic UCT Potential | 0 | 0 | 0 | 0 | 0 | 0 | 0 | 0 | 0 | 0 | 0 | 0 | 0 | 0 | 0 | 0 | 0 | 0 | 0 | 0 | 0 | 0 | 0 | 0 | 0 | 0 | 0
F4_Commercial_Interruptible - College_Existing_Water Heating_Natural Gas_Commercial Laundry - Alternative Dry-Cleaning Methods_A_Achievable Economic UCT Potential | F4 | Commercial | Interruptible - College | Existing | Water Heating | Natural Gas | Commercial Laundry - Alternative Dry-Cleaning Methods | A | Incremental Energy Savings (MWh or mTherms) | Achievable Economic UCT Potential | 0 | 0 | 0 | 0 | 0 | 0 | 0 | 0 | 0 | 0 | 0 | 0 | 0 | 0 | 0 | 0 | 0 | 0 | 0 | 0 | 0 | 0 | 0 | 0 | 0 | 0 | 0
F5_Commercial_Interruptible - College_Existing_Water Heating_Natural Gas_Commercial Laundry - Alternative Dry-Cleaning Methods_A_Achievable Economic UCT Potential | F5 | Commercial | Interruptible - College | Existing | Water Heating | Natural Gas | Commercial Laundry - Alternative Dry-Cleaning Methods | A | Incremental Summer Peak Savings (MW) | Achievable Economic UCT Potential | 0 | 0 | 0 | 0 | 0 | 0 | 0 | 0 | 0 | 0 | 0 | 0 | 0 | 0 | 0 | 0 | 0 | 0 | 0 | 0 | 0 | 0 | 0 | 0 | 0 | 0 | 0
F6_Commercial_Interruptible - College_Existing_Water Heating_Natural Gas_Commercial Laundry - Alternative Dry-Cleaning Methods_A_Achievable Economic UCT Potential | F6 | Commercial | Interruptible - College | Existing | Water Heating | Natural Gas | Commercial Laundry - Alternative Dry-Cleaning Methods | A | Incremental Winter Peak Savings (MW) | Achievable Economic UCT Potential | 0 | 0 | 0 | 0 | 0 | 0 | 0 | 0 | 0 | 0 | 0 | 0 | 0 | 0 | 0 | 0 | 0 | 0 | 0 | 0 | 0 | 0 | 0 | 0 | 0 | 0 | 0
F7_Commercial_Interruptible - College_Existing_Water Heating_Natural Gas_Commercial Laundry - Alternative Dry-Cleaning Methods_A_Achievable Economic UCT Potential | F7 | Commercial | Interruptible - College | Existing | Water Heating | Natural Gas | Commercial Laundry - Alternative Dry-Cleaning Methods | A | Cumulative Energy Savings (MWh or mTherms) | Achievable Economic UCT Potential | 0 | 0 | 0 | 0 | 0 | 0 | 0 | 0 | 0 | 0 | 0 | 0 | 0 | 0 | 0 | 0 | 0 | 0 | 0 | 0 | 0 | 0 | 0 | 0 | 0 | 0 | 0
F8_Commercial_Interruptible - College_Existing_Water Heating_Natural Gas_Commercial Laundry - Alternative Dry-Cleaning Methods_A_Achievable Economic UCT Potential | F8 | Commercial | Interruptible - College | Existing | Water Heating | Natural Gas | Commercial Laundry - Alternative Dry-Cleaning Methods | A | Cumulative Summer Peak Savings (MW) | Achievable Economic UCT Potential | 0 | 0 | 0 | 0 | 0 | 0 | 0 | 0 | 0 | 0 | 0 | 0 | 0 | 0 | 0 | 0 | 0 | 0 | 0 | 0 | 0 | 0 | 0 | 0 | 0 | 0 | 0
F9_Commercial_Interruptible - College_Existing_Water Heating_Natural Gas_Commercial Laundry - Alternative Dry-Cleaning Methods_A_Achievable Economic UCT Potential | F9 | Commercial | Interruptible - College | Existing | Water Heating | Natural Gas | Commercial Laundry - Alternative Dry-Cleaning Methods | A | Cumulative Winter Peak Savings (MW) | Achievable Economic UCT Potential | 0 | 0 | 0 | 0 | 0 | 0 | 0 | 0 | 0 | 0 | 0 | 0 | 0 | 0 | 0 | 0 | 0 | 0 | 0 | 0 | 0 | 0 | 0 | 0 | 0 | 0 | 0
F10_Commercial_Interruptible - College_Existing_Water Heating_Natural Gas_Commercial Laundry - Alternative Dry-Cleaning Methods_A_Achievable Economic UCT Potential | F10 | Commercial | Interruptible - College | Existing | Water Heating | Natural Gas | Commercial Laundry - Alternative Dry-Cleaning Methods | A | Purchases (Incremental) | Achievable Economic UCT Potential | 0 | 0 | 0 | 0 | 0 | 0 | 0 | 0 | 0 | 0 | 0 | 0 | 0 | 0 | 0 | 0 | 0 | 0 | 0 | 0 | 0 | 0 | 0 | 0 | 0 | 0 | 0
F11_Commercial_Interruptible - College_Existing_Water Heating_Natural Gas_Commercial Laundry - Alternative Dry-Cleaning Methods_A_Achievable Economic UCT Potential | F11 | Commercial | Interruptible - College | Existing | Water Heating | Natural Gas | Commercial Laundry - Alternative Dry-Cleaning Methods | A | Purchases (Cumulative) | Achievable Economic UCT Potential | 0 | 0 | 0 | 0 | 0 | 0 | 0 | 0 | 0 | 0 | 0 | 0 | 0 | 0 | 0 | 0 | 0 | 0 | 0 | 0 | 0 | 0 | 0 | 0 | 0 | 0 | 0
F1_Commercial_Interruptible - College_Existing_Space Heating_Natural Gas_Advanced Kitchen Ventilation Controls_A_Achievable Economic UCT Potential | F1 | Commercial | Interruptible - College | Existing | Space Heating | Natural Gas | Advanced Kitchen Ventilation Controls | A | Integrated Unit Energy Savings (kWh or therms) | Achievable Economic UCT Potential | 0 | 0 | 0.15492 | 0.15426 | 0.15336 | 0.15236 | 0.15128 | 0.15011 | 0.14885 | 0.1475 | 0.14606 | 0.14454 | 0.14297 | 0.14137 | 0.13978 | 0.13824 | 0.13678 | 0.13542 | 0.13418 | 0.13303 | 0.13199 | 0.131 | 0.1302 | 0.12943 | 0.12867 | 0.12793 | 0.1272
F2_Commercial_Interruptible - College_Existing_Space Heating_Natural Gas_Advanced Kitchen Ventilation Controls_A_Achievable Economic UCT Potential | F2 | Commercial | Interruptible - College | Existing | Space Heating | Natural Gas | Advanced Kitchen Ventilation Controls | A | Integrated Unit Summer Peak Savings (kW) | Achievable Economic UCT Potential | 0 | 0 | 0 | 0 | 0 | 0 | 0 | 0 | 0 | 0 | 0 | 0 | 0 | 0 | 0 | 0 | 0 | 0 | 0 | 0 | 0 | 0 | 0 | 0 | 0 | 0 | 0
F3_Commercial_Interruptible - College_Existing_Space Heating_Natural Gas_Advanced Kitchen Ventilation Controls_A_Achievable Economic UCT Potential | F3 | Commercial | Interruptible - College | Existing | Space Heating | Natural Gas | Advanced Kitchen Ventilation Controls | A | Integrated Unit Winter Peak Savings (kW) | Achievable Economic UCT Potential | 0 | 0 | 0 | 0 | 0 | 0 | 0 | 0 | 0 | 0 | 0 | 0 | 0 | 0 | 0 | 0 | 0 | 0 | 0 | 0 | 0 | 0 | 0 | 0 | 0 | 0 | 0
F4_Commercial_Interruptible - College_Existing_Space Heating_Natural Gas_Advanced Kitchen Ventilation Controls_A_Achievable Economic UCT Potential | F4 | Commercial | Interruptible - College | Existing | Space Heating | Natural Gas | Advanced Kitchen Ventilation Controls | A | Incremental Energy Savings (MWh or mTherms) | Achievable Economic UCT Potential | 0 | 0 | 0.20349 | 0.4159 | 0.41347 | 0.41077 | 0.40786 | 0.40471 | 0.40131 | 0.39767 | 0.39379 | 0.3897 | 0.38546 | 0.38115 | 0.37687 | 0.37271 | 0.36877 | 0.18724 | 6.1018e-17 | 6.6545e-16 | 1.2005e-16 | 0 | 0 | 0 | 0 | 0 | 0
F5_Commercial_Interruptible - College_Existing_Space Heating_Natural Gas_Advanced Kitchen Ventilation Controls_A_Achievable Economic UCT Potential | F5 | Commercial | Interruptible - College | Existing | Space Heating | Natural Gas | Advanced Kitchen Ventilation Controls | A | Incremental Summer Peak Savings (MW) | Achievable Economic UCT Potential | 0 | 0 | 0 | 0 | 0 | 0 | 0 | 0 | 0 | 0 | 0 | 0 | 0 | 0 | 0 | 0 | 0 | 0 | 0 | 0 | 0 | 0 | 0 | 0 | 0 | 0 | 0
F6_Commercial_Interruptible - College_Existing_Space Heating_Natural Gas_Advanced Kitchen Ventilation Controls_A_Achievable Economic UCT Potential | F6 | Commercial | Interruptible - College | Existing | Space Heating | Natural Gas | Advanced Kitchen Ventilation Controls | A | Incremental Winter Peak Savings (MW) | Achievable Economic UCT Potential | 0 | 0 | 0 | 0 | 0 | 0 | 0 | 0 | 0 | 0 | 0 | 0 | 0 | 0 | 0 | 0 | 0 | 0 | 0 | 0 | 0 | 0 | 0 | 0 | 0 | 0 | 0
F7_Commercial_Interruptible - College_Existing_Space Heating_Natural Gas_Advanced Kitchen Ventilation Controls_A_Achievable Economic UCT Potential | F7 | Commercial | Interruptible - College | Existing | Space Heating | Natural Gas | Advanced Kitchen Ventilation Controls | A | Cumulative Energy Savings (MWh or mTherms) | Achievable Economic UCT Potential | 0 | 0 | 0.20349 | 0.61851 | 1.0284 | 1.4324 | 1.8301 | 2.2207 | 2.6034 | 2.9774 | 3.3421 | 3.6971 | 4.0424 | 4.3783 | 4.706 | 5.0268 | 5.3425 | 5.4768 | 5.4265 | 5.38 | 5.3381 | 5.2977 | 5.2656 | 5.2343 | 5.2037 | 5.1738 | 5.1444
F8_Commercial_Interruptible - College_Existing_Space Heating_Natural Gas_Advanced Kitchen Ventilation Controls_A_Achievable Economic UCT Potential | F8 | Commercial | Interruptible - College | Existing | Space Heating | Natural Gas | Advanced Kitchen Ventilation Controls | A | Cumulative Summer Peak Savings (MW) | Achievable Economic UCT Potential | 0 | 0 | 0 | 0 | 0 | 0 | 0 | 0 | 0 | 0 | 0 | 0 | 0 | 0 | 0 | 0 | 0 | 0 | 0 | 0 | 0 | 0 | 0 | 0 | 0 | 0 | 0
F9_Commercial_Interruptible - College_Existing_Space Heating_Natural Gas_Advanced Kitchen Ventilation Controls_A_Achievable Economic UCT Potential | F9 | Commercial | Interruptible - College | Existing | Space Heating | Natural Gas | Advanced Kitchen Ventilation Controls | A | Cumulative Winter Peak Savings (MW) | Achievable Economic UCT Potential | 0 | 0 | 0 | 0 | 0 | 0 | 0 | 0 | 0 | 0 | 0 | 0 | 0 | 0 | 0 | 0 | 0 | 0 | 0 | 0 | 0 | 0 | 0 | 0 | 0 | 0 | 0
F10_Commercial_Interruptible - College_Existing_Space Heating_Natural Gas_Advanced Kitchen Ventilation Controls_A_Achievable Economic UCT Potential | F10 | Commercial | Interruptible - College | Existing | Space Heating | Natural Gas | Advanced Kitchen Ventilation Controls | A | Purchases (Incremental) | Achievable Economic UCT Potential | 0 | 0 | 1313.5036 | 2696.139 | 2696.139 | 2696.139 | 2696.139 | 2696.139 | 2696.139 | 2696.139 | 2696.139 | 2696.139 | 2696.139 | 2696.139 | 2696.139 | 2696.139 | 2696.139 | 1382.6354 | 4.5475e-13 | 5.0022e-12 | 9.0949e-13 | 0 | 0 | 0 | 0 | 0 | 0
F11_Commercial_Interruptible - College_Existing_Space Heating_Natural Gas_Advanced Kitchen Ventilation Controls_A_Achievable Economic UCT Potential | F11 | Commercial | Interruptible - College | Existing | Space Heating | Natural Gas | Advanced Kitchen Ventilation Controls | A | Purchases (Cumulative) | Achievable Economic UCT Potential | 0 | 0 | 1313.5036 | 4009.6426 | 6705.7816 | 9401.9206 | 12098.0596 | 14794.1986 | 17490.3376 | 20186.4766 | 22882.6156 | 25578.7546 | 28274.8937 | 30971.0327 | 33667.1717 | 36363.3107 | 39059.4497 | 40442.0851 | 40442.0851 | 40442.0851 | 40442.0851 | 40442.0851 | 40442.0851 | 40442.0851 | 40442.0851 | 40442.0851 | 40442.0851
F1_Commercial_Interruptible - College_Existing_Space Heating_Natural Gas_Infiltration Control - Loading Dock Sealing_A_Achievable Economic UCT Potential | F1 | Commercial | Interruptible - College | Existing | Space Heating | Natural Gas | Infiltration Control - Loading Dock Sealing | A | Integrated Unit Energy Savings (kWh or therms) | Achievable Economic UCT Potential | 0 | 0 | 806.0224 | 795.4367 | 782.649 | 768.5818 | 753.2564 | 736.6897 | 718.5334 | 698.9306 | 678.1391 | 656.5969 | 634.9866 | 613.7572 | 593.3922 | 574.3769 | 557.281 | 543.2623 | 532.3602 | 523.1489 | 516.0416 | 509.4269 | 506.33 | 503.3129 | 500.3667 | 497.4834 | 494.6559
F2_Commercial_Interruptible - College_Existing_Space Heating_Natural Gas_Infiltration Control - Loading Dock Sealing_A_Achievable Economic UCT Potential | F2 | Commercial | Interruptible - College | Existing | Space Heating | Natural Gas | Infiltration Control - Loading Dock Sealing | A | Integrated Unit Summer Peak Savings (kW) | Achievable Economic UCT Potential | 0 | 0 | 0 | 0 | 0 | 0 | 0 | 0 | 0 | 0 | 0 | 0 | 0 | 0 | 0 | 0 | 0 | 0 | 0 | 0 | 0 | 0 | 0 | 0 | 0 | 0 | 0
F3_Commercial_Interruptible - College_Existing_Space Heating_Natural Gas_Infiltration Control - Loading Dock Sealing_A_Achievable Economic UCT Potential | F3 | Commercial | Interruptible - College | Existing | Space Heating | Natural Gas | Infiltration Control - Loading Dock Sealing | A | Integrated Unit Winter Peak Savings (kW) | Achievable Economic UCT Potential | 0 | 0 | 0 | 0 | 0 | 0 | 0 | 0 | 0 | 0 | 0 | 0 | 0 | 0 | 0 | 0 | 0 | 0 | 0 | 0 | 0 | 0 | 0 | 0 | 0 | 0 | 0
F4_Commercial_Interruptible - College_Existing_Space Heating_Natural Gas_Infiltration Control - Loading Dock Sealing_A_Achievable Economic UCT Potential | F4 | Commercial | Interruptible - College | Existing | Space Heating | Natural Gas | Infiltration Control - Loading Dock Sealing | A | Incremental Energy Savings (MWh or mTherms) | Achievable Economic UCT Potential | 0 | 0 | 0 | 0 | 0 | 0 | 0 | 0 | 0 | 0 | 0 | 0 | 0 | 0 | 0 | 0 | 0 | 0 | 0 | 0 | 0 | 0 | 0 | 0 | 0 | 0 | 0
F5_Commercial_Interruptible - College_Existing_Space Heating_Natural Gas_Infiltration Control - Loading Dock Sealing_A_Achievable Economic UCT Potential | F5 | Commercial | Interruptible - College | Existing | Space Heating | Natural Gas | Infiltration Control - Loading Dock Sealing | A | Incremental Summer Peak Savings (MW) | Achievable Economic UCT Potential | 0 | 0 | 0 | 0 | 0 | 0 | 0 | 0 | 0 | 0 | 0 | 0 | 0 | 0 | 0 | 0 | 0 | 0 | 0 | 0 | 0 | 0 | 0 | 0 | 0 | 0 | 0
F6_Commercial_Interruptible - College_Existing_Space Heating_Natural Gas_Infiltration Control - Loading Dock Sealing_A_Achievable Economic UCT Potential | F6 | Commercial | Interruptible - College | Existing | Space Heating | Natural Gas | Infiltration Control - Loading Dock Sealing | A | Incremental Winter Peak Savings (MW) | Achievable Economic UCT Potential | 0 | 0 | 0 | 0 | 0 | 0 | 0 | 0 | 0 | 0 | 0 | 0 | 0 | 0 | 0 | 0 | 0 | 0 | 0 | 0 | 0 | 0 | 0 | 0 | 0 | 0 | 0
F7_Commercial_Interruptible - College_Existing_Space Heating_Natural Gas_Infiltration Control - Loading Dock Sealing_A_Achievable Economic UCT Potential | F7 | Commercial | Interruptible - College | Existing | Space Heating | Natural Gas | Infiltration Control - Loading Dock Sealing | A | Cumulative Energy Savings (MWh or mTherms) | Achievable Economic UCT Potential | 0 | 0 | 0 | 0 | 0 | 0 | 0 | 0 | 0 | 0 | 0 | 0 | 0 | 0 | 0 | 0 | 0 | 0 | 0 | 0 | 0 | 0 | 0 | 0 | 0 | 0 | 0
F8_Commercial_Interruptible - College_Existing_Space Heating_Natural Gas_Infiltration Control - Loading Dock Sealing_A_Achievable Economic UCT Potential | F8 | Commercial | Interruptible - College | Existing | Space Heating | Natural Gas | Infiltration Control - Loading Dock Sealing | A | Cumulative Summer Peak Savings (MW) | Achievable Economic UCT Potential | 0 | 0 | 0 | 0 | 0 | 0 | 0 | 0 | 0 | 0 | 0 | 0 | 0 | 0 | 0 | 0 | 0 | 0 | 0 | 0 | 0 | 0 | 0 | 0 | 0 | 0 | 0
F9_Commercial_Interruptible - College_Existing_Space Heating_Natural Gas_Infiltration Control - Loading Dock Sealing_A_Achievable Economic UCT Potential | F9 | Commercial | Interruptible - College | Existing | Space Heating | Natural Gas | Infiltration Control - Loading Dock Sealing | A | Cumulative Winter Peak Savings (MW) | Achievable Economic UCT Potential | 0 | 0 | 0 | 0 | 0 | 0 | 0 | 0 | 0 | 0 | 0 | 0 | 0 | 0 | 0 | 0 | 0 | 0 | 0 | 0 | 0 | 0 | 0 | 0 | 0 | 0 | 0
F10_Commercial_Interruptible - College_Existing_Space Heating_Natural Gas_Infiltration Control - Loading Dock Sealing_A_Achievable Economic UCT Potential | F10 | Commercial | Interruptible - College | Existing | Space Heating | Natural Gas | Infiltration Control - Loading Dock Sealing | A | Purchases (Incremental) | Achievable Economic UCT Potential | 0 | 0 | 0 | 0 | 0 | 0 | 0 | 0 | 0 | 0 | 0 | 0 | 0 | 0 | 0 | 0 | 0 | 0 | 0 | 0 | 0 | 0 | 0 | 0 | 0 | 0 | 0
F11_Commercial_Interruptible - College_Existing_Space Heating_Natural Gas_Infiltration Control - Loading Dock Sealing_A_Achievable Economic UCT Potential | F11 | Commercial | Interruptible - College | Existing | Space Heating | Natural Gas | Infiltration Control - Loading Dock Sealing | A | Purchases (Cumulative) | Achievable Economic UCT Potential | 0 | 0 | 0 | 0 | 0 | 0 | 0 | 0 | 0 | 0 | 0 | 0 | 0 | 0 | 0 | 0 | 0 | 0 | 0 | 0 | 0 | 0 | 0 | 0 | 0 | 0 | 0
F1_Commercial_Interruptible - College_Existing_Space Heating_Natural Gas_Greenhouse Heat Curtain_A_Achievable Economic UCT Potential | F1 | Commercial | Interruptible - College | Existing | Space Heating | Natural Gas | Greenhouse Heat Curtain | A | Integrated Unit Energy Savings (kWh or therms) | Achievable Economic UCT Potential | 0 | 0 | 704.2407 | 695.634 | 685.2815 | 673.9537 | 661.5744 | 647.9444 | 633.0245 | 616.8639 | 599.6235 | 581.6062 | 563.542 | 545.8141 | 528.7883 | 512.8371 | 498.4238 | 486.563 | 477.2961 | 469.3963 | 463.2126 | 457.4279 | 454.6471 | 451.938 | 449.2926 | 446.7036 | 444.1647
F2_Commercial_Interruptible - College_Existing_Space Heating_Natural Gas_Greenhouse Heat Curtain_A_Achievable Economic UCT Potential | F2 | Commercial | Interruptible - College | Existing | Space Heating | Natural Gas | Greenhouse Heat Curtain | A | Integrated Unit Summer Peak Savings (kW) | Achievable Economic UCT Potential | 0 | 0 | 0 | 0 | 0 | 0 | 0 | 0 | 0 | 0 | 0 | 0 | 0 | 0 | 0 | 0 | 0 | 0 | 0 | 0 | 0 | 0 | 0 | 0 | 0 | 0 | 0
F3_Commercial_Interruptible - College_Existing_Space Heating_Natural Gas_Greenhouse Heat Curtain_A_Achievable Economic UCT Potential | F3 | Commercial | Interruptible - College | Existing | Space Heating | Natural Gas | Greenhouse Heat Curtain | A | Integrated Unit Winter Peak Savings (kW) | Achievable Economic UCT Potential | 0 | 0 | 0 | 0 | 0 | 0 | 0 | 0 | 0 | 0 | 0 | 0 | 0 | 0 | 0 | 0 | 0 | 0 | 0 | 0 | 0 | 0 | 0 | 0 | 0 | 0 | 0
F4_Commercial_Interruptible - College_Existing_Space Heating_Natural Gas_Greenhouse Heat Curtain_A_Achievable Economic UCT Potential | F4 | Commercial | Interruptible - College | Existing | Space Heating | Natural Gas | Greenhouse Heat Curtain | A | Incremental Energy Savings (MWh or mTherms) | Achievable Economic UCT Potential | 0 | 0 | 0 | 0 | 0 | 0 | 0 | 0 | 0 | 0 | 0 | 0 | 0 | 0 | 0 | 0 | 0 | 0 | 0 | 0 | 0 | 0 | 0 | 0 | 0 | 0 | 0
F5_Commercial_Interruptible - College_Existing_Space Heating_Natural Gas_Greenhouse Heat Curtain_A_Achievable Economic UCT Potential | F5 | Commercial | Interruptible - College | Existing | Space Heating | Natural Gas | Greenhouse Heat Curtain | A | Incremental Summer Peak Savings (MW) | Achievable Economic UCT Potential | 0 | 0 | 0 | 0 | 0 | 0 | 0 | 0 | 0 | 0 | 0 | 0 | 0 | 0 | 0 | 0 | 0 | 0 | 0 | 0 | 0 | 0 | 0 | 0 | 0 | 0 | 0
F6_Commercial_Interruptible - College_Existing_Space Heating_Natural Gas_Greenhouse Heat Curtain_A_Achievable Economic UCT Potential | F6 | Commercial | Interruptible - College | Existing | Space Heating | Natural Gas | Greenhouse Heat Curtain | A | Incremental Winter Peak Savings (MW) | Achievable Economic UCT Potential | 0 | 0 | 0 | 0 | 0 | 0 | 0 | 0 | 0 | 0 | 0 | 0 | 0 | 0 | 0 | 0 | 0 | 0 | 0 | 0 | 0 | 0 | 0 | 0 | 0 | 0 | 0
F7_Commercial_Interruptible - College_Existing_Space Heating_Natural Gas_Greenhouse Heat Curtain_A_Achievable Economic UCT Potential | F7 | Commercial | Interruptible - College | Existing | Space Heating | Natural Gas | Greenhouse Heat Curtain | A | Cumulative Energy Savings (MWh or mTherms) | Achievable Economic UCT Potential | 0 | 0 | 0 | 0 | 0 | 0 | 0 | 0 | 0 | 0 | 0 | 0 | 0 | 0 | 0 | 0 | 0 | 0 | 0 | 0 | 0 | 0 | 0 | 0 | 0 | 0 | 0
F8_Commercial_Interruptible - College_Existing_Space Heating_Natural Gas_Greenhouse Heat Curtain_A_Achievable Economic UCT Potential | F8 | Commercial | Interruptible - College | Existing | Space Heating | Natural Gas | Greenhouse Heat Curtain | A | Cumulative Summer Peak Savings (MW) | Achievable Economic UCT Potential | 0 | 0 | 0 | 0 | 0 | 0 | 0 | 0 | 0 | 0 | 0 | 0 | 0 | 0 | 0 | 0 | 0 | 0 | 0 | 0 | 0 | 0 | 0 | 0 | 0 | 0 | 0
F9_Commercial_Interruptible - College_Existing_Space Heating_Natural Gas_Greenhouse Heat Curtain_A_Achievable Economic UCT Potential | F9 | Commercial | Interruptible - College | Existing | Space Heating | Natural Gas | Greenhouse Heat Curtain | A | Cumulative Winter Peak Savings (MW) | Achievable Economic UCT Potential | 0 | 0 | 0 | 0 | 0 | 0 | 0 | 0 | 0 | 0 | 0 | 0 | 0 | 0 | 0 | 0 | 0 | 0 | 0 | 0 | 0 | 0 | 0 | 0 | 0 | 0 | 0
F10_Commercial_Interruptible - College_Existing_Space Heating_Natural Gas_Greenhouse Heat Curtain_A_Achievable Economic UCT Potential | F10 | Commercial | Interruptible - College | Existing | Space Heating | Natural Gas | Greenhouse Heat Curtain | A | Purchases (Incremental) | Achievable Economic UCT Potential | 0 | 0 | 0 | 0 | 0 | 0 | 0 | 0 | 0 | 0 | 0 | 0 | 0 | 0 | 0 | 0 | 0 | 0 | 0 | 0 | 0 | 0 | 0 | 0 | 0 | 0 | 0
F11_Commercial_Interruptible - College_Existing_Space Heating_Natural Gas_Greenhouse Heat Curtain_A_Achievable Economic UCT Potential | F11 | Commercial | Interruptible - College | Existing | Space Heating | Natural Gas | Greenhouse Heat Curtain | A | Purchases (Cumulative) | Achievable Economic UCT Potential | 0 | 0 | 0 | 0 | 0 | 0 | 0 | 0 | 0 | 0 | 0 | 0 | 0 | 0 | 0 | 0 | 0 | 0 | 0 | 0 | 0 | 0 | 0 | 0 | 0 | 0 | 0
F1_Commercial_Interruptible - College_Existing_Space Heating_Natural Gas_Ventilation - Parking Garages, Demand Controlled_A_Achievable Economic UCT Potential | F1 | Commercial | Interruptible - College | Existing | Space Heating | Natural Gas | Ventilation - Parking Garages, Demand Controlled | A | Integrated Unit Energy Savings (kWh or therms) | Achievable Economic UCT Potential | 0 | 0 | 0 | 0 | 0 | 0 | 0 | 0 | 0 | 0 | 0 | 0 | 0 | 0 | 0 | 0 | 0 | 0 | 0 | 0 | 0 | 0 | 0 | 0 | 0 | 0 | 0
F2_Commercial_Interruptible - College_Existing_Space Heating_Natural Gas_Ventilation - Parking Garages, Demand Controlled_A_Achievable Economic UCT Potential | F2 | Commercial | Interruptible - College | Existing | Space Heating | Natural Gas | Ventilation - Parking Garages, Demand Controlled | A | Integrated Unit Summer Peak Savings (kW) | Achievable Economic UCT Potential | 0 | 0 | 0 | 0 | 0 | 0 | 0 | 0 | 0 | 0 | 0 | 0 | 0 | 0 | 0 | 0 | 0 | 0 | 0 | 0 | 0 | 0 | 0 | 0 | 0 | 0 | 0
F3_Commercial_Interruptible - College_Existing_Space Heating_Natural Gas_Ventilation - Parking Garages, Demand Controlled_A_Achievable Economic UCT Potential | F3 | Commercial | Interruptible - College | Existing | Space Heating | Natural Gas | Ventilation - Parking Garages, Demand Controlled | A | Integrated Unit Winter Peak Savings (kW) | Achievable Economic UCT Potential | 0 | 0 | 0 | 0 | 0 | 0 | 0 | 0 | 0 | 0 | 0 | 0 | 0 | 0 | 0 | 0 | 0 | 0 | 0 | 0 | 0 | 0 | 0 | 0 | 0 | 0 | 0
F4_Commercial_Interruptible - College_Existing_Space Heating_Natural Gas_Ventilation - Parking Garages, Demand Controlled_A_Achievable Economic UCT Potential | F4 | Commercial | Interruptible - College | Existing | Space Heating | Natural Gas | Ventilation - Parking Garages, Demand Controlled | A | Incremental Energy Savings (MWh or mTherms) | Achievable Economic UCT Potential | 0 | 0 | 0 | 0 | 0 | 0 | 0 | 0 | 0 | 0 | 0 | 0 | 0 | 0 | 0 | 0 | 0 | 0 | 0 | 0 | 0 | 0 | 0 | 0 | 0 | 0 | 0
F5_Commercial_Interruptible - College_Existing_Space Heating_Natural Gas_Ventilation - Parking Garages, Demand Controlled_A_Achievable Economic UCT Potential | F5 | Commercial | Interruptible - College | Existing | Space Heating | Natural Gas | Ventilation - Parking Garages, Demand Controlled | A | Incremental Summer Peak Savings (MW) | Achievable Economic UCT Potential | 0 | 0 | 0 | 0 | 0 | 0 | 0 | 0 | 0 | 0 | 0 | 0 | 0 | 0 | 0 | 0 | 0 | 0 | 0 | 0 | 0 | 0 | 0 | 0 | 0 | 0 | 0
F6_Commercial_Interruptible - College_Existing_Space Heating_Natural Gas_Ventilation - Parking Garages, Demand Controlled_A_Achievable Economic UCT Potential | F6 | Commercial | Interruptible - College | Existing | Space Heating | Natural Gas | Ventilation - Parking Garages, Demand Controlled | A | Incremental Winter Peak Savings (MW) | Achievable Economic UCT Potential | 0 | 0 | 0 | 0 | 0 | 0 | 0 | 0 | 0 | 0 | 0 | 0 | 0 | 0 | 0 | 0 | 0 | 0 | 0 | 0 | 0 | 0 | 0 | 0 | 0 | 0 | 0
F7_Commercial_Interruptible - College_Existing_Space Heating_Natural Gas_Ventilation - Parking Garages, Demand Controlled_A_Achievable Economic UCT Potential | F7 | Commercial | Interruptible - College | Existing | Space Heating | Natural Gas | Ventilation - Parking Garages, Demand Controlled | A | Cumulative Energy Savings (MWh or mTherms) | Achievable Economic UCT Potential | 0 | 0 | 0 | 0 | 0 | 0 | 0 | 0 | 0 | 0 | 0 | 0 | 0 | 0 | 0 | 0 | 0 | 0 | 0 | 0 | 0 | 0 | 0 | 0 | 0 | 0 | 0
F8_Commercial_Interruptible - College_Existing_Space Heating_Natural Gas_Ventilation - Parking Garages, Demand Controlled_A_Achievable Economic UCT Potential | F8 | Commercial | Interruptible - College | Existing | Space Heating | Natural Gas | Ventilation - Parking Garages, Demand Controlled | A | Cumulative Summer Peak Savings (MW) | Achievable Economic UCT Potential | 0 | 0 | 0 | 0 | 0 | 0 | 0 | 0 | 0 | 0 | 0 | 0 | 0 | 0 | 0 | 0 | 0 | 0 | 0 | 0 | 0 | 0 | 0 | 0 | 0 | 0 | 0
F9_Commercial_Interruptible - College_Existing_Space Heating_Natural Gas_Ventilation - Parking Garages, Demand Controlled_A_Achievable Economic UCT Potential | F9 | Commercial | Interruptible - College | Existing | Space Heating | Natural Gas | Ventilation - Parking Garages, Demand Controlled | A | Cumulative Winter Peak Savings (MW) | Achievable Economic UCT Potential | 0 | 0 | 0 | 0 | 0 | 0 | 0 | 0 | 0 | 0 | 0 | 0 | 0 | 0 | 0 | 0 | 0 | 0 | 0 | 0 | 0 | 0 | 0 | 0 | 0 | 0 | 0
F10_Commercial_Interruptible - College_Existing_Space Heating_Natural Gas_Ventilation - Parking Garages, Demand Controlled_A_Achievable Economic UCT Potential | F10 | Commercial | Interruptible - College | Existing | Space Heating | Natural Gas | Ventilation - Parking Garages, Demand Controlled | A | Purchases (Incremental) | Achievable Economic UCT Potential | 0 | 0 | 0 | 0 | 0 | 0 | 0 | 0 | 0 | 0 | 0 | 0 | 0 | 0 | 0 | 0 | 0 | 0 | 0 | 0 | 0 | 0 | 0 | 0 | 0 | 0 | 0
F11_Commercial_Interruptible - College_Existing_Space Heating_Natural Gas_Ventilation - Parking Garages, Demand Controlled_A_Achievable Economic UCT Potential | F11 | Commercial | Interruptible - College | Existing | Space Heating | Natural Gas | Ventilation - Parking Garages, Demand Controlled | A | Purchases (Cumulative) | Achievable Economic UCT Potential | 0 | 0 | 0 | 0 | 0 | 0 | 0 | 0 | 0 | 0 | 0 | 0 | 0 | 0 | 0 | 0 | 0 | 0 | 0 | 0 | 0 | 0 | 0 | 0 | 0 | 0 | 0
F1_Commercial_Interruptible - College_Existing_Miscellaneous_Natural Gas_Pool Heater - Night Covers_A_Achievable Economic UCT Potential | F1 | Commercial | Interruptible - College | Existing | Miscellaneous | Natural Gas | Pool Heater - Night Covers | A | Integrated Unit Energy Savings (kWh or therms) | Achievable Economic UCT Potential | 0 | 0 | 0.00035409 | 0.00035409 | 0.00035409 | 0.00035409 | 0.00035409 | 0.00035409 | 0.00035409 | 0.00035409 | 0.00035409 | 0.00035409 | 0.00035409 | 0.00035409 | 0.00035409 | 0.00035409 | 0.00035409 | 0.00035409 | 0.00035409 | 0.00035409 | 0.00035409 | 0.00035409 | 0.00035409 | 0.00035409 | 0.00035409 | 0.00035409 | 0.00035409
F2_Commercial_Interruptible - College_Existing_Miscellaneous_Natural Gas_Pool Heater - Night Covers_A_Achievable Economic UCT Potential | F2 | Commercial | Interruptible - College | Existing | Miscellaneous | Natural Gas | Pool Heater - Night Covers | A | Integrated Unit Summer Peak Savings (kW) | Achievable Economic UCT Potential | 0 | 0 | 0 | 0 | 0 | 0 | 0 | 0 | 0 | 0 | 0 | 0 | 0 | 0 | 0 | 0 | 0 | 0 | 0 | 0 | 0 | 0 | 0 | 0 | 0 | 0 | 0
F3_Commercial_Interruptible - College_Existing_Miscellaneous_Natural Gas_Pool Heater - Night Covers_A_Achievable Economic UCT Potential | F3 | Commercial | Interruptible - College | Existing | Miscellaneous | Natural Gas | Pool Heater - Night Covers | A | Integrated Unit Winter Peak Savings (kW) | Achievable Economic UCT Potential | 0 | 0 | 0 | 0 | 0 | 0 | 0 | 0 | 0 | 0 | 0 | 0 | 0 | 0 | 0 | 0 | 0 | 0 | 0 | 0 | 0 | 0 | 0 | 0 | 0 | 0 | 0
F4_Commercial_Interruptible - College_Existing_Miscellaneous_Natural Gas_Pool Heater - Night Covers_A_Achievable Economic UCT Potential | F4 | Commercial | Interruptible - College | Existing | Miscellaneous | Natural Gas | Pool Heater - Night Covers | A | Incremental Energy Savings (MWh or mTherms) | Achievable Economic UCT Potential | 0 | 0 | 0 | 0 | 0 | 0 | 0 | 0 | 0 | 0 | 0 | 0 | 0 | 0 | 0 | 0 | 0 | 0 | 0 | 0 | 0 | 0 | 0 | 0 | 0 | 0 | 0
F5_Commercial_Interruptible - College_Existing_Miscellaneous_Natural Gas_Pool Heater - Night Covers_A_Achievable Economic UCT Potential | F5 | Commercial | Interruptible - College | Existing | Miscellaneous | Natural Gas | Pool Heater - Night Covers | A | Incremental Summer Peak Savings (MW) | Achievable Economic UCT Potential | 0 | 0 | 0 | 0 | 0 | 0 | 0 | 0 | 0 | 0 | 0 | 0 | 0 | 0 | 0 | 0 | 0 | 0 | 0 | 0 | 0 | 0 | 0 | 0 | 0 | 0 | 0
F6_Commercial_Interruptible - College_Existing_Miscellaneous_Natural Gas_Pool Heater - Night Covers_A_Achievable Economic UCT Potential | F6 | Commercial | Interruptible - College | Existing | Miscellaneous | Natural Gas | Pool Heater - Night Covers | A | Incremental Winter Peak Savings (MW) | Achievable Economic UCT Potential | 0 | 0 | 0 | 0 | 0 | 0 | 0 | 0 | 0 | 0 | 0 | 0 | 0 | 0 | 0 | 0 | 0 | 0 | 0 | 0 | 0 | 0 | 0 | 0 | 0 | 0 | 0
F7_Commercial_Interruptible - College_Existing_Miscellaneous_Natural Gas_Pool Heater - Night Covers_A_Achievable Economic UCT Potential | F7 | Commercial | Interruptible - College | Existing | Miscellaneous | Natural Gas | Pool Heater - Night Covers | A | Cumulative Energy Savings (MWh or mTherms) | Achievable Economic UCT Potential | 0 | 0 | 0 | 0 | 0 | 0 | 0 | 0 | 0 | 0 | 0 | 0 | 0 | 0 | 0 | 0 | 0 | 0 | 0 | 0 | 0 | 0 | 0 | 0 | 0 | 0 | 0
F8_Commercial_Interruptible - College_Existing_Miscellaneous_Natural Gas_Pool Heater - Night Covers_A_Achievable Economic UCT Potential | F8 | Commercial | Interruptible - College | Existing | Miscellaneous | Natural Gas | Pool Heater - Night Covers | A | Cumulative Summer Peak Savings (MW) | Achievable Economic UCT Potential | 0 | 0 | 0 | 0 | 0 | 0 | 0 | 0 | 0 | 0 | 0 | 0 | 0 | 0 | 0 | 0 | 0 | 0 | 0 | 0 | 0 | 0 | 0 | 0 | 0 | 0 | 0
F9_Commercial_Interruptible - College_Existing_Miscellaneous_Natural Gas_Pool Heater - Night Covers_A_Achievable Economic UCT Potential | F9 | Commercial | Interruptible - College | Existing | Miscellaneous | Natural Gas | Pool Heater - Night Covers | A | Cumulative Winter Peak Savings (MW) | Achievable Economic UCT Potential | 0 | 0 | 0 | 0 | 0 | 0 | 0 | 0 | 0 | 0 | 0 | 0 | 0 | 0 | 0 | 0 | 0 | 0 | 0 | 0 | 0 | 0 | 0 | 0 | 0 | 0 | 0
F10_Commercial_Interruptible - College_Existing_Miscellaneous_Natural Gas_Pool Heater - Night Covers_A_Achievable Economic UCT Potential | F10 | Commercial | Interruptible - College | Existing | Miscellaneous | Natural Gas | Pool Heater - Night Covers | A | Purchases (Incremental) | Achievable Economic UCT Potential | 0 | 0 | 0 | 0 | 0 | 0 | 0 | 0 | 0 | 0 | 0 | 0 | 0 | 0 | 0 | 0 | 0 | 0 | 0 | 0 | 0 | 0 | 0 | 0 | 0 | 0 | 0
F11_Commercial_Interruptible - College_Existing_Miscellaneous_Natural Gas_Pool Heater - Night Covers_A_Achievable Economic UCT Potential | F11 | Commercial | Interruptible - College | Existing | Miscellaneous | Natural Gas | Pool Heater - Night Covers | A | Purchases (Cumulative) | Achievable Economic UCT Potential | 0 | 0 | 0 | 0 | 0 | 0 | 0 | 0 | 0 | 0 | 0 | 0 | 0 | 0 | 0 | 0 | 0 | 0 | 0 | 0 | 0 | 0 | 0 | 0 | 0 | 0 | 0
F1_Commercial_Interruptible - College_Existing_Space Heating_Natural Gas_Advanced New Construction Designs_A_Achievable Economic UCT Potential | F1 | Commercial | Interruptible - College | Existing | Space Heating | Natural Gas | Advanced New Construction Designs | A | Integrated Unit Energy Savings (kWh or therms) | Achievable Economic UCT Potential | 0 | 0 | 0 | 0 | 0 | 0 | 0 | 0 | 0 | 0 | 0 | 0 | 0 | 0 | 0 | 0 | 0 | 0 | 0 | 0 | 0 | 0 | 0 | 0 | 0 | 0 | 0
F2_Commercial_Interruptible - College_Existing_Space Heating_Natural Gas_Advanced New Construction Designs_A_Achievable Economic UCT Potential | F2 | Commercial | Interruptible - College | Existing | Space Heating | Natural Gas | Advanced New Construction Designs | A | Integrated Unit Summer Peak Savings (kW) | Achievable Economic UCT Potential | 0 | 0 | 0 | 0 | 0 | 0 | 0 | 0 | 0 | 0 | 0 | 0 | 0 | 0 | 0 | 0 | 0 | 0 | 0 | 0 | 0 | 0 | 0 | 0 | 0 | 0 | 0
F3_Commercial_Interruptible - College_Existing_Space Heating_Natural Gas_Advanced New Construction Designs_A_Achievable Economic UCT Potential | F3 | Commercial | Interruptible - College | Existing | Space Heating | Natural Gas | Advanced New Construction Designs | A | Integrated Unit Winter Peak Savings (kW) | Achievable Economic UCT Potential | 0 | 0 | 0 | 0 | 0 | 0 | 0 | 0 | 0 | 0 | 0 | 0 | 0 | 0 | 0 | 0 | 0 | 0 | 0 | 0 | 0 | 0 | 0 | 0 | 0 | 0 | 0
F4_Commercial_Interruptible - College_Existing_Space Heating_Natural Gas_Advanced New Construction Designs_A_Achievable Economic UCT Potential | F4 | Commercial | Interruptible - College | Existing | Space Heating | Natural Gas | Advanced New Construction Designs | A | Incremental Energy Savings (MWh or mTherms) | Achievable Economic UCT Potential | 0 | 0 | 0 | 0 | 0 | 0 | 0 | 0 | 0 | 0 | 0 | 0 | 0 | 0 | 0 | 0 | 0 | 0 | 0 | 0 | 0 | 0 | 0 | 0 | 0 | 0 | 0
F5_Commercial_Interruptible - College_Existing_Space Heating_Natural Gas_Advanced New Construction Designs_A_Achievable Economic UCT Potential | F5 | Commercial | Interruptible - College | Existing | Space Heating | Natural Gas | Advanced New Construction Designs | A | Incremental Summer Peak Savings (MW) | Achievable Economic UCT Potential | 0 | 0 | 0 | 0 | 0 | 0 | 0 | 0 | 0 | 0 | 0 | 0 | 0 | 0 | 0 | 0 | 0 | 0 | 0 | 0 | 0 | 0 | 0 | 0 | 0 | 0 | 0
F6_Commercial_Interruptible - College_Existing_Space Heating_Natural Gas_Advanced New Construction Designs_A_Achievable Economic UCT Potential | F6 | Commercial | Interruptible - College | Existing | Space Heating | Natural Gas | Advanced New Construction Designs | A | Incremental Winter Peak Savings (MW) | Achievable Economic UCT Potential | 0 | 0 | 0 | 0 | 0 | 0 | 0 | 0 | 0 | 0 | 0 | 0 | 0 | 0 | 0 | 0 | 0 | 0 | 0 | 0 | 0 | 0 | 0 | 0 | 0 | 0 | 0
F7_Commercial_Interruptible - College_Existing_Space Heating_Natural Gas_Advanced New Construction Designs_A_Achievable Economic UCT Potential | F7 | Commercial | Interruptible - College | Existing | Space Heating | Natural Gas | Advanced New Construction Designs | A | Cumulative Energy Savings (MWh or mTherms) | Achievable Economic UCT Potential | 0 | 0 | 0 | 0 | 0 | 0 | 0 | 0 | 0 | 0 | 0 | 0 | 0 | 0 | 0 | 0 | 0 | 0 | 0 | 0 | 0 | 0 | 0 | 0 | 0 | 0 | 0
F8_Commercial_Interruptible - College_Existing_Space Heating_Natural Gas_Advanced New Construction Designs_A_Achievable Economic UCT Potential | F8 | Commercial | Interruptible - College | Existing | Space Heating | Natural Gas | Advanced New Construction Designs | A | Cumulative Summer Peak Savings (MW) | Achievable Economic UCT Potential | 0 | 0 | 0 | 0 | 0 | 0 | 0 | 0 | 0 | 0 | 0 | 0 | 0 | 0 | 0 | 0 | 0 | 0 | 0 | 0 | 0 | 0 | 0 | 0 | 0 | 0 | 0
F9_Commercial_Interruptible - College_Existing_Space Heating_Natural Gas_Advanced New Construction Designs_A_Achievable Economic UCT Potential | F9 | Commercial | Interruptible - College | Existing | Space Heating | Natural Gas | Advanced New Construction Designs | A | Cumulative Winter Peak Savings (MW) | Achievable Economic UCT Potential | 0 | 0 | 0 | 0 | 0 | 0 | 0 | 0 | 0 | 0 | 0 | 0 | 0 | 0 | 0 | 0 | 0 | 0 | 0 | 0 | 0 | 0 | 0 | 0 | 0 | 0 | 0
F10_Commercial_Interruptible - College_Existing_Space Heating_Natural Gas_Advanced New Construction Designs_A_Achievable Economic UCT Potential | F10 | Commercial | Interruptible - College | Existing | Space Heating | Natural Gas | Advanced New Construction Designs | A | Purchases (Incremental) | Achievable Economic UCT Potential | 0 | 0 | 0 | 0 | 0 | 0 | 0 | 0 | 0 | 0 | 0 | 0 | 0 | 0 | 0 | 0 | 0 | 0 | 0 | 0 | 0 | 0 | 0 | 0 | 0 | 0 | 0
F11_Commercial_Interruptible - College_Existing_Space Heating_Natural Gas_Advanced New Construction Designs_A_Achievable Economic UCT Potential | F11 | Commercial | Interruptible - College | Existing | Space Heating | Natural Gas | Advanced New Construction Designs | A | Purchases (Cumulative) | Achievable Economic UCT Potential | 0 | 0 | 0 | 0 | 0 | 0 | 0 | 0 | 0 | 0 | 0 | 0 | 0 | 0 | 0 | 0 | 0 | 0 | 0 | 0 | 0 | 0 | 0 | 0 | 0 | 0 | 0
F1_Commercial_Interruptible - College_Existing_Water Heating_Natural Gas_Advanced New Construction Designs_A_Achievable Economic UCT Potential | F1 | Commercial | Interruptible - College | Existing | Water Heating | Natural Gas | Advanced New Construction Designs | A | Integrated Unit Energy Savings (kWh or therms) | Achievable Economic UCT Potential | 0 | 0 | 0 | 0 | 0 | 0 | 0 | 0 | 0 | 0 | 0 | 0 | 0 | 0 | 0 | 0 | 0 | 0 | 0 | 0 | 0 | 0 | 0 | 0 | 0 | 0 | 0
F2_Commercial_Interruptible - College_Existing_Water Heating_Natural Gas_Advanced New Construction Designs_A_Achievable Economic UCT Potential | F2 | Commercial | Interruptible - College | Existing | Water Heating | Natural Gas | Advanced New Construction Designs | A | Integrated Unit Summer Peak Savings (kW) | Achievable Economic UCT Potential | 0 | 0 | 0 | 0 | 0 | 0 | 0 | 0 | 0 | 0 | 0 | 0 | 0 | 0 | 0 | 0 | 0 | 0 | 0 | 0 | 0 | 0 | 0 | 0 | 0 | 0 | 0
F3_Commercial_Interruptible - College_Existing_Water Heating_Natural Gas_Advanced New Construction Designs_A_Achievable Economic UCT Potential | F3 | Commercial | Interruptible - College | Existing | Water Heating | Natural Gas | Advanced New Construction Designs | A | Integrated Unit Winter Peak Savings (kW) | Achievable Economic UCT Potential | 0 | 0 | 0 | 0 | 0 | 0 | 0 | 0 | 0 | 0 | 0 | 0 | 0 | 0 | 0 | 0 | 0 | 0 | 0 | 0 | 0 | 0 | 0 | 0 | 0 | 0 | 0
F4_Commercial_Interruptible - College_Existing_Water Heating_Natural Gas_Advanced New Construction Designs_A_Achievable Economic UCT Potential | F4 | Commercial | Interruptible - College | Existing | Water Heating | Natural Gas | Advanced New Construction Designs | A | Incremental Energy Savings (MWh or mTherms) | Achievable Economic UCT Potential | 0 | 0 | 0 | 0 | 0 | 0 | 0 | 0 | 0 | 0 | 0 | 0 | 0 | 0 | 0 | 0 | 0 | 0 | 0 | 0 | 0 | 0 | 0 | 0 | 0 | 0 | 0
F5_Commercial_Interruptible - College_Existing_Water Heating_Natural Gas_Advanced New Construction Designs_A_Achievable Economic UCT Potential | F5 | Commercial | Interruptible - College | Existing | Water Heating | Natural Gas | Advanced New Construction Designs | A | Incremental Summer Peak Savings (MW) | Achievable Economic UCT Potential | 0 | 0 | 0 | 0 | 0 | 0 | 0 | 0 | 0 | 0 | 0 | 0 | 0 | 0 | 0 | 0 | 0 | 0 | 0 | 0 | 0 | 0 | 0 | 0 | 0 | 0 | 0
F6_Commercial_Interruptible - College_Existing_Water Heating_Natural Gas_Advanced New Construction Designs_A_Achievable Economic UCT Potential | F6 | Commercial | Interruptible - College | Existing | Water Heating | Natural Gas | Advanced New Construction Designs | A | Incremental Winter Peak Savings (MW) | Achievable Economic UCT Potential | 0 | 0 | 0 | 0 | 0 | 0 | 0 | 0 | 0 | 0 | 0 | 0 | 0 | 0 | 0 | 0 | 0 | 0 | 0 | 0 | 0 | 0 | 0 | 0 | 0 | 0 | 0
F7_Commercial_Interruptible - College_Existing_Water Heating_Natural Gas_Advanced New Construction Designs_A_Achievable Economic UCT Potential | F7 | Commercial | Interruptible - College | Existing | Water Heating | Natural Gas | Advanced New Construction Designs | A | Cumulative Energy Savings (MWh or mTherms) | Achievable Economic UCT Potential | 0 | 0 | 0 | 0 | 0 | 0 | 0 | 0 | 0 | 0 | 0 | 0 | 0 | 0 | 0 | 0 | 0 | 0 | 0 | 0 | 0 | 0 | 0 | 0 | 0 | 0 | 0
F8_Commercial_Interruptible - College_Existing_Water Heating_Natural Gas_Advanced New Construction Designs_A_Achievable Economic UCT Potential | F8 | Commercial | Interruptible - College | Existing | Water Heating | Natural Gas | Advanced New Construction Designs | A | Cumulative Summer Peak Savings (MW) | Achievable Economic UCT Potential | 0 | 0 | 0 | 0 | 0 | 0 | 0 | 0 | 0 | 0 | 0 | 0 | 0 | 0 | 0 | 0 | 0 | 0 | 0 | 0 | 0 | 0 | 0 | 0 | 0 | 0 | 0
F9_Commercial_Interruptible - College_Existing_Water Heating_Natural Gas_Advanced New Construction Designs_A_Achievable Economic UCT Potential | F9 | Commercial | Interruptible - College | Existing | Water Heating | Natural Gas | Advanced New Construction Designs | A | Cumulative Winter Peak Savings (MW) | Achievable Economic UCT Potential | 0 | 0 | 0 | 0 | 0 | 0 | 0 | 0 | 0 | 0 | 0 | 0 | 0 | 0 | 0 | 0 | 0 | 0 | 0 | 0 | 0 | 0 | 0 | 0 | 0 | 0 | 0
F10_Commercial_Interruptible - College_Existing_Water Heating_Natural Gas_Advanced New Construction Designs_A_Achievable Economic UCT Potential | F10 | Commercial | Interruptible - College | Existing | Water Heating | Natural Gas | Advanced New Construction Designs | A | Purchases (Incremental) | Achievable Economic UCT Potential | 0 | 0 | 0 | 0 | 0 | 0 | 0 | 0 | 0 | 0 | 0 | 0 | 0 | 0 | 0 | 0 | 0 | 0 | 0 | 0 | 0 | 0 | 0 | 0 | 0 | 0 | 0
F11_Commercial_Interruptible - College_Existing_Water Heating_Natural Gas_Advanced New Construction Designs_A_Achievable Economic UCT Potential | F11 | Commercial | Interruptible - College | Existing | Water Heating | Natural Gas | Advanced New Construction Designs | A | Purchases (Cumulative) | Achievable Economic UCT Potential | 0 | 0 | 0 | 0 | 0 | 0 | 0 | 0 | 0 | 0 | 0 | 0 | 0 | 0 | 0 | 0 | 0 | 0 | 0 | 0 | 0 | 0 | 0 | 0 | 0 | 0 | 0
F1_Commercial_Interruptible - College_Existing_Space Heating_Natural Gas_Strategic Energy Management_A_Achievable Economic UCT Potential | F1 | Commercial | Interruptible - College | Existing | Space Heating | Natural Gas | Strategic Energy Management | A | Integrated Unit Energy Savings (kWh or therms) | Achievable Economic UCT Potential | 0 | 0 | 0.094113 | 0.092877 | 0.091383 | 0.089741 | 0.087951 | 0.086017 | 0.083897 | 0.081608 | 0.079181 | 0.076665 | 0.074142 | 0.071663 | 0.069285 | 0.067065 | 0.065069 | 0.063432 | 0.062159 | 0.061084 | 0.060254 | 0.059482 | 0.05912 | 0.058768 | 0.058424 | 0.058087 | 0.057757
F2_Commercial_Interruptible - College_Existing_Space Heating_Natural Gas_Strategic Energy Management_A_Achievable Economic UCT Potential | F2 | Commercial | Interruptible - College | Existing | Space Heating | Natural Gas | Strategic Energy Management | A | Integrated Unit Summer Peak Savings (kW) | Achievable Economic UCT Potential | 0 | 0 | 0 | 0 | 0 | 0 | 0 | 0 | 0 | 0 | 0 | 0 | 0 | 0 | 0 | 0 | 0 | 0 | 0 | 0 | 0 | 0 | 0 | 0 | 0 | 0 | 0
F3_Commercial_Interruptible - College_Existing_Space Heating_Natural Gas_Strategic Energy Management_A_Achievable Economic UCT Potential | F3 | Commercial | Interruptible - College | Existing | Space Heating | Natural Gas | Strategic Energy Management | A | Integrated Unit Winter Peak Savings (kW) | Achievable Economic UCT Potential | 0 | 0 | 0 | 0 | 0 | 0 | 0 | 0 | 0 | 0 | 0 | 0 | 0 | 0 | 0 | 0 | 0 | 0 | 0 | 0 | 0 | 0 | 0 | 0 | 0 | 0 | 0
F4_Commercial_Interruptible - College_Existing_Space Heating_Natural Gas_Strategic Energy Management_A_Achievable Economic UCT Potential | F4 | Commercial | Interruptible - College | Existing | Space Heating | Natural Gas | Strategic Energy Management | A | Incremental Energy Savings (MWh or mTherms) | Achievable Economic UCT Potential | 0 | 0 | 0.38321 | 0.77626 | 0.76379 | 0.38464 | 0 | 0 | 0 | 0 | 0 | 0 | 0 | 0 | 0 | 0 | 0 | 0 | 0 | 0 | 0 | 0 | 0 | 0 | 0 | 0 | 0
F5_Commercial_Interruptible - College_Existing_Space Heating_Natural Gas_Strategic Energy Management_A_Achievable Economic UCT Potential | F5 | Commercial | Interruptible - College | Existing | Space Heating | Natural Gas | Strategic Energy Management | A | Incremental Summer Peak Savings (MW) | Achievable Economic UCT Potential | 0 | 0 | 0 | 0 | 0 | 0 | 0 | 0 | 0 | 0 | 0 | 0 | 0 | 0 | 0 | 0 | 0 | 0 | 0 | 0 | 0 | 0 | 0 | 0 | 0 | 0 | 0
F6_Commercial_Interruptible - College_Existing_Space Heating_Natural Gas_Strategic Energy Management_A_Achievable Economic UCT Potential | F6 | Commercial | Interruptible - College | Existing | Space Heating | Natural Gas | Strategic Energy Management | A | Incremental Winter Peak Savings (MW) | Achievable Economic UCT Potential | 0 | 0 | 0 | 0 | 0 | 0 | 0 | 0 | 0 | 0 | 0 | 0 | 0 | 0 | 0 | 0 | 0 | 0 | 0 | 0 | 0 | 0 | 0 | 0 | 0 | 0 | 0
F7_Commercial_Interruptible - College_Existing_Space Heating_Natural Gas_Strategic Energy Management_A_Achievable Economic UCT Potential | F7 | Commercial | Interruptible - College | Existing | Space Heating | Natural Gas | Strategic Energy Management | A | Cumulative Energy Savings (MWh or mTherms) | Achievable Economic UCT Potential | 0 | 0 | 0.38321 | 1.1544 | 1.8997 | 2.2502 | 2.2053 | 2.1568 | 2.1036 | 2.0463 | 1.9854 | 1.9223 | 1.859 | 1.7969 | 1.7373 | 1.6816 | 1.6315 | 1.5905 | 1.5586 | 1.5316 | 1.5108 | 1.4914 | 1.4824 | 1.4735 | 1.4649 | 1.4565 | 1.4482
F8_Commercial_Interruptible - College_Existing_Space Heating_Natural Gas_Strategic Energy Management_A_Achievable Economic UCT Potential | F8 | Commercial | Interruptible - College | Existing | Space Heating | Natural Gas | Strategic Energy Management | A | Cumulative Summer Peak Savings (MW) | Achievable Economic UCT Potential | 0 | 0 | 0 | 0 | 0 | 0 | 0 | 0 | 0 | 0 | 0 | 0 | 0 | 0 | 0 | 0 | 0 | 0 | 0 | 0 | 0 | 0 | 0 | 0 | 0 | 0 | 0
F9_Commercial_Interruptible - College_Existing_Space Heating_Natural Gas_Strategic Energy Management_A_Achievable Economic UCT Potential | F9 | Commercial | Interruptible - College | Existing | Space Heating | Natural Gas | Strategic Energy Management | A | Cumulative Winter Peak Savings (MW) | Achievable Economic UCT Potential | 0 | 0 | 0 | 0 | 0 | 0 | 0 | 0 | 0 | 0 | 0 | 0 | 0 | 0 | 0 | 0 | 0 | 0 | 0 | 0 | 0 | 0 | 0 | 0 | 0 | 0 | 0
F10_Commercial_Interruptible - College_Existing_Space Heating_Natural Gas_Strategic Energy Management_A_Achievable Economic UCT Potential | F10 | Commercial | Interruptible - College | Existing | Space Heating | Natural Gas | Strategic Energy Management | A | Purchases (Incremental) | Achievable Economic UCT Potential | 0 | 0 | 4071.8612 | 8358.0309 | 8358.0309 | 4286.1697 | 0 | 0 | 0 | 0 | 0 | 0 | 0 | 0 | 0 | 0 | 0 | 0 | 0 | 0 | 0 | 0 | 0 | 0 | 0 | 0 | 0
F11_Commercial_Interruptible - College_Existing_Space Heating_Natural Gas_Strategic Energy Management_A_Achievable Economic UCT Potential | F11 | Commercial | Interruptible - College | Existing | Space Heating | Natural Gas | Strategic Energy Management | A | Purchases (Cumulative) | Achievable Economic UCT Potential | 0 | 0 | 4071.8612 | 12429.8921 | 20787.923 | 25074.0927 | 25074.0927 | 25074.0927 | 25074.0927 | 25074.0927 | 25074.0927 | 25074.0927 | 25074.0927 | 25074.0927 | 25074.0927 | 25074.0927 | 25074.0927 | 25074.0927 | 25074.0927 | 25074.0927 | 25074.0927 | 25074.0927 | 25074.0927 | 25074.0927 | 25074.0927 | 25074.0927 | 25074.0927
F1_Commercial_Interruptible - College_Existing_Water Heating_Natural Gas_Strategic Energy Management_A_Achievable Economic UCT Potential | F1 | Commercial | Interruptible - College | Existing | Water Heating | Natural Gas | Strategic Energy Management | A | Integrated Unit Energy Savings (kWh or therms) | Achievable Economic UCT Potential | 0 | 0 | 0.15577 | 0.14977 | 0.14389 | 0.1382 | 0.1327 | 0.12697 | 0.12138 | 0.11606 | 0.11117 | 0.10699 | 0.10381 | 0.10158 | 0.10065 | 0.099857 | 0.099431 | 0.099092 | 0.098827 | 0.098614 | 0.098462 | 0.098355 | 0.098279 | 0.098224 | 0.098151 | 0.098132 | 0.098117
F2_Commercial_Interruptible - College_Existing_Water Heating_Natural Gas_Strategic Energy Management_A_Achievable Economic UCT Potential | F2 | Commercial | Interruptible - College | Existing | Water Heating | Natural Gas | Strategic Energy Management | A | Integrated Unit Summer Peak Savings (kW) | Achievable Economic UCT Potential | 0 | 0 | 0 | 0 | 0 | 0 | 0 | 0 | 0 | 0 | 0 | 0 | 0 | 0 | 0 | 0 | 0 | 0 | 0 | 0 | 0 | 0 | 0 | 0 | 0 | 0 | 0
F3_Commercial_Interruptible - College_Existing_Water Heating_Natural Gas_Strategic Energy Management_A_Achievable Economic UCT Potential | F3 | Commercial | Interruptible - College | Existing | Water Heating | Natural Gas | Strategic Energy Management | A | Integrated Unit Winter Peak Savings (kW) | Achievable Economic UCT Potential | 0 | 0 | 0 | 0 | 0 | 0 | 0 | 0 | 0 | 0 | 0 | 0 | 0 | 0 | 0 | 0 | 0 | 0 | 0 | 0 | 0 | 0 | 0 | 0 | 0 | 0 | 0
F4_Commercial_Interruptible - College_Existing_Water Heating_Natural Gas_Strategic Energy Management_A_Achievable Economic UCT Potential | F4 | Commercial | Interruptible - College | Existing | Water Heating | Natural Gas | Strategic Energy Management | A | Incremental Energy Savings (MWh or mTherms) | Achievable Economic UCT Potential | 0 | 0 | 0.71447 | 1.4101 | 1.3547 | 0.66727 | 0 | 0 | 0 | 0 | 0 | 0 | 0 | 0 | 0 | 0 | 0 | 0 | 0 | 0 | 0 | 0 | 0 | 0 | 0 | 0 | 0
F5_Commercial_Interruptible - College_Existing_Water Heating_Natural Gas_Strategic Energy Management_A_Achievable Economic UCT Potential | F5 | Commercial | Interruptible - College | Existing | Water Heating | Natural Gas | Strategic Energy Management | A | Incremental Summer Peak Savings (MW) | Achievable Economic UCT Potential | 0 | 0 | 0 | 0 | 0 | 0 | 0 | 0 | 0 | 0 | 0 | 0 | 0 | 0 | 0 | 0 | 0 | 0 | 0 | 0 | 0 | 0 | 0 | 0 | 0 | 0 | 0
F6_Commercial_Interruptible - College_Existing_Water Heating_Natural Gas_Strategic Energy Management_A_Achievable Economic UCT Potential | F6 | Commercial | Interruptible - College | Existing | Water Heating | Natural Gas | Strategic Energy Management | A | Incremental Winter Peak Savings (MW) | Achievable Economic UCT Potential | 0 | 0 | 0 | 0 | 0 | 0 | 0 | 0 | 0 | 0 | 0 | 0 | 0 | 0 | 0 | 0 | 0 | 0 | 0 | 0 | 0 | 0 | 0 | 0 | 0 | 0 | 0
F7_Commercial_Interruptible - College_Existing_Water Heating_Natural Gas_Strategic Energy Management_A_Achievable Economic UCT Potential | F7 | Commercial | Interruptible - College | Existing | Water Heating | Natural Gas | Strategic Energy Management | A | Cumulative Energy Savings (MWh or mTherms) | Achievable Economic UCT Potential | 0 | 0 | 0.71447 | 2.097 | 3.3694 | 3.9036 | 3.7483 | 3.5862 | 3.4284 | 3.2782 | 3.1399 | 3.022 | 2.9321 | 2.869 | 2.8427 | 2.8205 | 2.8084 | 2.7989 | 2.7914 | 2.7854 | 2.7811 | 2.778 | 2.7759 | 2.7743 | 2.7723 | 2.7717 | 2.7713
F8_Commercial_Interruptible - College_Existing_Water Heating_Natural Gas_Strategic Energy Management_A_Achievable Economic UCT Potential | F8 | Commercial | Interruptible - College | Existing | Water Heating | Natural Gas | Strategic Energy Management | A | Cumulative Summer Peak Savings (MW) | Achievable Economic UCT Potential | 0 | 0 | 0 | 0 | 0 | 0 | 0 | 0 | 0 | 0 | 0 | 0 | 0 | 0 | 0 | 0 | 0 | 0 | 0 | 0 | 0 | 0 | 0 | 0 | 0 | 0 | 0
F9_Commercial_Interruptible - College_Existing_Water Heating_Natural Gas_Strategic Energy Management_A_Achievable Economic UCT Potential | F9 | Commercial | Interruptible - College | Existing | Water Heating | Natural Gas | Strategic Energy Management | A | Cumulative Winter Peak Savings (MW) | Achievable Economic UCT Potential | 0 | 0 | 0 | 0 | 0 | 0 | 0 | 0 | 0 | 0 | 0 | 0 | 0 | 0 | 0 | 0 | 0 | 0 | 0 | 0 | 0 | 0 | 0 | 0 | 0 | 0 | 0
F10_Commercial_Interruptible - College_Existing_Water Heating_Natural Gas_Strategic Energy Management_A_Achievable Economic UCT Potential | F10 | Commercial | Interruptible - College | Existing | Water Heating | Natural Gas | Strategic Energy Management | A | Purchases (Incremental) | Achievable Economic UCT Potential | 0 | 0 | 4586.8045 | 9415.0198 | 9415.0198 | 4828.2153 | 0 | 0 | 0 | 0 | 0 | 0 | 0 | 0 | 0 | 0 | 0 | 0 | 0 | 0 | 0 | 0 | 0 | 0 | 0 | 0 | 0
F11_Commercial_Interruptible - College_Existing_Water Heating_Natural Gas_Strategic Energy Management_A_Achievable Economic UCT Potential | F11 | Commercial | Interruptible - College | Existing | Water Heating | Natural Gas | Strategic Energy Management | A | Purchases (Cumulative) | Achievable Economic UCT Potential | 0 | 0 | 4586.8045 | 14001.8242 | 23416.844 | 28245.0593 | 28245.0593 | 28245.0593 | 28245.0593 | 28245.0593 | 28245.0593 | 28245.0593 | 28245.0593 | 28245.0593 | 28245.0593 | 28245.0593 | 28245.0593 | 28245.0593 | 28245.0593 | 28245.0593 | 28245.0593 | 28245.0593 | 28245.0593 | 28245.0593 | 28245.0593 | 28245.0593 | 28245.0593
F1_Commercial_Interruptible - College_Existing_Space Heating_Natural Gas_Retrocommissioning_A_Achievable Economic UCT Potential | F1 | Commercial | Interruptible - College | Existing | Space Heating | Natural Gas | Retrocommissioning | A | Integrated Unit Energy Savings (kWh or therms) | Achievable Economic UCT Potential | 0 | 0 | 0.11552 | 0.11393 | 0.11202 | 0.10997 | 0.10778 | 0.10541 | 0.10281 | 0.10001 | 0.097033 | 0.09395 | 0.090858 | 0.08782 | 0.084906 | 0.082186 | 0.079739 | 0.077734 | 0.076174 | 0.074856 | 0.073839 | 0.072892 | 0.072449 | 0.072017 | 0.071596 | 0.071183 | 0.070779
F2_Commercial_Interruptible - College_Existing_Space Heating_Natural Gas_Retrocommissioning_A_Achievable Economic UCT Potential | F2 | Commercial | Interruptible - College | Existing | Space Heating | Natural Gas | Retrocommissioning | A | Integrated Unit Summer Peak Savings (kW) | Achievable Economic UCT Potential | 0 | 0 | 0 | 0 | 0 | 0 | 0 | 0 | 0 | 0 | 0 | 0 | 0 | 0 | 0 | 0 | 0 | 0 | 0 | 0 | 0 | 0 | 0 | 0 | 0 | 0 | 0
F3_Commercial_Interruptible - College_Existing_Space Heating_Natural Gas_Retrocommissioning_A_Achievable Economic UCT Potential | F3 | Commercial | Interruptible - College | Existing | Space Heating | Natural Gas | Retrocommissioning | A | Integrated Unit Winter Peak Savings (kW) | Achievable Economic UCT Potential | 0 | 0 | 0 | 0 | 0 | 0 | 0 | 0 | 0 | 0 | 0 | 0 | 0 | 0 | 0 | 0 | 0 | 0 | 0 | 0 | 0 | 0 | 0 | 0 | 0 | 0 | 0
F4_Commercial_Interruptible - College_Existing_Space Heating_Natural Gas_Retrocommissioning_A_Achievable Economic UCT Potential | F4 | Commercial | Interruptible - College | Existing | Space Heating | Natural Gas | Retrocommissioning | A | Incremental Energy Savings (MWh or mTherms) | Achievable Economic UCT Potential | 0 | 0 | 0.88516 | 1.7918 | 1.7619 | 0.88698 | 1.9605e-16 | 0 | 0 | 0 | 0 | 0 | 0 | 0 | 0 | 0 | 0 | 0 | 0 | 0 | 0 | 0 | 0 | 0 | 0 | 0 | 0
F5_Commercial_Interruptible - College_Existing_Space Heating_Natural Gas_Retrocommissioning_A_Achievable Economic UCT Potential | F5 | Commercial | Interruptible - College | Existing | Space Heating | Natural Gas | Retrocommissioning | A | Incremental Summer Peak Savings (MW) | Achievable Economic UCT Potential | 0 | 0 | 0 | 0 | 0 | 0 | 0 | 0 | 0 | 0 | 0 | 0 | 0 | 0 | 0 | 0 | 0 | 0 | 0 | 0 | 0 | 0 | 0 | 0 | 0 | 0 | 0
F6_Commercial_Interruptible - College_Existing_Space Heating_Natural Gas_Retrocommissioning_A_Achievable Economic UCT Potential | F6 | Commercial | Interruptible - College | Existing | Space Heating | Natural Gas | Retrocommissioning | A | Incremental Winter Peak Savings (MW) | Achievable Economic UCT Potential | 0 | 0 | 0 | 0 | 0 | 0 | 0 | 0 | 0 | 0 | 0 | 0 | 0 | 0 | 0 | 0 | 0 | 0 | 0 | 0 | 0 | 0 | 0 | 0 | 0 | 0 | 0
F7_Commercial_Interruptible - College_Existing_Space Heating_Natural Gas_Retrocommissioning_A_Achievable Economic UCT Potential | F7 | Commercial | Interruptible - College | Existing | Space Heating | Natural Gas | Retrocommissioning | A | Cumulative Energy Savings (MWh or mTherms) | Achievable Economic UCT Potential | 0 | 0 | 0.88516 | 2.6648 | 4.3821 | 5.1888 | 5.0854 | 4.9735 | 4.8509 | 4.7186 | 4.5782 | 4.4328 | 4.2869 | 4.1436 | 4.0061 | 3.8777 | 3.7623 | 3.6677 | 3.5941 | 3.5319 | 3.4839 | 3.4392 | 3.4183 | 3.398 | 3.3781 | 3.3586 | 3.3395
F8_Commercial_Interruptible - College_Existing_Space Heating_Natural Gas_Retrocommissioning_A_Achievable Economic UCT Potential | F8 | Commercial | Interruptible - College | Existing | Space Heating | Natural Gas | Retrocommissioning | A | Cumulative Summer Peak Savings (MW) | Achievable Economic UCT Potential | 0 | 0 | 0 | 0 | 0 | 0 | 0 | 0 | 0 | 0 | 0 | 0 | 0 | 0 | 0 | 0 | 0 | 0 | 0 | 0 | 0 | 0 | 0 | 0 | 0 | 0 | 0
F9_Commercial_Interruptible - College_Existing_Space Heating_Natural Gas_Retrocommissioning_A_Achievable Economic UCT Potential | F9 | Commercial | Interruptible - College | Existing | Space Heating | Natural Gas | Retrocommissioning | A | Cumulative Winter Peak Savings (MW) | Achievable Economic UCT Potential | 0 | 0 | 0 | 0 | 0 | 0 | 0 | 0 | 0 | 0 | 0 | 0 | 0 | 0 | 0 | 0 | 0 | 0 | 0 | 0 | 0 | 0 | 0 | 0 | 0 | 0 | 0
F10_Commercial_Interruptible - College_Existing_Space Heating_Natural Gas_Retrocommissioning_A_Achievable Economic UCT Potential | F10 | Commercial | Interruptible - College | Existing | Space Heating | Natural Gas | Retrocommissioning | A | Purchases (Incremental) | Achievable Economic UCT Potential | 0 | 0 | 7662.1044 | 15727.4775 | 15727.4775 | 8065.3731 | 1.819e-12 | 0 | 0 | 0 | 0 | 0 | 0 | 0 | 0 | 0 | 0 | 0 | 0 | 0 | 0 | 0 | 0 | 0 | 0 | 0 | 0
F11_Commercial_Interruptible - College_Existing_Space Heating_Natural Gas_Retrocommissioning_A_Achievable Economic UCT Potential | F11 | Commercial | Interruptible - College | Existing | Space Heating | Natural Gas | Retrocommissioning | A | Purchases (Cumulative) | Achievable Economic UCT Potential | 0 | 0 | 7662.1044 | 23389.582 | 39117.0595 | 47182.4326 | 47182.4326 | 47182.4326 | 47182.4326 | 47182.4326 | 47182.4326 | 47182.4326 | 47182.4326 | 47182.4326 | 47182.4326 | 47182.4326 | 47182.4326 | 47182.4326 | 47182.4326 | 47182.4326 | 47182.4326 | 47182.4326 | 47182.4326 | 47182.4326 | 47182.4326 | 47182.4326 | 47182.4326
F1_Commercial_Interruptible - College_Existing_Water Heating_Natural Gas_Retrocommissioning_A_Achievable Economic UCT Potential | F1 | Commercial | Interruptible - College | Existing | Water Heating | Natural Gas | Retrocommissioning | A | Integrated Unit Energy Savings (kWh or therms) | Achievable Economic UCT Potential | 0 | 0 | 0.19158 | 0.18483 | 0.17818 | 0.17144 | 0.16462 | 0.1575 | 0.15057 | 0.14398 | 0.1379 | 0.13272 | 0.12878 | 0.12601 | 0.12485 | 0.12387 | 0.12334 | 0.12292 | 0.1226 | 0.12233 | 0.12214 | 0.12201 | 0.12192 | 0.12185 | 0.12176 | 0.12173 | 0.12172
F2_Commercial_Interruptible - College_Existing_Water Heating_Natural Gas_Retrocommissioning_A_Achievable Economic UCT Potential | F2 | Commercial | Interruptible - College | Existing | Water Heating | Natural Gas | Retrocommissioning | A | Integrated Unit Summer Peak Savings (kW) | Achievable Economic UCT Potential | 0 | 0 | 0 | 0 | 0 | 0 | 0 | 0 | 0 | 0 | 0 | 0 | 0 | 0 | 0 | 0 | 0 | 0 | 0 | 0 | 0 | 0 | 0 | 0 | 0 | 0 | 0
F3_Commercial_Interruptible - College_Existing_Water Heating_Natural Gas_Retrocommissioning_A_Achievable Economic UCT Potential | F3 | Commercial | Interruptible - College | Existing | Water Heating | Natural Gas | Retrocommissioning | A | Integrated Unit Winter Peak Savings (kW) | Achievable Economic UCT Potential | 0 | 0 | 0 | 0 | 0 | 0 | 0 | 0 | 0 | 0 | 0 | 0 | 0 | 0 | 0 | 0 | 0 | 0 | 0 | 0 | 0 | 0 | 0 | 0 | 0 | 0 | 0
F4_Commercial_Interruptible - College_Existing_Water Heating_Natural Gas_Retrocommissioning_A_Achievable Economic UCT Potential | F4 | Commercial | Interruptible - College | Existing | Water Heating | Natural Gas | Retrocommissioning | A | Incremental Energy Savings (MWh or mTherms) | Achievable Economic UCT Potential | 0 | 0 | 1.6536 | 3.2745 | 3.1568 | 1.5576 | 0 | 0 | 0 | 0 | 0 | 0 | 0 | 0 | 0 | 0 | 0 | 0 | 0 | 0 | 0 | 0 | 0 | 0 | 0 | 0 | 0
F5_Commercial_Interruptible - College_Existing_Water Heating_Natural Gas_Retrocommissioning_A_Achievable Economic UCT Potential | F5 | Commercial | Interruptible - College | Existing | Water Heating | Natural Gas | Retrocommissioning | A | Incremental Summer Peak Savings (MW) | Achievable Economic UCT Potential | 0 | 0 | 0 | 0 | 0 | 0 | 0 | 0 | 0 | 0 | 0 | 0 | 0 | 0 | 0 | 0 | 0 | 0 | 0 | 0 | 0 | 0 | 0 | 0 | 0 | 0 | 0
F6_Commercial_Interruptible - College_Existing_Water Heating_Natural Gas_Retrocommissioning_A_Achievable Economic UCT Potential | F6 | Commercial | Interruptible - College | Existing | Water Heating | Natural Gas | Retrocommissioning | A | Incremental Winter Peak Savings (MW) | Achievable Economic UCT Potential | 0 | 0 | 0 | 0 | 0 | 0 | 0 | 0 | 0 | 0 | 0 | 0 | 0 | 0 | 0 | 0 | 0 | 0 | 0 | 0 | 0 | 0 | 0 | 0 | 0 | 0 | 0
F7_Commercial_Interruptible - College_Existing_Water Heating_Natural Gas_Retrocommissioning_A_Achievable Economic UCT Potential | F7 | Commercial | Interruptible - College | Existing | Water Heating | Natural Gas | Retrocommissioning | A | Cumulative Energy Savings (MWh or mTherms) | Achievable Economic UCT Potential | 0 | 0 | 1.6536 | 4.8698 | 7.8515 | 9.112 | 8.7495 | 8.3711 | 8.0028 | 7.6523 | 7.3295 | 7.0541 | 6.8445 | 6.6972 | 6.6358 | 6.5838 | 6.5557 | 6.5334 | 6.5159 | 6.5018 | 6.4918 | 6.4847 | 6.4797 | 6.4761 | 6.4713 | 6.4701 | 6.4691
F8_Commercial_Interruptible - College_Existing_Water Heating_Natural Gas_Retrocommissioning_A_Achievable Economic UCT Potential | F8 | Commercial | Interruptible - College | Existing | Water Heating | Natural Gas | Retrocommissioning | A | Cumulative Summer Peak Savings (MW) | Achievable Economic UCT Potential | 0 | 0 | 0 | 0 | 0 | 0 | 0 | 0 | 0 | 0 | 0 | 0 | 0 | 0 | 0 | 0 | 0 | 0 | 0 | 0 | 0 | 0 | 0 | 0 | 0 | 0 | 0
F9_Commercial_Interruptible - College_Existing_Water Heating_Natural Gas_Retrocommissioning_A_Achievable Economic UCT Potential | F9 | Commercial | Interruptible - College | Existing | Water Heating | Natural Gas | Retrocommissioning | A | Cumulative Winter Peak Savings (MW) | Achievable Economic UCT Potential | 0 | 0 | 0 | 0 | 0 | 0 | 0 | 0 | 0 | 0 | 0 | 0 | 0 | 0 | 0 | 0 | 0 | 0 | 0 | 0 | 0 | 0 | 0 | 0 | 0 | 0 | 0
F10_Commercial_Interruptible - College_Existing_Water Heating_Natural Gas_Retrocommissioning_A_Achievable Economic UCT Potential | F10 | Commercial | Interruptible - College | Existing | Water Heating | Natural Gas | Retrocommissioning | A | Purchases (Incremental) | Achievable Economic UCT Potential | 0 | 0 | 8631.0837 | 17716.435 | 17716.435 | 9085.3513 | 0 | 0 | 0 | 0 | 0 | 0 | 0 | 0 | 0 | 0 | 0 | 0 | 0 | 0 | 0 | 0 | 0 | 0 | 0 | 0 | 0
F11_Commercial_Interruptible - College_Existing_Water Heating_Natural Gas_Retrocommissioning_A_Achievable Economic UCT Potential | F11 | Commercial | Interruptible - College | Existing | Water Heating | Natural Gas | Retrocommissioning | A | Purchases (Cumulative) | Achievable Economic UCT Potential | 0 | 0 | 8631.0837 | 26347.5187 | 44063.9538 | 53149.305 | 53149.305 | 53149.305 | 53149.305 | 53149.305 | 53149.305 | 53149.305 | 53149.305 | 53149.305 | 53149.305 | 53149.305 | 53149.305 | 53149.305 | 53149.305 | 53149.305 | 53149.305 | 53149.305 | 53149.305 | 53149.305 | 53149.305 | 53149.305 | 53149.305
F1_Commercial_Interruptible - College_New_Space Heating_Natural Gas_Insulation - Ceiling_A_Achievable Economic UCT Potential | F1 | Commercial | Interruptible - College | New | Space Heating | Natural Gas | Insulation - Ceiling | A | Integrated Unit Energy Savings (kWh or therms) | Achievable Economic UCT Potential | 0 | 0 | 0 | 0 | 0 | 0 | 0 | 0 | 0 | 0 | 0 | 0 | 0 | 0 | 0 | 0 | 0 | 0 | 0 | 0 | 0 | 0 | 0 | 0 | 0 | 0 | 0
F2_Commercial_Interruptible - College_New_Space Heating_Natural Gas_Insulation - Ceiling_A_Achievable Economic UCT Potential | F2 | Commercial | Interruptible - College | New | Space Heating | Natural Gas | Insulation - Ceiling | A | Integrated Unit Summer Peak Savings (kW) | Achievable Economic UCT Potential | 0 | 0 | 0 | 0 | 0 | 0 | 0 | 0 | 0 | 0 | 0 | 0 | 0 | 0 | 0 | 0 | 0 | 0 | 0 | 0 | 0 | 0 | 0 | 0 | 0 | 0 | 0
F3_Commercial_Interruptible - College_New_Space Heating_Natural Gas_Insulation - Ceiling_A_Achievable Economic UCT Potential | F3 | Commercial | Interruptible - College | New | Space Heating | Natural Gas | Insulation - Ceiling | A | Integrated Unit Winter Peak Savings (kW) | Achievable Economic UCT Potential | 0 | 0 | 0 | 0 | 0 | 0 | 0 | 0 | 0 | 0 | 0 | 0 | 0 | 0 | 0 | 0 | 0 | 0 | 0 | 0 | 0 | 0 | 0 | 0 | 0 | 0 | 0
F4_Commercial_Interruptible - College_New_Space Heating_Natural Gas_Insulation - Ceiling_A_Achievable Economic UCT Potential | F4 | Commercial | Interruptible - College | New | Space Heating | Natural Gas | Insulation - Ceiling | A | Incremental Energy Savings (MWh or mTherms) | Achievable Economic UCT Potential | 0 | 0 | 0 | 0 | 0 | 0 | 0 | 0 | 0 | 0 | 0 | 0 | 0 | 0 | 0 | 0 | 0 | 0 | 0 | 0 | 0 | 0 | 0 | 0 | 0 | 0 | 0
F5_Commercial_Interruptible - College_New_Space Heating_Natural Gas_Insulation - Ceiling_A_Achievable Economic UCT Potential | F5 | Commercial | Interruptible - College | New | Space Heating | Natural Gas | Insulation - Ceiling | A | Incremental Summer Peak Savings (MW) | Achievable Economic UCT Potential | 0 | 0 | 0 | 0 | 0 | 0 | 0 | 0 | 0 | 0 | 0 | 0 | 0 | 0 | 0 | 0 | 0 | 0 | 0 | 0 | 0 | 0 | 0 | 0 | 0 | 0 | 0
F6_Commercial_Interruptible - College_New_Space Heating_Natural Gas_Insulation - Ceiling_A_Achievable Economic UCT Potential | F6 | Commercial | Interruptible - College | New | Space Heating | Natural Gas | Insulation - Ceiling | A | Incremental Winter Peak Savings (MW) | Achievable Economic UCT Potential | 0 | 0 | 0 | 0 | 0 | 0 | 0 | 0 | 0 | 0 | 0 | 0 | 0 | 0 | 0 | 0 | 0 | 0 | 0 | 0 | 0 | 0 | 0 | 0 | 0 | 0 | 0
F7_Commercial_Interruptible - College_New_Space Heating_Natural Gas_Insulation - Ceiling_A_Achievable Economic UCT Potential | F7 | Commercial | Interruptible - College | New | Space Heating | Natural Gas | Insulation - Ceiling | A | Cumulative Energy Savings (MWh or mTherms) | Achievable Economic UCT Potential | 0 | 0 | 0 | 0 | 0 | 0 | 0 | 0 | 0 | 0 | 0 | 0 | 0 | 0 | 0 | 0 | 0 | 0 | 0 | 0 | 0 | 0 | 0 | 0 | 0 | 0 | 0
F8_Commercial_Interruptible - College_New_Space Heating_Natural Gas_Insulation - Ceiling_A_Achievable Economic UCT Potential | F8 | Commercial | Interruptible - College | New | Space Heating | Natural Gas | Insulation - Ceiling | A | Cumulative Summer Peak Savings (MW) | Achievable Economic UCT Potential | 0 | 0 | 0 | 0 | 0 | 0 | 0 | 0 | 0 | 0 | 0 | 0 | 0 | 0 | 0 | 0 | 0 | 0 | 0 | 0 | 0 | 0 | 0 | 0 | 0 | 0 | 0
F9_Commercial_Interruptible - College_New_Space Heating_Natural Gas_Insulation - Ceiling_A_Achievable Economic UCT Potential | F9 | Commercial | Interruptible - College | New | Space Heating | Natural Gas | Insulation - Ceiling | A | Cumulative Winter Peak Savings (MW) | Achievable Economic UCT Potential | 0 | 0 | 0 | 0 | 0 | 0 | 0 | 0 | 0 | 0 | 0 | 0 | 0 | 0 | 0 | 0 | 0 | 0 | 0 | 0 | 0 | 0 | 0 | 0 | 0 | 0 | 0
F10_Commercial_Interruptible - College_New_Space Heating_Natural Gas_Insulation - Ceiling_A_Achievable Economic UCT Potential | F10 | Commercial | Interruptible - College | New | Space Heating | Natural Gas | Insulation - Ceiling | A | Purchases (Incremental) | Achievable Economic UCT Potential | 0 | 0 | 0 | 0 | 0 | 0 | 0 | 0 | 0 | 0 | 0 | 0 | 0 | 0 | 0 | 0 | 0 | 0 | 0 | 0 | 0 | 0 | 0 | 0 | 0 | 0 | 0
F11_Commercial_Interruptible - College_New_Space Heating_Natural Gas_Insulation - Ceiling_A_Achievable Economic UCT Potential | F11 | Commercial | Interruptible - College | New | Space Heating | Natural Gas | Insulation - Ceiling | A | Purchases (Cumulative) | Achievable Economic UCT Potential | 0 | 0 | 0 | 0 | 0 | 0 | 0 | 0 | 0 | 0 | 0 | 0 | 0 | 0 | 0 | 0 | 0 | 0 | 0 | 0 | 0 | 0 | 0 | 0 | 0 | 0 | 0
F1_Commercial_Interruptible - College_New_Space Heating_Natural Gas_Insulation - Ducting_A_Achievable Economic UCT Potential | F1 | Commercial | Interruptible - College | New | Space Heating | Natural Gas | Insulation - Ducting | A | Integrated Unit Energy Savings (kWh or therms) | Achievable Economic UCT Potential | 0 | 0 | 0 | 0 | 0 | 0 | 0 | 0 | 0 | 0 | 0 | 0 | 0 | 0 | 0 | 0 | 0 | 0 | 0 | 0 | 0 | 0 | 0 | 0 | 0 | 0 | 0
F2_Commercial_Interruptible - College_New_Space Heating_Natural Gas_Insulation - Ducting_A_Achievable Economic UCT Potential | F2 | Commercial | Interruptible - College | New | Space Heating | Natural Gas | Insulation - Ducting | A | Integrated Unit Summer Peak Savings (kW) | Achievable Economic UCT Potential | 0 | 0 | 0 | 0 | 0 | 0 | 0 | 0 | 0 | 0 | 0 | 0 | 0 | 0 | 0 | 0 | 0 | 0 | 0 | 0 | 0 | 0 | 0 | 0 | 0 | 0 | 0
F3_Commercial_Interruptible - College_New_Space Heating_Natural Gas_Insulation - Ducting_A_Achievable Economic UCT Potential | F3 | Commercial | Interruptible - College | New | Space Heating | Natural Gas | Insulation - Ducting | A | Integrated Unit Winter Peak Savings (kW) | Achievable Economic UCT Potential | 0 | 0 | 0 | 0 | 0 | 0 | 0 | 0 | 0 | 0 | 0 | 0 | 0 | 0 | 0 | 0 | 0 | 0 | 0 | 0 | 0 | 0 | 0 | 0 | 0 | 0 | 0
F4_Commercial_Interruptible - College_New_Space Heating_Natural Gas_Insulation - Ducting_A_Achievable Economic UCT Potential | F4 | Commercial | Interruptible - College | New | Space Heating | Natural Gas | Insulation - Ducting | A | Incremental Energy Savings (MWh or mTherms) | Achievable Economic UCT Potential | 0 | 0 | 0 | 0 | 0 | 0 | 0 | 0 | 0 | 0 | 0 | 0 | 0 | 0 | 0 | 0 | 0 | 0 | 0 | 0 | 0 | 0 | 0 | 0 | 0 | 0 | 0
F5_Commercial_Interruptible - College_New_Space Heating_Natural Gas_Insulation - Ducting_A_Achievable Economic UCT Potential | F5 | Commercial | Interruptible - College | New | Space Heating | Natural Gas | Insulation - Ducting | A | Incremental Summer Peak Savings (MW) | Achievable Economic UCT Potential | 0 | 0 | 0 | 0 | 0 | 0 | 0 | 0 | 0 | 0 | 0 | 0 | 0 | 0 | 0 | 0 | 0 | 0 | 0 | 0 | 0 | 0 | 0 | 0 | 0 | 0 | 0
F6_Commercial_Interruptible - College_New_Space Heating_Natural Gas_Insulation - Ducting_A_Achievable Economic UCT Potential | F6 | Commercial | Interruptible - College | New | Space Heating | Natural Gas | Insulation - Ducting | A | Incremental Winter Peak Savings (MW) | Achievable Economic UCT Potential | 0 | 0 | 0 | 0 | 0 | 0 | 0 | 0 | 0 | 0 | 0 | 0 | 0 | 0 | 0 | 0 | 0 | 0 | 0 | 0 | 0 | 0 | 0 | 0 | 0 | 0 | 0
F7_Commercial_Interruptible - College_New_Space Heating_Natural Gas_Insulation - Ducting_A_Achievable Economic UCT Potential | F7 | Commercial | Interruptible - College | New | Space Heating | Natural Gas | Insulation - Ducting | A | Cumulative Energy Savings (MWh or mTherms) | Achievable Economic UCT Potential | 0 | 0 | 0 | 0 | 0 | 0 | 0 | 0 | 0 | 0 | 0 | 0 | 0 | 0 | 0 | 0 | 0 | 0 | 0 | 0 | 0 | 0 | 0 | 0 | 0 | 0 | 0
F8_Commercial_Interruptible - College_New_Space Heating_Natural Gas_Insulation - Ducting_A_Achievable Economic UCT Potential | F8 | Commercial | Interruptible - College | New | Space Heating | Natural Gas | Insulation - Ducting | A | Cumulative Summer Peak Savings (MW) | Achievable Economic UCT Potential | 0 | 0 | 0 | 0 | 0 | 0 | 0 | 0 | 0 | 0 | 0 | 0 | 0 | 0 | 0 | 0 | 0 | 0 | 0 | 0 | 0 | 0 | 0 | 0 | 0 | 0 | 0
F9_Commercial_Interruptible - College_New_Space Heating_Natural Gas_Insulation - Ducting_A_Achievable Economic UCT Potential | F9 | Commercial | Interruptible - College | New | Space Heating | Natural Gas | Insulation - Ducting | A | Cumulative Winter Peak Savings (MW) | Achievable Economic UCT Potential | 0 | 0 | 0 | 0 | 0 | 0 | 0 | 0 | 0 | 0 | 0 | 0 | 0 | 0 | 0 | 0 | 0 | 0 | 0 | 0 | 0 | 0 | 0 | 0 | 0 | 0 | 0
F10_Commercial_Interruptible - College_New_Space Heating_Natural Gas_Insulation - Ducting_A_Achievable Economic UCT Potential | F10 | Commercial | Interruptible - College | New | Space Heating | Natural Gas | Insulation - Ducting | A | Purchases (Incremental) | Achievable Economic UCT Potential | 0 | 0 | 0 | 0 | 0 | 0 | 0 | 0 | 0 | 0 | 0 | 0 | 0 | 0 | 0 | 0 | 0 | 0 | 0 | 0 | 0 | 0 | 0 | 0 | 0 | 0 | 0
F11_Commercial_Interruptible - College_New_Space Heating_Natural Gas_Insulation - Ducting_A_Achievable Economic UCT Potential | F11 | Commercial | Interruptible - College | New | Space Heating | Natural Gas | Insulation - Ducting | A | Purchases (Cumulative) | Achievable Economic UCT Potential | 0 | 0 | 0 | 0 | 0 | 0 | 0 | 0 | 0 | 0 | 0 | 0 | 0 | 0 | 0 | 0 | 0 | 0 | 0 | 0 | 0 | 0 | 0 | 0 | 0 | 0 | 0
F1_Commercial_Interruptible - College_New_Space Heating_Natural Gas_Insulation - Wall Cavity_A_Achievable Economic UCT Potential | F1 | Commercial | Interruptible - College | New | Space Heating | Natural Gas | Insulation - Wall Cavity | A | Integrated Unit Energy Savings (kWh or therms) | Achievable Economic UCT Potential | 0 | 0 | 0 | 0 | 0 | 0 | 0 | 0 | 0 | 0 | 0 | 0 | 0 | 0 | 0 | 0 | 0 | 0 | 0 | 0 | 0 | 0 | 0 | 0 | 0 | 0 | 0
F2_Commercial_Interruptible - College_New_Space Heating_Natural Gas_Insulation - Wall Cavity_A_Achievable Economic UCT Potential | F2 | Commercial | Interruptible - College | New | Space Heating | Natural Gas | Insulation - Wall Cavity | A | Integrated Unit Summer Peak Savings (kW) | Achievable Economic UCT Potential | 0 | 0 | 0 | 0 | 0 | 0 | 0 | 0 | 0 | 0 | 0 | 0 | 0 | 0 | 0 | 0 | 0 | 0 | 0 | 0 | 0 | 0 | 0 | 0 | 0 | 0 | 0
F3_Commercial_Interruptible - College_New_Space Heating_Natural Gas_Insulation - Wall Cavity_A_Achievable Economic UCT Potential | F3 | Commercial | Interruptible - College | New | Space Heating | Natural Gas | Insulation - Wall Cavity | A | Integrated Unit Winter Peak Savings (kW) | Achievable Economic UCT Potential | 0 | 0 | 0 | 0 | 0 | 0 | 0 | 0 | 0 | 0 | 0 | 0 | 0 | 0 | 0 | 0 | 0 | 0 | 0 | 0 | 0 | 0 | 0 | 0 | 0 | 0 | 0
F4_Commercial_Interruptible - College_New_Space Heating_Natural Gas_Insulation - Wall Cavity_A_Achievable Economic UCT Potential | F4 | Commercial | Interruptible - College | New | Space Heating | Natural Gas | Insulation - Wall Cavity | A | Incremental Energy Savings (MWh or mTherms) | Achievable Economic UCT Potential | 0 | 0 | 0 | 0 | 0 | 0 | 0 | 0 | 0 | 0 | 0 | 0 | 0 | 0 | 0 | 0 | 0 | 0 | 0 | 0 | 0 | 0 | 0 | 0 | 0 | 0 | 0
F5_Commercial_Interruptible - College_New_Space Heating_Natural Gas_Insulation - Wall Cavity_A_Achievable Economic UCT Potential | F5 | Commercial | Interruptible - College | New | Space Heating | Natural Gas | Insulation - Wall Cavity | A | Incremental Summer Peak Savings (MW) | Achievable Economic UCT Potential | 0 | 0 | 0 | 0 | 0 | 0 | 0 | 0 | 0 | 0 | 0 | 0 | 0 | 0 | 0 | 0 | 0 | 0 | 0 | 0 | 0 | 0 | 0 | 0 | 0 | 0 | 0
F6_Commercial_Interruptible - College_New_Space Heating_Natural Gas_Insulation - Wall Cavity_A_Achievable Economic UCT Potential | F6 | Commercial | Interruptible - College | New | Space Heating | Natural Gas | Insulation - Wall Cavity | A | Incremental Winter Peak Savings (MW) | Achievable Economic UCT Potential | 0 | 0 | 0 | 0 | 0 | 0 | 0 | 0 | 0 | 0 | 0 | 0 | 0 | 0 | 0 | 0 | 0 | 0 | 0 | 0 | 0 | 0 | 0 | 0 | 0 | 0 | 0
F7_Commercial_Interruptible - College_New_Space Heating_Natural Gas_Insulation - Wall Cavity_A_Achievable Economic UCT Potential | F7 | Commercial | Interruptible - College | New | Space Heating | Natural Gas | Insulation - Wall Cavity | A | Cumulative Energy Savings (MWh or mTherms) | Achievable Economic UCT Potential | 0 | 0 | 0 | 0 | 0 | 0 | 0 | 0 | 0 | 0 | 0 | 0 | 0 | 0 | 0 | 0 | 0 | 0 | 0 | 0 | 0 | 0 | 0 | 0 | 0 | 0 | 0
F8_Commercial_Interruptible - College_New_Space Heating_Natural Gas_Insulation - Wall Cavity_A_Achievable Economic UCT Potential | F8 | Commercial | Interruptible - College | New | Space Heating | Natural Gas | Insulation - Wall Cavity | A | Cumulative Summer Peak Savings (MW) | Achievable Economic UCT Potential | 0 | 0 | 0 | 0 | 0 | 0 | 0 | 0 | 0 | 0 | 0 | 0 | 0 | 0 | 0 | 0 | 0 | 0 | 0 | 0 | 0 | 0 | 0 | 0 | 0 | 0 | 0
F9_Commercial_Interruptible - College_New_Space Heating_Natural Gas_Insulation - Wall Cavity_A_Achievable Economic UCT Potential | F9 | Commercial | Interruptible - College | New | Space Heating | Natural Gas | Insulation - Wall Cavity | A | Cumulative Winter Peak Savings (MW) | Achievable Economic UCT Potential | 0 | 0 | 0 | 0 | 0 | 0 | 0 | 0 | 0 | 0 | 0 | 0 | 0 | 0 | 0 | 0 | 0 | 0 | 0 | 0 | 0 | 0 | 0 | 0 | 0 | 0 | 0
F10_Commercial_Interruptible - College_New_Space Heating_Natural Gas_Insulation - Wall Cavity_A_Achievable Economic UCT Potential | F10 | Commercial | Interruptible - College | New | Space Heating | Natural Gas | Insulation - Wall Cavity | A | Purchases (Incremental) | Achievable Economic UCT Potential | 0 | 0 | 0 | 0 | 0 | 0 | 0 | 0 | 0 | 0 | 0 | 0 | 0 | 0 | 0 | 0 | 0 | 0 | 0 | 0 | 0 | 0 | 0 | 0 | 0 | 0 | 0
F11_Commercial_Interruptible - College_New_Space Heating_Natural Gas_Insulation - Wall Cavity_A_Achievable Economic UCT Potential | F11 | Commercial | Interruptible - College | New | Space Heating | Natural Gas | Insulation - Wall Cavity | A | Purchases (Cumulative) | Achievable Economic UCT Potential | 0 | 0 | 0 | 0 | 0 | 0 | 0 | 0 | 0 | 0 | 0 | 0 | 0 | 0 | 0 | 0 | 0 | 0 | 0 | 0 | 0 | 0 | 0 | 0 | 0 | 0 | 0
F1_Commercial_Interruptible - College_New_Space Heating_Natural Gas_Green Roof - Vegetated Rooftop_A_Achievable Economic UCT Potential | F1 | Commercial | Interruptible - College | New | Space Heating | Natural Gas | Green Roof - Vegetated Rooftop | A | Integrated Unit Energy Savings (kWh or therms) | Achievable Economic UCT Potential | 0 | 0 | 0 | 0 | 0 | 0 | 0 | 0 | 0 | 0 | 0 | 0 | 0 | 0 | 0 | 0 | 0 | 0 | 0 | 0 | 0 | 0 | 0 | 0 | 0 | 0 | 0
F2_Commercial_Interruptible - College_New_Space Heating_Natural Gas_Green Roof - Vegetated Rooftop_A_Achievable Economic UCT Potential | F2 | Commercial | Interruptible - College | New | Space Heating | Natural Gas | Green Roof - Vegetated Rooftop | A | Integrated Unit Summer Peak Savings (kW) | Achievable Economic UCT Potential | 0 | 0 | 0 | 0 | 0 | 0 | 0 | 0 | 0 | 0 | 0 | 0 | 0 | 0 | 0 | 0 | 0 | 0 | 0 | 0 | 0 | 0 | 0 | 0 | 0 | 0 | 0
F3_Commercial_Interruptible - College_New_Space Heating_Natural Gas_Green Roof - Vegetated Rooftop_A_Achievable Economic UCT Potential | F3 | Commercial | Interruptible - College | New | Space Heating | Natural Gas | Green Roof - Vegetated Rooftop | A | Integrated Unit Winter Peak Savings (kW) | Achievable Economic UCT Potential | 0 | 0 | 0 | 0 | 0 | 0 | 0 | 0 | 0 | 0 | 0 | 0 | 0 | 0 | 0 | 0 | 0 | 0 | 0 | 0 | 0 | 0 | 0 | 0 | 0 | 0 | 0
F4_Commercial_Interruptible - College_New_Space Heating_Natural Gas_Green Roof - Vegetated Rooftop_A_Achievable Economic UCT Potential | F4 | Commercial | Interruptible - College | New | Space Heating | Natural Gas | Green Roof - Vegetated Rooftop | A | Incremental Energy Savings (MWh or mTherms) | Achievable Economic UCT Potential | 0 | 0 | 0 | 0 | 0 | 0 | 0 | 0 | 0 | 0 | 0 | 0 | 0 | 0 | 0 | 0 | 0 | 0 | 0 | 0 | 0 | 0 | 0 | 0 | 0 | 0 | 0
F5_Commercial_Interruptible - College_New_Space Heating_Natural Gas_Green Roof - Vegetated Rooftop_A_Achievable Economic UCT Potential | F5 | Commercial | Interruptible - College | New | Space Heating | Natural Gas | Green Roof - Vegetated Rooftop | A | Incremental Summer Peak Savings (MW) | Achievable Economic UCT Potential | 0 | 0 | 0 | 0 | 0 | 0 | 0 | 0 | 0 | 0 | 0 | 0 | 0 | 0 | 0 | 0 | 0 | 0 | 0 | 0 | 0 | 0 | 0 | 0 | 0 | 0 | 0
F6_Commercial_Interruptible - College_New_Space Heating_Natural Gas_Green Roof - Vegetated Rooftop_A_Achievable Economic UCT Potential | F6 | Commercial | Interruptible - College | New | Space Heating | Natural Gas | Green Roof - Vegetated Rooftop | A | Incremental Winter Peak Savings (MW) | Achievable Economic UCT Potential | 0 | 0 | 0 | 0 | 0 | 0 | 0 | 0 | 0 | 0 | 0 | 0 | 0 | 0 | 0 | 0 | 0 | 0 | 0 | 0 | 0 | 0 | 0 | 0 | 0 | 0 | 0
F7_Commercial_Interruptible - College_New_Space Heating_Natural Gas_Green Roof - Vegetated Rooftop_A_Achievable Economic UCT Potential | F7 | Commercial | Interruptible - College | New | Space Heating | Natural Gas | Green Roof - Vegetated Rooftop | A | Cumulative Energy Savings (MWh or mTherms) | Achievable Economic UCT Potential | 0 | 0 | 0 | 0 | 0 | 0 | 0 | 0 | 0 | 0 | 0 | 0 | 0 | 0 | 0 | 0 | 0 | 0 | 0 | 0 | 0 | 0 | 0 | 0 | 0 | 0 | 0
F8_Commercial_Interruptible - College_New_Space Heating_Natural Gas_Green Roof - Vegetated Rooftop_A_Achievable Economic UCT Potential | F8 | Commercial | Interruptible - College | New | Space Heating | Natural Gas | Green Roof - Vegetated Rooftop | A | Cumulative Summer Peak Savings (MW) | Achievable Economic UCT Potential | 0 | 0 | 0 | 0 | 0 | 0 | 0 | 0 | 0 | 0 | 0 | 0 | 0 | 0 | 0 | 0 | 0 | 0 | 0 | 0 | 0 | 0 | 0 | 0 | 0 | 0 | 0
F9_Commercial_Interruptible - College_New_Space Heating_Natural Gas_Green Roof - Vegetated Rooftop_A_Achievable Economic UCT Potential | F9 | Commercial | Interruptible - College | New | Space Heating | Natural Gas | Green Roof - Vegetated Rooftop | A | Cumulative Winter Peak Savings (MW) | Achievable Economic UCT Potential | 0 | 0 | 0 | 0 | 0 | 0 | 0 | 0 | 0 | 0 | 0 | 0 | 0 | 0 | 0 | 0 | 0 | 0 | 0 | 0 | 0 | 0 | 0 | 0 | 0 | 0 | 0
F10_Commercial_Interruptible - College_New_Space Heating_Natural Gas_Green Roof - Vegetated Rooftop_A_Achievable Economic UCT Potential | F10 | Commercial | Interruptible - College | New | Space Heating | Natural Gas | Green Roof - Vegetated Rooftop | A | Purchases (Incremental) | Achievable Economic UCT Potential | 0 | 0 | 0 | 0 | 0 | 0 | 0 | 0 | 0 | 0 | 0 | 0 | 0 | 0 | 0 | 0 | 0 | 0 | 0 | 0 | 0 | 0 | 0 | 0 | 0 | 0 | 0
F11_Commercial_Interruptible - College_New_Space Heating_Natural Gas_Green Roof - Vegetated Rooftop_A_Achievable Economic UCT Potential | F11 | Commercial | Interruptible - College | New | Space Heating | Natural Gas | Green Roof - Vegetated Rooftop | A | Purchases (Cumulative) | Achievable Economic UCT Potential | 0 | 0 | 0 | 0 | 0 | 0 | 0 | 0 | 0 | 0 | 0 | 0 | 0 | 0 | 0 | 0 | 0 | 0 | 0 | 0 | 0 | 0 | 0 | 0 | 0 | 0 | 0
F1_Commercial_Interruptible - College_New_Space Heating_Natural Gas_Ducting - Repair and Sealing_A_Achievable Economic UCT Potential | F1 | Commercial | Interruptible - College | New | Space Heating | Natural Gas | Ducting - Repair and Sealing | A | Integrated Unit Energy Savings (kWh or therms) | Achievable Economic UCT Potential | 0 | 0 | 0 | 0 | 0 | 0 | 0 | 0 | 0 | 0 | 0 | 0 | 0 | 0 | 0 | 0 | 0 | 0 | 0 | 0 | 0 | 0 | 0 | 0 | 0 | 0 | 0
F2_Commercial_Interruptible - College_New_Space Heating_Natural Gas_Ducting - Repair and Sealing_A_Achievable Economic UCT Potential | F2 | Commercial | Interruptible - College | New | Space Heating | Natural Gas | Ducting - Repair and Sealing | A | Integrated Unit Summer Peak Savings (kW) | Achievable Economic UCT Potential | 0 | 0 | 0 | 0 | 0 | 0 | 0 | 0 | 0 | 0 | 0 | 0 | 0 | 0 | 0 | 0 | 0 | 0 | 0 | 0 | 0 | 0 | 0 | 0 | 0 | 0 | 0
F3_Commercial_Interruptible - College_New_Space Heating_Natural Gas_Ducting - Repair and Sealing_A_Achievable Economic UCT Potential | F3 | Commercial | Interruptible - College | New | Space Heating | Natural Gas | Ducting - Repair and Sealing | A | Integrated Unit Winter Peak Savings (kW) | Achievable Economic UCT Potential | 0 | 0 | 0 | 0 | 0 | 0 | 0 | 0 | 0 | 0 | 0 | 0 | 0 | 0 | 0 | 0 | 0 | 0 | 0 | 0 | 0 | 0 | 0 | 0 | 0 | 0 | 0
F4_Commercial_Interruptible - College_New_Space Heating_Natural Gas_Ducting - Repair and Sealing_A_Achievable Economic UCT Potential | F4 | Commercial | Interruptible - College | New | Space Heating | Natural Gas | Ducting - Repair and Sealing | A | Incremental Energy Savings (MWh or mTherms) | Achievable Economic UCT Potential | 0 | 0 | 0 | 0 | 0 | 0 | 0 | 0 | 0 | 0 | 0 | 0 | 0 | 0 | 0 | 0 | 0 | 0 | 0 | 0 | 0 | 0 | 0 | 0 | 0 | 0 | 0
F5_Commercial_Interruptible - College_New_Space Heating_Natural Gas_Ducting - Repair and Sealing_A_Achievable Economic UCT Potential | F5 | Commercial | Interruptible - College | New | Space Heating | Natural Gas | Ducting - Repair and Sealing | A | Incremental Summer Peak Savings (MW) | Achievable Economic UCT Potential | 0 | 0 | 0 | 0 | 0 | 0 | 0 | 0 | 0 | 0 | 0 | 0 | 0 | 0 | 0 | 0 | 0 | 0 | 0 | 0 | 0 | 0 | 0 | 0 | 0 | 0 | 0
F6_Commercial_Interruptible - College_New_Space Heating_Natural Gas_Ducting - Repair and Sealing_A_Achievable Economic UCT Potential | F6 | Commercial | Interruptible - College | New | Space Heating | Natural Gas | Ducting - Repair and Sealing | A | Incremental Winter Peak Savings (MW) | Achievable Economic UCT Potential | 0 | 0 | 0 | 0 | 0 | 0 | 0 | 0 | 0 | 0 | 0 | 0 | 0 | 0 | 0 | 0 | 0 | 0 | 0 | 0 | 0 | 0 | 0 | 0 | 0 | 0 | 0
F7_Commercial_Interruptible - College_New_Space Heating_Natural Gas_Ducting - Repair and Sealing_A_Achievable Economic UCT Potential | F7 | Commercial | Interruptible - College | New | Space Heating | Natural Gas | Ducting - Repair and Sealing | A | Cumulative Energy Savings (MWh or mTherms) | Achievable Economic UCT Potential | 0 | 0 | 0 | 0 | 0 | 0 | 0 | 0 | 0 | 0 | 0 | 0 | 0 | 0 | 0 | 0 | 0 | 0 | 0 | 0 | 0 | 0 | 0 | 0 | 0 | 0 | 0
F8_Commercial_Interruptible - College_New_Space Heating_Natural Gas_Ducting - Repair and Sealing_A_Achievable Economic UCT Potential | F8 | Commercial | Interruptible - College | New | Space Heating | Natural Gas | Ducting - Repair and Sealing | A | Cumulative Summer Peak Savings (MW) | Achievable Economic UCT Potential | 0 | 0 | 0 | 0 | 0 | 0 | 0 | 0 | 0 | 0 | 0 | 0 | 0 | 0 | 0 | 0 | 0 | 0 | 0 | 0 | 0 | 0 | 0 | 0 | 0 | 0 | 0
F9_Commercial_Interruptible - College_New_Space Heating_Natural Gas_Ducting - Repair and Sealing_A_Achievable Economic UCT Potential | F9 | Commercial | Interruptible - College | New | Space Heating | Natural Gas | Ducting - Repair and Sealing | A | Cumulative Winter Peak Savings (MW) | Achievable Economic UCT Potential | 0 | 0 | 0 | 0 | 0 | 0 | 0 | 0 | 0 | 0 | 0 | 0 | 0 | 0 | 0 | 0 | 0 | 0 | 0 | 0 | 0 | 0 | 0 | 0 | 0 | 0 | 0
F10_Commercial_Interruptible - College_New_Space Heating_Natural Gas_Ducting - Repair and Sealing_A_Achievable Economic UCT Potential | F10 | Commercial | Interruptible - College | New | Space Heating | Natural Gas | Ducting - Repair and Sealing | A | Purchases (Incremental) | Achievable Economic UCT Potential | 0 | 0 | 0 | 0 | 0 | 0 | 0 | 0 | 0 | 0 | 0 | 0 | 0 | 0 | 0 | 0 | 0 | 0 | 0 | 0 | 0 | 0 | 0 | 0 | 0 | 0 | 0
F11_Commercial_Interruptible - College_New_Space Heating_Natural Gas_Ducting - Repair and Sealing_A_Achievable Economic UCT Potential | F11 | Commercial | Interruptible - College | New | Space Heating | Natural Gas | Ducting - Repair and Sealing | A | Purchases (Cumulative) | Achievable Economic UCT Potential | 0 | 0 | 0 | 0 | 0 | 0 | 0 | 0 | 0 | 0 | 0 | 0 | 0 | 0 | 0 | 0 | 0 | 0 | 0 | 0 | 0 | 0 | 0 | 0 | 0 | 0 | 0
F1_Commercial_Interruptible - College_New_Space Heating_Natural Gas_Windows - High Efficiency Glazing_A_Achievable Economic UCT Potential | F1 | Commercial | Interruptible - College | New | Space Heating | Natural Gas | Windows - High Efficiency Glazing | A | Integrated Unit Energy Savings (kWh or therms) | Achievable Economic UCT Potential | 0 | 0 | 0 | 0 | 0 | 0 | 0 | 0 | 0 | 0 | 0 | 0 | 0 | 0 | 0 | 0 | 0 | 0 | 0 | 0 | 0 | 0 | 0 | 0 | 0 | 0 | 0
F2_Commercial_Interruptible - College_New_Space Heating_Natural Gas_Windows - High Efficiency Glazing_A_Achievable Economic UCT Potential | F2 | Commercial | Interruptible - College | New | Space Heating | Natural Gas | Windows - High Efficiency Glazing | A | Integrated Unit Summer Peak Savings (kW) | Achievable Economic UCT Potential | 0 | 0 | 0 | 0 | 0 | 0 | 0 | 0 | 0 | 0 | 0 | 0 | 0 | 0 | 0 | 0 | 0 | 0 | 0 | 0 | 0 | 0 | 0 | 0 | 0 | 0 | 0
F3_Commercial_Interruptible - College_New_Space Heating_Natural Gas_Windows - High Efficiency Glazing_A_Achievable Economic UCT Potential | F3 | Commercial | Interruptible - College | New | Space Heating | Natural Gas | Windows - High Efficiency Glazing | A | Integrated Unit Winter Peak Savings (kW) | Achievable Economic UCT Potential | 0 | 0 | 0 | 0 | 0 | 0 | 0 | 0 | 0 | 0 | 0 | 0 | 0 | 0 | 0 | 0 | 0 | 0 | 0 | 0 | 0 | 0 | 0 | 0 | 0 | 0 | 0
F4_Commercial_Interruptible - College_New_Space Heating_Natural Gas_Windows - High Efficiency Glazing_A_Achievable Economic UCT Potential | F4 | Commercial | Interruptible - College | New | Space Heating | Natural Gas | Windows - High Efficiency Glazing | A | Incremental Energy Savings (MWh or mTherms) | Achievable Economic UCT Potential | 0 | 0 | 0 | 0 | 0 | 0 | 0 | 0 | 0 | 0 | 0 | 0 | 0 | 0 | 0 | 0 | 0 | 0 | 0 | 0 | 0 | 0 | 0 | 0 | 0 | 0 | 0
F5_Commercial_Interruptible - College_New_Space Heating_Natural Gas_Windows - High Efficiency Glazing_A_Achievable Economic UCT Potential | F5 | Commercial | Interruptible - College | New | Space Heating | Natural Gas | Windows - High Efficiency Glazing | A | Incremental Summer Peak Savings (MW) | Achievable Economic UCT Potential | 0 | 0 | 0 | 0 | 0 | 0 | 0 | 0 | 0 | 0 | 0 | 0 | 0 | 0 | 0 | 0 | 0 | 0 | 0 | 0 | 0 | 0 | 0 | 0 | 0 | 0 | 0
F6_Commercial_Interruptible - College_New_Space Heating_Natural Gas_Windows - High Efficiency Glazing_A_Achievable Economic UCT Potential | F6 | Commercial | Interruptible - College | New | Space Heating | Natural Gas | Windows - High Efficiency Glazing | A | Incremental Winter Peak Savings (MW) | Achievable Economic UCT Potential | 0 | 0 | 0 | 0 | 0 | 0 | 0 | 0 | 0 | 0 | 0 | 0 | 0 | 0 | 0 | 0 | 0 | 0 | 0 | 0 | 0 | 0 | 0 | 0 | 0 | 0 | 0
F7_Commercial_Interruptible - College_New_Space Heating_Natural Gas_Windows - High Efficiency Glazing_A_Achievable Economic UCT Potential | F7 | Commercial | Interruptible - College | New | Space Heating | Natural Gas | Windows - High Efficiency Glazing | A | Cumulative Energy Savings (MWh or mTherms) | Achievable Economic UCT Potential | 0 | 0 | 0 | 0 | 0 | 0 | 0 | 0 | 0 | 0 | 0 | 0 | 0 | 0 | 0 | 0 | 0 | 0 | 0 | 0 | 0 | 0 | 0 | 0 | 0 | 0 | 0
F8_Commercial_Interruptible - College_New_Space Heating_Natural Gas_Windows - High Efficiency Glazing_A_Achievable Economic UCT Potential | F8 | Commercial | Interruptible - College | New | Space Heating | Natural Gas | Windows - High Efficiency Glazing | A | Cumulative Summer Peak Savings (MW) | Achievable Economic UCT Potential | 0 | 0 | 0 | 0 | 0 | 0 | 0 | 0 | 0 | 0 | 0 | 0 | 0 | 0 | 0 | 0 | 0 | 0 | 0 | 0 | 0 | 0 | 0 | 0 | 0 | 0 | 0
F9_Commercial_Interruptible - College_New_Space Heating_Natural Gas_Windows - High Efficiency Glazing_A_Achievable Economic UCT Potential | F9 | Commercial | Interruptible - College | New | Space Heating | Natural Gas | Windows - High Efficiency Glazing | A | Cumulative Winter Peak Savings (MW) | Achievable Economic UCT Potential | 0 | 0 | 0 | 0 | 0 | 0 | 0 | 0 | 0 | 0 | 0 | 0 | 0 | 0 | 0 | 0 | 0 | 0 | 0 | 0 | 0 | 0 | 0 | 0 | 0 | 0 | 0
F10_Commercial_Interruptible - College_New_Space Heating_Natural Gas_Windows - High Efficiency Glazing_A_Achievable Economic UCT Potential | F10 | Commercial | Interruptible - College | New | Space Heating | Natural Gas | Windows - High Efficiency Glazing | A | Purchases (Incremental) | Achievable Economic UCT Potential | 0 | 0 | 0 | 0 | 0 | 0 | 0 | 0 | 0 | 0 | 0 | 0 | 0 | 0 | 0 | 0 | 0 | 0 | 0 | 0 | 0 | 0 | 0 | 0 | 0 | 0 | 0
F11_Commercial_Interruptible - College_New_Space Heating_Natural Gas_Windows - High Efficiency Glazing_A_Achievable Economic UCT Potential | F11 | Commercial | Interruptible - College | New | Space Heating | Natural Gas | Windows - High Efficiency Glazing | A | Purchases (Cumulative) | Achievable Economic UCT Potential | 0 | 0 | 0 | 0 | 0 | 0 | 0 | 0 | 0 | 0 | 0 | 0 | 0 | 0 | 0 | 0 | 0 | 0 | 0 | 0 | 0 | 0 | 0 | 0 | 0 | 0 | 0
F1_Commercial_Interruptible - College_New_Space Heating_Natural Gas_Windows - Secondary Glazing Systems_A_Achievable Economic UCT Potential | F1 | Commercial | Interruptible - College | New | Space Heating | Natural Gas | Windows - Secondary Glazing Systems | A | Integrated Unit Energy Savings (kWh or therms) | Achievable Economic UCT Potential | 0 | 0 | 0 | 0 | 0 | 0 | 0 | 0 | 0 | 0 | 0 | 0 | 0 | 0 | 0 | 0 | 0 | 0 | 0 | 0 | 0 | 0 | 0 | 0 | 0 | 0 | 0
F2_Commercial_Interruptible - College_New_Space Heating_Natural Gas_Windows - Secondary Glazing Systems_A_Achievable Economic UCT Potential | F2 | Commercial | Interruptible - College | New | Space Heating | Natural Gas | Windows - Secondary Glazing Systems | A | Integrated Unit Summer Peak Savings (kW) | Achievable Economic UCT Potential | 0 | 0 | 0 | 0 | 0 | 0 | 0 | 0 | 0 | 0 | 0 | 0 | 0 | 0 | 0 | 0 | 0 | 0 | 0 | 0 | 0 | 0 | 0 | 0 | 0 | 0 | 0
F3_Commercial_Interruptible - College_New_Space Heating_Natural Gas_Windows - Secondary Glazing Systems_A_Achievable Economic UCT Potential | F3 | Commercial | Interruptible - College | New | Space Heating | Natural Gas | Windows - Secondary Glazing Systems | A | Integrated Unit Winter Peak Savings (kW) | Achievable Economic UCT Potential | 0 | 0 | 0 | 0 | 0 | 0 | 0 | 0 | 0 | 0 | 0 | 0 | 0 | 0 | 0 | 0 | 0 | 0 | 0 | 0 | 0 | 0 | 0 | 0 | 0 | 0 | 0
F4_Commercial_Interruptible - College_New_Space Heating_Natural Gas_Windows - Secondary Glazing Systems_A_Achievable Economic UCT Potential | F4 | Commercial | Interruptible - College | New | Space Heating | Natural Gas | Windows - Secondary Glazing Systems | A | Incremental Energy Savings (MWh or mTherms) | Achievable Economic UCT Potential | 0 | 0 | 0 | 0 | 0 | 0 | 0 | 0 | 0 | 0 | 0 | 0 | 0 | 0 | 0 | 0 | 0 | 0 | 0 | 0 | 0 | 0 | 0 | 0 | 0 | 0 | 0
F5_Commercial_Interruptible - College_New_Space Heating_Natural Gas_Windows - Secondary Glazing Systems_A_Achievable Economic UCT Potential | F5 | Commercial | Interruptible - College | New | Space Heating | Natural Gas | Windows - Secondary Glazing Systems | A | Incremental Summer Peak Savings (MW) | Achievable Economic UCT Potential | 0 | 0 | 0 | 0 | 0 | 0 | 0 | 0 | 0 | 0 | 0 | 0 | 0 | 0 | 0 | 0 | 0 | 0 | 0 | 0 | 0 | 0 | 0 | 0 | 0 | 0 | 0
F6_Commercial_Interruptible - College_New_Space Heating_Natural Gas_Windows - Secondary Glazing Systems_A_Achievable Economic UCT Potential | F6 | Commercial | Interruptible - College | New | Space Heating | Natural Gas | Windows - Secondary Glazing Systems | A | Incremental Winter Peak Savings (MW) | Achievable Economic UCT Potential | 0 | 0 | 0 | 0 | 0 | 0 | 0 | 0 | 0 | 0 | 0 | 0 | 0 | 0 | 0 | 0 | 0 | 0 | 0 | 0 | 0 | 0 | 0 | 0 | 0 | 0 | 0
F7_Commercial_Interruptible - College_New_Space Heating_Natural Gas_Windows - Secondary Glazing Systems_A_Achievable Economic UCT Potential | F7 | Commercial | Interruptible - College | New | Space Heating | Natural Gas | Windows - Secondary Glazing Systems | A | Cumulative Energy Savings (MWh or mTherms) | Achievable Economic UCT Potential | 0 | 0 | 0 | 0 | 0 | 0 | 0 | 0 | 0 | 0 | 0 | 0 | 0 | 0 | 0 | 0 | 0 | 0 | 0 | 0 | 0 | 0 | 0 | 0 | 0 | 0 | 0
F8_Commercial_Interruptible - College_New_Space Heating_Natural Gas_Windows - Secondary Glazing Systems_A_Achievable Economic UCT Potential | F8 | Commercial | Interruptible - College | New | Space Heating | Natural Gas | Windows - Secondary Glazing Systems | A | Cumulative Summer Peak Savings (MW) | Achievable Economic UCT Potential | 0 | 0 | 0 | 0 | 0 | 0 | 0 | 0 | 0 | 0 | 0 | 0 | 0 | 0 | 0 | 0 | 0 | 0 | 0 | 0 | 0 | 0 | 0 | 0 | 0 | 0 | 0
F9_Commercial_Interruptible - College_New_Space Heating_Natural Gas_Windows - Secondary Glazing Systems_A_Achievable Economic UCT Potential | F9 | Commercial | Interruptible - College | New | Space Heating | Natural Gas | Windows - Secondary Glazing Systems | A | Cumulative Winter Peak Savings (MW) | Achievable Economic UCT Potential | 0 | 0 | 0 | 0 | 0 | 0 | 0 | 0 | 0 | 0 | 0 | 0 | 0 | 0 | 0 | 0 | 0 | 0 | 0 | 0 | 0 | 0 | 0 | 0 | 0 | 0 | 0
F10_Commercial_Interruptible - College_New_Space Heating_Natural Gas_Windows - Secondary Glazing Systems_A_Achievable Economic UCT Potential | F10 | Commercial | Interruptible - College | New | Space Heating | Natural Gas | Windows - Secondary Glazing Systems | A | Purchases (Incremental) | Achievable Economic UCT Potential | 0 | 0 | 0 | 0 | 0 | 0 | 0 | 0 | 0 | 0 | 0 | 0 | 0 | 0 | 0 | 0 | 0 | 0 | 0 | 0 | 0 | 0 | 0 | 0 | 0 | 0 | 0
F11_Commercial_Interruptible - College_New_Space Heating_Natural Gas_Windows - Secondary Glazing Systems_A_Achievable Economic UCT Potential | F11 | Commercial | Interruptible - College | New | Space Heating | Natural Gas | Windows - Secondary Glazing Systems | A | Purchases (Cumulative) | Achievable Economic UCT Potential | 0 | 0 | 0 | 0 | 0 | 0 | 0 | 0 | 0 | 0 | 0 | 0 | 0 | 0 | 0 | 0 | 0 | 0 | 0 | 0 | 0 | 0 | 0 | 0 | 0 | 0 | 0
F1_Commercial_Interruptible - College_New_Space Heating_Natural Gas_HVAC - Energy Recovery Ventilator_A_Achievable Economic UCT Potential | F1 | Commercial | Interruptible - College | New | Space Heating | Natural Gas | HVAC - Energy Recovery Ventilator | A | Integrated Unit Energy Savings (kWh or therms) | Achievable Economic UCT Potential | 0 | 0 | 0 | 0 | 0 | 0 | 0 | 0 | 0 | 0 | 0 | 0 | 0 | 0 | 0 | 0 | 0 | 0 | 0 | 0 | 0 | 0 | 0 | 0 | 0 | 0 | 0
F2_Commercial_Interruptible - College_New_Space Heating_Natural Gas_HVAC - Energy Recovery Ventilator_A_Achievable Economic UCT Potential | F2 | Commercial | Interruptible - College | New | Space Heating | Natural Gas | HVAC - Energy Recovery Ventilator | A | Integrated Unit Summer Peak Savings (kW) | Achievable Economic UCT Potential | 0 | 0 | 0 | 0 | 0 | 0 | 0 | 0 | 0 | 0 | 0 | 0 | 0 | 0 | 0 | 0 | 0 | 0 | 0 | 0 | 0 | 0 | 0 | 0 | 0 | 0 | 0
F3_Commercial_Interruptible - College_New_Space Heating_Natural Gas_HVAC - Energy Recovery Ventilator_A_Achievable Economic UCT Potential | F3 | Commercial | Interruptible - College | New | Space Heating | Natural Gas | HVAC - Energy Recovery Ventilator | A | Integrated Unit Winter Peak Savings (kW) | Achievable Economic UCT Potential | 0 | 0 | 0 | 0 | 0 | 0 | 0 | 0 | 0 | 0 | 0 | 0 | 0 | 0 | 0 | 0 | 0 | 0 | 0 | 0 | 0 | 0 | 0 | 0 | 0 | 0 | 0
F4_Commercial_Interruptible - College_New_Space Heating_Natural Gas_HVAC - Energy Recovery Ventilator_A_Achievable Economic UCT Potential | F4 | Commercial | Interruptible - College | New | Space Heating | Natural Gas | HVAC - Energy Recovery Ventilator | A | Incremental Energy Savings (MWh or mTherms) | Achievable Economic UCT Potential | 0 | 0 | 0 | 0 | 0 | 0 | 0 | 0 | 0 | 0 | 0 | 0 | 0 | 0 | 0 | 0 | 0 | 0 | 0 | 0 | 0 | 0 | 0 | 0 | 0 | 0 | 0
F5_Commercial_Interruptible - College_New_Space Heating_Natural Gas_HVAC - Energy Recovery Ventilator_A_Achievable Economic UCT Potential | F5 | Commercial | Interruptible - College | New | Space Heating | Natural Gas | HVAC - Energy Recovery Ventilator | A | Incremental Summer Peak Savings (MW) | Achievable Economic UCT Potential | 0 | 0 | 0 | 0 | 0 | 0 | 0 | 0 | 0 | 0 | 0 | 0 | 0 | 0 | 0 | 0 | 0 | 0 | 0 | 0 | 0 | 0 | 0 | 0 | 0 | 0 | 0
F6_Commercial_Interruptible - College_New_Space Heating_Natural Gas_HVAC - Energy Recovery Ventilator_A_Achievable Economic UCT Potential | F6 | Commercial | Interruptible - College | New | Space Heating | Natural Gas | HVAC - Energy Recovery Ventilator | A | Incremental Winter Peak Savings (MW) | Achievable Economic UCT Potential | 0 | 0 | 0 | 0 | 0 | 0 | 0 | 0 | 0 | 0 | 0 | 0 | 0 | 0 | 0 | 0 | 0 | 0 | 0 | 0 | 0 | 0 | 0 | 0 | 0 | 0 | 0
F7_Commercial_Interruptible - College_New_Space Heating_Natural Gas_HVAC - Energy Recovery Ventilator_A_Achievable Economic UCT Potential | F7 | Commercial | Interruptible - College | New | Space Heating | Natural Gas | HVAC - Energy Recovery Ventilator | A | Cumulative Energy Savings (MWh or mTherms) | Achievable Economic UCT Potential | 0 | 0 | 0 | 0 | 0 | 0 | 0 | 0 | 0 | 0 | 0 | 0 | 0 | 0 | 0 | 0 | 0 | 0 | 0 | 0 | 0 | 0 | 0 | 0 | 0 | 0 | 0
F8_Commercial_Interruptible - College_New_Space Heating_Natural Gas_HVAC - Energy Recovery Ventilator_A_Achievable Economic UCT Potential | F8 | Commercial | Interruptible - College | New | Space Heating | Natural Gas | HVAC - Energy Recovery Ventilator | A | Cumulative Summer Peak Savings (MW) | Achievable Economic UCT Potential | 0 | 0 | 0 | 0 | 0 | 0 | 0 | 0 | 0 | 0 | 0 | 0 | 0 | 0 | 0 | 0 | 0 | 0 | 0 | 0 | 0 | 0 | 0 | 0 | 0 | 0 | 0
F9_Commercial_Interruptible - College_New_Space Heating_Natural Gas_HVAC - Energy Recovery Ventilator_A_Achievable Economic UCT Potential | F9 | Commercial | Interruptible - College | New | Space Heating | Natural Gas | HVAC - Energy Recovery Ventilator | A | Cumulative Winter Peak Savings (MW) | Achievable Economic UCT Potential | 0 | 0 | 0 | 0 | 0 | 0 | 0 | 0 | 0 | 0 | 0 | 0 | 0 | 0 | 0 | 0 | 0 | 0 | 0 | 0 | 0 | 0 | 0 | 0 | 0 | 0 | 0
F10_Commercial_Interruptible - College_New_Space Heating_Natural Gas_HVAC - Energy Recovery Ventilator_A_Achievable Economic UCT Potential | F10 | Commercial | Interruptible - College | New | Space Heating | Natural Gas | HVAC - Energy Recovery Ventilator | A | Purchases (Incremental) | Achievable Economic UCT Potential | 0 | 0 | 0 | 0 | 0 | 0 | 0 | 0 | 0 | 0 | 0 | 0 | 0 | 0 | 0 | 0 | 0 | 0 | 0 | 0 | 0 | 0 | 0 | 0 | 0 | 0 | 0
F11_Commercial_Interruptible - College_New_Space Heating_Natural Gas_HVAC - Energy Recovery Ventilator_A_Achievable Economic UCT Potential | F11 | Commercial | Interruptible - College | New | Space Heating | Natural Gas | HVAC - Energy Recovery Ventilator | A | Purchases (Cumulative) | Achievable Economic UCT Potential | 0 | 0 | 0 | 0 | 0 | 0 | 0 | 0 | 0 | 0 | 0 | 0 | 0 | 0 | 0 | 0 | 0 | 0 | 0 | 0 | 0 | 0 | 0 | 0 | 0 | 0 | 0
F1_Commercial_Interruptible - College_New_Space Heating_Natural Gas_Building Shell - Air Sealing (Infiltration Control)_A_Achievable Economic UCT Potential | F1 | Commercial | Interruptible - College | New | Space Heating | Natural Gas | Building Shell - Air Sealing (Infiltration Control) | A | Integrated Unit Energy Savings (kWh or therms) | Achievable Economic UCT Potential | 0 | 0 | 0 | 0 | 0 | 0 | 0 | 0 | 0 | 0 | 0 | 0 | 0 | 0 | 0 | 0 | 0 | 0 | 0 | 0 | 0 | 0 | 0 | 0 | 0 | 0 | 0
F2_Commercial_Interruptible - College_New_Space Heating_Natural Gas_Building Shell - Air Sealing (Infiltration Control)_A_Achievable Economic UCT Potential | F2 | Commercial | Interruptible - College | New | Space Heating | Natural Gas | Building Shell - Air Sealing (Infiltration Control) | A | Integrated Unit Summer Peak Savings (kW) | Achievable Economic UCT Potential | 0 | 0 | 0 | 0 | 0 | 0 | 0 | 0 | 0 | 0 | 0 | 0 | 0 | 0 | 0 | 0 | 0 | 0 | 0 | 0 | 0 | 0 | 0 | 0 | 0 | 0 | 0
F3_Commercial_Interruptible - College_New_Space Heating_Natural Gas_Building Shell - Air Sealing (Infiltration Control)_A_Achievable Economic UCT Potential | F3 | Commercial | Interruptible - College | New | Space Heating | Natural Gas | Building Shell - Air Sealing (Infiltration Control) | A | Integrated Unit Winter Peak Savings (kW) | Achievable Economic UCT Potential | 0 | 0 | 0 | 0 | 0 | 0 | 0 | 0 | 0 | 0 | 0 | 0 | 0 | 0 | 0 | 0 | 0 | 0 | 0 | 0 | 0 | 0 | 0 | 0 | 0 | 0 | 0
F4_Commercial_Interruptible - College_New_Space Heating_Natural Gas_Building Shell - Air Sealing (Infiltration Control)_A_Achievable Economic UCT Potential | F4 | Commercial | Interruptible - College | New | Space Heating | Natural Gas | Building Shell - Air Sealing (Infiltration Control) | A | Incremental Energy Savings (MWh or mTherms) | Achievable Economic UCT Potential | 0 | 0 | 0 | 0 | 0 | 0 | 0 | 0 | 0 | 0 | 0 | 0 | 0 | 0 | 0 | 0 | 0 | 0 | 0 | 0 | 0 | 0 | 0 | 0 | 0 | 0 | 0
F5_Commercial_Interruptible - College_New_Space Heating_Natural Gas_Building Shell - Air Sealing (Infiltration Control)_A_Achievable Economic UCT Potential | F5 | Commercial | Interruptible - College | New | Space Heating | Natural Gas | Building Shell - Air Sealing (Infiltration Control) | A | Incremental Summer Peak Savings (MW) | Achievable Economic UCT Potential | 0 | 0 | 0 | 0 | 0 | 0 | 0 | 0 | 0 | 0 | 0 | 0 | 0 | 0 | 0 | 0 | 0 | 0 | 0 | 0 | 0 | 0 | 0 | 0 | 0 | 0 | 0
F6_Commercial_Interruptible - College_New_Space Heating_Natural Gas_Building Shell - Air Sealing (Infiltration Control)_A_Achievable Economic UCT Potential | F6 | Commercial | Interruptible - College | New | Space Heating | Natural Gas | Building Shell - Air Sealing (Infiltration Control) | A | Incremental Winter Peak Savings (MW) | Achievable Economic UCT Potential | 0 | 0 | 0 | 0 | 0 | 0 | 0 | 0 | 0 | 0 | 0 | 0 | 0 | 0 | 0 | 0 | 0 | 0 | 0 | 0 | 0 | 0 | 0 | 0 | 0 | 0 | 0
F7_Commercial_Interruptible - College_New_Space Heating_Natural Gas_Building Shell - Air Sealing (Infiltration Control)_A_Achievable Economic UCT Potential | F7 | Commercial | Interruptible - College | New | Space Heating | Natural Gas | Building Shell - Air Sealing (Infiltration Control) | A | Cumulative Energy Savings (MWh or mTherms) | Achievable Economic UCT Potential | 0 | 0 | 0 | 0 | 0 | 0 | 0 | 0 | 0 | 0 | 0 | 0 | 0 | 0 | 0 | 0 | 0 | 0 | 0 | 0 | 0 | 0 | 0 | 0 | 0 | 0 | 0
F8_Commercial_Interruptible - College_New_Space Heating_Natural Gas_Building Shell - Air Sealing (Infiltration Control)_A_Achievable Economic UCT Potential | F8 | Commercial | Interruptible - College | New | Space Heating | Natural Gas | Building Shell - Air Sealing (Infiltration Control) | A | Cumulative Summer Peak Savings (MW) | Achievable Economic UCT Potential | 0 | 0 | 0 | 0 | 0 | 0 | 0 | 0 | 0 | 0 | 0 | 0 | 0 | 0 | 0 | 0 | 0 | 0 | 0 | 0 | 0 | 0 | 0 | 0 | 0 | 0 | 0
F9_Commercial_Interruptible - College_New_Space Heating_Natural Gas_Building Shell - Air Sealing (Infiltration Control)_A_Achievable Economic UCT Potential | F9 | Commercial | Interruptible - College | New | Space Heating | Natural Gas | Building Shell - Air Sealing (Infiltration Control) | A | Cumulative Winter Peak Savings (MW) | Achievable Economic UCT Potential | 0 | 0 | 0 | 0 | 0 | 0 | 0 | 0 | 0 | 0 | 0 | 0 | 0 | 0 | 0 | 0 | 0 | 0 | 0 | 0 | 0 | 0 | 0 | 0 | 0 | 0 | 0
F10_Commercial_Interruptible - College_New_Space Heating_Natural Gas_Building Shell - Air Sealing (Infiltration Control)_A_Achievable Economic UCT Potential | F10 | Commercial | Interruptible - College | New | Space Heating | Natural Gas | Building Shell - Air Sealing (Infiltration Control) | A | Purchases (Incremental) | Achievable Economic UCT Potential | 0 | 0 | 0 | 0 | 0 | 0 | 0 | 0 | 0 | 0 | 0 | 0 | 0 | 0 | 0 | 0 | 0 | 0 | 0 | 0 | 0 | 0 | 0 | 0 | 0 | 0 | 0
F11_Commercial_Interruptible - College_New_Space Heating_Natural Gas_Building Shell - Air Sealing (Infiltration Control)_A_Achievable Economic UCT Potential | F11 | Commercial | Interruptible - College | New | Space Heating | Natural Gas | Building Shell - Air Sealing (Infiltration Control) | A | Purchases (Cumulative) | Achievable Economic UCT Potential | 0 | 0 | 0 | 0 | 0 | 0 | 0 | 0 | 0 | 0 | 0 | 0 | 0 | 0 | 0 | 0 | 0 | 0 | 0 | 0 | 0 | 0 | 0 | 0 | 0 | 0 | 0
F1_Commercial_Interruptible - College_New_Space Heating_Natural Gas_Ventilation - Demand Controlled_A_Achievable Economic UCT Potential | F1 | Commercial | Interruptible - College | New | Space Heating | Natural Gas | Ventilation - Demand Controlled | A | Integrated Unit Energy Savings (kWh or therms) | Achievable Economic UCT Potential | 0 | 0 | 0 | 0 | 0 | 0 | 0 | 0 | 0 | 0 | 0 | 0 | 0 | 0 | 0 | 0 | 0 | 0 | 0 | 0 | 0 | 0 | 0 | 0 | 0 | 0 | 0
F2_Commercial_Interruptible - College_New_Space Heating_Natural Gas_Ventilation - Demand Controlled_A_Achievable Economic UCT Potential | F2 | Commercial | Interruptible - College | New | Space Heating | Natural Gas | Ventilation - Demand Controlled | A | Integrated Unit Summer Peak Savings (kW) | Achievable Economic UCT Potential | 0 | 0 | 0 | 0 | 0 | 0 | 0 | 0 | 0 | 0 | 0 | 0 | 0 | 0 | 0 | 0 | 0 | 0 | 0 | 0 | 0 | 0 | 0 | 0 | 0 | 0 | 0
F3_Commercial_Interruptible - College_New_Space Heating_Natural Gas_Ventilation - Demand Controlled_A_Achievable Economic UCT Potential | F3 | Commercial | Interruptible - College | New | Space Heating | Natural Gas | Ventilation - Demand Controlled | A | Integrated Unit Winter Peak Savings (kW) | Achievable Economic UCT Potential | 0 | 0 | 0 | 0 | 0 | 0 | 0 | 0 | 0 | 0 | 0 | 0 | 0 | 0 | 0 | 0 | 0 | 0 | 0 | 0 | 0 | 0 | 0 | 0 | 0 | 0 | 0
F4_Commercial_Interruptible - College_New_Space Heating_Natural Gas_Ventilation - Demand Controlled_A_Achievable Economic UCT Potential | F4 | Commercial | Interruptible - College | New | Space Heating | Natural Gas | Ventilation - Demand Controlled | A | Incremental Energy Savings (MWh or mTherms) | Achievable Economic UCT Potential | 0 | 0 | 0 | 0 | 0 | 0 | 0 | 0 | 0 | 0 | 0 | 0 | 0 | 0 | 0 | 0 | 0 | 0 | 0 | 0 | 0 | 0 | 0 | 0 | 0 | 0 | 0
F5_Commercial_Interruptible - College_New_Space Heating_Natural Gas_Ventilation - Demand Controlled_A_Achievable Economic UCT Potential | F5 | Commercial | Interruptible - College | New | Space Heating | Natural Gas | Ventilation - Demand Controlled | A | Incremental Summer Peak Savings (MW) | Achievable Economic UCT Potential | 0 | 0 | 0 | 0 | 0 | 0 | 0 | 0 | 0 | 0 | 0 | 0 | 0 | 0 | 0 | 0 | 0 | 0 | 0 | 0 | 0 | 0 | 0 | 0 | 0 | 0 | 0
F6_Commercial_Interruptible - College_New_Space Heating_Natural Gas_Ventilation - Demand Controlled_A_Achievable Economic UCT Potential | F6 | Commercial | Interruptible - College | New | Space Heating | Natural Gas | Ventilation - Demand Controlled | A | Incremental Winter Peak Savings (MW) | Achievable Economic UCT Potential | 0 | 0 | 0 | 0 | 0 | 0 | 0 | 0 | 0 | 0 | 0 | 0 | 0 | 0 | 0 | 0 | 0 | 0 | 0 | 0 | 0 | 0 | 0 | 0 | 0 | 0 | 0
F7_Commercial_Interruptible - College_New_Space Heating_Natural Gas_Ventilation - Demand Controlled_A_Achievable Economic UCT Potential | F7 | Commercial | Interruptible - College | New | Space Heating | Natural Gas | Ventilation - Demand Controlled | A | Cumulative Energy Savings (MWh or mTherms) | Achievable Economic UCT Potential | 0 | 0 | 0 | 0 | 0 | 0 | 0 | 0 | 0 | 0 | 0 | 0 | 0 | 0 | 0 | 0 | 0 | 0 | 0 | 0 | 0 | 0 | 0 | 0 | 0 | 0 | 0
F8_Commercial_Interruptible - College_New_Space Heating_Natural Gas_Ventilation - Demand Controlled_A_Achievable Economic UCT Potential | F8 | Commercial | Interruptible - College | New | Space Heating | Natural Gas | Ventilation - Demand Controlled | A | Cumulative Summer Peak Savings (MW) | Achievable Economic UCT Potential | 0 | 0 | 0 | 0 | 0 | 0 | 0 | 0 | 0 | 0 | 0 | 0 | 0 | 0 | 0 | 0 | 0 | 0 | 0 | 0 | 0 | 0 | 0 | 0 | 0 | 0 | 0
F9_Commercial_Interruptible - College_New_Space Heating_Natural Gas_Ventilation - Demand Controlled_A_Achievable Economic UCT Potential | F9 | Commercial | Interruptible - College | New | Space Heating | Natural Gas | Ventilation - Demand Controlled | A | Cumulative Winter Peak Savings (MW) | Achievable Economic UCT Potential | 0 | 0 | 0 | 0 | 0 | 0 | 0 | 0 | 0 | 0 | 0 | 0 | 0 | 0 | 0 | 0 | 0 | 0 | 0 | 0 | 0 | 0 | 0 | 0 | 0 | 0 | 0
F10_Commercial_Interruptible - College_New_Space Heating_Natural Gas_Ventilation - Demand Controlled_A_Achievable Economic UCT Potential | F10 | Commercial | Interruptible - College | New | Space Heating | Natural Gas | Ventilation - Demand Controlled | A | Purchases (Incremental) | Achievable Economic UCT Potential | 0 | 0 | 0 | 0 | 0 | 0 | 0 | 0 | 0 | 0 | 0 | 0 | 0 | 0 | 0 | 0 | 0 | 0 | 0 | 0 | 0 | 0 | 0 | 0 | 0 | 0 | 0
F11_Commercial_Interruptible - College_New_Space Heating_Natural Gas_Ventilation - Demand Controlled_A_Achievable Economic UCT Potential | F11 | Commercial | Interruptible - College | New | Space Heating | Natural Gas | Ventilation - Demand Controlled | A | Purchases (Cumulative) | Achievable Economic UCT Potential | 0 | 0 | 0 | 0 | 0 | 0 | 0 | 0 | 0 | 0 | 0 | 0 | 0 | 0 | 0 | 0 | 0 | 0 | 0 | 0 | 0 | 0 | 0 | 0 | 0 | 0 | 0
F1_Commercial_Interruptible - College_New_Space Heating_Natural Gas_HVAC - Dedicated Outdoor Air System (DOAS)_A_Achievable Economic UCT Potential | F1 | Commercial | Interruptible - College | New | Space Heating | Natural Gas | HVAC - Dedicated Outdoor Air System (DOAS) | A | Integrated Unit Energy Savings (kWh or therms) | Achievable Economic UCT Potential | 0 | 0 | 0 | 0 | 0 | 0 | 0 | 0 | 0 | 0 | 0 | 0 | 0 | 0 | 0 | 0 | 0 | 0 | 0 | 0 | 0 | 0 | 0 | 0 | 0 | 0 | 0
F2_Commercial_Interruptible - College_New_Space Heating_Natural Gas_HVAC - Dedicated Outdoor Air System (DOAS)_A_Achievable Economic UCT Potential | F2 | Commercial | Interruptible - College | New | Space Heating | Natural Gas | HVAC - Dedicated Outdoor Air System (DOAS) | A | Integrated Unit Summer Peak Savings (kW) | Achievable Economic UCT Potential | 0 | 0 | 0 | 0 | 0 | 0 | 0 | 0 | 0 | 0 | 0 | 0 | 0 | 0 | 0 | 0 | 0 | 0 | 0 | 0 | 0 | 0 | 0 | 0 | 0 | 0 | 0
F3_Commercial_Interruptible - College_New_Space Heating_Natural Gas_HVAC - Dedicated Outdoor Air System (DOAS)_A_Achievable Economic UCT Potential | F3 | Commercial | Interruptible - College | New | Space Heating | Natural Gas | HVAC - Dedicated Outdoor Air System (DOAS) | A | Integrated Unit Winter Peak Savings (kW) | Achievable Economic UCT Potential | 0 | 0 | 0 | 0 | 0 | 0 | 0 | 0 | 0 | 0 | 0 | 0 | 0 | 0 | 0 | 0 | 0 | 0 | 0 | 0 | 0 | 0 | 0 | 0 | 0 | 0 | 0
F4_Commercial_Interruptible - College_New_Space Heating_Natural Gas_HVAC - Dedicated Outdoor Air System (DOAS)_A_Achievable Economic UCT Potential | F4 | Commercial | Interruptible - College | New | Space Heating | Natural Gas | HVAC - Dedicated Outdoor Air System (DOAS) | A | Incremental Energy Savings (MWh or mTherms) | Achievable Economic UCT Potential | 0 | 0 | 0 | 0 | 0 | 0 | 0 | 0 | 0 | 0 | 0 | 0 | 0 | 0 | 0 | 0 | 0 | 0 | 0 | 0 | 0 | 0 | 0 | 0 | 0 | 0 | 0
F5_Commercial_Interruptible - College_New_Space Heating_Natural Gas_HVAC - Dedicated Outdoor Air System (DOAS)_A_Achievable Economic UCT Potential | F5 | Commercial | Interruptible - College | New | Space Heating | Natural Gas | HVAC - Dedicated Outdoor Air System (DOAS) | A | Incremental Summer Peak Savings (MW) | Achievable Economic UCT Potential | 0 | 0 | 0 | 0 | 0 | 0 | 0 | 0 | 0 | 0 | 0 | 0 | 0 | 0 | 0 | 0 | 0 | 0 | 0 | 0 | 0 | 0 | 0 | 0 | 0 | 0 | 0
F6_Commercial_Interruptible - College_New_Space Heating_Natural Gas_HVAC - Dedicated Outdoor Air System (DOAS)_A_Achievable Economic UCT Potential | F6 | Commercial | Interruptible - College | New | Space Heating | Natural Gas | HVAC - Dedicated Outdoor Air System (DOAS) | A | Incremental Winter Peak Savings (MW) | Achievable Economic UCT Potential | 0 | 0 | 0 | 0 | 0 | 0 | 0 | 0 | 0 | 0 | 0 | 0 | 0 | 0 | 0 | 0 | 0 | 0 | 0 | 0 | 0 | 0 | 0 | 0 | 0 | 0 | 0
F7_Commercial_Interruptible - College_New_Space Heating_Natural Gas_HVAC - Dedicated Outdoor Air System (DOAS)_A_Achievable Economic UCT Potential | F7 | Commercial | Interruptible - College | New | Space Heating | Natural Gas | HVAC - Dedicated Outdoor Air System (DOAS) | A | Cumulative Energy Savings (MWh or mTherms) | Achievable Economic UCT Potential | 0 | 0 | 0 | 0 | 0 | 0 | 0 | 0 | 0 | 0 | 0 | 0 | 0 | 0 | 0 | 0 | 0 | 0 | 0 | 0 | 0 | 0 | 0 | 0 | 0 | 0 | 0
F8_Commercial_Interruptible - College_New_Space Heating_Natural Gas_HVAC - Dedicated Outdoor Air System (DOAS)_A_Achievable Economic UCT Potential | F8 | Commercial | Interruptible - College | New | Space Heating | Natural Gas | HVAC - Dedicated Outdoor Air System (DOAS) | A | Cumulative Summer Peak Savings (MW) | Achievable Economic UCT Potential | 0 | 0 | 0 | 0 | 0 | 0 | 0 | 0 | 0 | 0 | 0 | 0 | 0 | 0 | 0 | 0 | 0 | 0 | 0 | 0 | 0 | 0 | 0 | 0 | 0 | 0 | 0
F9_Commercial_Interruptible - College_New_Space Heating_Natural Gas_HVAC - Dedicated Outdoor Air System (DOAS)_A_Achievable Economic UCT Potential | F9 | Commercial | Interruptible - College | New | Space Heating | Natural Gas | HVAC - Dedicated Outdoor Air System (DOAS) | A | Cumulative Winter Peak Savings (MW) | Achievable Economic UCT Potential | 0 | 0 | 0 | 0 | 0 | 0 | 0 | 0 | 0 | 0 | 0 | 0 | 0 | 0 | 0 | 0 | 0 | 0 | 0 | 0 | 0 | 0 | 0 | 0 | 0 | 0 | 0
F10_Commercial_Interruptible - College_New_Space Heating_Natural Gas_HVAC - Dedicated Outdoor Air System (DOAS)_A_Achievable Economic UCT Potential | F10 | Commercial | Interruptible - College | New | Space Heating | Natural Gas | HVAC - Dedicated Outdoor Air System (DOAS) | A | Purchases (Incremental) | Achievable Economic UCT Potential | 0 | 0 | 0 | 0 | 0 | 0 | 0 | 0 | 0 | 0 | 0 | 0 | 0 | 0 | 0 | 0 | 0 | 0 | 0 | 0 | 0 | 0 | 0 | 0 | 0 | 0 | 0
F11_Commercial_Interruptible - College_New_Space Heating_Natural Gas_HVAC - Dedicated Outdoor Air System (DOAS)_A_Achievable Economic UCT Potential | F11 | Commercial | Interruptible - College | New | Space Heating | Natural Gas | HVAC - Dedicated Outdoor Air System (DOAS) | A | Purchases (Cumulative) | Achievable Economic UCT Potential | 0 | 0 | 0 | 0 | 0 | 0 | 0 | 0 | 0 | 0 | 0 | 0 | 0 | 0 | 0 | 0 | 0 | 0 | 0 | 0 | 0 | 0 | 0 | 0 | 0 | 0 | 0
F1_Commercial_Interruptible - College_New_Space Heating_Natural Gas_Destratification Fans (HVLS)_A_Achievable Economic UCT Potential | F1 | Commercial | Interruptible - College | New | Space Heating | Natural Gas | Destratification Fans (HVLS) | A | Integrated Unit Energy Savings (kWh or therms) | Achievable Economic UCT Potential | 0 | 0 | 0 | 0 | 0 | 0 | 0 | 0 | 0 | 0 | 0 | 0 | 0 | 0 | 0 | 0 | 0 | 0 | 0 | 0 | 0 | 0 | 0 | 0 | 0 | 0 | 0
F2_Commercial_Interruptible - College_New_Space Heating_Natural Gas_Destratification Fans (HVLS)_A_Achievable Economic UCT Potential | F2 | Commercial | Interruptible - College | New | Space Heating | Natural Gas | Destratification Fans (HVLS) | A | Integrated Unit Summer Peak Savings (kW) | Achievable Economic UCT Potential | 0 | 0 | 0 | 0 | 0 | 0 | 0 | 0 | 0 | 0 | 0 | 0 | 0 | 0 | 0 | 0 | 0 | 0 | 0 | 0 | 0 | 0 | 0 | 0 | 0 | 0 | 0
F3_Commercial_Interruptible - College_New_Space Heating_Natural Gas_Destratification Fans (HVLS)_A_Achievable Economic UCT Potential | F3 | Commercial | Interruptible - College | New | Space Heating | Natural Gas | Destratification Fans (HVLS) | A | Integrated Unit Winter Peak Savings (kW) | Achievable Economic UCT Potential | 0 | 0 | 0 | 0 | 0 | 0 | 0 | 0 | 0 | 0 | 0 | 0 | 0 | 0 | 0 | 0 | 0 | 0 | 0 | 0 | 0 | 0 | 0 | 0 | 0 | 0 | 0
F4_Commercial_Interruptible - College_New_Space Heating_Natural Gas_Destratification Fans (HVLS)_A_Achievable Economic UCT Potential | F4 | Commercial | Interruptible - College | New | Space Heating | Natural Gas | Destratification Fans (HVLS) | A | Incremental Energy Savings (MWh or mTherms) | Achievable Economic UCT Potential | 0 | 0 | 0 | 0 | 0 | 0 | 0 | 0 | 0 | 0 | 0 | 0 | 0 | 0 | 0 | 0 | 0 | 0 | 0 | 0 | 0 | 0 | 0 | 0 | 0 | 0 | 0
F5_Commercial_Interruptible - College_New_Space Heating_Natural Gas_Destratification Fans (HVLS)_A_Achievable Economic UCT Potential | F5 | Commercial | Interruptible - College | New | Space Heating | Natural Gas | Destratification Fans (HVLS) | A | Incremental Summer Peak Savings (MW) | Achievable Economic UCT Potential | 0 | 0 | 0 | 0 | 0 | 0 | 0 | 0 | 0 | 0 | 0 | 0 | 0 | 0 | 0 | 0 | 0 | 0 | 0 | 0 | 0 | 0 | 0 | 0 | 0 | 0 | 0
F6_Commercial_Interruptible - College_New_Space Heating_Natural Gas_Destratification Fans (HVLS)_A_Achievable Economic UCT Potential | F6 | Commercial | Interruptible - College | New | Space Heating | Natural Gas | Destratification Fans (HVLS) | A | Incremental Winter Peak Savings (MW) | Achievable Economic UCT Potential | 0 | 0 | 0 | 0 | 0 | 0 | 0 | 0 | 0 | 0 | 0 | 0 | 0 | 0 | 0 | 0 | 0 | 0 | 0 | 0 | 0 | 0 | 0 | 0 | 0 | 0 | 0
F7_Commercial_Interruptible - College_New_Space Heating_Natural Gas_Destratification Fans (HVLS)_A_Achievable Economic UCT Potential | F7 | Commercial | Interruptible - College | New | Space Heating | Natural Gas | Destratification Fans (HVLS) | A | Cumulative Energy Savings (MWh or mTherms) | Achievable Economic UCT Potential | 0 | 0 | 0 | 0 | 0 | 0 | 0 | 0 | 0 | 0 | 0 | 0 | 0 | 0 | 0 | 0 | 0 | 0 | 0 | 0 | 0 | 0 | 0 | 0 | 0 | 0 | 0
F8_Commercial_Interruptible - College_New_Space Heating_Natural Gas_Destratification Fans (HVLS)_A_Achievable Economic UCT Potential | F8 | Commercial | Interruptible - College | New | Space Heating | Natural Gas | Destratification Fans (HVLS) | A | Cumulative Summer Peak Savings (MW) | Achievable Economic UCT Potential | 0 | 0 | 0 | 0 | 0 | 0 | 0 | 0 | 0 | 0 | 0 | 0 | 0 | 0 | 0 | 0 | 0 | 0 | 0 | 0 | 0 | 0 | 0 | 0 | 0 | 0 | 0
F9_Commercial_Interruptible - College_New_Space Heating_Natural Gas_Destratification Fans (HVLS)_A_Achievable Economic UCT Potential | F9 | Commercial | Interruptible - College | New | Space Heating | Natural Gas | Destratification Fans (HVLS) | A | Cumulative Winter Peak Savings (MW) | Achievable Economic UCT Potential | 0 | 0 | 0 | 0 | 0 | 0 | 0 | 0 | 0 | 0 | 0 | 0 | 0 | 0 | 0 | 0 | 0 | 0 | 0 | 0 | 0 | 0 | 0 | 0 | 0 | 0 | 0
F10_Commercial_Interruptible - College_New_Space Heating_Natural Gas_Destratification Fans (HVLS)_A_Achievable Economic UCT Potential | F10 | Commercial | Interruptible - College | New | Space Heating | Natural Gas | Destratification Fans (HVLS) | A | Purchases (Incremental) | Achievable Economic UCT Potential | 0 | 0 | 0 | 0 | 0 | 0 | 0 | 0 | 0 | 0 | 0 | 0 | 0 | 0 | 0 | 0 | 0 | 0 | 0 | 0 | 0 | 0 | 0 | 0 | 0 | 0 | 0
F11_Commercial_Interruptible - College_New_Space Heating_Natural Gas_Destratification Fans (HVLS)_A_Achievable Economic UCT Potential | F11 | Commercial | Interruptible - College | New | Space Heating | Natural Gas | Destratification Fans (HVLS) | A | Purchases (Cumulative) | Achievable Economic UCT Potential | 0 | 0 | 0 | 0 | 0 | 0 | 0 | 0 | 0 | 0 | 0 | 0 | 0 | 0 | 0 | 0 | 0 | 0 | 0 | 0 | 0 | 0 | 0 | 0 | 0 | 0 | 0
F1_Commercial_Interruptible - College_New_Space Heating_Natural Gas_Gas Boiler - Maintenance_A_Achievable Economic UCT Potential | F1 | Commercial | Interruptible - College | New | Space Heating | Natural Gas | Gas Boiler - Maintenance | A | Integrated Unit Energy Savings (kWh or therms) | Achievable Economic UCT Potential | 0 | 0 | 0 | 0 | 0 | 0 | 0 | 0 | 0 | 0 | 0 | 0 | 0 | 0 | 0 | 0 | 0 | 0 | 0 | 0 | 0 | 0 | 0 | 0 | 0 | 0 | 0
F2_Commercial_Interruptible - College_New_Space Heating_Natural Gas_Gas Boiler - Maintenance_A_Achievable Economic UCT Potential | F2 | Commercial | Interruptible - College | New | Space Heating | Natural Gas | Gas Boiler - Maintenance | A | Integrated Unit Summer Peak Savings (kW) | Achievable Economic UCT Potential | 0 | 0 | 0 | 0 | 0 | 0 | 0 | 0 | 0 | 0 | 0 | 0 | 0 | 0 | 0 | 0 | 0 | 0 | 0 | 0 | 0 | 0 | 0 | 0 | 0 | 0 | 0
F3_Commercial_Interruptible - College_New_Space Heating_Natural Gas_Gas Boiler - Maintenance_A_Achievable Economic UCT Potential | F3 | Commercial | Interruptible - College | New | Space Heating | Natural Gas | Gas Boiler - Maintenance | A | Integrated Unit Winter Peak Savings (kW) | Achievable Economic UCT Potential | 0 | 0 | 0 | 0 | 0 | 0 | 0 | 0 | 0 | 0 | 0 | 0 | 0 | 0 | 0 | 0 | 0 | 0 | 0 | 0 | 0 | 0 | 0 | 0 | 0 | 0 | 0
F4_Commercial_Interruptible - College_New_Space Heating_Natural Gas_Gas Boiler - Maintenance_A_Achievable Economic UCT Potential | F4 | Commercial | Interruptible - College | New | Space Heating | Natural Gas | Gas Boiler - Maintenance | A | Incremental Energy Savings (MWh or mTherms) | Achievable Economic UCT Potential | 0 | 0 | 0 | 0 | 0 | 0 | 0 | 0 | 0 | 0 | 0 | 0 | 0 | 0 | 0 | 0 | 0 | 0 | 0 | 0 | 0 | 0 | 0 | 0 | 0 | 0 | 0
F5_Commercial_Interruptible - College_New_Space Heating_Natural Gas_Gas Boiler - Maintenance_A_Achievable Economic UCT Potential | F5 | Commercial | Interruptible - College | New | Space Heating | Natural Gas | Gas Boiler - Maintenance | A | Incremental Summer Peak Savings (MW) | Achievable Economic UCT Potential | 0 | 0 | 0 | 0 | 0 | 0 | 0 | 0 | 0 | 0 | 0 | 0 | 0 | 0 | 0 | 0 | 0 | 0 | 0 | 0 | 0 | 0 | 0 | 0 | 0 | 0 | 0
F6_Commercial_Interruptible - College_New_Space Heating_Natural Gas_Gas Boiler - Maintenance_A_Achievable Economic UCT Potential | F6 | Commercial | Interruptible - College | New | Space Heating | Natural Gas | Gas Boiler - Maintenance | A | Incremental Winter Peak Savings (MW) | Achievable Economic UCT Potential | 0 | 0 | 0 | 0 | 0 | 0 | 0 | 0 | 0 | 0 | 0 | 0 | 0 | 0 | 0 | 0 | 0 | 0 | 0 | 0 | 0 | 0 | 0 | 0 | 0 | 0 | 0
F7_Commercial_Interruptible - College_New_Space Heating_Natural Gas_Gas Boiler - Maintenance_A_Achievable Economic UCT Potential | F7 | Commercial | Interruptible - College | New | Space Heating | Natural Gas | Gas Boiler - Maintenance | A | Cumulative Energy Savings (MWh or mTherms) | Achievable Economic UCT Potential | 0 | 0 | 0 | 0 | 0 | 0 | 0 | 0 | 0 | 0 | 0 | 0 | 0 | 0 | 0 | 0 | 0 | 0 | 0 | 0 | 0 | 0 | 0 | 0 | 0 | 0 | 0
F8_Commercial_Interruptible - College_New_Space Heating_Natural Gas_Gas Boiler - Maintenance_A_Achievable Economic UCT Potential | F8 | Commercial | Interruptible - College | New | Space Heating | Natural Gas | Gas Boiler - Maintenance | A | Cumulative Summer Peak Savings (MW) | Achievable Economic UCT Potential | 0 | 0 | 0 | 0 | 0 | 0 | 0 | 0 | 0 | 0 | 0 | 0 | 0 | 0 | 0 | 0 | 0 | 0 | 0 | 0 | 0 | 0 | 0 | 0 | 0 | 0 | 0
F9_Commercial_Interruptible - College_New_Space Heating_Natural Gas_Gas Boiler - Maintenance_A_Achievable Economic UCT Potential | F9 | Commercial | Interruptible - College | New | Space Heating | Natural Gas | Gas Boiler - Maintenance | A | Cumulative Winter Peak Savings (MW) | Achievable Economic UCT Potential | 0 | 0 | 0 | 0 | 0 | 0 | 0 | 0 | 0 | 0 | 0 | 0 | 0 | 0 | 0 | 0 | 0 | 0 | 0 | 0 | 0 | 0 | 0 | 0 | 0 | 0 | 0
F10_Commercial_Interruptible - College_New_Space Heating_Natural Gas_Gas Boiler - Maintenance_A_Achievable Economic UCT Potential | F10 | Commercial | Interruptible - College | New | Space Heating | Natural Gas | Gas Boiler - Maintenance | A | Purchases (Incremental) | Achievable Economic UCT Potential | 0 | 0 | 0 | 0 | 0 | 0 | 0 | 0 | 0 | 0 | 0 | 0 | 0 | 0 | 0 | 0 | 0 | 0 | 0 | 0 | 0 | 0 | 0 | 0 | 0 | 0 | 0
F11_Commercial_Interruptible - College_New_Space Heating_Natural Gas_Gas Boiler - Maintenance_A_Achievable Economic UCT Potential | F11 | Commercial | Interruptible - College | New | Space Heating | Natural Gas | Gas Boiler - Maintenance | A | Purchases (Cumulative) | Achievable Economic UCT Potential | 0 | 0 | 0 | 0 | 0 | 0 | 0 | 0 | 0 | 0 | 0 | 0 | 0 | 0 | 0 | 0 | 0 | 0 | 0 | 0 | 0 | 0 | 0 | 0 | 0 | 0 | 0
F1_Commercial_Interruptible - College_New_Space Heating_Natural Gas_Gas Furnace - Maintenance_A_Achievable Economic UCT Potential | F1 | Commercial | Interruptible - College | New | Space Heating | Natural Gas | Gas Furnace - Maintenance | A | Integrated Unit Energy Savings (kWh or therms) | Achievable Economic UCT Potential | 0 | 0 | 0 | 0 | 0 | 0 | 0 | 0 | 0 | 0 | 0 | 0 | 0 | 0 | 0 | 0 | 0 | 0 | 0 | 0 | 0 | 0 | 0 | 0 | 0 | 0 | 0
F2_Commercial_Interruptible - College_New_Space Heating_Natural Gas_Gas Furnace - Maintenance_A_Achievable Economic UCT Potential | F2 | Commercial | Interruptible - College | New | Space Heating | Natural Gas | Gas Furnace - Maintenance | A | Integrated Unit Summer Peak Savings (kW) | Achievable Economic UCT Potential | 0 | 0 | 0 | 0 | 0 | 0 | 0 | 0 | 0 | 0 | 0 | 0 | 0 | 0 | 0 | 0 | 0 | 0 | 0 | 0 | 0 | 0 | 0 | 0 | 0 | 0 | 0
F3_Commercial_Interruptible - College_New_Space Heating_Natural Gas_Gas Furnace - Maintenance_A_Achievable Economic UCT Potential | F3 | Commercial | Interruptible - College | New | Space Heating | Natural Gas | Gas Furnace - Maintenance | A | Integrated Unit Winter Peak Savings (kW) | Achievable Economic UCT Potential | 0 | 0 | 0 | 0 | 0 | 0 | 0 | 0 | 0 | 0 | 0 | 0 | 0 | 0 | 0 | 0 | 0 | 0 | 0 | 0 | 0 | 0 | 0 | 0 | 0 | 0 | 0
F4_Commercial_Interruptible - College_New_Space Heating_Natural Gas_Gas Furnace - Maintenance_A_Achievable Economic UCT Potential | F4 | Commercial | Interruptible - College | New | Space Heating | Natural Gas | Gas Furnace - Maintenance | A | Incremental Energy Savings (MWh or mTherms) | Achievable Economic UCT Potential | 0 | 0 | 0 | 0 | 0 | 0 | 0 | 0 | 0 | 0 | 0 | 0 | 0 | 0 | 0 | 0 | 0 | 0 | 0 | 0 | 0 | 0 | 0 | 0 | 0 | 0 | 0
F5_Commercial_Interruptible - College_New_Space Heating_Natural Gas_Gas Furnace - Maintenance_A_Achievable Economic UCT Potential | F5 | Commercial | Interruptible - College | New | Space Heating | Natural Gas | Gas Furnace - Maintenance | A | Incremental Summer Peak Savings (MW) | Achievable Economic UCT Potential | 0 | 0 | 0 | 0 | 0 | 0 | 0 | 0 | 0 | 0 | 0 | 0 | 0 | 0 | 0 | 0 | 0 | 0 | 0 | 0 | 0 | 0 | 0 | 0 | 0 | 0 | 0
F6_Commercial_Interruptible - College_New_Space Heating_Natural Gas_Gas Furnace - Maintenance_A_Achievable Economic UCT Potential | F6 | Commercial | Interruptible - College | New | Space Heating | Natural Gas | Gas Furnace - Maintenance | A | Incremental Winter Peak Savings (MW) | Achievable Economic UCT Potential | 0 | 0 | 0 | 0 | 0 | 0 | 0 | 0 | 0 | 0 | 0 | 0 | 0 | 0 | 0 | 0 | 0 | 0 | 0 | 0 | 0 | 0 | 0 | 0 | 0 | 0 | 0
F7_Commercial_Interruptible - College_New_Space Heating_Natural Gas_Gas Furnace - Maintenance_A_Achievable Economic UCT Potential | F7 | Commercial | Interruptible - College | New | Space Heating | Natural Gas | Gas Furnace - Maintenance | A | Cumulative Energy Savings (MWh or mTherms) | Achievable Economic UCT Potential | 0 | 0 | 0 | 0 | 0 | 0 | 0 | 0 | 0 | 0 | 0 | 0 | 0 | 0 | 0 | 0 | 0 | 0 | 0 | 0 | 0 | 0 | 0 | 0 | 0 | 0 | 0
F8_Commercial_Interruptible - College_New_Space Heating_Natural Gas_Gas Furnace - Maintenance_A_Achievable Economic UCT Potential | F8 | Commercial | Interruptible - College | New | Space Heating | Natural Gas | Gas Furnace - Maintenance | A | Cumulative Summer Peak Savings (MW) | Achievable Economic UCT Potential | 0 | 0 | 0 | 0 | 0 | 0 | 0 | 0 | 0 | 0 | 0 | 0 | 0 | 0 | 0 | 0 | 0 | 0 | 0 | 0 | 0 | 0 | 0 | 0 | 0 | 0 | 0
F9_Commercial_Interruptible - College_New_Space Heating_Natural Gas_Gas Furnace - Maintenance_A_Achievable Economic UCT Potential | F9 | Commercial | Interruptible - College | New | Space Heating | Natural Gas | Gas Furnace - Maintenance | A | Cumulative Winter Peak Savings (MW) | Achievable Economic UCT Potential | 0 | 0 | 0 | 0 | 0 | 0 | 0 | 0 | 0 | 0 | 0 | 0 | 0 | 0 | 0 | 0 | 0 | 0 | 0 | 0 | 0 | 0 | 0 | 0 | 0 | 0 | 0
F10_Commercial_Interruptible - College_New_Space Heating_Natural Gas_Gas Furnace - Maintenance_A_Achievable Economic UCT Potential | F10 | Commercial | Interruptible - College | New | Space Heating | Natural Gas | Gas Furnace - Maintenance | A | Purchases (Incremental) | Achievable Economic UCT Potential | 0 | 0 | 0 | 0 | 0 | 0 | 0 | 0 | 0 | 0 | 0 | 0 | 0 | 0 | 0 | 0 | 0 | 0 | 0 | 0 | 0 | 0 | 0 | 0 | 0 | 0 | 0
F11_Commercial_Interruptible - College_New_Space Heating_Natural Gas_Gas Furnace - Maintenance_A_Achievable Economic UCT Potential | F11 | Commercial | Interruptible - College | New | Space Heating | Natural Gas | Gas Furnace - Maintenance | A | Purchases (Cumulative) | Achievable Economic UCT Potential | 0 | 0 | 0 | 0 | 0 | 0 | 0 | 0 | 0 | 0 | 0 | 0 | 0 | 0 | 0 | 0 | 0 | 0 | 0 | 0 | 0 | 0 | 0 | 0 | 0 | 0 | 0
F1_Commercial_Interruptible - College_New_Space Heating_Natural Gas_Gas Boiler - Hot Water Reset_A_Achievable Economic UCT Potential | F1 | Commercial | Interruptible - College | New | Space Heating | Natural Gas | Gas Boiler - Hot Water Reset | A | Integrated Unit Energy Savings (kWh or therms) | Achievable Economic UCT Potential | 0 | 0 | 0 | 0 | 0 | 0 | 0 | 0 | 0 | 0 | 0 | 0 | 0 | 0 | 0 | 0 | 0 | 0 | 0 | 0 | 0 | 0 | 0 | 0 | 0 | 0 | 0
F2_Commercial_Interruptible - College_New_Space Heating_Natural Gas_Gas Boiler - Hot Water Reset_A_Achievable Economic UCT Potential | F2 | Commercial | Interruptible - College | New | Space Heating | Natural Gas | Gas Boiler - Hot Water Reset | A | Integrated Unit Summer Peak Savings (kW) | Achievable Economic UCT Potential | 0 | 0 | 0 | 0 | 0 | 0 | 0 | 0 | 0 | 0 | 0 | 0 | 0 | 0 | 0 | 0 | 0 | 0 | 0 | 0 | 0 | 0 | 0 | 0 | 0 | 0 | 0
F3_Commercial_Interruptible - College_New_Space Heating_Natural Gas_Gas Boiler - Hot Water Reset_A_Achievable Economic UCT Potential | F3 | Commercial | Interruptible - College | New | Space Heating | Natural Gas | Gas Boiler - Hot Water Reset | A | Integrated Unit Winter Peak Savings (kW) | Achievable Economic UCT Potential | 0 | 0 | 0 | 0 | 0 | 0 | 0 | 0 | 0 | 0 | 0 | 0 | 0 | 0 | 0 | 0 | 0 | 0 | 0 | 0 | 0 | 0 | 0 | 0 | 0 | 0 | 0
F4_Commercial_Interruptible - College_New_Space Heating_Natural Gas_Gas Boiler - Hot Water Reset_A_Achievable Economic UCT Potential | F4 | Commercial | Interruptible - College | New | Space Heating | Natural Gas | Gas Boiler - Hot Water Reset | A | Incremental Energy Savings (MWh or mTherms) | Achievable Economic UCT Potential | 0 | 0 | 0 | 0 | 0 | 0 | 0 | 0 | 0 | 0 | 0 | 0 | 0 | 0 | 0 | 0 | 0 | 0 | 0 | 0 | 0 | 0 | 0 | 0 | 0 | 0 | 0
F5_Commercial_Interruptible - College_New_Space Heating_Natural Gas_Gas Boiler - Hot Water Reset_A_Achievable Economic UCT Potential | F5 | Commercial | Interruptible - College | New | Space Heating | Natural Gas | Gas Boiler - Hot Water Reset | A | Incremental Summer Peak Savings (MW) | Achievable Economic UCT Potential | 0 | 0 | 0 | 0 | 0 | 0 | 0 | 0 | 0 | 0 | 0 | 0 | 0 | 0 | 0 | 0 | 0 | 0 | 0 | 0 | 0 | 0 | 0 | 0 | 0 | 0 | 0
F6_Commercial_Interruptible - College_New_Space Heating_Natural Gas_Gas Boiler - Hot Water Reset_A_Achievable Economic UCT Potential | F6 | Commercial | Interruptible - College | New | Space Heating | Natural Gas | Gas Boiler - Hot Water Reset | A | Incremental Winter Peak Savings (MW) | Achievable Economic UCT Potential | 0 | 0 | 0 | 0 | 0 | 0 | 0 | 0 | 0 | 0 | 0 | 0 | 0 | 0 | 0 | 0 | 0 | 0 | 0 | 0 | 0 | 0 | 0 | 0 | 0 | 0 | 0
F7_Commercial_Interruptible - College_New_Space Heating_Natural Gas_Gas Boiler - Hot Water Reset_A_Achievable Economic UCT Potential | F7 | Commercial | Interruptible - College | New | Space Heating | Natural Gas | Gas Boiler - Hot Water Reset | A | Cumulative Energy Savings (MWh or mTherms) | Achievable Economic UCT Potential | 0 | 0 | 0 | 0 | 0 | 0 | 0 | 0 | 0 | 0 | 0 | 0 | 0 | 0 | 0 | 0 | 0 | 0 | 0 | 0 | 0 | 0 | 0 | 0 | 0 | 0 | 0
F8_Commercial_Interruptible - College_New_Space Heating_Natural Gas_Gas Boiler - Hot Water Reset_A_Achievable Economic UCT Potential | F8 | Commercial | Interruptible - College | New | Space Heating | Natural Gas | Gas Boiler - Hot Water Reset | A | Cumulative Summer Peak Savings (MW) | Achievable Economic UCT Potential | 0 | 0 | 0 | 0 | 0 | 0 | 0 | 0 | 0 | 0 | 0 | 0 | 0 | 0 | 0 | 0 | 0 | 0 | 0 | 0 | 0 | 0 | 0 | 0 | 0 | 0 | 0
F9_Commercial_Interruptible - College_New_Space Heating_Natural Gas_Gas Boiler - Hot Water Reset_A_Achievable Economic UCT Potential | F9 | Commercial | Interruptible - College | New | Space Heating | Natural Gas | Gas Boiler - Hot Water Reset | A | Cumulative Winter Peak Savings (MW) | Achievable Economic UCT Potential | 0 | 0 | 0 | 0 | 0 | 0 | 0 | 0 | 0 | 0 | 0 | 0 | 0 | 0 | 0 | 0 | 0 | 0 | 0 | 0 | 0 | 0 | 0 | 0 | 0 | 0 | 0
F10_Commercial_Interruptible - College_New_Space Heating_Natural Gas_Gas Boiler - Hot Water Reset_A_Achievable Economic UCT Potential | F10 | Commercial | Interruptible - College | New | Space Heating | Natural Gas | Gas Boiler - Hot Water Reset | A | Purchases (Incremental) | Achievable Economic UCT Potential | 0 | 0 | 0 | 0 | 0 | 0 | 0 | 0 | 0 | 0 | 0 | 0 | 0 | 0 | 0 | 0 | 0 | 0 | 0 | 0 | 0 | 0 | 0 | 0 | 0 | 0 | 0
F11_Commercial_Interruptible - College_New_Space Heating_Natural Gas_Gas Boiler - Hot Water Reset_A_Achievable Economic UCT Potential | F11 | Commercial | Interruptible - College | New | Space Heating | Natural Gas | Gas Boiler - Hot Water Reset | A | Purchases (Cumulative) | Achievable Economic UCT Potential | 0 | 0 | 0 | 0 | 0 | 0 | 0 | 0 | 0 | 0 | 0 | 0 | 0 | 0 | 0 | 0 | 0 | 0 | 0 | 0 | 0 | 0 | 0 | 0 | 0 | 0 | 0
F1_Commercial_Interruptible - College_New_Space Heating_Natural Gas_Gas Boiler - Steam Trap Replacement_A_Achievable Economic UCT Potential | F1 | Commercial | Interruptible - College | New | Space Heating | Natural Gas | Gas Boiler - Steam Trap Replacement | A | Integrated Unit Energy Savings (kWh or therms) | Achievable Economic UCT Potential | 0 | 0 | 0 | 0 | 0 | 0 | 0 | 0 | 0 | 0 | 0 | 0 | 0 | 0 | 0 | 0 | 0 | 0 | 0 | 0 | 0 | 0 | 0 | 0 | 0 | 0 | 0
F2_Commercial_Interruptible - College_New_Space Heating_Natural Gas_Gas Boiler - Steam Trap Replacement_A_Achievable Economic UCT Potential | F2 | Commercial | Interruptible - College | New | Space Heating | Natural Gas | Gas Boiler - Steam Trap Replacement | A | Integrated Unit Summer Peak Savings (kW) | Achievable Economic UCT Potential | 0 | 0 | 0 | 0 | 0 | 0 | 0 | 0 | 0 | 0 | 0 | 0 | 0 | 0 | 0 | 0 | 0 | 0 | 0 | 0 | 0 | 0 | 0 | 0 | 0 | 0 | 0
F3_Commercial_Interruptible - College_New_Space Heating_Natural Gas_Gas Boiler - Steam Trap Replacement_A_Achievable Economic UCT Potential | F3 | Commercial | Interruptible - College | New | Space Heating | Natural Gas | Gas Boiler - Steam Trap Replacement | A | Integrated Unit Winter Peak Savings (kW) | Achievable Economic UCT Potential | 0 | 0 | 0 | 0 | 0 | 0 | 0 | 0 | 0 | 0 | 0 | 0 | 0 | 0 | 0 | 0 | 0 | 0 | 0 | 0 | 0 | 0 | 0 | 0 | 0 | 0 | 0
F4_Commercial_Interruptible - College_New_Space Heating_Natural Gas_Gas Boiler - Steam Trap Replacement_A_Achievable Economic UCT Potential | F4 | Commercial | Interruptible - College | New | Space Heating | Natural Gas | Gas Boiler - Steam Trap Replacement | A | Incremental Energy Savings (MWh or mTherms) | Achievable Economic UCT Potential | 0 | 0 | 0 | 0 | 0 | 0 | 0 | 0 | 0 | 0 | 0 | 0 | 0 | 0 | 0 | 0 | 0 | 0 | 0 | 0 | 0 | 0 | 0 | 0 | 0 | 0 | 0
F5_Commercial_Interruptible - College_New_Space Heating_Natural Gas_Gas Boiler - Steam Trap Replacement_A_Achievable Economic UCT Potential | F5 | Commercial | Interruptible - College | New | Space Heating | Natural Gas | Gas Boiler - Steam Trap Replacement | A | Incremental Summer Peak Savings (MW) | Achievable Economic UCT Potential | 0 | 0 | 0 | 0 | 0 | 0 | 0 | 0 | 0 | 0 | 0 | 0 | 0 | 0 | 0 | 0 | 0 | 0 | 0 | 0 | 0 | 0 | 0 | 0 | 0 | 0 | 0
F6_Commercial_Interruptible - College_New_Space Heating_Natural Gas_Gas Boiler - Steam Trap Replacement_A_Achievable Economic UCT Potential | F6 | Commercial | Interruptible - College | New | Space Heating | Natural Gas | Gas Boiler - Steam Trap Replacement | A | Incremental Winter Peak Savings (MW) | Achievable Economic UCT Potential | 0 | 0 | 0 | 0 | 0 | 0 | 0 | 0 | 0 | 0 | 0 | 0 | 0 | 0 | 0 | 0 | 0 | 0 | 0 | 0 | 0 | 0 | 0 | 0 | 0 | 0 | 0
F7_Commercial_Interruptible - College_New_Space Heating_Natural Gas_Gas Boiler - Steam Trap Replacement_A_Achievable Economic UCT Potential | F7 | Commercial | Interruptible - College | New | Space Heating | Natural Gas | Gas Boiler - Steam Trap Replacement | A | Cumulative Energy Savings (MWh or mTherms) | Achievable Economic UCT Potential | 0 | 0 | 0 | 0 | 0 | 0 | 0 | 0 | 0 | 0 | 0 | 0 | 0 | 0 | 0 | 0 | 0 | 0 | 0 | 0 | 0 | 0 | 0 | 0 | 0 | 0 | 0
F8_Commercial_Interruptible - College_New_Space Heating_Natural Gas_Gas Boiler - Steam Trap Replacement_A_Achievable Economic UCT Potential | F8 | Commercial | Interruptible - College | New | Space Heating | Natural Gas | Gas Boiler - Steam Trap Replacement | A | Cumulative Summer Peak Savings (MW) | Achievable Economic UCT Potential | 0 | 0 | 0 | 0 | 0 | 0 | 0 | 0 | 0 | 0 | 0 | 0 | 0 | 0 | 0 | 0 | 0 | 0 | 0 | 0 | 0 | 0 | 0 | 0 | 0 | 0 | 0
F9_Commercial_Interruptible - College_New_Space Heating_Natural Gas_Gas Boiler - Steam Trap Replacement_A_Achievable Economic UCT Potential | F9 | Commercial | Interruptible - College | New | Space Heating | Natural Gas | Gas Boiler - Steam Trap Replacement | A | Cumulative Winter Peak Savings (MW) | Achievable Economic UCT Potential | 0 | 0 | 0 | 0 | 0 | 0 | 0 | 0 | 0 | 0 | 0 | 0 | 0 | 0 | 0 | 0 | 0 | 0 | 0 | 0 | 0 | 0 | 0 | 0 | 0 | 0 | 0
F10_Commercial_Interruptible - College_New_Space Heating_Natural Gas_Gas Boiler - Steam Trap Replacement_A_Achievable Economic UCT Potential | F10 | Commercial | Interruptible - College | New | Space Heating | Natural Gas | Gas Boiler - Steam Trap Replacement | A | Purchases (Incremental) | Achievable Economic UCT Potential | 0 | 0 | 0 | 0 | 0 | 0 | 0 | 0 | 0 | 0 | 0 | 0 | 0 | 0 | 0 | 0 | 0 | 0 | 0 | 0 | 0 | 0 | 0 | 0 | 0 | 0 | 0
F11_Commercial_Interruptible - College_New_Space Heating_Natural Gas_Gas Boiler - Steam Trap Replacement_A_Achievable Economic UCT Potential | F11 | Commercial | Interruptible - College | New | Space Heating | Natural Gas | Gas Boiler - Steam Trap Replacement | A | Purchases (Cumulative) | Achievable Economic UCT Potential | 0 | 0 | 0 | 0 | 0 | 0 | 0 | 0 | 0 | 0 | 0 | 0 | 0 | 0 | 0 | 0 | 0 | 0 | 0 | 0 | 0 | 0 | 0 | 0 | 0 | 0 | 0
F1_Commercial_Interruptible - College_New_Space Heating_Natural Gas_Gas Boiler - High Turndown Burner_A_Achievable Economic UCT Potential | F1 | Commercial | Interruptible - College | New | Space Heating | Natural Gas | Gas Boiler - High Turndown Burner | A | Integrated Unit Energy Savings (kWh or therms) | Achievable Economic UCT Potential | 0 | 0 | 0 | 0 | 0 | 0 | 0 | 0 | 0 | 0 | 0 | 0 | 0 | 0 | 0 | 0 | 0 | 0 | 0 | 0 | 0 | 0 | 0 | 0 | 0 | 0 | 0
F2_Commercial_Interruptible - College_New_Space Heating_Natural Gas_Gas Boiler - High Turndown Burner_A_Achievable Economic UCT Potential | F2 | Commercial | Interruptible - College | New | Space Heating | Natural Gas | Gas Boiler - High Turndown Burner | A | Integrated Unit Summer Peak Savings (kW) | Achievable Economic UCT Potential | 0 | 0 | 0 | 0 | 0 | 0 | 0 | 0 | 0 | 0 | 0 | 0 | 0 | 0 | 0 | 0 | 0 | 0 | 0 | 0 | 0 | 0 | 0 | 0 | 0 | 0 | 0
F3_Commercial_Interruptible - College_New_Space Heating_Natural Gas_Gas Boiler - High Turndown Burner_A_Achievable Economic UCT Potential | F3 | Commercial | Interruptible - College | New | Space Heating | Natural Gas | Gas Boiler - High Turndown Burner | A | Integrated Unit Winter Peak Savings (kW) | Achievable Economic UCT Potential | 0 | 0 | 0 | 0 | 0 | 0 | 0 | 0 | 0 | 0 | 0 | 0 | 0 | 0 | 0 | 0 | 0 | 0 | 0 | 0 | 0 | 0 | 0 | 0 | 0 | 0 | 0
F4_Commercial_Interruptible - College_New_Space Heating_Natural Gas_Gas Boiler - High Turndown Burner_A_Achievable Economic UCT Potential | F4 | Commercial | Interruptible - College | New | Space Heating | Natural Gas | Gas Boiler - High Turndown Burner | A | Incremental Energy Savings (MWh or mTherms) | Achievable Economic UCT Potential | 0 | 0 | 0 | 0 | 0 | 0 | 0 | 0 | 0 | 0 | 0 | 0 | 0 | 0 | 0 | 0 | 0 | 0 | 0 | 0 | 0 | 0 | 0 | 0 | 0 | 0 | 0
F5_Commercial_Interruptible - College_New_Space Heating_Natural Gas_Gas Boiler - High Turndown Burner_A_Achievable Economic UCT Potential | F5 | Commercial | Interruptible - College | New | Space Heating | Natural Gas | Gas Boiler - High Turndown Burner | A | Incremental Summer Peak Savings (MW) | Achievable Economic UCT Potential | 0 | 0 | 0 | 0 | 0 | 0 | 0 | 0 | 0 | 0 | 0 | 0 | 0 | 0 | 0 | 0 | 0 | 0 | 0 | 0 | 0 | 0 | 0 | 0 | 0 | 0 | 0
F6_Commercial_Interruptible - College_New_Space Heating_Natural Gas_Gas Boiler - High Turndown Burner_A_Achievable Economic UCT Potential | F6 | Commercial | Interruptible - College | New | Space Heating | Natural Gas | Gas Boiler - High Turndown Burner | A | Incremental Winter Peak Savings (MW) | Achievable Economic UCT Potential | 0 | 0 | 0 | 0 | 0 | 0 | 0 | 0 | 0 | 0 | 0 | 0 | 0 | 0 | 0 | 0 | 0 | 0 | 0 | 0 | 0 | 0 | 0 | 0 | 0 | 0 | 0
F7_Commercial_Interruptible - College_New_Space Heating_Natural Gas_Gas Boiler - High Turndown Burner_A_Achievable Economic UCT Potential | F7 | Commercial | Interruptible - College | New | Space Heating | Natural Gas | Gas Boiler - High Turndown Burner | A | Cumulative Energy Savings (MWh or mTherms) | Achievable Economic UCT Potential | 0 | 0 | 0 | 0 | 0 | 0 | 0 | 0 | 0 | 0 | 0 | 0 | 0 | 0 | 0 | 0 | 0 | 0 | 0 | 0 | 0 | 0 | 0 | 0 | 0 | 0 | 0
F8_Commercial_Interruptible - College_New_Space Heating_Natural Gas_Gas Boiler - High Turndown Burner_A_Achievable Economic UCT Potential | F8 | Commercial | Interruptible - College | New | Space Heating | Natural Gas | Gas Boiler - High Turndown Burner | A | Cumulative Summer Peak Savings (MW) | Achievable Economic UCT Potential | 0 | 0 | 0 | 0 | 0 | 0 | 0 | 0 | 0 | 0 | 0 | 0 | 0 | 0 | 0 | 0 | 0 | 0 | 0 | 0 | 0 | 0 | 0 | 0 | 0 | 0 | 0
F9_Commercial_Interruptible - College_New_Space Heating_Natural Gas_Gas Boiler - High Turndown Burner_A_Achievable Economic UCT Potential | F9 | Commercial | Interruptible - College | New | Space Heating | Natural Gas | Gas Boiler - High Turndown Burner | A | Cumulative Winter Peak Savings (MW) | Achievable Economic UCT Potential | 0 | 0 | 0 | 0 | 0 | 0 | 0 | 0 | 0 | 0 | 0 | 0 | 0 | 0 | 0 | 0 | 0 | 0 | 0 | 0 | 0 | 0 | 0 | 0 | 0 | 0 | 0
F10_Commercial_Interruptible - College_New_Space Heating_Natural Gas_Gas Boiler - High Turndown Burner_A_Achievable Economic UCT Potential | F10 | Commercial | Interruptible - College | New | Space Heating | Natural Gas | Gas Boiler - High Turndown Burner | A | Purchases (Incremental) | Achievable Economic UCT Potential | 0 | 0 | 0 | 0 | 0 | 0 | 0 | 0 | 0 | 0 | 0 | 0 | 0 | 0 | 0 | 0 | 0 | 0 | 0 | 0 | 0 | 0 | 0 | 0 | 0 | 0 | 0
F11_Commercial_Interruptible - College_New_Space Heating_Natural Gas_Gas Boiler - High Turndown Burner_A_Achievable Economic UCT Potential | F11 | Commercial | Interruptible - College | New | Space Heating | Natural Gas | Gas Boiler - High Turndown Burner | A | Purchases (Cumulative) | Achievable Economic UCT Potential | 0 | 0 | 0 | 0 | 0 | 0 | 0 | 0 | 0 | 0 | 0 | 0 | 0 | 0 | 0 | 0 | 0 | 0 | 0 | 0 | 0 | 0 | 0 | 0 | 0 | 0 | 0
F1_Commercial_Interruptible - College_New_Space Heating_Natural Gas_Gas Boiler - Burner Control Optimization_A_Achievable Economic UCT Potential | F1 | Commercial | Interruptible - College | New | Space Heating | Natural Gas | Gas Boiler - Burner Control Optimization | A | Integrated Unit Energy Savings (kWh or therms) | Achievable Economic UCT Potential | 0 | 0 | 0 | 0 | 0 | 0 | 0 | 0 | 0 | 0 | 0 | 0 | 0 | 0 | 0 | 0 | 0 | 0 | 0 | 0 | 0 | 0 | 0 | 0 | 0 | 0 | 0
F2_Commercial_Interruptible - College_New_Space Heating_Natural Gas_Gas Boiler - Burner Control Optimization_A_Achievable Economic UCT Potential | F2 | Commercial | Interruptible - College | New | Space Heating | Natural Gas | Gas Boiler - Burner Control Optimization | A | Integrated Unit Summer Peak Savings (kW) | Achievable Economic UCT Potential | 0 | 0 | 0 | 0 | 0 | 0 | 0 | 0 | 0 | 0 | 0 | 0 | 0 | 0 | 0 | 0 | 0 | 0 | 0 | 0 | 0 | 0 | 0 | 0 | 0 | 0 | 0
F3_Commercial_Interruptible - College_New_Space Heating_Natural Gas_Gas Boiler - Burner Control Optimization_A_Achievable Economic UCT Potential | F3 | Commercial | Interruptible - College | New | Space Heating | Natural Gas | Gas Boiler - Burner Control Optimization | A | Integrated Unit Winter Peak Savings (kW) | Achievable Economic UCT Potential | 0 | 0 | 0 | 0 | 0 | 0 | 0 | 0 | 0 | 0 | 0 | 0 | 0 | 0 | 0 | 0 | 0 | 0 | 0 | 0 | 0 | 0 | 0 | 0 | 0 | 0 | 0
F4_Commercial_Interruptible - College_New_Space Heating_Natural Gas_Gas Boiler - Burner Control Optimization_A_Achievable Economic UCT Potential | F4 | Commercial | Interruptible - College | New | Space Heating | Natural Gas | Gas Boiler - Burner Control Optimization | A | Incremental Energy Savings (MWh or mTherms) | Achievable Economic UCT Potential | 0 | 0 | 0 | 0 | 0 | 0 | 0 | 0 | 0 | 0 | 0 | 0 | 0 | 0 | 0 | 0 | 0 | 0 | 0 | 0 | 0 | 0 | 0 | 0 | 0 | 0 | 0
F5_Commercial_Interruptible - College_New_Space Heating_Natural Gas_Gas Boiler - Burner Control Optimization_A_Achievable Economic UCT Potential | F5 | Commercial | Interruptible - College | New | Space Heating | Natural Gas | Gas Boiler - Burner Control Optimization | A | Incremental Summer Peak Savings (MW) | Achievable Economic UCT Potential | 0 | 0 | 0 | 0 | 0 | 0 | 0 | 0 | 0 | 0 | 0 | 0 | 0 | 0 | 0 | 0 | 0 | 0 | 0 | 0 | 0 | 0 | 0 | 0 | 0 | 0 | 0
F6_Commercial_Interruptible - College_New_Space Heating_Natural Gas_Gas Boiler - Burner Control Optimization_A_Achievable Economic UCT Potential | F6 | Commercial | Interruptible - College | New | Space Heating | Natural Gas | Gas Boiler - Burner Control Optimization | A | Incremental Winter Peak Savings (MW) | Achievable Economic UCT Potential | 0 | 0 | 0 | 0 | 0 | 0 | 0 | 0 | 0 | 0 | 0 | 0 | 0 | 0 | 0 | 0 | 0 | 0 | 0 | 0 | 0 | 0 | 0 | 0 | 0 | 0 | 0
F7_Commercial_Interruptible - College_New_Space Heating_Natural Gas_Gas Boiler - Burner Control Optimization_A_Achievable Economic UCT Potential | F7 | Commercial | Interruptible - College | New | Space Heating | Natural Gas | Gas Boiler - Burner Control Optimization | A | Cumulative Energy Savings (MWh or mTherms) | Achievable Economic UCT Potential | 0 | 0 | 0 | 0 | 0 | 0 | 0 | 0 | 0 | 0 | 0 | 0 | 0 | 0 | 0 | 0 | 0 | 0 | 0 | 0 | 0 | 0 | 0 | 0 | 0 | 0 | 0
F8_Commercial_Interruptible - College_New_Space Heating_Natural Gas_Gas Boiler - Burner Control Optimization_A_Achievable Economic UCT Potential | F8 | Commercial | Interruptible - College | New | Space Heating | Natural Gas | Gas Boiler - Burner Control Optimization | A | Cumulative Summer Peak Savings (MW) | Achievable Economic UCT Potential | 0 | 0 | 0 | 0 | 0 | 0 | 0 | 0 | 0 | 0 | 0 | 0 | 0 | 0 | 0 | 0 | 0 | 0 | 0 | 0 | 0 | 0 | 0 | 0 | 0 | 0 | 0
F9_Commercial_Interruptible - College_New_Space Heating_Natural Gas_Gas Boiler - Burner Control Optimization_A_Achievable Economic UCT Potential | F9 | Commercial | Interruptible - College | New | Space Heating | Natural Gas | Gas Boiler - Burner Control Optimization | A | Cumulative Winter Peak Savings (MW) | Achievable Economic UCT Potential | 0 | 0 | 0 | 0 | 0 | 0 | 0 | 0 | 0 | 0 | 0 | 0 | 0 | 0 | 0 | 0 | 0 | 0 | 0 | 0 | 0 | 0 | 0 | 0 | 0 | 0 | 0
F10_Commercial_Interruptible - College_New_Space Heating_Natural Gas_Gas Boiler - Burner Control Optimization_A_Achievable Economic UCT Potential | F10 | Commercial | Interruptible - College | New | Space Heating | Natural Gas | Gas Boiler - Burner Control Optimization | A | Purchases (Incremental) | Achievable Economic UCT Potential | 0 | 0 | 0 | 0 | 0 | 0 | 0 | 0 | 0 | 0 | 0 | 0 | 0 | 0 | 0 | 0 | 0 | 0 | 0 | 0 | 0 | 0 | 0 | 0 | 0 | 0 | 0
F11_Commercial_Interruptible - College_New_Space Heating_Natural Gas_Gas Boiler - Burner Control Optimization_A_Achievable Economic UCT Potential | F11 | Commercial | Interruptible - College | New | Space Heating | Natural Gas | Gas Boiler - Burner Control Optimization | A | Purchases (Cumulative) | Achievable Economic UCT Potential | 0 | 0 | 0 | 0 | 0 | 0 | 0 | 0 | 0 | 0 | 0 | 0 | 0 | 0 | 0 | 0 | 0 | 0 | 0 | 0 | 0 | 0 | 0 | 0 | 0 | 0 | 0
F1_Commercial_Interruptible - College_New_Space Heating_Natural Gas_Gas Boiler - Stack Economizer_A_Achievable Economic UCT Potential | F1 | Commercial | Interruptible - College | New | Space Heating | Natural Gas | Gas Boiler - Stack Economizer | A | Integrated Unit Energy Savings (kWh or therms) | Achievable Economic UCT Potential | 0 | 0 | 0 | 0 | 0 | 0 | 0 | 0 | 0 | 0 | 0 | 0 | 0 | 0 | 0 | 0 | 0 | 0 | 0 | 0 | 0 | 0 | 0 | 0 | 0 | 0 | 0
F2_Commercial_Interruptible - College_New_Space Heating_Natural Gas_Gas Boiler - Stack Economizer_A_Achievable Economic UCT Potential | F2 | Commercial | Interruptible - College | New | Space Heating | Natural Gas | Gas Boiler - Stack Economizer | A | Integrated Unit Summer Peak Savings (kW) | Achievable Economic UCT Potential | 0 | 0 | 0 | 0 | 0 | 0 | 0 | 0 | 0 | 0 | 0 | 0 | 0 | 0 | 0 | 0 | 0 | 0 | 0 | 0 | 0 | 0 | 0 | 0 | 0 | 0 | 0
F3_Commercial_Interruptible - College_New_Space Heating_Natural Gas_Gas Boiler - Stack Economizer_A_Achievable Economic UCT Potential | F3 | Commercial | Interruptible - College | New | Space Heating | Natural Gas | Gas Boiler - Stack Economizer | A | Integrated Unit Winter Peak Savings (kW) | Achievable Economic UCT Potential | 0 | 0 | 0 | 0 | 0 | 0 | 0 | 0 | 0 | 0 | 0 | 0 | 0 | 0 | 0 | 0 | 0 | 0 | 0 | 0 | 0 | 0 | 0 | 0 | 0 | 0 | 0
F4_Commercial_Interruptible - College_New_Space Heating_Natural Gas_Gas Boiler - Stack Economizer_A_Achievable Economic UCT Potential | F4 | Commercial | Interruptible - College | New | Space Heating | Natural Gas | Gas Boiler - Stack Economizer | A | Incremental Energy Savings (MWh or mTherms) | Achievable Economic UCT Potential | 0 | 0 | 0 | 0 | 0 | 0 | 0 | 0 | 0 | 0 | 0 | 0 | 0 | 0 | 0 | 0 | 0 | 0 | 0 | 0 | 0 | 0 | 0 | 0 | 0 | 0 | 0
F5_Commercial_Interruptible - College_New_Space Heating_Natural Gas_Gas Boiler - Stack Economizer_A_Achievable Economic UCT Potential | F5 | Commercial | Interruptible - College | New | Space Heating | Natural Gas | Gas Boiler - Stack Economizer | A | Incremental Summer Peak Savings (MW) | Achievable Economic UCT Potential | 0 | 0 | 0 | 0 | 0 | 0 | 0 | 0 | 0 | 0 | 0 | 0 | 0 | 0 | 0 | 0 | 0 | 0 | 0 | 0 | 0 | 0 | 0 | 0 | 0 | 0 | 0
F6_Commercial_Interruptible - College_New_Space Heating_Natural Gas_Gas Boiler - Stack Economizer_A_Achievable Economic UCT Potential | F6 | Commercial | Interruptible - College | New | Space Heating | Natural Gas | Gas Boiler - Stack Economizer | A | Incremental Winter Peak Savings (MW) | Achievable Economic UCT Potential | 0 | 0 | 0 | 0 | 0 | 0 | 0 | 0 | 0 | 0 | 0 | 0 | 0 | 0 | 0 | 0 | 0 | 0 | 0 | 0 | 0 | 0 | 0 | 0 | 0 | 0 | 0
F7_Commercial_Interruptible - College_New_Space Heating_Natural Gas_Gas Boiler - Stack Economizer_A_Achievable Economic UCT Potential | F7 | Commercial | Interruptible - College | New | Space Heating | Natural Gas | Gas Boiler - Stack Economizer | A | Cumulative Energy Savings (MWh or mTherms) | Achievable Economic UCT Potential | 0 | 0 | 0 | 0 | 0 | 0 | 0 | 0 | 0 | 0 | 0 | 0 | 0 | 0 | 0 | 0 | 0 | 0 | 0 | 0 | 0 | 0 | 0 | 0 | 0 | 0 | 0
F8_Commercial_Interruptible - College_New_Space Heating_Natural Gas_Gas Boiler - Stack Economizer_A_Achievable Economic UCT Potential | F8 | Commercial | Interruptible - College | New | Space Heating | Natural Gas | Gas Boiler - Stack Economizer | A | Cumulative Summer Peak Savings (MW) | Achievable Economic UCT Potential | 0 | 0 | 0 | 0 | 0 | 0 | 0 | 0 | 0 | 0 | 0 | 0 | 0 | 0 | 0 | 0 | 0 | 0 | 0 | 0 | 0 | 0 | 0 | 0 | 0 | 0 | 0
F9_Commercial_Interruptible - College_New_Space Heating_Natural Gas_Gas Boiler - Stack Economizer_A_Achievable Economic UCT Potential | F9 | Commercial | Interruptible - College | New | Space Heating | Natural Gas | Gas Boiler - Stack Economizer | A | Cumulative Winter Peak Savings (MW) | Achievable Economic UCT Potential | 0 | 0 | 0 | 0 | 0 | 0 | 0 | 0 | 0 | 0 | 0 | 0 | 0 | 0 | 0 | 0 | 0 | 0 | 0 | 0 | 0 | 0 | 0 | 0 | 0 | 0 | 0
F10_Commercial_Interruptible - College_New_Space Heating_Natural Gas_Gas Boiler - Stack Economizer_A_Achievable Economic UCT Potential | F10 | Commercial | Interruptible - College | New | Space Heating | Natural Gas | Gas Boiler - Stack Economizer | A | Purchases (Incremental) | Achievable Economic UCT Potential | 0 | 0 | 0 | 0 | 0 | 0 | 0 | 0 | 0 | 0 | 0 | 0 | 0 | 0 | 0 | 0 | 0 | 0 | 0 | 0 | 0 | 0 | 0 | 0 | 0 | 0 | 0
F11_Commercial_Interruptible - College_New_Space Heating_Natural Gas_Gas Boiler - Stack Economizer_A_Achievable Economic UCT Potential | F11 | Commercial | Interruptible - College | New | Space Heating | Natural Gas | Gas Boiler - Stack Economizer | A | Purchases (Cumulative) | Achievable Economic UCT Potential | 0 | 0 | 0 | 0 | 0 | 0 | 0 | 0 | 0 | 0 | 0 | 0 | 0 | 0 | 0 | 0 | 0 | 0 | 0 | 0 | 0 | 0 | 0 | 0 | 0 | 0 | 0
F1_Commercial_Interruptible - College_New_Space Heating_Natural Gas_Gas Boiler - Thermostatic Radiator Valves_A_Achievable Economic UCT Potential | F1 | Commercial | Interruptible - College | New | Space Heating | Natural Gas | Gas Boiler - Thermostatic Radiator Valves | A | Integrated Unit Energy Savings (kWh or therms) | Achievable Economic UCT Potential | 0 | 0 | 0 | 0 | 0 | 0 | 0 | 0 | 0 | 0 | 0 | 0 | 0 | 0 | 0 | 0 | 0 | 0 | 0 | 0 | 0 | 0 | 0 | 0 | 0 | 0 | 0
F2_Commercial_Interruptible - College_New_Space Heating_Natural Gas_Gas Boiler - Thermostatic Radiator Valves_A_Achievable Economic UCT Potential | F2 | Commercial | Interruptible - College | New | Space Heating | Natural Gas | Gas Boiler - Thermostatic Radiator Valves | A | Integrated Unit Summer Peak Savings (kW) | Achievable Economic UCT Potential | 0 | 0 | 0 | 0 | 0 | 0 | 0 | 0 | 0 | 0 | 0 | 0 | 0 | 0 | 0 | 0 | 0 | 0 | 0 | 0 | 0 | 0 | 0 | 0 | 0 | 0 | 0
F3_Commercial_Interruptible - College_New_Space Heating_Natural Gas_Gas Boiler - Thermostatic Radiator Valves_A_Achievable Economic UCT Potential | F3 | Commercial | Interruptible - College | New | Space Heating | Natural Gas | Gas Boiler - Thermostatic Radiator Valves | A | Integrated Unit Winter Peak Savings (kW) | Achievable Economic UCT Potential | 0 | 0 | 0 | 0 | 0 | 0 | 0 | 0 | 0 | 0 | 0 | 0 | 0 | 0 | 0 | 0 | 0 | 0 | 0 | 0 | 0 | 0 | 0 | 0 | 0 | 0 | 0
F4_Commercial_Interruptible - College_New_Space Heating_Natural Gas_Gas Boiler - Thermostatic Radiator Valves_A_Achievable Economic UCT Potential | F4 | Commercial | Interruptible - College | New | Space Heating | Natural Gas | Gas Boiler - Thermostatic Radiator Valves | A | Incremental Energy Savings (MWh or mTherms) | Achievable Economic UCT Potential | 0 | 0 | 0 | 0 | 0 | 0 | 0 | 0 | 0 | 0 | 0 | 0 | 0 | 0 | 0 | 0 | 0 | 0 | 0 | 0 | 0 | 0 | 0 | 0 | 0 | 0 | 0
F5_Commercial_Interruptible - College_New_Space Heating_Natural Gas_Gas Boiler - Thermostatic Radiator Valves_A_Achievable Economic UCT Potential | F5 | Commercial | Interruptible - College | New | Space Heating | Natural Gas | Gas Boiler - Thermostatic Radiator Valves | A | Incremental Summer Peak Savings (MW) | Achievable Economic UCT Potential | 0 | 0 | 0 | 0 | 0 | 0 | 0 | 0 | 0 | 0 | 0 | 0 | 0 | 0 | 0 | 0 | 0 | 0 | 0 | 0 | 0 | 0 | 0 | 0 | 0 | 0 | 0
F6_Commercial_Interruptible - College_New_Space Heating_Natural Gas_Gas Boiler - Thermostatic Radiator Valves_A_Achievable Economic UCT Potential | F6 | Commercial | Interruptible - College | New | Space Heating | Natural Gas | Gas Boiler - Thermostatic Radiator Valves | A | Incremental Winter Peak Savings (MW) | Achievable Economic UCT Potential | 0 | 0 | 0 | 0 | 0 | 0 | 0 | 0 | 0 | 0 | 0 | 0 | 0 | 0 | 0 | 0 | 0 | 0 | 0 | 0 | 0 | 0 | 0 | 0 | 0 | 0 | 0
F7_Commercial_Interruptible - College_New_Space Heating_Natural Gas_Gas Boiler - Thermostatic Radiator Valves_A_Achievable Economic UCT Potential | F7 | Commercial | Interruptible - College | New | Space Heating | Natural Gas | Gas Boiler - Thermostatic Radiator Valves | A | Cumulative Energy Savings (MWh or mTherms) | Achievable Economic UCT Potential | 0 | 0 | 0 | 0 | 0 | 0 | 0 | 0 | 0 | 0 | 0 | 0 | 0 | 0 | 0 | 0 | 0 | 0 | 0 | 0 | 0 | 0 | 0 | 0 | 0 | 0 | 0
F8_Commercial_Interruptible - College_New_Space Heating_Natural Gas_Gas Boiler - Thermostatic Radiator Valves_A_Achievable Economic UCT Potential | F8 | Commercial | Interruptible - College | New | Space Heating | Natural Gas | Gas Boiler - Thermostatic Radiator Valves | A | Cumulative Summer Peak Savings (MW) | Achievable Economic UCT Potential | 0 | 0 | 0 | 0 | 0 | 0 | 0 | 0 | 0 | 0 | 0 | 0 | 0 | 0 | 0 | 0 | 0 | 0 | 0 | 0 | 0 | 0 | 0 | 0 | 0 | 0 | 0
F9_Commercial_Interruptible - College_New_Space Heating_Natural Gas_Gas Boiler - Thermostatic Radiator Valves_A_Achievable Economic UCT Potential | F9 | Commercial | Interruptible - College | New | Space Heating | Natural Gas | Gas Boiler - Thermostatic Radiator Valves | A | Cumulative Winter Peak Savings (MW) | Achievable Economic UCT Potential | 0 | 0 | 0 | 0 | 0 | 0 | 0 | 0 | 0 | 0 | 0 | 0 | 0 | 0 | 0 | 0 | 0 | 0 | 0 | 0 | 0 | 0 | 0 | 0 | 0 | 0 | 0
F10_Commercial_Interruptible - College_New_Space Heating_Natural Gas_Gas Boiler - Thermostatic Radiator Valves_A_Achievable Economic UCT Potential | F10 | Commercial | Interruptible - College | New | Space Heating | Natural Gas | Gas Boiler - Thermostatic Radiator Valves | A | Purchases (Incremental) | Achievable Economic UCT Potential | 0 | 0 | 0 | 0 | 0 | 0 | 0 | 0 | 0 | 0 | 0 | 0 | 0 | 0 | 0 | 0 | 0 | 0 | 0 | 0 | 0 | 0 | 0 | 0 | 0 | 0 | 0
F11_Commercial_Interruptible - College_New_Space Heating_Natural Gas_Gas Boiler - Thermostatic Radiator Valves_A_Achievable Economic UCT Potential | F11 | Commercial | Interruptible - College | New | Space Heating | Natural Gas | Gas Boiler - Thermostatic Radiator Valves | A | Purchases (Cumulative) | Achievable Economic UCT Potential | 0 | 0 | 0 | 0 | 0 | 0 | 0 | 0 | 0 | 0 | 0 | 0 | 0 | 0 | 0 | 0 | 0 | 0 | 0 | 0 | 0 | 0 | 0 | 0 | 0 | 0 | 0
F1_Commercial_Interruptible - College_New_Space Heating_Natural Gas_HVAC - Shut Off Damper_A_Achievable Economic UCT Potential | F1 | Commercial | Interruptible - College | New | Space Heating | Natural Gas | HVAC - Shut Off Damper | A | Integrated Unit Energy Savings (kWh or therms) | Achievable Economic UCT Potential | 0 | 0 | 0 | 0 | 0 | 0 | 0 | 0 | 0 | 0 | 0 | 0 | 0 | 0 | 0 | 0 | 0 | 0 | 0 | 0 | 0 | 0 | 0 | 0 | 0 | 0 | 0
F2_Commercial_Interruptible - College_New_Space Heating_Natural Gas_HVAC - Shut Off Damper_A_Achievable Economic UCT Potential | F2 | Commercial | Interruptible - College | New | Space Heating | Natural Gas | HVAC - Shut Off Damper | A | Integrated Unit Summer Peak Savings (kW) | Achievable Economic UCT Potential | 0 | 0 | 0 | 0 | 0 | 0 | 0 | 0 | 0 | 0 | 0 | 0 | 0 | 0 | 0 | 0 | 0 | 0 | 0 | 0 | 0 | 0 | 0 | 0 | 0 | 0 | 0
F3_Commercial_Interruptible - College_New_Space Heating_Natural Gas_HVAC - Shut Off Damper_A_Achievable Economic UCT Potential | F3 | Commercial | Interruptible - College | New | Space Heating | Natural Gas | HVAC - Shut Off Damper | A | Integrated Unit Winter Peak Savings (kW) | Achievable Economic UCT Potential | 0 | 0 | 0 | 0 | 0 | 0 | 0 | 0 | 0 | 0 | 0 | 0 | 0 | 0 | 0 | 0 | 0 | 0 | 0 | 0 | 0 | 0 | 0 | 0 | 0 | 0 | 0
F4_Commercial_Interruptible - College_New_Space Heating_Natural Gas_HVAC - Shut Off Damper_A_Achievable Economic UCT Potential | F4 | Commercial | Interruptible - College | New | Space Heating | Natural Gas | HVAC - Shut Off Damper | A | Incremental Energy Savings (MWh or mTherms) | Achievable Economic UCT Potential | 0 | 0 | 0 | 0 | 0 | 0 | 0 | 0 | 0 | 0 | 0 | 0 | 0 | 0 | 0 | 0 | 0 | 0 | 0 | 0 | 0 | 0 | 0 | 0 | 0 | 0 | 0
F5_Commercial_Interruptible - College_New_Space Heating_Natural Gas_HVAC - Shut Off Damper_A_Achievable Economic UCT Potential | F5 | Commercial | Interruptible - College | New | Space Heating | Natural Gas | HVAC - Shut Off Damper | A | Incremental Summer Peak Savings (MW) | Achievable Economic UCT Potential | 0 | 0 | 0 | 0 | 0 | 0 | 0 | 0 | 0 | 0 | 0 | 0 | 0 | 0 | 0 | 0 | 0 | 0 | 0 | 0 | 0 | 0 | 0 | 0 | 0 | 0 | 0
F6_Commercial_Interruptible - College_New_Space Heating_Natural Gas_HVAC - Shut Off Damper_A_Achievable Economic UCT Potential | F6 | Commercial | Interruptible - College | New | Space Heating | Natural Gas | HVAC - Shut Off Damper | A | Incremental Winter Peak Savings (MW) | Achievable Economic UCT Potential | 0 | 0 | 0 | 0 | 0 | 0 | 0 | 0 | 0 | 0 | 0 | 0 | 0 | 0 | 0 | 0 | 0 | 0 | 0 | 0 | 0 | 0 | 0 | 0 | 0 | 0 | 0
F7_Commercial_Interruptible - College_New_Space Heating_Natural Gas_HVAC - Shut Off Damper_A_Achievable Economic UCT Potential | F7 | Commercial | Interruptible - College | New | Space Heating | Natural Gas | HVAC - Shut Off Damper | A | Cumulative Energy Savings (MWh or mTherms) | Achievable Economic UCT Potential | 0 | 0 | 0 | 0 | 0 | 0 | 0 | 0 | 0 | 0 | 0 | 0 | 0 | 0 | 0 | 0 | 0 | 0 | 0 | 0 | 0 | 0 | 0 | 0 | 0 | 0 | 0
F8_Commercial_Interruptible - College_New_Space Heating_Natural Gas_HVAC - Shut Off Damper_A_Achievable Economic UCT Potential | F8 | Commercial | Interruptible - College | New | Space Heating | Natural Gas | HVAC - Shut Off Damper | A | Cumulative Summer Peak Savings (MW) | Achievable Economic UCT Potential | 0 | 0 | 0 | 0 | 0 | 0 | 0 | 0 | 0 | 0 | 0 | 0 | 0 | 0 | 0 | 0 | 0 | 0 | 0 | 0 | 0 | 0 | 0 | 0 | 0 | 0 | 0
F9_Commercial_Interruptible - College_New_Space Heating_Natural Gas_HVAC - Shut Off Damper_A_Achievable Economic UCT Potential | F9 | Commercial | Interruptible - College | New | Space Heating | Natural Gas | HVAC - Shut Off Damper | A | Cumulative Winter Peak Savings (MW) | Achievable Economic UCT Potential | 0 | 0 | 0 | 0 | 0 | 0 | 0 | 0 | 0 | 0 | 0 | 0 | 0 | 0 | 0 | 0 | 0 | 0 | 0 | 0 | 0 | 0 | 0 | 0 | 0 | 0 | 0
F10_Commercial_Interruptible - College_New_Space Heating_Natural Gas_HVAC - Shut Off Damper_A_Achievable Economic UCT Potential | F10 | Commercial | Interruptible - College | New | Space Heating | Natural Gas | HVAC - Shut Off Damper | A | Purchases (Incremental) | Achievable Economic UCT Potential | 0 | 0 | 0 | 0 | 0 | 0 | 0 | 0 | 0 | 0 | 0 | 0 | 0 | 0 | 0 | 0 | 0 | 0 | 0 | 0 | 0 | 0 | 0 | 0 | 0 | 0 | 0
F11_Commercial_Interruptible - College_New_Space Heating_Natural Gas_HVAC - Shut Off Damper_A_Achievable Economic UCT Potential | F11 | Commercial | Interruptible - College | New | Space Heating | Natural Gas | HVAC - Shut Off Damper | A | Purchases (Cumulative) | Achievable Economic UCT Potential | 0 | 0 | 0 | 0 | 0 | 0 | 0 | 0 | 0 | 0 | 0 | 0 | 0 | 0 | 0 | 0 | 0 | 0 | 0 | 0 | 0 | 0 | 0 | 0 | 0 | 0 | 0
F1_Commercial_Interruptible - College_New_Space Heating_Natural Gas_Gas Furnace - Tube Inserts_A_Achievable Economic UCT Potential | F1 | Commercial | Interruptible - College | New | Space Heating | Natural Gas | Gas Furnace - Tube Inserts | A | Integrated Unit Energy Savings (kWh or therms) | Achievable Economic UCT Potential | 0 | 0 | 0 | 0 | 0 | 0 | 0 | 0 | 0 | 0 | 0 | 0 | 0 | 0 | 0 | 0 | 0 | 0 | 0 | 0 | 0 | 0 | 0 | 0 | 0 | 0 | 0
F2_Commercial_Interruptible - College_New_Space Heating_Natural Gas_Gas Furnace - Tube Inserts_A_Achievable Economic UCT Potential | F2 | Commercial | Interruptible - College | New | Space Heating | Natural Gas | Gas Furnace - Tube Inserts | A | Integrated Unit Summer Peak Savings (kW) | Achievable Economic UCT Potential | 0 | 0 | 0 | 0 | 0 | 0 | 0 | 0 | 0 | 0 | 0 | 0 | 0 | 0 | 0 | 0 | 0 | 0 | 0 | 0 | 0 | 0 | 0 | 0 | 0 | 0 | 0
F3_Commercial_Interruptible - College_New_Space Heating_Natural Gas_Gas Furnace - Tube Inserts_A_Achievable Economic UCT Potential | F3 | Commercial | Interruptible - College | New | Space Heating | Natural Gas | Gas Furnace - Tube Inserts | A | Integrated Unit Winter Peak Savings (kW) | Achievable Economic UCT Potential | 0 | 0 | 0 | 0 | 0 | 0 | 0 | 0 | 0 | 0 | 0 | 0 | 0 | 0 | 0 | 0 | 0 | 0 | 0 | 0 | 0 | 0 | 0 | 0 | 0 | 0 | 0
F4_Commercial_Interruptible - College_New_Space Heating_Natural Gas_Gas Furnace - Tube Inserts_A_Achievable Economic UCT Potential | F4 | Commercial | Interruptible - College | New | Space Heating | Natural Gas | Gas Furnace - Tube Inserts | A | Incremental Energy Savings (MWh or mTherms) | Achievable Economic UCT Potential | 0 | 0 | 0 | 0 | 0 | 0 | 0 | 0 | 0 | 0 | 0 | 0 | 0 | 0 | 0 | 0 | 0 | 0 | 0 | 0 | 0 | 0 | 0 | 0 | 0 | 0 | 0
F5_Commercial_Interruptible - College_New_Space Heating_Natural Gas_Gas Furnace - Tube Inserts_A_Achievable Economic UCT Potential | F5 | Commercial | Interruptible - College | New | Space Heating | Natural Gas | Gas Furnace - Tube Inserts | A | Incremental Summer Peak Savings (MW) | Achievable Economic UCT Potential | 0 | 0 | 0 | 0 | 0 | 0 | 0 | 0 | 0 | 0 | 0 | 0 | 0 | 0 | 0 | 0 | 0 | 0 | 0 | 0 | 0 | 0 | 0 | 0 | 0 | 0 | 0
F6_Commercial_Interruptible - College_New_Space Heating_Natural Gas_Gas Furnace - Tube Inserts_A_Achievable Economic UCT Potential | F6 | Commercial | Interruptible - College | New | Space Heating | Natural Gas | Gas Furnace - Tube Inserts | A | Incremental Winter Peak Savings (MW) | Achievable Economic UCT Potential | 0 | 0 | 0 | 0 | 0 | 0 | 0 | 0 | 0 | 0 | 0 | 0 | 0 | 0 | 0 | 0 | 0 | 0 | 0 | 0 | 0 | 0 | 0 | 0 | 0 | 0 | 0
F7_Commercial_Interruptible - College_New_Space Heating_Natural Gas_Gas Furnace - Tube Inserts_A_Achievable Economic UCT Potential | F7 | Commercial | Interruptible - College | New | Space Heating | Natural Gas | Gas Furnace - Tube Inserts | A | Cumulative Energy Savings (MWh or mTherms) | Achievable Economic UCT Potential | 0 | 0 | 0 | 0 | 0 | 0 | 0 | 0 | 0 | 0 | 0 | 0 | 0 | 0 | 0 | 0 | 0 | 0 | 0 | 0 | 0 | 0 | 0 | 0 | 0 | 0 | 0
F8_Commercial_Interruptible - College_New_Space Heating_Natural Gas_Gas Furnace - Tube Inserts_A_Achievable Economic UCT Potential | F8 | Commercial | Interruptible - College | New | Space Heating | Natural Gas | Gas Furnace - Tube Inserts | A | Cumulative Summer Peak Savings (MW) | Achievable Economic UCT Potential | 0 | 0 | 0 | 0 | 0 | 0 | 0 | 0 | 0 | 0 | 0 | 0 | 0 | 0 | 0 | 0 | 0 | 0 | 0 | 0 | 0 | 0 | 0 | 0 | 0 | 0 | 0
F9_Commercial_Interruptible - College_New_Space Heating_Natural Gas_Gas Furnace - Tube Inserts_A_Achievable Economic UCT Potential | F9 | Commercial | Interruptible - College | New | Space Heating | Natural Gas | Gas Furnace - Tube Inserts | A | Cumulative Winter Peak Savings (MW) | Achievable Economic UCT Potential | 0 | 0 | 0 | 0 | 0 | 0 | 0 | 0 | 0 | 0 | 0 | 0 | 0 | 0 | 0 | 0 | 0 | 0 | 0 | 0 | 0 | 0 | 0 | 0 | 0 | 0 | 0
F10_Commercial_Interruptible - College_New_Space Heating_Natural Gas_Gas Furnace - Tube Inserts_A_Achievable Economic UCT Potential | F10 | Commercial | Interruptible - College | New | Space Heating | Natural Gas | Gas Furnace - Tube Inserts | A | Purchases (Incremental) | Achievable Economic UCT Potential | 0 | 0 | 0 | 0 | 0 | 0 | 0 | 0 | 0 | 0 | 0 | 0 | 0 | 0 | 0 | 0 | 0 | 0 | 0 | 0 | 0 | 0 | 0 | 0 | 0 | 0 | 0
F11_Commercial_Interruptible - College_New_Space Heating_Natural Gas_Gas Furnace - Tube Inserts_A_Achievable Economic UCT Potential | F11 | Commercial | Interruptible - College | New | Space Heating | Natural Gas | Gas Furnace - Tube Inserts | A | Purchases (Cumulative) | Achievable Economic UCT Potential | 0 | 0 | 0 | 0 | 0 | 0 | 0 | 0 | 0 | 0 | 0 | 0 | 0 | 0 | 0 | 0 | 0 | 0 | 0 | 0 | 0 | 0 | 0 | 0 | 0 | 0 | 0
F1_Commercial_Interruptible - College_New_Space Heating_Natural Gas_Gas Boiler - Insulate Steam Lines/Condensate Tank_A_Achievable Economic UCT Potential | F1 | Commercial | Interruptible - College | New | Space Heating | Natural Gas | Gas Boiler - Insulate Steam Lines/Condensate Tank | A | Integrated Unit Energy Savings (kWh or therms) | Achievable Economic UCT Potential | 0 | 0 | 0 | 0 | 0 | 0 | 0 | 0 | 0 | 0 | 0 | 0 | 0 | 0 | 0 | 0 | 0 | 0 | 0 | 0 | 0 | 0 | 0 | 0 | 0 | 0 | 0
F2_Commercial_Interruptible - College_New_Space Heating_Natural Gas_Gas Boiler - Insulate Steam Lines/Condensate Tank_A_Achievable Economic UCT Potential | F2 | Commercial | Interruptible - College | New | Space Heating | Natural Gas | Gas Boiler - Insulate Steam Lines/Condensate Tank | A | Integrated Unit Summer Peak Savings (kW) | Achievable Economic UCT Potential | 0 | 0 | 0 | 0 | 0 | 0 | 0 | 0 | 0 | 0 | 0 | 0 | 0 | 0 | 0 | 0 | 0 | 0 | 0 | 0 | 0 | 0 | 0 | 0 | 0 | 0 | 0
F3_Commercial_Interruptible - College_New_Space Heating_Natural Gas_Gas Boiler - Insulate Steam Lines/Condensate Tank_A_Achievable Economic UCT Potential | F3 | Commercial | Interruptible - College | New | Space Heating | Natural Gas | Gas Boiler - Insulate Steam Lines/Condensate Tank | A | Integrated Unit Winter Peak Savings (kW) | Achievable Economic UCT Potential | 0 | 0 | 0 | 0 | 0 | 0 | 0 | 0 | 0 | 0 | 0 | 0 | 0 | 0 | 0 | 0 | 0 | 0 | 0 | 0 | 0 | 0 | 0 | 0 | 0 | 0 | 0
F4_Commercial_Interruptible - College_New_Space Heating_Natural Gas_Gas Boiler - Insulate Steam Lines/Condensate Tank_A_Achievable Economic UCT Potential | F4 | Commercial | Interruptible - College | New | Space Heating | Natural Gas | Gas Boiler - Insulate Steam Lines/Condensate Tank | A | Incremental Energy Savings (MWh or mTherms) | Achievable Economic UCT Potential | 0 | 0 | 0 | 0 | 0 | 0 | 0 | 0 | 0 | 0 | 0 | 0 | 0 | 0 | 0 | 0 | 0 | 0 | 0 | 0 | 0 | 0 | 0 | 0 | 0 | 0 | 0
F5_Commercial_Interruptible - College_New_Space Heating_Natural Gas_Gas Boiler - Insulate Steam Lines/Condensate Tank_A_Achievable Economic UCT Potential | F5 | Commercial | Interruptible - College | New | Space Heating | Natural Gas | Gas Boiler - Insulate Steam Lines/Condensate Tank | A | Incremental Summer Peak Savings (MW) | Achievable Economic UCT Potential | 0 | 0 | 0 | 0 | 0 | 0 | 0 | 0 | 0 | 0 | 0 | 0 | 0 | 0 | 0 | 0 | 0 | 0 | 0 | 0 | 0 | 0 | 0 | 0 | 0 | 0 | 0
F6_Commercial_Interruptible - College_New_Space Heating_Natural Gas_Gas Boiler - Insulate Steam Lines/Condensate Tank_A_Achievable Economic UCT Potential | F6 | Commercial | Interruptible - College | New | Space Heating | Natural Gas | Gas Boiler - Insulate Steam Lines/Condensate Tank | A | Incremental Winter Peak Savings (MW) | Achievable Economic UCT Potential | 0 | 0 | 0 | 0 | 0 | 0 | 0 | 0 | 0 | 0 | 0 | 0 | 0 | 0 | 0 | 0 | 0 | 0 | 0 | 0 | 0 | 0 | 0 | 0 | 0 | 0 | 0
F7_Commercial_Interruptible - College_New_Space Heating_Natural Gas_Gas Boiler - Insulate Steam Lines/Condensate Tank_A_Achievable Economic UCT Potential | F7 | Commercial | Interruptible - College | New | Space Heating | Natural Gas | Gas Boiler - Insulate Steam Lines/Condensate Tank | A | Cumulative Energy Savings (MWh or mTherms) | Achievable Economic UCT Potential | 0 | 0 | 0 | 0 | 0 | 0 | 0 | 0 | 0 | 0 | 0 | 0 | 0 | 0 | 0 | 0 | 0 | 0 | 0 | 0 | 0 | 0 | 0 | 0 | 0 | 0 | 0
F8_Commercial_Interruptible - College_New_Space Heating_Natural Gas_Gas Boiler - Insulate Steam Lines/Condensate Tank_A_Achievable Economic UCT Potential | F8 | Commercial | Interruptible - College | New | Space Heating | Natural Gas | Gas Boiler - Insulate Steam Lines/Condensate Tank | A | Cumulative Summer Peak Savings (MW) | Achievable Economic UCT Potential | 0 | 0 | 0 | 0 | 0 | 0 | 0 | 0 | 0 | 0 | 0 | 0 | 0 | 0 | 0 | 0 | 0 | 0 | 0 | 0 | 0 | 0 | 0 | 0 | 0 | 0 | 0
F9_Commercial_Interruptible - College_New_Space Heating_Natural Gas_Gas Boiler - Insulate Steam Lines/Condensate Tank_A_Achievable Economic UCT Potential | F9 | Commercial | Interruptible - College | New | Space Heating | Natural Gas | Gas Boiler - Insulate Steam Lines/Condensate Tank | A | Cumulative Winter Peak Savings (MW) | Achievable Economic UCT Potential | 0 | 0 | 0 | 0 | 0 | 0 | 0 | 0 | 0 | 0 | 0 | 0 | 0 | 0 | 0 | 0 | 0 | 0 | 0 | 0 | 0 | 0 | 0 | 0 | 0 | 0 | 0
F10_Commercial_Interruptible - College_New_Space Heating_Natural Gas_Gas Boiler - Insulate Steam Lines/Condensate Tank_A_Achievable Economic UCT Potential | F10 | Commercial | Interruptible - College | New | Space Heating | Natural Gas | Gas Boiler - Insulate Steam Lines/Condensate Tank | A | Purchases (Incremental) | Achievable Economic UCT Potential | 0 | 0 | 0 | 0 | 0 | 0 | 0 | 0 | 0 | 0 | 0 | 0 | 0 | 0 | 0 | 0 | 0 | 0 | 0 | 0 | 0 | 0 | 0 | 0 | 0 | 0 | 0
F11_Commercial_Interruptible - College_New_Space Heating_Natural Gas_Gas Boiler - Insulate Steam Lines/Condensate Tank_A_Achievable Economic UCT Potential | F11 | Commercial | Interruptible - College | New | Space Heating | Natural Gas | Gas Boiler - Insulate Steam Lines/Condensate Tank | A | Purchases (Cumulative) | Achievable Economic UCT Potential | 0 | 0 | 0 | 0 | 0 | 0 | 0 | 0 | 0 | 0 | 0 | 0 | 0 | 0 | 0 | 0 | 0 | 0 | 0 | 0 | 0 | 0 | 0 | 0 | 0 | 0 | 0
F1_Commercial_Interruptible - College_New_Space Heating_Natural Gas_Gas Boiler - Insulate Hot Water Lines_A_Achievable Economic UCT Potential | F1 | Commercial | Interruptible - College | New | Space Heating | Natural Gas | Gas Boiler - Insulate Hot Water Lines | A | Integrated Unit Energy Savings (kWh or therms) | Achievable Economic UCT Potential | 0 | 0 | 0 | 0 | 0 | 0 | 0 | 0 | 0 | 0 | 0 | 0 | 0 | 0 | 0 | 0 | 0 | 0 | 0 | 0 | 0 | 0 | 0 | 0 | 0 | 0 | 0
F2_Commercial_Interruptible - College_New_Space Heating_Natural Gas_Gas Boiler - Insulate Hot Water Lines_A_Achievable Economic UCT Potential | F2 | Commercial | Interruptible - College | New | Space Heating | Natural Gas | Gas Boiler - Insulate Hot Water Lines | A | Integrated Unit Summer Peak Savings (kW) | Achievable Economic UCT Potential | 0 | 0 | 0 | 0 | 0 | 0 | 0 | 0 | 0 | 0 | 0 | 0 | 0 | 0 | 0 | 0 | 0 | 0 | 0 | 0 | 0 | 0 | 0 | 0 | 0 | 0 | 0
F3_Commercial_Interruptible - College_New_Space Heating_Natural Gas_Gas Boiler - Insulate Hot Water Lines_A_Achievable Economic UCT Potential | F3 | Commercial | Interruptible - College | New | Space Heating | Natural Gas | Gas Boiler - Insulate Hot Water Lines | A | Integrated Unit Winter Peak Savings (kW) | Achievable Economic UCT Potential | 0 | 0 | 0 | 0 | 0 | 0 | 0 | 0 | 0 | 0 | 0 | 0 | 0 | 0 | 0 | 0 | 0 | 0 | 0 | 0 | 0 | 0 | 0 | 0 | 0 | 0 | 0
F4_Commercial_Interruptible - College_New_Space Heating_Natural Gas_Gas Boiler - Insulate Hot Water Lines_A_Achievable Economic UCT Potential | F4 | Commercial | Interruptible - College | New | Space Heating | Natural Gas | Gas Boiler - Insulate Hot Water Lines | A | Incremental Energy Savings (MWh or mTherms) | Achievable Economic UCT Potential | 0 | 0 | 0 | 0 | 0 | 0 | 0 | 0 | 0 | 0 | 0 | 0 | 0 | 0 | 0 | 0 | 0 | 0 | 0 | 0 | 0 | 0 | 0 | 0 | 0 | 0 | 0
F5_Commercial_Interruptible - College_New_Space Heating_Natural Gas_Gas Boiler - Insulate Hot Water Lines_A_Achievable Economic UCT Potential | F5 | Commercial | Interruptible - College | New | Space Heating | Natural Gas | Gas Boiler - Insulate Hot Water Lines | A | Incremental Summer Peak Savings (MW) | Achievable Economic UCT Potential | 0 | 0 | 0 | 0 | 0 | 0 | 0 | 0 | 0 | 0 | 0 | 0 | 0 | 0 | 0 | 0 | 0 | 0 | 0 | 0 | 0 | 0 | 0 | 0 | 0 | 0 | 0
F6_Commercial_Interruptible - College_New_Space Heating_Natural Gas_Gas Boiler - Insulate Hot Water Lines_A_Achievable Economic UCT Potential | F6 | Commercial | Interruptible - College | New | Space Heating | Natural Gas | Gas Boiler - Insulate Hot Water Lines | A | Incremental Winter Peak Savings (MW) | Achievable Economic UCT Potential | 0 | 0 | 0 | 0 | 0 | 0 | 0 | 0 | 0 | 0 | 0 | 0 | 0 | 0 | 0 | 0 | 0 | 0 | 0 | 0 | 0 | 0 | 0 | 0 | 0 | 0 | 0
F7_Commercial_Interruptible - College_New_Space Heating_Natural Gas_Gas Boiler - Insulate Hot Water Lines_A_Achievable Economic UCT Potential | F7 | Commercial | Interruptible - College | New | Space Heating | Natural Gas | Gas Boiler - Insulate Hot Water Lines | A | Cumulative Energy Savings (MWh or mTherms) | Achievable Economic UCT Potential | 0 | 0 | 0 | 0 | 0 | 0 | 0 | 0 | 0 | 0 | 0 | 0 | 0 | 0 | 0 | 0 | 0 | 0 | 0 | 0 | 0 | 0 | 0 | 0 | 0 | 0 | 0
F8_Commercial_Interruptible - College_New_Space Heating_Natural Gas_Gas Boiler - Insulate Hot Water Lines_A_Achievable Economic UCT Potential | F8 | Commercial | Interruptible - College | New | Space Heating | Natural Gas | Gas Boiler - Insulate Hot Water Lines | A | Cumulative Summer Peak Savings (MW) | Achievable Economic UCT Potential | 0 | 0 | 0 | 0 | 0 | 0 | 0 | 0 | 0 | 0 | 0 | 0 | 0 | 0 | 0 | 0 | 0 | 0 | 0 | 0 | 0 | 0 | 0 | 0 | 0 | 0 | 0
F9_Commercial_Interruptible - College_New_Space Heating_Natural Gas_Gas Boiler - Insulate Hot Water Lines_A_Achievable Economic UCT Potential | F9 | Commercial | Interruptible - College | New | Space Heating | Natural Gas | Gas Boiler - Insulate Hot Water Lines | A | Cumulative Winter Peak Savings (MW) | Achievable Economic UCT Potential | 0 | 0 | 0 | 0 | 0 | 0 | 0 | 0 | 0 | 0 | 0 | 0 | 0 | 0 | 0 | 0 | 0 | 0 | 0 | 0 | 0 | 0 | 0 | 0 | 0 | 0 | 0
F10_Commercial_Interruptible - College_New_Space Heating_Natural Gas_Gas Boiler - Insulate Hot Water Lines_A_Achievable Economic UCT Potential | F10 | Commercial | Interruptible - College | New | Space Heating | Natural Gas | Gas Boiler - Insulate Hot Water Lines | A | Purchases (Incremental) | Achievable Economic UCT Potential | 0 | 0 | 0 | 0 | 0 | 0 | 0 | 0 | 0 | 0 | 0 | 0 | 0 | 0 | 0 | 0 | 0 | 0 | 0 | 0 | 0 | 0 | 0 | 0 | 0 | 0 | 0
F11_Commercial_Interruptible - College_New_Space Heating_Natural Gas_Gas Boiler - Insulate Hot Water Lines_A_Achievable Economic UCT Potential | F11 | Commercial | Interruptible - College | New | Space Heating | Natural Gas | Gas Boiler - Insulate Hot Water Lines | A | Purchases (Cumulative) | Achievable Economic UCT Potential | 0 | 0 | 0 | 0 | 0 | 0 | 0 | 0 | 0 | 0 | 0 | 0 | 0 | 0 | 0 | 0 | 0 | 0 | 0 | 0 | 0 | 0 | 0 | 0 | 0 | 0 | 0
F1_Commercial_Interruptible - College_New_Space Heating_Natural Gas_Condensing RTU_A_Achievable Economic UCT Potential | F1 | Commercial | Interruptible - College | New | Space Heating | Natural Gas | Condensing RTU | A | Integrated Unit Energy Savings (kWh or therms) | Achievable Economic UCT Potential | 0 | 0 | 0 | 0 | 0 | 0 | 0 | 0 | 0 | 0 | 0 | 0 | 0 | 0 | 0 | 0 | 0 | 0 | 0 | 0 | 0 | 0 | 0 | 0 | 0 | 0 | 0
F2_Commercial_Interruptible - College_New_Space Heating_Natural Gas_Condensing RTU_A_Achievable Economic UCT Potential | F2 | Commercial | Interruptible - College | New | Space Heating | Natural Gas | Condensing RTU | A | Integrated Unit Summer Peak Savings (kW) | Achievable Economic UCT Potential | 0 | 0 | 0 | 0 | 0 | 0 | 0 | 0 | 0 | 0 | 0 | 0 | 0 | 0 | 0 | 0 | 0 | 0 | 0 | 0 | 0 | 0 | 0 | 0 | 0 | 0 | 0
F3_Commercial_Interruptible - College_New_Space Heating_Natural Gas_Condensing RTU_A_Achievable Economic UCT Potential | F3 | Commercial | Interruptible - College | New | Space Heating | Natural Gas | Condensing RTU | A | Integrated Unit Winter Peak Savings (kW) | Achievable Economic UCT Potential | 0 | 0 | 0 | 0 | 0 | 0 | 0 | 0 | 0 | 0 | 0 | 0 | 0 | 0 | 0 | 0 | 0 | 0 | 0 | 0 | 0 | 0 | 0 | 0 | 0 | 0 | 0
F4_Commercial_Interruptible - College_New_Space Heating_Natural Gas_Condensing RTU_A_Achievable Economic UCT Potential | F4 | Commercial | Interruptible - College | New | Space Heating | Natural Gas | Condensing RTU | A | Incremental Energy Savings (MWh or mTherms) | Achievable Economic UCT Potential | 0 | 0 | 0 | 0 | 0 | 0 | 0 | 0 | 0 | 0 | 0 | 0 | 0 | 0 | 0 | 0 | 0 | 0 | 0 | 0 | 0 | 0 | 0 | 0 | 0 | 0 | 0
F5_Commercial_Interruptible - College_New_Space Heating_Natural Gas_Condensing RTU_A_Achievable Economic UCT Potential | F5 | Commercial | Interruptible - College | New | Space Heating | Natural Gas | Condensing RTU | A | Incremental Summer Peak Savings (MW) | Achievable Economic UCT Potential | 0 | 0 | 0 | 0 | 0 | 0 | 0 | 0 | 0 | 0 | 0 | 0 | 0 | 0 | 0 | 0 | 0 | 0 | 0 | 0 | 0 | 0 | 0 | 0 | 0 | 0 | 0
F6_Commercial_Interruptible - College_New_Space Heating_Natural Gas_Condensing RTU_A_Achievable Economic UCT Potential | F6 | Commercial | Interruptible - College | New | Space Heating | Natural Gas | Condensing RTU | A | Incremental Winter Peak Savings (MW) | Achievable Economic UCT Potential | 0 | 0 | 0 | 0 | 0 | 0 | 0 | 0 | 0 | 0 | 0 | 0 | 0 | 0 | 0 | 0 | 0 | 0 | 0 | 0 | 0 | 0 | 0 | 0 | 0 | 0 | 0
F7_Commercial_Interruptible - College_New_Space Heating_Natural Gas_Condensing RTU_A_Achievable Economic UCT Potential | F7 | Commercial | Interruptible - College | New | Space Heating | Natural Gas | Condensing RTU | A | Cumulative Energy Savings (MWh or mTherms) | Achievable Economic UCT Potential | 0 | 0 | 0 | 0 | 0 | 0 | 0 | 0 | 0 | 0 | 0 | 0 | 0 | 0 | 0 | 0 | 0 | 0 | 0 | 0 | 0 | 0 | 0 | 0 | 0 | 0 | 0
F8_Commercial_Interruptible - College_New_Space Heating_Natural Gas_Condensing RTU_A_Achievable Economic UCT Potential | F8 | Commercial | Interruptible - College | New | Space Heating | Natural Gas | Condensing RTU | A | Cumulative Summer Peak Savings (MW) | Achievable Economic UCT Potential | 0 | 0 | 0 | 0 | 0 | 0 | 0 | 0 | 0 | 0 | 0 | 0 | 0 | 0 | 0 | 0 | 0 | 0 | 0 | 0 | 0 | 0 | 0 | 0 | 0 | 0 | 0
F9_Commercial_Interruptible - College_New_Space Heating_Natural Gas_Condensing RTU_A_Achievable Economic UCT Potential | F9 | Commercial | Interruptible - College | New | Space Heating | Natural Gas | Condensing RTU | A | Cumulative Winter Peak Savings (MW) | Achievable Economic UCT Potential | 0 | 0 | 0 | 0 | 0 | 0 | 0 | 0 | 0 | 0 | 0 | 0 | 0 | 0 | 0 | 0 | 0 | 0 | 0 | 0 | 0 | 0 | 0 | 0 | 0 | 0 | 0
F10_Commercial_Interruptible - College_New_Space Heating_Natural Gas_Condensing RTU_A_Achievable Economic UCT Potential | F10 | Commercial | Interruptible - College | New | Space Heating | Natural Gas | Condensing RTU | A | Purchases (Incremental) | Achievable Economic UCT Potential | 0 | 0 | 0 | 0 | 0 | 0 | 0 | 0 | 0 | 0 | 0 | 0 | 0 | 0 | 0 | 0 | 0 | 0 | 0 | 0 | 0 | 0 | 0 | 0 | 0 | 0 | 0
F11_Commercial_Interruptible - College_New_Space Heating_Natural Gas_Condensing RTU_A_Achievable Economic UCT Potential | F11 | Commercial | Interruptible - College | New | Space Heating | Natural Gas | Condensing RTU | A | Purchases (Cumulative) | Achievable Economic UCT Potential | 0 | 0 | 0 | 0 | 0 | 0 | 0 | 0 | 0 | 0 | 0 | 0 | 0 | 0 | 0 | 0 | 0 | 0 | 0 | 0 | 0 | 0 | 0 | 0 | 0 | 0 | 0
F1_Commercial_Interruptible - College_New_Space Heating_Natural Gas_Hydronic Heating Radiator Replacement_A_Achievable Economic UCT Potential | F1 | Commercial | Interruptible - College | New | Space Heating | Natural Gas | Hydronic Heating Radiator Replacement | A | Integrated Unit Energy Savings (kWh or therms) | Achievable Economic UCT Potential | 0 | 0 | 0 | 0 | 0 | 0 | 0 | 0 | 0 | 0 | 0 | 0 | 0 | 0 | 0 | 0 | 0 | 0 | 0 | 0 | 0 | 0 | 0 | 0 | 0 | 0 | 0
F2_Commercial_Interruptible - College_New_Space Heating_Natural Gas_Hydronic Heating Radiator Replacement_A_Achievable Economic UCT Potential | F2 | Commercial | Interruptible - College | New | Space Heating | Natural Gas | Hydronic Heating Radiator Replacement | A | Integrated Unit Summer Peak Savings (kW) | Achievable Economic UCT Potential | 0 | 0 | 0 | 0 | 0 | 0 | 0 | 0 | 0 | 0 | 0 | 0 | 0 | 0 | 0 | 0 | 0 | 0 | 0 | 0 | 0 | 0 | 0 | 0 | 0 | 0 | 0
F3_Commercial_Interruptible - College_New_Space Heating_Natural Gas_Hydronic Heating Radiator Replacement_A_Achievable Economic UCT Potential | F3 | Commercial | Interruptible - College | New | Space Heating | Natural Gas | Hydronic Heating Radiator Replacement | A | Integrated Unit Winter Peak Savings (kW) | Achievable Economic UCT Potential | 0 | 0 | 0 | 0 | 0 | 0 | 0 | 0 | 0 | 0 | 0 | 0 | 0 | 0 | 0 | 0 | 0 | 0 | 0 | 0 | 0 | 0 | 0 | 0 | 0 | 0 | 0
F4_Commercial_Interruptible - College_New_Space Heating_Natural Gas_Hydronic Heating Radiator Replacement_A_Achievable Economic UCT Potential | F4 | Commercial | Interruptible - College | New | Space Heating | Natural Gas | Hydronic Heating Radiator Replacement | A | Incremental Energy Savings (MWh or mTherms) | Achievable Economic UCT Potential | 0 | 0 | 0 | 0 | 0 | 0 | 0 | 0 | 0 | 0 | 0 | 0 | 0 | 0 | 0 | 0 | 0 | 0 | 0 | 0 | 0 | 0 | 0 | 0 | 0 | 0 | 0
F5_Commercial_Interruptible - College_New_Space Heating_Natural Gas_Hydronic Heating Radiator Replacement_A_Achievable Economic UCT Potential | F5 | Commercial | Interruptible - College | New | Space Heating | Natural Gas | Hydronic Heating Radiator Replacement | A | Incremental Summer Peak Savings (MW) | Achievable Economic UCT Potential | 0 | 0 | 0 | 0 | 0 | 0 | 0 | 0 | 0 | 0 | 0 | 0 | 0 | 0 | 0 | 0 | 0 | 0 | 0 | 0 | 0 | 0 | 0 | 0 | 0 | 0 | 0
F6_Commercial_Interruptible - College_New_Space Heating_Natural Gas_Hydronic Heating Radiator Replacement_A_Achievable Economic UCT Potential | F6 | Commercial | Interruptible - College | New | Space Heating | Natural Gas | Hydronic Heating Radiator Replacement | A | Incremental Winter Peak Savings (MW) | Achievable Economic UCT Potential | 0 | 0 | 0 | 0 | 0 | 0 | 0 | 0 | 0 | 0 | 0 | 0 | 0 | 0 | 0 | 0 | 0 | 0 | 0 | 0 | 0 | 0 | 0 | 0 | 0 | 0 | 0
F7_Commercial_Interruptible - College_New_Space Heating_Natural Gas_Hydronic Heating Radiator Replacement_A_Achievable Economic UCT Potential | F7 | Commercial | Interruptible - College | New | Space Heating | Natural Gas | Hydronic Heating Radiator Replacement | A | Cumulative Energy Savings (MWh or mTherms) | Achievable Economic UCT Potential | 0 | 0 | 0 | 0 | 0 | 0 | 0 | 0 | 0 | 0 | 0 | 0 | 0 | 0 | 0 | 0 | 0 | 0 | 0 | 0 | 0 | 0 | 0 | 0 | 0 | 0 | 0
F8_Commercial_Interruptible - College_New_Space Heating_Natural Gas_Hydronic Heating Radiator Replacement_A_Achievable Economic UCT Potential | F8 | Commercial | Interruptible - College | New | Space Heating | Natural Gas | Hydronic Heating Radiator Replacement | A | Cumulative Summer Peak Savings (MW) | Achievable Economic UCT Potential | 0 | 0 | 0 | 0 | 0 | 0 | 0 | 0 | 0 | 0 | 0 | 0 | 0 | 0 | 0 | 0 | 0 | 0 | 0 | 0 | 0 | 0 | 0 | 0 | 0 | 0 | 0
F9_Commercial_Interruptible - College_New_Space Heating_Natural Gas_Hydronic Heating Radiator Replacement_A_Achievable Economic UCT Potential | F9 | Commercial | Interruptible - College | New | Space Heating | Natural Gas | Hydronic Heating Radiator Replacement | A | Cumulative Winter Peak Savings (MW) | Achievable Economic UCT Potential | 0 | 0 | 0 | 0 | 0 | 0 | 0 | 0 | 0 | 0 | 0 | 0 | 0 | 0 | 0 | 0 | 0 | 0 | 0 | 0 | 0 | 0 | 0 | 0 | 0 | 0 | 0
F10_Commercial_Interruptible - College_New_Space Heating_Natural Gas_Hydronic Heating Radiator Replacement_A_Achievable Economic UCT Potential | F10 | Commercial | Interruptible - College | New | Space Heating | Natural Gas | Hydronic Heating Radiator Replacement | A | Purchases (Incremental) | Achievable Economic UCT Potential | 0 | 0 | 0 | 0 | 0 | 0 | 0 | 0 | 0 | 0 | 0 | 0 | 0 | 0 | 0 | 0 | 0 | 0 | 0 | 0 | 0 | 0 | 0 | 0 | 0 | 0 | 0
F11_Commercial_Interruptible - College_New_Space Heating_Natural Gas_Hydronic Heating Radiator Replacement_A_Achievable Economic UCT Potential | F11 | Commercial | Interruptible - College | New | Space Heating | Natural Gas | Hydronic Heating Radiator Replacement | A | Purchases (Cumulative) | Achievable Economic UCT Potential | 0 | 0 | 0 | 0 | 0 | 0 | 0 | 0 | 0 | 0 | 0 | 0 | 0 | 0 | 0 | 0 | 0 | 0 | 0 | 0 | 0 | 0 | 0 | 0 | 0 | 0 | 0
F1_Commercial_Interruptible - College_New_Space Heating_Natural Gas_Thermostat - Connected_A_Achievable Economic UCT Potential | F1 | Commercial | Interruptible - College | New | Space Heating | Natural Gas | Thermostat - Connected | A | Integrated Unit Energy Savings (kWh or therms) | Achievable Economic UCT Potential | 0 | 0 | 0 | 0 | 0 | 0 | 0 | 0 | 0 | 0 | 0 | 0 | 0 | 0 | 0 | 0 | 0 | 0 | 0 | 0 | 0 | 0 | 0 | 0 | 0 | 0 | 0
F2_Commercial_Interruptible - College_New_Space Heating_Natural Gas_Thermostat - Connected_A_Achievable Economic UCT Potential | F2 | Commercial | Interruptible - College | New | Space Heating | Natural Gas | Thermostat - Connected | A | Integrated Unit Summer Peak Savings (kW) | Achievable Economic UCT Potential | 0 | 0 | 0 | 0 | 0 | 0 | 0 | 0 | 0 | 0 | 0 | 0 | 0 | 0 | 0 | 0 | 0 | 0 | 0 | 0 | 0 | 0 | 0 | 0 | 0 | 0 | 0
F3_Commercial_Interruptible - College_New_Space Heating_Natural Gas_Thermostat - Connected_A_Achievable Economic UCT Potential | F3 | Commercial | Interruptible - College | New | Space Heating | Natural Gas | Thermostat - Connected | A | Integrated Unit Winter Peak Savings (kW) | Achievable Economic UCT Potential | 0 | 0 | 0 | 0 | 0 | 0 | 0 | 0 | 0 | 0 | 0 | 0 | 0 | 0 | 0 | 0 | 0 | 0 | 0 | 0 | 0 | 0 | 0 | 0 | 0 | 0 | 0
F4_Commercial_Interruptible - College_New_Space Heating_Natural Gas_Thermostat - Connected_A_Achievable Economic UCT Potential | F4 | Commercial | Interruptible - College | New | Space Heating | Natural Gas | Thermostat - Connected | A | Incremental Energy Savings (MWh or mTherms) | Achievable Economic UCT Potential | 0 | 0 | 0 | 0 | 0 | 0 | 0 | 0 | 0 | 0 | 0 | 0 | 0 | 0 | 0 | 0 | 0 | 0 | 0 | 0 | 0 | 0 | 0 | 0 | 0 | 0 | 0
F5_Commercial_Interruptible - College_New_Space Heating_Natural Gas_Thermostat - Connected_A_Achievable Economic UCT Potential | F5 | Commercial | Interruptible - College | New | Space Heating | Natural Gas | Thermostat - Connected | A | Incremental Summer Peak Savings (MW) | Achievable Economic UCT Potential | 0 | 0 | 0 | 0 | 0 | 0 | 0 | 0 | 0 | 0 | 0 | 0 | 0 | 0 | 0 | 0 | 0 | 0 | 0 | 0 | 0 | 0 | 0 | 0 | 0 | 0 | 0
F6_Commercial_Interruptible - College_New_Space Heating_Natural Gas_Thermostat - Connected_A_Achievable Economic UCT Potential | F6 | Commercial | Interruptible - College | New | Space Heating | Natural Gas | Thermostat - Connected | A | Incremental Winter Peak Savings (MW) | Achievable Economic UCT Potential | 0 | 0 | 0 | 0 | 0 | 0 | 0 | 0 | 0 | 0 | 0 | 0 | 0 | 0 | 0 | 0 | 0 | 0 | 0 | 0 | 0 | 0 | 0 | 0 | 0 | 0 | 0
F7_Commercial_Interruptible - College_New_Space Heating_Natural Gas_Thermostat - Connected_A_Achievable Economic UCT Potential | F7 | Commercial | Interruptible - College | New | Space Heating | Natural Gas | Thermostat - Connected | A | Cumulative Energy Savings (MWh or mTherms) | Achievable Economic UCT Potential | 0 | 0 | 0 | 0 | 0 | 0 | 0 | 0 | 0 | 0 | 0 | 0 | 0 | 0 | 0 | 0 | 0 | 0 | 0 | 0 | 0 | 0 | 0 | 0 | 0 | 0 | 0
F8_Commercial_Interruptible - College_New_Space Heating_Natural Gas_Thermostat - Connected_A_Achievable Economic UCT Potential | F8 | Commercial | Interruptible - College | New | Space Heating | Natural Gas | Thermostat - Connected | A | Cumulative Summer Peak Savings (MW) | Achievable Economic UCT Potential | 0 | 0 | 0 | 0 | 0 | 0 | 0 | 0 | 0 | 0 | 0 | 0 | 0 | 0 | 0 | 0 | 0 | 0 | 0 | 0 | 0 | 0 | 0 | 0 | 0 | 0 | 0
F9_Commercial_Interruptible - College_New_Space Heating_Natural Gas_Thermostat - Connected_A_Achievable Economic UCT Potential | F9 | Commercial | Interruptible - College | New | Space Heating | Natural Gas | Thermostat - Connected | A | Cumulative Winter Peak Savings (MW) | Achievable Economic UCT Potential | 0 | 0 | 0 | 0 | 0 | 0 | 0 | 0 | 0 | 0 | 0 | 0 | 0 | 0 | 0 | 0 | 0 | 0 | 0 | 0 | 0 | 0 | 0 | 0 | 0 | 0 | 0
F10_Commercial_Interruptible - College_New_Space Heating_Natural Gas_Thermostat - Connected_A_Achievable Economic UCT Potential | F10 | Commercial | Interruptible - College | New | Space Heating | Natural Gas | Thermostat - Connected | A | Purchases (Incremental) | Achievable Economic UCT Potential | 0 | 0 | 0 | 0 | 0 | 0 | 0 | 0 | 0 | 0 | 0 | 0 | 0 | 0 | 0 | 0 | 0 | 0 | 0 | 0 | 0 | 0 | 0 | 0 | 0 | 0 | 0
F11_Commercial_Interruptible - College_New_Space Heating_Natural Gas_Thermostat - Connected_A_Achievable Economic UCT Potential | F11 | Commercial | Interruptible - College | New | Space Heating | Natural Gas | Thermostat - Connected | A | Purchases (Cumulative) | Achievable Economic UCT Potential | 0 | 0 | 0 | 0 | 0 | 0 | 0 | 0 | 0 | 0 | 0 | 0 | 0 | 0 | 0 | 0 | 0 | 0 | 0 | 0 | 0 | 0 | 0 | 0 | 0 | 0 | 0
F1_Commercial_Interruptible - College_New_Water Heating_Natural Gas_Water Heater - Thermostatic Shower Restriction Valve_A_Achievable Economic UCT Potential | F1 | Commercial | Interruptible - College | New | Water Heating | Natural Gas | Water Heater - Thermostatic Shower Restriction Valve | A | Integrated Unit Energy Savings (kWh or therms) | Achievable Economic UCT Potential | 0 | 0 | 0 | 0 | 0 | 0 | 0 | 0 | 0 | 0 | 0 | 0 | 0 | 0 | 0 | 0 | 0 | 0 | 0 | 0 | 0 | 0 | 0 | 0 | 0 | 0 | 0
F2_Commercial_Interruptible - College_New_Water Heating_Natural Gas_Water Heater - Thermostatic Shower Restriction Valve_A_Achievable Economic UCT Potential | F2 | Commercial | Interruptible - College | New | Water Heating | Natural Gas | Water Heater - Thermostatic Shower Restriction Valve | A | Integrated Unit Summer Peak Savings (kW) | Achievable Economic UCT Potential | 0 | 0 | 0 | 0 | 0 | 0 | 0 | 0 | 0 | 0 | 0 | 0 | 0 | 0 | 0 | 0 | 0 | 0 | 0 | 0 | 0 | 0 | 0 | 0 | 0 | 0 | 0
F3_Commercial_Interruptible - College_New_Water Heating_Natural Gas_Water Heater - Thermostatic Shower Restriction Valve_A_Achievable Economic UCT Potential | F3 | Commercial | Interruptible - College | New | Water Heating | Natural Gas | Water Heater - Thermostatic Shower Restriction Valve | A | Integrated Unit Winter Peak Savings (kW) | Achievable Economic UCT Potential | 0 | 0 | 0 | 0 | 0 | 0 | 0 | 0 | 0 | 0 | 0 | 0 | 0 | 0 | 0 | 0 | 0 | 0 | 0 | 0 | 0 | 0 | 0 | 0 | 0 | 0 | 0
F4_Commercial_Interruptible - College_New_Water Heating_Natural Gas_Water Heater - Thermostatic Shower Restriction Valve_A_Achievable Economic UCT Potential | F4 | Commercial | Interruptible - College | New | Water Heating | Natural Gas | Water Heater - Thermostatic Shower Restriction Valve | A | Incremental Energy Savings (MWh or mTherms) | Achievable Economic UCT Potential | 0 | 0 | 0 | 0 | 0 | 0 | 0 | 0 | 0 | 0 | 0 | 0 | 0 | 0 | 0 | 0 | 0 | 0 | 0 | 0 | 0 | 0 | 0 | 0 | 0 | 0 | 0
F5_Commercial_Interruptible - College_New_Water Heating_Natural Gas_Water Heater - Thermostatic Shower Restriction Valve_A_Achievable Economic UCT Potential | F5 | Commercial | Interruptible - College | New | Water Heating | Natural Gas | Water Heater - Thermostatic Shower Restriction Valve | A | Incremental Summer Peak Savings (MW) | Achievable Economic UCT Potential | 0 | 0 | 0 | 0 | 0 | 0 | 0 | 0 | 0 | 0 | 0 | 0 | 0 | 0 | 0 | 0 | 0 | 0 | 0 | 0 | 0 | 0 | 0 | 0 | 0 | 0 | 0
F6_Commercial_Interruptible - College_New_Water Heating_Natural Gas_Water Heater - Thermostatic Shower Restriction Valve_A_Achievable Economic UCT Potential | F6 | Commercial | Interruptible - College | New | Water Heating | Natural Gas | Water Heater - Thermostatic Shower Restriction Valve | A | Incremental Winter Peak Savings (MW) | Achievable Economic UCT Potential | 0 | 0 | 0 | 0 | 0 | 0 | 0 | 0 | 0 | 0 | 0 | 0 | 0 | 0 | 0 | 0 | 0 | 0 | 0 | 0 | 0 | 0 | 0 | 0 | 0 | 0 | 0
F7_Commercial_Interruptible - College_New_Water Heating_Natural Gas_Water Heater - Thermostatic Shower Restriction Valve_A_Achievable Economic UCT Potential | F7 | Commercial | Interruptible - College | New | Water Heating | Natural Gas | Water Heater - Thermostatic Shower Restriction Valve | A | Cumulative Energy Savings (MWh or mTherms) | Achievable Economic UCT Potential | 0 | 0 | 0 | 0 | 0 | 0 | 0 | 0 | 0 | 0 | 0 | 0 | 0 | 0 | 0 | 0 | 0 | 0 | 0 | 0 | 0 | 0 | 0 | 0 | 0 | 0 | 0
F8_Commercial_Interruptible - College_New_Water Heating_Natural Gas_Water Heater - Thermostatic Shower Restriction Valve_A_Achievable Economic UCT Potential | F8 | Commercial | Interruptible - College | New | Water Heating | Natural Gas | Water Heater - Thermostatic Shower Restriction Valve | A | Cumulative Summer Peak Savings (MW) | Achievable Economic UCT Potential | 0 | 0 | 0 | 0 | 0 | 0 | 0 | 0 | 0 | 0 | 0 | 0 | 0 | 0 | 0 | 0 | 0 | 0 | 0 | 0 | 0 | 0 | 0 | 0 | 0 | 0 | 0
F9_Commercial_Interruptible - College_New_Water Heating_Natural Gas_Water Heater - Thermostatic Shower Restriction Valve_A_Achievable Economic UCT Potential | F9 | Commercial | Interruptible - College | New | Water Heating | Natural Gas | Water Heater - Thermostatic Shower Restriction Valve | A | Cumulative Winter Peak Savings (MW) | Achievable Economic UCT Potential | 0 | 0 | 0 | 0 | 0 | 0 | 0 | 0 | 0 | 0 | 0 | 0 | 0 | 0 | 0 | 0 | 0 | 0 | 0 | 0 | 0 | 0 | 0 | 0 | 0 | 0 | 0
F10_Commercial_Interruptible - College_New_Water Heating_Natural Gas_Water Heater - Thermostatic Shower Restriction Valve_A_Achievable Economic UCT Potential | F10 | Commercial | Interruptible - College | New | Water Heating | Natural Gas | Water Heater - Thermostatic Shower Restriction Valve | A | Purchases (Incremental) | Achievable Economic UCT Potential | 0 | 0 | 0 | 0 | 0 | 0 | 0 | 0 | 0 | 0 | 0 | 0 | 0 | 0 | 0 | 0 | 0 | 0 | 0 | 0 | 0 | 0 | 0 | 0 | 0 | 0 | 0
F11_Commercial_Interruptible - College_New_Water Heating_Natural Gas_Water Heater - Thermostatic Shower Restriction Valve_A_Achievable Economic UCT Potential | F11 | Commercial | Interruptible - College | New | Water Heating | Natural Gas | Water Heater - Thermostatic Shower Restriction Valve | A | Purchases (Cumulative) | Achievable Economic UCT Potential | 0 | 0 | 0 | 0 | 0 | 0 | 0 | 0 | 0 | 0 | 0 | 0 | 0 | 0 | 0 | 0 | 0 | 0 | 0 | 0 | 0 | 0 | 0 | 0 | 0 | 0 | 0
F1_Commercial_Interruptible - College_New_Water Heating_Natural Gas_Water Heater - Pre-Rinse Spray Valve_A_Achievable Economic UCT Potential | F1 | Commercial | Interruptible - College | New | Water Heating | Natural Gas | Water Heater - Pre-Rinse Spray Valve | A | Integrated Unit Energy Savings (kWh or therms) | Achievable Economic UCT Potential | 0 | 0 | 0 | 0 | 0 | 0 | 0 | 0 | 0 | 0 | 0 | 0 | 0 | 0 | 0 | 0 | 0 | 0 | 0 | 0 | 0 | 0 | 0 | 0 | 0 | 0 | 0
F2_Commercial_Interruptible - College_New_Water Heating_Natural Gas_Water Heater - Pre-Rinse Spray Valve_A_Achievable Economic UCT Potential | F2 | Commercial | Interruptible - College | New | Water Heating | Natural Gas | Water Heater - Pre-Rinse Spray Valve | A | Integrated Unit Summer Peak Savings (kW) | Achievable Economic UCT Potential | 0 | 0 | 0 | 0 | 0 | 0 | 0 | 0 | 0 | 0 | 0 | 0 | 0 | 0 | 0 | 0 | 0 | 0 | 0 | 0 | 0 | 0 | 0 | 0 | 0 | 0 | 0
F3_Commercial_Interruptible - College_New_Water Heating_Natural Gas_Water Heater - Pre-Rinse Spray Valve_A_Achievable Economic UCT Potential | F3 | Commercial | Interruptible - College | New | Water Heating | Natural Gas | Water Heater - Pre-Rinse Spray Valve | A | Integrated Unit Winter Peak Savings (kW) | Achievable Economic UCT Potential | 0 | 0 | 0 | 0 | 0 | 0 | 0 | 0 | 0 | 0 | 0 | 0 | 0 | 0 | 0 | 0 | 0 | 0 | 0 | 0 | 0 | 0 | 0 | 0 | 0 | 0 | 0
F4_Commercial_Interruptible - College_New_Water Heating_Natural Gas_Water Heater - Pre-Rinse Spray Valve_A_Achievable Economic UCT Potential | F4 | Commercial | Interruptible - College | New | Water Heating | Natural Gas | Water Heater - Pre-Rinse Spray Valve | A | Incremental Energy Savings (MWh or mTherms) | Achievable Economic UCT Potential | 0 | 0 | 0 | 0 | 0 | 0 | 0 | 0 | 0 | 0 | 0 | 0 | 0 | 0 | 0 | 0 | 0 | 0 | 0 | 0 | 0 | 0 | 0 | 0 | 0 | 0 | 0
F5_Commercial_Interruptible - College_New_Water Heating_Natural Gas_Water Heater - Pre-Rinse Spray Valve_A_Achievable Economic UCT Potential | F5 | Commercial | Interruptible - College | New | Water Heating | Natural Gas | Water Heater - Pre-Rinse Spray Valve | A | Incremental Summer Peak Savings (MW) | Achievable Economic UCT Potential | 0 | 0 | 0 | 0 | 0 | 0 | 0 | 0 | 0 | 0 | 0 | 0 | 0 | 0 | 0 | 0 | 0 | 0 | 0 | 0 | 0 | 0 | 0 | 0 | 0 | 0 | 0
F6_Commercial_Interruptible - College_New_Water Heating_Natural Gas_Water Heater - Pre-Rinse Spray Valve_A_Achievable Economic UCT Potential | F6 | Commercial | Interruptible - College | New | Water Heating | Natural Gas | Water Heater - Pre-Rinse Spray Valve | A | Incremental Winter Peak Savings (MW) | Achievable Economic UCT Potential | 0 | 0 | 0 | 0 | 0 | 0 | 0 | 0 | 0 | 0 | 0 | 0 | 0 | 0 | 0 | 0 | 0 | 0 | 0 | 0 | 0 | 0 | 0 | 0 | 0 | 0 | 0
F7_Commercial_Interruptible - College_New_Water Heating_Natural Gas_Water Heater - Pre-Rinse Spray Valve_A_Achievable Economic UCT Potential | F7 | Commercial | Interruptible - College | New | Water Heating | Natural Gas | Water Heater - Pre-Rinse Spray Valve | A | Cumulative Energy Savings (MWh or mTherms) | Achievable Economic UCT Potential | 0 | 0 | 0 | 0 | 0 | 0 | 0 | 0 | 0 | 0 | 0 | 0 | 0 | 0 | 0 | 0 | 0 | 0 | 0 | 0 | 0 | 0 | 0 | 0 | 0 | 0 | 0
F8_Commercial_Interruptible - College_New_Water Heating_Natural Gas_Water Heater - Pre-Rinse Spray Valve_A_Achievable Economic UCT Potential | F8 | Commercial | Interruptible - College | New | Water Heating | Natural Gas | Water Heater - Pre-Rinse Spray Valve | A | Cumulative Summer Peak Savings (MW) | Achievable Economic UCT Potential | 0 | 0 | 0 | 0 | 0 | 0 | 0 | 0 | 0 | 0 | 0 | 0 | 0 | 0 | 0 | 0 | 0 | 0 | 0 | 0 | 0 | 0 | 0 | 0 | 0 | 0 | 0
F9_Commercial_Interruptible - College_New_Water Heating_Natural Gas_Water Heater - Pre-Rinse Spray Valve_A_Achievable Economic UCT Potential | F9 | Commercial | Interruptible - College | New | Water Heating | Natural Gas | Water Heater - Pre-Rinse Spray Valve | A | Cumulative Winter Peak Savings (MW) | Achievable Economic UCT Potential | 0 | 0 | 0 | 0 | 0 | 0 | 0 | 0 | 0 | 0 | 0 | 0 | 0 | 0 | 0 | 0 | 0 | 0 | 0 | 0 | 0 | 0 | 0 | 0 | 0 | 0 | 0
F10_Commercial_Interruptible - College_New_Water Heating_Natural Gas_Water Heater - Pre-Rinse Spray Valve_A_Achievable Economic UCT Potential | F10 | Commercial | Interruptible - College | New | Water Heating | Natural Gas | Water Heater - Pre-Rinse Spray Valve | A | Purchases (Incremental) | Achievable Economic UCT Potential | 0 | 0 | 0 | 0 | 0 | 0 | 0 | 0 | 0 | 0 | 0 | 0 | 0 | 0 | 0 | 0 | 0 | 0 | 0 | 0 | 0 | 0 | 0 | 0 | 0 | 0 | 0
F11_Commercial_Interruptible - College_New_Water Heating_Natural Gas_Water Heater - Pre-Rinse Spray Valve_A_Achievable Economic UCT Potential | F11 | Commercial | Interruptible - College | New | Water Heating | Natural Gas | Water Heater - Pre-Rinse Spray Valve | A | Purchases (Cumulative) | Achievable Economic UCT Potential | 0 | 0 | 0 | 0 | 0 | 0 | 0 | 0 | 0 | 0 | 0 | 0 | 0 | 0 | 0 | 0 | 0 | 0 | 0 | 0 | 0 | 0 | 0 | 0 | 0 | 0 | 0
F1_Commercial_Interruptible - College_New_Water Heating_Natural Gas_Water Heater - Temperature Setback_A_Achievable Economic UCT Potential | F1 | Commercial | Interruptible - College | New | Water Heating | Natural Gas | Water Heater - Temperature Setback | A | Integrated Unit Energy Savings (kWh or therms) | Achievable Economic UCT Potential | 0 | 0 | 0 | 0 | 0 | 0 | 0 | 0 | 0 | 0 | 0 | 0 | 0 | 0 | 0 | 0 | 0 | 0 | 0 | 0 | 0 | 0 | 0 | 0 | 0 | 0 | 0
F2_Commercial_Interruptible - College_New_Water Heating_Natural Gas_Water Heater - Temperature Setback_A_Achievable Economic UCT Potential | F2 | Commercial | Interruptible - College | New | Water Heating | Natural Gas | Water Heater - Temperature Setback | A | Integrated Unit Summer Peak Savings (kW) | Achievable Economic UCT Potential | 0 | 0 | 0 | 0 | 0 | 0 | 0 | 0 | 0 | 0 | 0 | 0 | 0 | 0 | 0 | 0 | 0 | 0 | 0 | 0 | 0 | 0 | 0 | 0 | 0 | 0 | 0
F3_Commercial_Interruptible - College_New_Water Heating_Natural Gas_Water Heater - Temperature Setback_A_Achievable Economic UCT Potential | F3 | Commercial | Interruptible - College | New | Water Heating | Natural Gas | Water Heater - Temperature Setback | A | Integrated Unit Winter Peak Savings (kW) | Achievable Economic UCT Potential | 0 | 0 | 0 | 0 | 0 | 0 | 0 | 0 | 0 | 0 | 0 | 0 | 0 | 0 | 0 | 0 | 0 | 0 | 0 | 0 | 0 | 0 | 0 | 0 | 0 | 0 | 0
F4_Commercial_Interruptible - College_New_Water Heating_Natural Gas_Water Heater - Temperature Setback_A_Achievable Economic UCT Potential | F4 | Commercial | Interruptible - College | New | Water Heating | Natural Gas | Water Heater - Temperature Setback | A | Incremental Energy Savings (MWh or mTherms) | Achievable Economic UCT Potential | 0 | 0 | 0 | 0 | 0 | 0 | 0 | 0 | 0 | 0 | 0 | 0 | 0 | 0 | 0 | 0 | 0 | 0 | 0 | 0 | 0 | 0 | 0 | 0 | 0 | 0 | 0
F5_Commercial_Interruptible - College_New_Water Heating_Natural Gas_Water Heater - Temperature Setback_A_Achievable Economic UCT Potential | F5 | Commercial | Interruptible - College | New | Water Heating | Natural Gas | Water Heater - Temperature Setback | A | Incremental Summer Peak Savings (MW) | Achievable Economic UCT Potential | 0 | 0 | 0 | 0 | 0 | 0 | 0 | 0 | 0 | 0 | 0 | 0 | 0 | 0 | 0 | 0 | 0 | 0 | 0 | 0 | 0 | 0 | 0 | 0 | 0 | 0 | 0
F6_Commercial_Interruptible - College_New_Water Heating_Natural Gas_Water Heater - Temperature Setback_A_Achievable Economic UCT Potential | F6 | Commercial | Interruptible - College | New | Water Heating | Natural Gas | Water Heater - Temperature Setback | A | Incremental Winter Peak Savings (MW) | Achievable Economic UCT Potential | 0 | 0 | 0 | 0 | 0 | 0 | 0 | 0 | 0 | 0 | 0 | 0 | 0 | 0 | 0 | 0 | 0 | 0 | 0 | 0 | 0 | 0 | 0 | 0 | 0 | 0 | 0
F7_Commercial_Interruptible - College_New_Water Heating_Natural Gas_Water Heater - Temperature Setback_A_Achievable Economic UCT Potential | F7 | Commercial | Interruptible - College | New | Water Heating | Natural Gas | Water Heater - Temperature Setback | A | Cumulative Energy Savings (MWh or mTherms) | Achievable Economic UCT Potential | 0 | 0 | 0 | 0 | 0 | 0 | 0 | 0 | 0 | 0 | 0 | 0 | 0 | 0 | 0 | 0 | 0 | 0 | 0 | 0 | 0 | 0 | 0 | 0 | 0 | 0 | 0
F8_Commercial_Interruptible - College_New_Water Heating_Natural Gas_Water Heater - Temperature Setback_A_Achievable Economic UCT Potential | F8 | Commercial | Interruptible - College | New | Water Heating | Natural Gas | Water Heater - Temperature Setback | A | Cumulative Summer Peak Savings (MW) | Achievable Economic UCT Potential | 0 | 0 | 0 | 0 | 0 | 0 | 0 | 0 | 0 | 0 | 0 | 0 | 0 | 0 | 0 | 0 | 0 | 0 | 0 | 0 | 0 | 0 | 0 | 0 | 0 | 0 | 0
F9_Commercial_Interruptible - College_New_Water Heating_Natural Gas_Water Heater - Temperature Setback_A_Achievable Economic UCT Potential | F9 | Commercial | Interruptible - College | New | Water Heating | Natural Gas | Water Heater - Temperature Setback | A | Cumulative Winter Peak Savings (MW) | Achievable Economic UCT Potential | 0 | 0 | 0 | 0 | 0 | 0 | 0 | 0 | 0 | 0 | 0 | 0 | 0 | 0 | 0 | 0 | 0 | 0 | 0 | 0 | 0 | 0 | 0 | 0 | 0 | 0 | 0
F10_Commercial_Interruptible - College_New_Water Heating_Natural Gas_Water Heater - Temperature Setback_A_Achievable Economic UCT Potential | F10 | Commercial | Interruptible - College | New | Water Heating | Natural Gas | Water Heater - Temperature Setback | A | Purchases (Incremental) | Achievable Economic UCT Potential | 0 | 0 | 0 | 0 | 0 | 0 | 0 | 0 | 0 | 0 | 0 | 0 | 0 | 0 | 0 | 0 | 0 | 0 | 0 | 0 | 0 | 0 | 0 | 0 | 0 | 0 | 0
F11_Commercial_Interruptible - College_New_Water Heating_Natural Gas_Water Heater - Temperature Setback_A_Achievable Economic UCT Potential | F11 | Commercial | Interruptible - College | New | Water Heating | Natural Gas | Water Heater - Temperature Setback | A | Purchases (Cumulative) | Achievable Economic UCT Potential | 0 | 0 | 0 | 0 | 0 | 0 | 0 | 0 | 0 | 0 | 0 | 0 | 0 | 0 | 0 | 0 | 0 | 0 | 0 | 0 | 0 | 0 | 0 | 0 | 0 | 0 | 0
F1_Commercial_Interruptible - College_New_Water Heating_Natural Gas_Water Heater - Faucet Aerators_A_Achievable Economic UCT Potential | F1 | Commercial | Interruptible - College | New | Water Heating | Natural Gas | Water Heater - Faucet Aerators | A | Integrated Unit Energy Savings (kWh or therms) | Achievable Economic UCT Potential | 0 | 0 | 0 | 0 | 0 | 0 | 0 | 0 | 0 | 0 | 0 | 0 | 0 | 0 | 0 | 0 | 0 | 0 | 0 | 0 | 0 | 0 | 0 | 0 | 0 | 0 | 0
F2_Commercial_Interruptible - College_New_Water Heating_Natural Gas_Water Heater - Faucet Aerators_A_Achievable Economic UCT Potential | F2 | Commercial | Interruptible - College | New | Water Heating | Natural Gas | Water Heater - Faucet Aerators | A | Integrated Unit Summer Peak Savings (kW) | Achievable Economic UCT Potential | 0 | 0 | 0 | 0 | 0 | 0 | 0 | 0 | 0 | 0 | 0 | 0 | 0 | 0 | 0 | 0 | 0 | 0 | 0 | 0 | 0 | 0 | 0 | 0 | 0 | 0 | 0
F3_Commercial_Interruptible - College_New_Water Heating_Natural Gas_Water Heater - Faucet Aerators_A_Achievable Economic UCT Potential | F3 | Commercial | Interruptible - College | New | Water Heating | Natural Gas | Water Heater - Faucet Aerators | A | Integrated Unit Winter Peak Savings (kW) | Achievable Economic UCT Potential | 0 | 0 | 0 | 0 | 0 | 0 | 0 | 0 | 0 | 0 | 0 | 0 | 0 | 0 | 0 | 0 | 0 | 0 | 0 | 0 | 0 | 0 | 0 | 0 | 0 | 0 | 0
F4_Commercial_Interruptible - College_New_Water Heating_Natural Gas_Water Heater - Faucet Aerators_A_Achievable Economic UCT Potential | F4 | Commercial | Interruptible - College | New | Water Heating | Natural Gas | Water Heater - Faucet Aerators | A | Incremental Energy Savings (MWh or mTherms) | Achievable Economic UCT Potential | 0 | 0 | 0 | 0 | 0 | 0 | 0 | 0 | 0 | 0 | 0 | 0 | 0 | 0 | 0 | 0 | 0 | 0 | 0 | 0 | 0 | 0 | 0 | 0 | 0 | 0 | 0
F5_Commercial_Interruptible - College_New_Water Heating_Natural Gas_Water Heater - Faucet Aerators_A_Achievable Economic UCT Potential | F5 | Commercial | Interruptible - College | New | Water Heating | Natural Gas | Water Heater - Faucet Aerators | A | Incremental Summer Peak Savings (MW) | Achievable Economic UCT Potential | 0 | 0 | 0 | 0 | 0 | 0 | 0 | 0 | 0 | 0 | 0 | 0 | 0 | 0 | 0 | 0 | 0 | 0 | 0 | 0 | 0 | 0 | 0 | 0 | 0 | 0 | 0
F6_Commercial_Interruptible - College_New_Water Heating_Natural Gas_Water Heater - Faucet Aerators_A_Achievable Economic UCT Potential | F6 | Commercial | Interruptible - College | New | Water Heating | Natural Gas | Water Heater - Faucet Aerators | A | Incremental Winter Peak Savings (MW) | Achievable Economic UCT Potential | 0 | 0 | 0 | 0 | 0 | 0 | 0 | 0 | 0 | 0 | 0 | 0 | 0 | 0 | 0 | 0 | 0 | 0 | 0 | 0 | 0 | 0 | 0 | 0 | 0 | 0 | 0
F7_Commercial_Interruptible - College_New_Water Heating_Natural Gas_Water Heater - Faucet Aerators_A_Achievable Economic UCT Potential | F7 | Commercial | Interruptible - College | New | Water Heating | Natural Gas | Water Heater - Faucet Aerators | A | Cumulative Energy Savings (MWh or mTherms) | Achievable Economic UCT Potential | 0 | 0 | 0 | 0 | 0 | 0 | 0 | 0 | 0 | 0 | 0 | 0 | 0 | 0 | 0 | 0 | 0 | 0 | 0 | 0 | 0 | 0 | 0 | 0 | 0 | 0 | 0
F8_Commercial_Interruptible - College_New_Water Heating_Natural Gas_Water Heater - Faucet Aerators_A_Achievable Economic UCT Potential | F8 | Commercial | Interruptible - College | New | Water Heating | Natural Gas | Water Heater - Faucet Aerators | A | Cumulative Summer Peak Savings (MW) | Achievable Economic UCT Potential | 0 | 0 | 0 | 0 | 0 | 0 | 0 | 0 | 0 | 0 | 0 | 0 | 0 | 0 | 0 | 0 | 0 | 0 | 0 | 0 | 0 | 0 | 0 | 0 | 0 | 0 | 0
F9_Commercial_Interruptible - College_New_Water Heating_Natural Gas_Water Heater - Faucet Aerators_A_Achievable Economic UCT Potential | F9 | Commercial | Interruptible - College | New | Water Heating | Natural Gas | Water Heater - Faucet Aerators | A | Cumulative Winter Peak Savings (MW) | Achievable Economic UCT Potential | 0 | 0 | 0 | 0 | 0 | 0 | 0 | 0 | 0 | 0 | 0 | 0 | 0 | 0 | 0 | 0 | 0 | 0 | 0 | 0 | 0 | 0 | 0 | 0 | 0 | 0 | 0
F10_Commercial_Interruptible - College_New_Water Heating_Natural Gas_Water Heater - Faucet Aerators_A_Achievable Economic UCT Potential | F10 | Commercial | Interruptible - College | New | Water Heating | Natural Gas | Water Heater - Faucet Aerators | A | Purchases (Incremental) | Achievable Economic UCT Potential | 0 | 0 | 0 | 0 | 0 | 0 | 0 | 0 | 0 | 0 | 0 | 0 | 0 | 0 | 0 | 0 | 0 | 0 | 0 | 0 | 0 | 0 | 0 | 0 | 0 | 0 | 0
F11_Commercial_Interruptible - College_New_Water Heating_Natural Gas_Water Heater - Faucet Aerators_A_Achievable Economic UCT Potential | F11 | Commercial | Interruptible - College | New | Water Heating | Natural Gas | Water Heater - Faucet Aerators | A | Purchases (Cumulative) | Achievable Economic UCT Potential | 0 | 0 | 0 | 0 | 0 | 0 | 0 | 0 | 0 | 0 | 0 | 0 | 0 | 0 | 0 | 0 | 0 | 0 | 0 | 0 | 0 | 0 | 0 | 0 | 0 | 0 | 0
F1_Commercial_Interruptible - College_New_Water Heating_Natural Gas_Water Heater - Low-Flow Showerheads_A_Achievable Economic UCT Potential | F1 | Commercial | Interruptible - College | New | Water Heating | Natural Gas | Water Heater - Low-Flow Showerheads | A | Integrated Unit Energy Savings (kWh or therms) | Achievable Economic UCT Potential | 0 | 0 | 0 | 0 | 0 | 0 | 0 | 0 | 0 | 0 | 0 | 0 | 0 | 0 | 0 | 0 | 0 | 0 | 0 | 0 | 0 | 0 | 0 | 0 | 0 | 0 | 0
F2_Commercial_Interruptible - College_New_Water Heating_Natural Gas_Water Heater - Low-Flow Showerheads_A_Achievable Economic UCT Potential | F2 | Commercial | Interruptible - College | New | Water Heating | Natural Gas | Water Heater - Low-Flow Showerheads | A | Integrated Unit Summer Peak Savings (kW) | Achievable Economic UCT Potential | 0 | 0 | 0 | 0 | 0 | 0 | 0 | 0 | 0 | 0 | 0 | 0 | 0 | 0 | 0 | 0 | 0 | 0 | 0 | 0 | 0 | 0 | 0 | 0 | 0 | 0 | 0
F3_Commercial_Interruptible - College_New_Water Heating_Natural Gas_Water Heater - Low-Flow Showerheads_A_Achievable Economic UCT Potential | F3 | Commercial | Interruptible - College | New | Water Heating | Natural Gas | Water Heater - Low-Flow Showerheads | A | Integrated Unit Winter Peak Savings (kW) | Achievable Economic UCT Potential | 0 | 0 | 0 | 0 | 0 | 0 | 0 | 0 | 0 | 0 | 0 | 0 | 0 | 0 | 0 | 0 | 0 | 0 | 0 | 0 | 0 | 0 | 0 | 0 | 0 | 0 | 0
F4_Commercial_Interruptible - College_New_Water Heating_Natural Gas_Water Heater - Low-Flow Showerheads_A_Achievable Economic UCT Potential | F4 | Commercial | Interruptible - College | New | Water Heating | Natural Gas | Water Heater - Low-Flow Showerheads | A | Incremental Energy Savings (MWh or mTherms) | Achievable Economic UCT Potential | 0 | 0 | 0 | 0 | 0 | 0 | 0 | 0 | 0 | 0 | 0 | 0 | 0 | 0 | 0 | 0 | 0 | 0 | 0 | 0 | 0 | 0 | 0 | 0 | 0 | 0 | 0
F5_Commercial_Interruptible - College_New_Water Heating_Natural Gas_Water Heater - Low-Flow Showerheads_A_Achievable Economic UCT Potential | F5 | Commercial | Interruptible - College | New | Water Heating | Natural Gas | Water Heater - Low-Flow Showerheads | A | Incremental Summer Peak Savings (MW) | Achievable Economic UCT Potential | 0 | 0 | 0 | 0 | 0 | 0 | 0 | 0 | 0 | 0 | 0 | 0 | 0 | 0 | 0 | 0 | 0 | 0 | 0 | 0 | 0 | 0 | 0 | 0 | 0 | 0 | 0
F6_Commercial_Interruptible - College_New_Water Heating_Natural Gas_Water Heater - Low-Flow Showerheads_A_Achievable Economic UCT Potential | F6 | Commercial | Interruptible - College | New | Water Heating | Natural Gas | Water Heater - Low-Flow Showerheads | A | Incremental Winter Peak Savings (MW) | Achievable Economic UCT Potential | 0 | 0 | 0 | 0 | 0 | 0 | 0 | 0 | 0 | 0 | 0 | 0 | 0 | 0 | 0 | 0 | 0 | 0 | 0 | 0 | 0 | 0 | 0 | 0 | 0 | 0 | 0
F7_Commercial_Interruptible - College_New_Water Heating_Natural Gas_Water Heater - Low-Flow Showerheads_A_Achievable Economic UCT Potential | F7 | Commercial | Interruptible - College | New | Water Heating | Natural Gas | Water Heater - Low-Flow Showerheads | A | Cumulative Energy Savings (MWh or mTherms) | Achievable Economic UCT Potential | 0 | 0 | 0 | 0 | 0 | 0 | 0 | 0 | 0 | 0 | 0 | 0 | 0 | 0 | 0 | 0 | 0 | 0 | 0 | 0 | 0 | 0 | 0 | 0 | 0 | 0 | 0
F8_Commercial_Interruptible - College_New_Water Heating_Natural Gas_Water Heater - Low-Flow Showerheads_A_Achievable Economic UCT Potential | F8 | Commercial | Interruptible - College | New | Water Heating | Natural Gas | Water Heater - Low-Flow Showerheads | A | Cumulative Summer Peak Savings (MW) | Achievable Economic UCT Potential | 0 | 0 | 0 | 0 | 0 | 0 | 0 | 0 | 0 | 0 | 0 | 0 | 0 | 0 | 0 | 0 | 0 | 0 | 0 | 0 | 0 | 0 | 0 | 0 | 0 | 0 | 0
F9_Commercial_Interruptible - College_New_Water Heating_Natural Gas_Water Heater - Low-Flow Showerheads_A_Achievable Economic UCT Potential | F9 | Commercial | Interruptible - College | New | Water Heating | Natural Gas | Water Heater - Low-Flow Showerheads | A | Cumulative Winter Peak Savings (MW) | Achievable Economic UCT Potential | 0 | 0 | 0 | 0 | 0 | 0 | 0 | 0 | 0 | 0 | 0 | 0 | 0 | 0 | 0 | 0 | 0 | 0 | 0 | 0 | 0 | 0 | 0 | 0 | 0 | 0 | 0
F10_Commercial_Interruptible - College_New_Water Heating_Natural Gas_Water Heater - Low-Flow Showerheads_A_Achievable Economic UCT Potential | F10 | Commercial | Interruptible - College | New | Water Heating | Natural Gas | Water Heater - Low-Flow Showerheads | A | Purchases (Incremental) | Achievable Economic UCT Potential | 0 | 0 | 0 | 0 | 0 | 0 | 0 | 0 | 0 | 0 | 0 | 0 | 0 | 0 | 0 | 0 | 0 | 0 | 0 | 0 | 0 | 0 | 0 | 0 | 0 | 0 | 0
F11_Commercial_Interruptible - College_New_Water Heating_Natural Gas_Water Heater - Low-Flow Showerheads_A_Achievable Economic UCT Potential | F11 | Commercial | Interruptible - College | New | Water Heating | Natural Gas | Water Heater - Low-Flow Showerheads | A | Purchases (Cumulative) | Achievable Economic UCT Potential | 0 | 0 | 0 | 0 | 0 | 0 | 0 | 0 | 0 | 0 | 0 | 0 | 0 | 0 | 0 | 0 | 0 | 0 | 0 | 0 | 0 | 0 | 0 | 0 | 0 | 0 | 0
F1_Commercial_Interruptible - College_New_Water Heating_Natural Gas_Water Heater - Tank Blanket/Insulation_A_Achievable Economic UCT Potential | F1 | Commercial | Interruptible - College | New | Water Heating | Natural Gas | Water Heater - Tank Blanket/Insulation | A | Integrated Unit Energy Savings (kWh or therms) | Achievable Economic UCT Potential | 0 | 0 | 0 | 0 | 0 | 0 | 0 | 0 | 0 | 0 | 0 | 0 | 0 | 0 | 0 | 0 | 0 | 0 | 0 | 0 | 0 | 0 | 0 | 0 | 0 | 0 | 0
F2_Commercial_Interruptible - College_New_Water Heating_Natural Gas_Water Heater - Tank Blanket/Insulation_A_Achievable Economic UCT Potential | F2 | Commercial | Interruptible - College | New | Water Heating | Natural Gas | Water Heater - Tank Blanket/Insulation | A | Integrated Unit Summer Peak Savings (kW) | Achievable Economic UCT Potential | 0 | 0 | 0 | 0 | 0 | 0 | 0 | 0 | 0 | 0 | 0 | 0 | 0 | 0 | 0 | 0 | 0 | 0 | 0 | 0 | 0 | 0 | 0 | 0 | 0 | 0 | 0
F3_Commercial_Interruptible - College_New_Water Heating_Natural Gas_Water Heater - Tank Blanket/Insulation_A_Achievable Economic UCT Potential | F3 | Commercial | Interruptible - College | New | Water Heating | Natural Gas | Water Heater - Tank Blanket/Insulation | A | Integrated Unit Winter Peak Savings (kW) | Achievable Economic UCT Potential | 0 | 0 | 0 | 0 | 0 | 0 | 0 | 0 | 0 | 0 | 0 | 0 | 0 | 0 | 0 | 0 | 0 | 0 | 0 | 0 | 0 | 0 | 0 | 0 | 0 | 0 | 0
F4_Commercial_Interruptible - College_New_Water Heating_Natural Gas_Water Heater - Tank Blanket/Insulation_A_Achievable Economic UCT Potential | F4 | Commercial | Interruptible - College | New | Water Heating | Natural Gas | Water Heater - Tank Blanket/Insulation | A | Incremental Energy Savings (MWh or mTherms) | Achievable Economic UCT Potential | 0 | 0 | 0 | 0 | 0 | 0 | 0 | 0 | 0 | 0 | 0 | 0 | 0 | 0 | 0 | 0 | 0 | 0 | 0 | 0 | 0 | 0 | 0 | 0 | 0 | 0 | 0
F5_Commercial_Interruptible - College_New_Water Heating_Natural Gas_Water Heater - Tank Blanket/Insulation_A_Achievable Economic UCT Potential | F5 | Commercial | Interruptible - College | New | Water Heating | Natural Gas | Water Heater - Tank Blanket/Insulation | A | Incremental Summer Peak Savings (MW) | Achievable Economic UCT Potential | 0 | 0 | 0 | 0 | 0 | 0 | 0 | 0 | 0 | 0 | 0 | 0 | 0 | 0 | 0 | 0 | 0 | 0 | 0 | 0 | 0 | 0 | 0 | 0 | 0 | 0 | 0
F6_Commercial_Interruptible - College_New_Water Heating_Natural Gas_Water Heater - Tank Blanket/Insulation_A_Achievable Economic UCT Potential | F6 | Commercial | Interruptible - College | New | Water Heating | Natural Gas | Water Heater - Tank Blanket/Insulation | A | Incremental Winter Peak Savings (MW) | Achievable Economic UCT Potential | 0 | 0 | 0 | 0 | 0 | 0 | 0 | 0 | 0 | 0 | 0 | 0 | 0 | 0 | 0 | 0 | 0 | 0 | 0 | 0 | 0 | 0 | 0 | 0 | 0 | 0 | 0
F7_Commercial_Interruptible - College_New_Water Heating_Natural Gas_Water Heater - Tank Blanket/Insulation_A_Achievable Economic UCT Potential | F7 | Commercial | Interruptible - College | New | Water Heating | Natural Gas | Water Heater - Tank Blanket/Insulation | A | Cumulative Energy Savings (MWh or mTherms) | Achievable Economic UCT Potential | 0 | 0 | 0 | 0 | 0 | 0 | 0 | 0 | 0 | 0 | 0 | 0 | 0 | 0 | 0 | 0 | 0 | 0 | 0 | 0 | 0 | 0 | 0 | 0 | 0 | 0 | 0
F8_Commercial_Interruptible - College_New_Water Heating_Natural Gas_Water Heater - Tank Blanket/Insulation_A_Achievable Economic UCT Potential | F8 | Commercial | Interruptible - College | New | Water Heating | Natural Gas | Water Heater - Tank Blanket/Insulation | A | Cumulative Summer Peak Savings (MW) | Achievable Economic UCT Potential | 0 | 0 | 0 | 0 | 0 | 0 | 0 | 0 | 0 | 0 | 0 | 0 | 0 | 0 | 0 | 0 | 0 | 0 | 0 | 0 | 0 | 0 | 0 | 0 | 0 | 0 | 0
F9_Commercial_Interruptible - College_New_Water Heating_Natural Gas_Water Heater - Tank Blanket/Insulation_A_Achievable Economic UCT Potential | F9 | Commercial | Interruptible - College | New | Water Heating | Natural Gas | Water Heater - Tank Blanket/Insulation | A | Cumulative Winter Peak Savings (MW) | Achievable Economic UCT Potential | 0 | 0 | 0 | 0 | 0 | 0 | 0 | 0 | 0 | 0 | 0 | 0 | 0 | 0 | 0 | 0 | 0 | 0 | 0 | 0 | 0 | 0 | 0 | 0 | 0 | 0 | 0
F10_Commercial_Interruptible - College_New_Water Heating_Natural Gas_Water Heater - Tank Blanket/Insulation_A_Achievable Economic UCT Potential | F10 | Commercial | Interruptible - College | New | Water Heating | Natural Gas | Water Heater - Tank Blanket/Insulation | A | Purchases (Incremental) | Achievable Economic UCT Potential | 0 | 0 | 0 | 0 | 0 | 0 | 0 | 0 | 0 | 0 | 0 | 0 | 0 | 0 | 0 | 0 | 0 | 0 | 0 | 0 | 0 | 0 | 0 | 0 | 0 | 0 | 0
F11_Commercial_Interruptible - College_New_Water Heating_Natural Gas_Water Heater - Tank Blanket/Insulation_A_Achievable Economic UCT Potential | F11 | Commercial | Interruptible - College | New | Water Heating | Natural Gas | Water Heater - Tank Blanket/Insulation | A | Purchases (Cumulative) | Achievable Economic UCT Potential | 0 | 0 | 0 | 0 | 0 | 0 | 0 | 0 | 0 | 0 | 0 | 0 | 0 | 0 | 0 | 0 | 0 | 0 | 0 | 0 | 0 | 0 | 0 | 0 | 0 | 0 | 0
F1_Commercial_Interruptible - College_New_Water Heating_Natural Gas_Water Heater - Drainwater Heat Recovery_A_Achievable Economic UCT Potential | F1 | Commercial | Interruptible - College | New | Water Heating | Natural Gas | Water Heater - Drainwater Heat Recovery | A | Integrated Unit Energy Savings (kWh or therms) | Achievable Economic UCT Potential | 0 | 0 | 0 | 0 | 0 | 0 | 0 | 0 | 0 | 0 | 0 | 0 | 0 | 0 | 0 | 0 | 0 | 0 | 0 | 0 | 0 | 0 | 0 | 0 | 0 | 0 | 0
F2_Commercial_Interruptible - College_New_Water Heating_Natural Gas_Water Heater - Drainwater Heat Recovery_A_Achievable Economic UCT Potential | F2 | Commercial | Interruptible - College | New | Water Heating | Natural Gas | Water Heater - Drainwater Heat Recovery | A | Integrated Unit Summer Peak Savings (kW) | Achievable Economic UCT Potential | 0 | 0 | 0 | 0 | 0 | 0 | 0 | 0 | 0 | 0 | 0 | 0 | 0 | 0 | 0 | 0 | 0 | 0 | 0 | 0 | 0 | 0 | 0 | 0 | 0 | 0 | 0
F3_Commercial_Interruptible - College_New_Water Heating_Natural Gas_Water Heater - Drainwater Heat Recovery_A_Achievable Economic UCT Potential | F3 | Commercial | Interruptible - College | New | Water Heating | Natural Gas | Water Heater - Drainwater Heat Recovery | A | Integrated Unit Winter Peak Savings (kW) | Achievable Economic UCT Potential | 0 | 0 | 0 | 0 | 0 | 0 | 0 | 0 | 0 | 0 | 0 | 0 | 0 | 0 | 0 | 0 | 0 | 0 | 0 | 0 | 0 | 0 | 0 | 0 | 0 | 0 | 0
F4_Commercial_Interruptible - College_New_Water Heating_Natural Gas_Water Heater - Drainwater Heat Recovery_A_Achievable Economic UCT Potential | F4 | Commercial | Interruptible - College | New | Water Heating | Natural Gas | Water Heater - Drainwater Heat Recovery | A | Incremental Energy Savings (MWh or mTherms) | Achievable Economic UCT Potential | 0 | 0 | 0 | 0 | 0 | 0 | 0 | 0 | 0 | 0 | 0 | 0 | 0 | 0 | 0 | 0 | 0 | 0 | 0 | 0 | 0 | 0 | 0 | 0 | 0 | 0 | 0
F5_Commercial_Interruptible - College_New_Water Heating_Natural Gas_Water Heater - Drainwater Heat Recovery_A_Achievable Economic UCT Potential | F5 | Commercial | Interruptible - College | New | Water Heating | Natural Gas | Water Heater - Drainwater Heat Recovery | A | Incremental Summer Peak Savings (MW) | Achievable Economic UCT Potential | 0 | 0 | 0 | 0 | 0 | 0 | 0 | 0 | 0 | 0 | 0 | 0 | 0 | 0 | 0 | 0 | 0 | 0 | 0 | 0 | 0 | 0 | 0 | 0 | 0 | 0 | 0
F6_Commercial_Interruptible - College_New_Water Heating_Natural Gas_Water Heater - Drainwater Heat Recovery_A_Achievable Economic UCT Potential | F6 | Commercial | Interruptible - College | New | Water Heating | Natural Gas | Water Heater - Drainwater Heat Recovery | A | Incremental Winter Peak Savings (MW) | Achievable Economic UCT Potential | 0 | 0 | 0 | 0 | 0 | 0 | 0 | 0 | 0 | 0 | 0 | 0 | 0 | 0 | 0 | 0 | 0 | 0 | 0 | 0 | 0 | 0 | 0 | 0 | 0 | 0 | 0
F7_Commercial_Interruptible - College_New_Water Heating_Natural Gas_Water Heater - Drainwater Heat Recovery_A_Achievable Economic UCT Potential | F7 | Commercial | Interruptible - College | New | Water Heating | Natural Gas | Water Heater - Drainwater Heat Recovery | A | Cumulative Energy Savings (MWh or mTherms) | Achievable Economic UCT Potential | 0 | 0 | 0 | 0 | 0 | 0 | 0 | 0 | 0 | 0 | 0 | 0 | 0 | 0 | 0 | 0 | 0 | 0 | 0 | 0 | 0 | 0 | 0 | 0 | 0 | 0 | 0
F8_Commercial_Interruptible - College_New_Water Heating_Natural Gas_Water Heater - Drainwater Heat Recovery_A_Achievable Economic UCT Potential | F8 | Commercial | Interruptible - College | New | Water Heating | Natural Gas | Water Heater - Drainwater Heat Recovery | A | Cumulative Summer Peak Savings (MW) | Achievable Economic UCT Potential | 0 | 0 | 0 | 0 | 0 | 0 | 0 | 0 | 0 | 0 | 0 | 0 | 0 | 0 | 0 | 0 | 0 | 0 | 0 | 0 | 0 | 0 | 0 | 0 | 0 | 0 | 0
F9_Commercial_Interruptible - College_New_Water Heating_Natural Gas_Water Heater - Drainwater Heat Recovery_A_Achievable Economic UCT Potential | F9 | Commercial | Interruptible - College | New | Water Heating | Natural Gas | Water Heater - Drainwater Heat Recovery | A | Cumulative Winter Peak Savings (MW) | Achievable Economic UCT Potential | 0 | 0 | 0 | 0 | 0 | 0 | 0 | 0 | 0 | 0 | 0 | 0 | 0 | 0 | 0 | 0 | 0 | 0 | 0 | 0 | 0 | 0 | 0 | 0 | 0 | 0 | 0
F10_Commercial_Interruptible - College_New_Water Heating_Natural Gas_Water Heater - Drainwater Heat Recovery_A_Achievable Economic UCT Potential | F10 | Commercial | Interruptible - College | New | Water Heating | Natural Gas | Water Heater - Drainwater Heat Recovery | A | Purchases (Incremental) | Achievable Economic UCT Potential | 0 | 0 | 0 | 0 | 0 | 0 | 0 | 0 | 0 | 0 | 0 | 0 | 0 | 0 | 0 | 0 | 0 | 0 | 0 | 0 | 0 | 0 | 0 | 0 | 0 | 0 | 0
F11_Commercial_Interruptible - College_New_Water Heating_Natural Gas_Water Heater - Drainwater Heat Recovery_A_Achievable Economic UCT Potential | F11 | Commercial | Interruptible - College | New | Water Heating | Natural Gas | Water Heater - Drainwater Heat Recovery | A | Purchases (Cumulative) | Achievable Economic UCT Potential | 0 | 0 | 0 | 0 | 0 | 0 | 0 | 0 | 0 | 0 | 0 | 0 | 0 | 0 | 0 | 0 | 0 | 0 | 0 | 0 | 0 | 0 | 0 | 0 | 0 | 0 | 0
F1_Commercial_Interruptible - College_New_Water Heating_Natural Gas_Water Heater - Circulation Pump Controls_A_Achievable Economic UCT Potential | F1 | Commercial | Interruptible - College | New | Water Heating | Natural Gas | Water Heater - Circulation Pump Controls | A | Integrated Unit Energy Savings (kWh or therms) | Achievable Economic UCT Potential | 0 | 0 | 0 | 0 | 0 | 0 | 0 | 0 | 0 | 0 | 0 | 0 | 0 | 0 | 0 | 0 | 0 | 0 | 0 | 0 | 0 | 0 | 0 | 0 | 0 | 0 | 0
F2_Commercial_Interruptible - College_New_Water Heating_Natural Gas_Water Heater - Circulation Pump Controls_A_Achievable Economic UCT Potential | F2 | Commercial | Interruptible - College | New | Water Heating | Natural Gas | Water Heater - Circulation Pump Controls | A | Integrated Unit Summer Peak Savings (kW) | Achievable Economic UCT Potential | 0 | 0 | 0 | 0 | 0 | 0 | 0 | 0 | 0 | 0 | 0 | 0 | 0 | 0 | 0 | 0 | 0 | 0 | 0 | 0 | 0 | 0 | 0 | 0 | 0 | 0 | 0
F3_Commercial_Interruptible - College_New_Water Heating_Natural Gas_Water Heater - Circulation Pump Controls_A_Achievable Economic UCT Potential | F3 | Commercial | Interruptible - College | New | Water Heating | Natural Gas | Water Heater - Circulation Pump Controls | A | Integrated Unit Winter Peak Savings (kW) | Achievable Economic UCT Potential | 0 | 0 | 0 | 0 | 0 | 0 | 0 | 0 | 0 | 0 | 0 | 0 | 0 | 0 | 0 | 0 | 0 | 0 | 0 | 0 | 0 | 0 | 0 | 0 | 0 | 0 | 0
F4_Commercial_Interruptible - College_New_Water Heating_Natural Gas_Water Heater - Circulation Pump Controls_A_Achievable Economic UCT Potential | F4 | Commercial | Interruptible - College | New | Water Heating | Natural Gas | Water Heater - Circulation Pump Controls | A | Incremental Energy Savings (MWh or mTherms) | Achievable Economic UCT Potential | 0 | 0 | 0 | 0 | 0 | 0 | 0 | 0 | 0 | 0 | 0 | 0 | 0 | 0 | 0 | 0 | 0 | 0 | 0 | 0 | 0 | 0 | 0 | 0 | 0 | 0 | 0
F5_Commercial_Interruptible - College_New_Water Heating_Natural Gas_Water Heater - Circulation Pump Controls_A_Achievable Economic UCT Potential | F5 | Commercial | Interruptible - College | New | Water Heating | Natural Gas | Water Heater - Circulation Pump Controls | A | Incremental Summer Peak Savings (MW) | Achievable Economic UCT Potential | 0 | 0 | 0 | 0 | 0 | 0 | 0 | 0 | 0 | 0 | 0 | 0 | 0 | 0 | 0 | 0 | 0 | 0 | 0 | 0 | 0 | 0 | 0 | 0 | 0 | 0 | 0
F6_Commercial_Interruptible - College_New_Water Heating_Natural Gas_Water Heater - Circulation Pump Controls_A_Achievable Economic UCT Potential | F6 | Commercial | Interruptible - College | New | Water Heating | Natural Gas | Water Heater - Circulation Pump Controls | A | Incremental Winter Peak Savings (MW) | Achievable Economic UCT Potential | 0 | 0 | 0 | 0 | 0 | 0 | 0 | 0 | 0 | 0 | 0 | 0 | 0 | 0 | 0 | 0 | 0 | 0 | 0 | 0 | 0 | 0 | 0 | 0 | 0 | 0 | 0
F7_Commercial_Interruptible - College_New_Water Heating_Natural Gas_Water Heater - Circulation Pump Controls_A_Achievable Economic UCT Potential | F7 | Commercial | Interruptible - College | New | Water Heating | Natural Gas | Water Heater - Circulation Pump Controls | A | Cumulative Energy Savings (MWh or mTherms) | Achievable Economic UCT Potential | 0 | 0 | 0 | 0 | 0 | 0 | 0 | 0 | 0 | 0 | 0 | 0 | 0 | 0 | 0 | 0 | 0 | 0 | 0 | 0 | 0 | 0 | 0 | 0 | 0 | 0 | 0
F8_Commercial_Interruptible - College_New_Water Heating_Natural Gas_Water Heater - Circulation Pump Controls_A_Achievable Economic UCT Potential | F8 | Commercial | Interruptible - College | New | Water Heating | Natural Gas | Water Heater - Circulation Pump Controls | A | Cumulative Summer Peak Savings (MW) | Achievable Economic UCT Potential | 0 | 0 | 0 | 0 | 0 | 0 | 0 | 0 | 0 | 0 | 0 | 0 | 0 | 0 | 0 | 0 | 0 | 0 | 0 | 0 | 0 | 0 | 0 | 0 | 0 | 0 | 0
F9_Commercial_Interruptible - College_New_Water Heating_Natural Gas_Water Heater - Circulation Pump Controls_A_Achievable Economic UCT Potential | F9 | Commercial | Interruptible - College | New | Water Heating | Natural Gas | Water Heater - Circulation Pump Controls | A | Cumulative Winter Peak Savings (MW) | Achievable Economic UCT Potential | 0 | 0 | 0 | 0 | 0 | 0 | 0 | 0 | 0 | 0 | 0 | 0 | 0 | 0 | 0 | 0 | 0 | 0 | 0 | 0 | 0 | 0 | 0 | 0 | 0 | 0 | 0
F10_Commercial_Interruptible - College_New_Water Heating_Natural Gas_Water Heater - Circulation Pump Controls_A_Achievable Economic UCT Potential | F10 | Commercial | Interruptible - College | New | Water Heating | Natural Gas | Water Heater - Circulation Pump Controls | A | Purchases (Incremental) | Achievable Economic UCT Potential | 0 | 0 | 0 | 0 | 0 | 0 | 0 | 0 | 0 | 0 | 0 | 0 | 0 | 0 | 0 | 0 | 0 | 0 | 0 | 0 | 0 | 0 | 0 | 0 | 0 | 0 | 0
F11_Commercial_Interruptible - College_New_Water Heating_Natural Gas_Water Heater - Circulation Pump Controls_A_Achievable Economic UCT Potential | F11 | Commercial | Interruptible - College | New | Water Heating | Natural Gas | Water Heater - Circulation Pump Controls | A | Purchases (Cumulative) | Achievable Economic UCT Potential | 0 | 0 | 0 | 0 | 0 | 0 | 0 | 0 | 0 | 0 | 0 | 0 | 0 | 0 | 0 | 0 | 0 | 0 | 0 | 0 | 0 | 0 | 0 | 0 | 0 | 0 | 0
F1_Commercial_Interruptible - College_New_Water Heating_Natural Gas_Water Heater - Pipe Insulation_A_Achievable Economic UCT Potential | F1 | Commercial | Interruptible - College | New | Water Heating | Natural Gas | Water Heater - Pipe Insulation | A | Integrated Unit Energy Savings (kWh or therms) | Achievable Economic UCT Potential | 0 | 0 | 0 | 0 | 0 | 0 | 0 | 0 | 0 | 0 | 0 | 0 | 0 | 0 | 0 | 0 | 0 | 0 | 0 | 0 | 0 | 0 | 0 | 0 | 0 | 0 | 0
F2_Commercial_Interruptible - College_New_Water Heating_Natural Gas_Water Heater - Pipe Insulation_A_Achievable Economic UCT Potential | F2 | Commercial | Interruptible - College | New | Water Heating | Natural Gas | Water Heater - Pipe Insulation | A | Integrated Unit Summer Peak Savings (kW) | Achievable Economic UCT Potential | 0 | 0 | 0 | 0 | 0 | 0 | 0 | 0 | 0 | 0 | 0 | 0 | 0 | 0 | 0 | 0 | 0 | 0 | 0 | 0 | 0 | 0 | 0 | 0 | 0 | 0 | 0
F3_Commercial_Interruptible - College_New_Water Heating_Natural Gas_Water Heater - Pipe Insulation_A_Achievable Economic UCT Potential | F3 | Commercial | Interruptible - College | New | Water Heating | Natural Gas | Water Heater - Pipe Insulation | A | Integrated Unit Winter Peak Savings (kW) | Achievable Economic UCT Potential | 0 | 0 | 0 | 0 | 0 | 0 | 0 | 0 | 0 | 0 | 0 | 0 | 0 | 0 | 0 | 0 | 0 | 0 | 0 | 0 | 0 | 0 | 0 | 0 | 0 | 0 | 0
F4_Commercial_Interruptible - College_New_Water Heating_Natural Gas_Water Heater - Pipe Insulation_A_Achievable Economic UCT Potential | F4 | Commercial | Interruptible - College | New | Water Heating | Natural Gas | Water Heater - Pipe Insulation | A | Incremental Energy Savings (MWh or mTherms) | Achievable Economic UCT Potential | 0 | 0 | 0 | 0 | 0 | 0 | 0 | 0 | 0 | 0 | 0 | 0 | 0 | 0 | 0 | 0 | 0 | 0 | 0 | 0 | 0 | 0 | 0 | 0 | 0 | 0 | 0
F5_Commercial_Interruptible - College_New_Water Heating_Natural Gas_Water Heater - Pipe Insulation_A_Achievable Economic UCT Potential | F5 | Commercial | Interruptible - College | New | Water Heating | Natural Gas | Water Heater - Pipe Insulation | A | Incremental Summer Peak Savings (MW) | Achievable Economic UCT Potential | 0 | 0 | 0 | 0 | 0 | 0 | 0 | 0 | 0 | 0 | 0 | 0 | 0 | 0 | 0 | 0 | 0 | 0 | 0 | 0 | 0 | 0 | 0 | 0 | 0 | 0 | 0
F6_Commercial_Interruptible - College_New_Water Heating_Natural Gas_Water Heater - Pipe Insulation_A_Achievable Economic UCT Potential | F6 | Commercial | Interruptible - College | New | Water Heating | Natural Gas | Water Heater - Pipe Insulation | A | Incremental Winter Peak Savings (MW) | Achievable Economic UCT Potential | 0 | 0 | 0 | 0 | 0 | 0 | 0 | 0 | 0 | 0 | 0 | 0 | 0 | 0 | 0 | 0 | 0 | 0 | 0 | 0 | 0 | 0 | 0 | 0 | 0 | 0 | 0
F7_Commercial_Interruptible - College_New_Water Heating_Natural Gas_Water Heater - Pipe Insulation_A_Achievable Economic UCT Potential | F7 | Commercial | Interruptible - College | New | Water Heating | Natural Gas | Water Heater - Pipe Insulation | A | Cumulative Energy Savings (MWh or mTherms) | Achievable Economic UCT Potential | 0 | 0 | 0 | 0 | 0 | 0 | 0 | 0 | 0 | 0 | 0 | 0 | 0 | 0 | 0 | 0 | 0 | 0 | 0 | 0 | 0 | 0 | 0 | 0 | 0 | 0 | 0
F8_Commercial_Interruptible - College_New_Water Heating_Natural Gas_Water Heater - Pipe Insulation_A_Achievable Economic UCT Potential | F8 | Commercial | Interruptible - College | New | Water Heating | Natural Gas | Water Heater - Pipe Insulation | A | Cumulative Summer Peak Savings (MW) | Achievable Economic UCT Potential | 0 | 0 | 0 | 0 | 0 | 0 | 0 | 0 | 0 | 0 | 0 | 0 | 0 | 0 | 0 | 0 | 0 | 0 | 0 | 0 | 0 | 0 | 0 | 0 | 0 | 0 | 0
F9_Commercial_Interruptible - College_New_Water Heating_Natural Gas_Water Heater - Pipe Insulation_A_Achievable Economic UCT Potential | F9 | Commercial | Interruptible - College | New | Water Heating | Natural Gas | Water Heater - Pipe Insulation | A | Cumulative Winter Peak Savings (MW) | Achievable Economic UCT Potential | 0 | 0 | 0 | 0 | 0 | 0 | 0 | 0 | 0 | 0 | 0 | 0 | 0 | 0 | 0 | 0 | 0 | 0 | 0 | 0 | 0 | 0 | 0 | 0 | 0 | 0 | 0
F10_Commercial_Interruptible - College_New_Water Heating_Natural Gas_Water Heater - Pipe Insulation_A_Achievable Economic UCT Potential | F10 | Commercial | Interruptible - College | New | Water Heating | Natural Gas | Water Heater - Pipe Insulation | A | Purchases (Incremental) | Achievable Economic UCT Potential | 0 | 0 | 0 | 0 | 0 | 0 | 0 | 0 | 0 | 0 | 0 | 0 | 0 | 0 | 0 | 0 | 0 | 0 | 0 | 0 | 0 | 0 | 0 | 0 | 0 | 0 | 0
F11_Commercial_Interruptible - College_New_Water Heating_Natural Gas_Water Heater - Pipe Insulation_A_Achievable Economic UCT Potential | F11 | Commercial | Interruptible - College | New | Water Heating | Natural Gas | Water Heater - Pipe Insulation | A | Purchases (Cumulative) | Achievable Economic UCT Potential | 0 | 0 | 0 | 0 | 0 | 0 | 0 | 0 | 0 | 0 | 0 | 0 | 0 | 0 | 0 | 0 | 0 | 0 | 0 | 0 | 0 | 0 | 0 | 0 | 0 | 0 | 0
F1_Commercial_Interruptible - College_New_Water Heating_Natural Gas_Water Heater - Motion Control Faucet_A_Achievable Economic UCT Potential | F1 | Commercial | Interruptible - College | New | Water Heating | Natural Gas | Water Heater - Motion Control Faucet | A | Integrated Unit Energy Savings (kWh or therms) | Achievable Economic UCT Potential | 0 | 0 | 0 | 0 | 0 | 0 | 0 | 0 | 0 | 0 | 0 | 0 | 0 | 0 | 0 | 0 | 0 | 0 | 0 | 0 | 0 | 0 | 0 | 0 | 0 | 0 | 0
F2_Commercial_Interruptible - College_New_Water Heating_Natural Gas_Water Heater - Motion Control Faucet_A_Achievable Economic UCT Potential | F2 | Commercial | Interruptible - College | New | Water Heating | Natural Gas | Water Heater - Motion Control Faucet | A | Integrated Unit Summer Peak Savings (kW) | Achievable Economic UCT Potential | 0 | 0 | 0 | 0 | 0 | 0 | 0 | 0 | 0 | 0 | 0 | 0 | 0 | 0 | 0 | 0 | 0 | 0 | 0 | 0 | 0 | 0 | 0 | 0 | 0 | 0 | 0
F3_Commercial_Interruptible - College_New_Water Heating_Natural Gas_Water Heater - Motion Control Faucet_A_Achievable Economic UCT Potential | F3 | Commercial | Interruptible - College | New | Water Heating | Natural Gas | Water Heater - Motion Control Faucet | A | Integrated Unit Winter Peak Savings (kW) | Achievable Economic UCT Potential | 0 | 0 | 0 | 0 | 0 | 0 | 0 | 0 | 0 | 0 | 0 | 0 | 0 | 0 | 0 | 0 | 0 | 0 | 0 | 0 | 0 | 0 | 0 | 0 | 0 | 0 | 0
F4_Commercial_Interruptible - College_New_Water Heating_Natural Gas_Water Heater - Motion Control Faucet_A_Achievable Economic UCT Potential | F4 | Commercial | Interruptible - College | New | Water Heating | Natural Gas | Water Heater - Motion Control Faucet | A | Incremental Energy Savings (MWh or mTherms) | Achievable Economic UCT Potential | 0 | 0 | 0 | 0 | 0 | 0 | 0 | 0 | 0 | 0 | 0 | 0 | 0 | 0 | 0 | 0 | 0 | 0 | 0 | 0 | 0 | 0 | 0 | 0 | 0 | 0 | 0
F5_Commercial_Interruptible - College_New_Water Heating_Natural Gas_Water Heater - Motion Control Faucet_A_Achievable Economic UCT Potential | F5 | Commercial | Interruptible - College | New | Water Heating | Natural Gas | Water Heater - Motion Control Faucet | A | Incremental Summer Peak Savings (MW) | Achievable Economic UCT Potential | 0 | 0 | 0 | 0 | 0 | 0 | 0 | 0 | 0 | 0 | 0 | 0 | 0 | 0 | 0 | 0 | 0 | 0 | 0 | 0 | 0 | 0 | 0 | 0 | 0 | 0 | 0
F6_Commercial_Interruptible - College_New_Water Heating_Natural Gas_Water Heater - Motion Control Faucet_A_Achievable Economic UCT Potential | F6 | Commercial | Interruptible - College | New | Water Heating | Natural Gas | Water Heater - Motion Control Faucet | A | Incremental Winter Peak Savings (MW) | Achievable Economic UCT Potential | 0 | 0 | 0 | 0 | 0 | 0 | 0 | 0 | 0 | 0 | 0 | 0 | 0 | 0 | 0 | 0 | 0 | 0 | 0 | 0 | 0 | 0 | 0 | 0 | 0 | 0 | 0
F7_Commercial_Interruptible - College_New_Water Heating_Natural Gas_Water Heater - Motion Control Faucet_A_Achievable Economic UCT Potential | F7 | Commercial | Interruptible - College | New | Water Heating | Natural Gas | Water Heater - Motion Control Faucet | A | Cumulative Energy Savings (MWh or mTherms) | Achievable Economic UCT Potential | 0 | 0 | 0 | 0 | 0 | 0 | 0 | 0 | 0 | 0 | 0 | 0 | 0 | 0 | 0 | 0 | 0 | 0 | 0 | 0 | 0 | 0 | 0 | 0 | 0 | 0 | 0
F8_Commercial_Interruptible - College_New_Water Heating_Natural Gas_Water Heater - Motion Control Faucet_A_Achievable Economic UCT Potential | F8 | Commercial | Interruptible - College | New | Water Heating | Natural Gas | Water Heater - Motion Control Faucet | A | Cumulative Summer Peak Savings (MW) | Achievable Economic UCT Potential | 0 | 0 | 0 | 0 | 0 | 0 | 0 | 0 | 0 | 0 | 0 | 0 | 0 | 0 | 0 | 0 | 0 | 0 | 0 | 0 | 0 | 0 | 0 | 0 | 0 | 0 | 0
F9_Commercial_Interruptible - College_New_Water Heating_Natural Gas_Water Heater - Motion Control Faucet_A_Achievable Economic UCT Potential | F9 | Commercial | Interruptible - College | New | Water Heating | Natural Gas | Water Heater - Motion Control Faucet | A | Cumulative Winter Peak Savings (MW) | Achievable Economic UCT Potential | 0 | 0 | 0 | 0 | 0 | 0 | 0 | 0 | 0 | 0 | 0 | 0 | 0 | 0 | 0 | 0 | 0 | 0 | 0 | 0 | 0 | 0 | 0 | 0 | 0 | 0 | 0
F10_Commercial_Interruptible - College_New_Water Heating_Natural Gas_Water Heater - Motion Control Faucet_A_Achievable Economic UCT Potential | F10 | Commercial | Interruptible - College | New | Water Heating | Natural Gas | Water Heater - Motion Control Faucet | A | Purchases (Incremental) | Achievable Economic UCT Potential | 0 | 0 | 0 | 0 | 0 | 0 | 0 | 0 | 0 | 0 | 0 | 0 | 0 | 0 | 0 | 0 | 0 | 0 | 0 | 0 | 0 | 0 | 0 | 0 | 0 | 0 | 0
F11_Commercial_Interruptible - College_New_Water Heating_Natural Gas_Water Heater - Motion Control Faucet_A_Achievable Economic UCT Potential | F11 | Commercial | Interruptible - College | New | Water Heating | Natural Gas | Water Heater - Motion Control Faucet | A | Purchases (Cumulative) | Achievable Economic UCT Potential | 0 | 0 | 0 | 0 | 0 | 0 | 0 | 0 | 0 | 0 | 0 | 0 | 0 | 0 | 0 | 0 | 0 | 0 | 0 | 0 | 0 | 0 | 0 | 0 | 0 | 0 | 0
F1_Commercial_Interruptible - College_New_Water Heating_Natural Gas_Water Heater - Solar System_A_Achievable Economic UCT Potential | F1 | Commercial | Interruptible - College | New | Water Heating | Natural Gas | Water Heater - Solar System | A | Integrated Unit Energy Savings (kWh or therms) | Achievable Economic UCT Potential | 0 | 0 | 0 | 0 | 0 | 0 | 0 | 0 | 0 | 0 | 0 | 0 | 0 | 0 | 0 | 0 | 0 | 0 | 0 | 0 | 0 | 0 | 0 | 0 | 0 | 0 | 0
F2_Commercial_Interruptible - College_New_Water Heating_Natural Gas_Water Heater - Solar System_A_Achievable Economic UCT Potential | F2 | Commercial | Interruptible - College | New | Water Heating | Natural Gas | Water Heater - Solar System | A | Integrated Unit Summer Peak Savings (kW) | Achievable Economic UCT Potential | 0 | 0 | 0 | 0 | 0 | 0 | 0 | 0 | 0 | 0 | 0 | 0 | 0 | 0 | 0 | 0 | 0 | 0 | 0 | 0 | 0 | 0 | 0 | 0 | 0 | 0 | 0
F3_Commercial_Interruptible - College_New_Water Heating_Natural Gas_Water Heater - Solar System_A_Achievable Economic UCT Potential | F3 | Commercial | Interruptible - College | New | Water Heating | Natural Gas | Water Heater - Solar System | A | Integrated Unit Winter Peak Savings (kW) | Achievable Economic UCT Potential | 0 | 0 | 0 | 0 | 0 | 0 | 0 | 0 | 0 | 0 | 0 | 0 | 0 | 0 | 0 | 0 | 0 | 0 | 0 | 0 | 0 | 0 | 0 | 0 | 0 | 0 | 0
F4_Commercial_Interruptible - College_New_Water Heating_Natural Gas_Water Heater - Solar System_A_Achievable Economic UCT Potential | F4 | Commercial | Interruptible - College | New | Water Heating | Natural Gas | Water Heater - Solar System | A | Incremental Energy Savings (MWh or mTherms) | Achievable Economic UCT Potential | 0 | 0 | 0 | 0 | 0 | 0 | 0 | 0 | 0 | 0 | 0 | 0 | 0 | 0 | 0 | 0 | 0 | 0 | 0 | 0 | 0 | 0 | 0 | 0 | 0 | 0 | 0
F5_Commercial_Interruptible - College_New_Water Heating_Natural Gas_Water Heater - Solar System_A_Achievable Economic UCT Potential | F5 | Commercial | Interruptible - College | New | Water Heating | Natural Gas | Water Heater - Solar System | A | Incremental Summer Peak Savings (MW) | Achievable Economic UCT Potential | 0 | 0 | 0 | 0 | 0 | 0 | 0 | 0 | 0 | 0 | 0 | 0 | 0 | 0 | 0 | 0 | 0 | 0 | 0 | 0 | 0 | 0 | 0 | 0 | 0 | 0 | 0
F6_Commercial_Interruptible - College_New_Water Heating_Natural Gas_Water Heater - Solar System_A_Achievable Economic UCT Potential | F6 | Commercial | Interruptible - College | New | Water Heating | Natural Gas | Water Heater - Solar System | A | Incremental Winter Peak Savings (MW) | Achievable Economic UCT Potential | 0 | 0 | 0 | 0 | 0 | 0 | 0 | 0 | 0 | 0 | 0 | 0 | 0 | 0 | 0 | 0 | 0 | 0 | 0 | 0 | 0 | 0 | 0 | 0 | 0 | 0 | 0
F7_Commercial_Interruptible - College_New_Water Heating_Natural Gas_Water Heater - Solar System_A_Achievable Economic UCT Potential | F7 | Commercial | Interruptible - College | New | Water Heating | Natural Gas | Water Heater - Solar System | A | Cumulative Energy Savings (MWh or mTherms) | Achievable Economic UCT Potential | 0 | 0 | 0 | 0 | 0 | 0 | 0 | 0 | 0 | 0 | 0 | 0 | 0 | 0 | 0 | 0 | 0 | 0 | 0 | 0 | 0 | 0 | 0 | 0 | 0 | 0 | 0
F8_Commercial_Interruptible - College_New_Water Heating_Natural Gas_Water Heater - Solar System_A_Achievable Economic UCT Potential | F8 | Commercial | Interruptible - College | New | Water Heating | Natural Gas | Water Heater - Solar System | A | Cumulative Summer Peak Savings (MW) | Achievable Economic UCT Potential | 0 | 0 | 0 | 0 | 0 | 0 | 0 | 0 | 0 | 0 | 0 | 0 | 0 | 0 | 0 | 0 | 0 | 0 | 0 | 0 | 0 | 0 | 0 | 0 | 0 | 0 | 0
F9_Commercial_Interruptible - College_New_Water Heating_Natural Gas_Water Heater - Solar System_A_Achievable Economic UCT Potential | F9 | Commercial | Interruptible - College | New | Water Heating | Natural Gas | Water Heater - Solar System | A | Cumulative Winter Peak Savings (MW) | Achievable Economic UCT Potential | 0 | 0 | 0 | 0 | 0 | 0 | 0 | 0 | 0 | 0 | 0 | 0 | 0 | 0 | 0 | 0 | 0 | 0 | 0 | 0 | 0 | 0 | 0 | 0 | 0 | 0 | 0
F10_Commercial_Interruptible - College_New_Water Heating_Natural Gas_Water Heater - Solar System_A_Achievable Economic UCT Potential | F10 | Commercial | Interruptible - College | New | Water Heating | Natural Gas | Water Heater - Solar System | A | Purchases (Incremental) | Achievable Economic UCT Potential | 0 | 0 | 0 | 0 | 0 | 0 | 0 | 0 | 0 | 0 | 0 | 0 | 0 | 0 | 0 | 0 | 0 | 0 | 0 | 0 | 0 | 0 | 0 | 0 | 0 | 0 | 0
F11_Commercial_Interruptible - College_New_Water Heating_Natural Gas_Water Heater - Solar System_A_Achievable Economic UCT Potential | F11 | Commercial | Interruptible - College | New | Water Heating | Natural Gas | Water Heater - Solar System | A | Purchases (Cumulative) | Achievable Economic UCT Potential | 0 | 0 | 0 | 0 | 0 | 0 | 0 | 0 | 0 | 0 | 0 | 0 | 0 | 0 | 0 | 0 | 0 | 0 | 0 | 0 | 0 | 0 | 0 | 0 | 0 | 0 | 0
F1_Commercial_Interruptible - College_New_Water Heating_Natural Gas_Commercial Laundry - Ozone Treatment_A_Achievable Economic UCT Potential | F1 | Commercial | Interruptible - College | New | Water Heating | Natural Gas | Commercial Laundry - Ozone Treatment | A | Integrated Unit Energy Savings (kWh or therms) | Achievable Economic UCT Potential | 0 | 0 | 0 | 0 | 0 | 0 | 0 | 0 | 0 | 0 | 0 | 0 | 0 | 0 | 0 | 0 | 0 | 0 | 0 | 0 | 0 | 0 | 0 | 0 | 0 | 0 | 0
F2_Commercial_Interruptible - College_New_Water Heating_Natural Gas_Commercial Laundry - Ozone Treatment_A_Achievable Economic UCT Potential | F2 | Commercial | Interruptible - College | New | Water Heating | Natural Gas | Commercial Laundry - Ozone Treatment | A | Integrated Unit Summer Peak Savings (kW) | Achievable Economic UCT Potential | 0 | 0 | 0 | 0 | 0 | 0 | 0 | 0 | 0 | 0 | 0 | 0 | 0 | 0 | 0 | 0 | 0 | 0 | 0 | 0 | 0 | 0 | 0 | 0 | 0 | 0 | 0
F3_Commercial_Interruptible - College_New_Water Heating_Natural Gas_Commercial Laundry - Ozone Treatment_A_Achievable Economic UCT Potential | F3 | Commercial | Interruptible - College | New | Water Heating | Natural Gas | Commercial Laundry - Ozone Treatment | A | Integrated Unit Winter Peak Savings (kW) | Achievable Economic UCT Potential | 0 | 0 | 0 | 0 | 0 | 0 | 0 | 0 | 0 | 0 | 0 | 0 | 0 | 0 | 0 | 0 | 0 | 0 | 0 | 0 | 0 | 0 | 0 | 0 | 0 | 0 | 0
F4_Commercial_Interruptible - College_New_Water Heating_Natural Gas_Commercial Laundry - Ozone Treatment_A_Achievable Economic UCT Potential | F4 | Commercial | Interruptible - College | New | Water Heating | Natural Gas | Commercial Laundry - Ozone Treatment | A | Incremental Energy Savings (MWh or mTherms) | Achievable Economic UCT Potential | 0 | 0 | 0 | 0 | 0 | 0 | 0 | 0 | 0 | 0 | 0 | 0 | 0 | 0 | 0 | 0 | 0 | 0 | 0 | 0 | 0 | 0 | 0 | 0 | 0 | 0 | 0
F5_Commercial_Interruptible - College_New_Water Heating_Natural Gas_Commercial Laundry - Ozone Treatment_A_Achievable Economic UCT Potential | F5 | Commercial | Interruptible - College | New | Water Heating | Natural Gas | Commercial Laundry - Ozone Treatment | A | Incremental Summer Peak Savings (MW) | Achievable Economic UCT Potential | 0 | 0 | 0 | 0 | 0 | 0 | 0 | 0 | 0 | 0 | 0 | 0 | 0 | 0 | 0 | 0 | 0 | 0 | 0 | 0 | 0 | 0 | 0 | 0 | 0 | 0 | 0
F6_Commercial_Interruptible - College_New_Water Heating_Natural Gas_Commercial Laundry - Ozone Treatment_A_Achievable Economic UCT Potential | F6 | Commercial | Interruptible - College | New | Water Heating | Natural Gas | Commercial Laundry - Ozone Treatment | A | Incremental Winter Peak Savings (MW) | Achievable Economic UCT Potential | 0 | 0 | 0 | 0 | 0 | 0 | 0 | 0 | 0 | 0 | 0 | 0 | 0 | 0 | 0 | 0 | 0 | 0 | 0 | 0 | 0 | 0 | 0 | 0 | 0 | 0 | 0
F7_Commercial_Interruptible - College_New_Water Heating_Natural Gas_Commercial Laundry - Ozone Treatment_A_Achievable Economic UCT Potential | F7 | Commercial | Interruptible - College | New | Water Heating | Natural Gas | Commercial Laundry - Ozone Treatment | A | Cumulative Energy Savings (MWh or mTherms) | Achievable Economic UCT Potential | 0 | 0 | 0 | 0 | 0 | 0 | 0 | 0 | 0 | 0 | 0 | 0 | 0 | 0 | 0 | 0 | 0 | 0 | 0 | 0 | 0 | 0 | 0 | 0 | 0 | 0 | 0
F8_Commercial_Interruptible - College_New_Water Heating_Natural Gas_Commercial Laundry - Ozone Treatment_A_Achievable Economic UCT Potential | F8 | Commercial | Interruptible - College | New | Water Heating | Natural Gas | Commercial Laundry - Ozone Treatment | A | Cumulative Summer Peak Savings (MW) | Achievable Economic UCT Potential | 0 | 0 | 0 | 0 | 0 | 0 | 0 | 0 | 0 | 0 | 0 | 0 | 0 | 0 | 0 | 0 | 0 | 0 | 0 | 0 | 0 | 0 | 0 | 0 | 0 | 0 | 0
F9_Commercial_Interruptible - College_New_Water Heating_Natural Gas_Commercial Laundry - Ozone Treatment_A_Achievable Economic UCT Potential | F9 | Commercial | Interruptible - College | New | Water Heating | Natural Gas | Commercial Laundry - Ozone Treatment | A | Cumulative Winter Peak Savings (MW) | Achievable Economic UCT Potential | 0 | 0 | 0 | 0 | 0 | 0 | 0 | 0 | 0 | 0 | 0 | 0 | 0 | 0 | 0 | 0 | 0 | 0 | 0 | 0 | 0 | 0 | 0 | 0 | 0 | 0 | 0
F10_Commercial_Interruptible - College_New_Water Heating_Natural Gas_Commercial Laundry - Ozone Treatment_A_Achievable Economic UCT Potential | F10 | Commercial | Interruptible - College | New | Water Heating | Natural Gas | Commercial Laundry - Ozone Treatment | A | Purchases (Incremental) | Achievable Economic UCT Potential | 0 | 0 | 0 | 0 | 0 | 0 | 0 | 0 | 0 | 0 | 0 | 0 | 0 | 0 | 0 | 0 | 0 | 0 | 0 | 0 | 0 | 0 | 0 | 0 | 0 | 0 | 0
F11_Commercial_Interruptible - College_New_Water Heating_Natural Gas_Commercial Laundry - Ozone Treatment_A_Achievable Economic UCT Potential | F11 | Commercial | Interruptible - College | New | Water Heating | Natural Gas | Commercial Laundry - Ozone Treatment | A | Purchases (Cumulative) | Achievable Economic UCT Potential | 0 | 0 | 0 | 0 | 0 | 0 | 0 | 0 | 0 | 0 | 0 | 0 | 0 | 0 | 0 | 0 | 0 | 0 | 0 | 0 | 0 | 0 | 0 | 0 | 0 | 0 | 0
F1_Commercial_Interruptible - College_New_Water Heating_Natural Gas_Commercial Laundry - ENERGY STAR Washer_A_Achievable Economic UCT Potential | F1 | Commercial | Interruptible - College | New | Water Heating | Natural Gas | Commercial Laundry - ENERGY STAR Washer | A | Integrated Unit Energy Savings (kWh or therms) | Achievable Economic UCT Potential | 0 | 0 | 0 | 0 | 0 | 0 | 0 | 0 | 0 | 0 | 0 | 0 | 0 | 0 | 0 | 0 | 0 | 0 | 0 | 0 | 0 | 0 | 0 | 0 | 0 | 0 | 0
F2_Commercial_Interruptible - College_New_Water Heating_Natural Gas_Commercial Laundry - ENERGY STAR Washer_A_Achievable Economic UCT Potential | F2 | Commercial | Interruptible - College | New | Water Heating | Natural Gas | Commercial Laundry - ENERGY STAR Washer | A | Integrated Unit Summer Peak Savings (kW) | Achievable Economic UCT Potential | 0 | 0 | 0 | 0 | 0 | 0 | 0 | 0 | 0 | 0 | 0 | 0 | 0 | 0 | 0 | 0 | 0 | 0 | 0 | 0 | 0 | 0 | 0 | 0 | 0 | 0 | 0
F3_Commercial_Interruptible - College_New_Water Heating_Natural Gas_Commercial Laundry - ENERGY STAR Washer_A_Achievable Economic UCT Potential | F3 | Commercial | Interruptible - College | New | Water Heating | Natural Gas | Commercial Laundry - ENERGY STAR Washer | A | Integrated Unit Winter Peak Savings (kW) | Achievable Economic UCT Potential | 0 | 0 | 0 | 0 | 0 | 0 | 0 | 0 | 0 | 0 | 0 | 0 | 0 | 0 | 0 | 0 | 0 | 0 | 0 | 0 | 0 | 0 | 0 | 0 | 0 | 0 | 0
F4_Commercial_Interruptible - College_New_Water Heating_Natural Gas_Commercial Laundry - ENERGY STAR Washer_A_Achievable Economic UCT Potential | F4 | Commercial | Interruptible - College | New | Water Heating | Natural Gas | Commercial Laundry - ENERGY STAR Washer | A | Incremental Energy Savings (MWh or mTherms) | Achievable Economic UCT Potential | 0 | 0 | 0 | 0 | 0 | 0 | 0 | 0 | 0 | 0 | 0 | 0 | 0 | 0 | 0 | 0 | 0 | 0 | 0 | 0 | 0 | 0 | 0 | 0 | 0 | 0 | 0
F5_Commercial_Interruptible - College_New_Water Heating_Natural Gas_Commercial Laundry - ENERGY STAR Washer_A_Achievable Economic UCT Potential | F5 | Commercial | Interruptible - College | New | Water Heating | Natural Gas | Commercial Laundry - ENERGY STAR Washer | A | Incremental Summer Peak Savings (MW) | Achievable Economic UCT Potential | 0 | 0 | 0 | 0 | 0 | 0 | 0 | 0 | 0 | 0 | 0 | 0 | 0 | 0 | 0 | 0 | 0 | 0 | 0 | 0 | 0 | 0 | 0 | 0 | 0 | 0 | 0
F6_Commercial_Interruptible - College_New_Water Heating_Natural Gas_Commercial Laundry - ENERGY STAR Washer_A_Achievable Economic UCT Potential | F6 | Commercial | Interruptible - College | New | Water Heating | Natural Gas | Commercial Laundry - ENERGY STAR Washer | A | Incremental Winter Peak Savings (MW) | Achievable Economic UCT Potential | 0 | 0 | 0 | 0 | 0 | 0 | 0 | 0 | 0 | 0 | 0 | 0 | 0 | 0 | 0 | 0 | 0 | 0 | 0 | 0 | 0 | 0 | 0 | 0 | 0 | 0 | 0
F7_Commercial_Interruptible - College_New_Water Heating_Natural Gas_Commercial Laundry - ENERGY STAR Washer_A_Achievable Economic UCT Potential | F7 | Commercial | Interruptible - College | New | Water Heating | Natural Gas | Commercial Laundry - ENERGY STAR Washer | A | Cumulative Energy Savings (MWh or mTherms) | Achievable Economic UCT Potential | 0 | 0 | 0 | 0 | 0 | 0 | 0 | 0 | 0 | 0 | 0 | 0 | 0 | 0 | 0 | 0 | 0 | 0 | 0 | 0 | 0 | 0 | 0 | 0 | 0 | 0 | 0
F8_Commercial_Interruptible - College_New_Water Heating_Natural Gas_Commercial Laundry - ENERGY STAR Washer_A_Achievable Economic UCT Potential | F8 | Commercial | Interruptible - College | New | Water Heating | Natural Gas | Commercial Laundry - ENERGY STAR Washer | A | Cumulative Summer Peak Savings (MW) | Achievable Economic UCT Potential | 0 | 0 | 0 | 0 | 0 | 0 | 0 | 0 | 0 | 0 | 0 | 0 | 0 | 0 | 0 | 0 | 0 | 0 | 0 | 0 | 0 | 0 | 0 | 0 | 0 | 0 | 0
F9_Commercial_Interruptible - College_New_Water Heating_Natural Gas_Commercial Laundry - ENERGY STAR Washer_A_Achievable Economic UCT Potential | F9 | Commercial | Interruptible - College | New | Water Heating | Natural Gas | Commercial Laundry - ENERGY STAR Washer | A | Cumulative Winter Peak Savings (MW) | Achievable Economic UCT Potential | 0 | 0 | 0 | 0 | 0 | 0 | 0 | 0 | 0 | 0 | 0 | 0 | 0 | 0 | 0 | 0 | 0 | 0 | 0 | 0 | 0 | 0 | 0 | 0 | 0 | 0 | 0
F10_Commercial_Interruptible - College_New_Water Heating_Natural Gas_Commercial Laundry - ENERGY STAR Washer_A_Achievable Economic UCT Potential | F10 | Commercial | Interruptible - College | New | Water Heating | Natural Gas | Commercial Laundry - ENERGY STAR Washer | A | Purchases (Incremental) | Achievable Economic UCT Potential | 0 | 0 | 0 | 0 | 0 | 0 | 0 | 0 | 0 | 0 | 0 | 0 | 0 | 0 | 0 | 0 | 0 | 0 | 0 | 0 | 0 | 0 | 0 | 0 | 0 | 0 | 0
F11_Commercial_Interruptible - College_New_Water Heating_Natural Gas_Commercial Laundry - ENERGY STAR Washer_A_Achievable Economic UCT Potential | F11 | Commercial | Interruptible - College | New | Water Heating | Natural Gas | Commercial Laundry - ENERGY STAR Washer | A | Purchases (Cumulative) | Achievable Economic UCT Potential | 0 | 0 | 0 | 0 | 0 | 0 | 0 | 0 | 0 | 0 | 0 | 0 | 0 | 0 | 0 | 0 | 0 | 0 | 0 | 0 | 0 | 0 | 0 | 0 | 0 | 0 | 0
F1_Commercial_Interruptible - College_New_Water Heating_Natural Gas_Water Heater - Efficient Dishwasher_A_Achievable Economic UCT Potential | F1 | Commercial | Interruptible - College | New | Water Heating | Natural Gas | Water Heater - Efficient Dishwasher | A | Integrated Unit Energy Savings (kWh or therms) | Achievable Economic UCT Potential | 0 | 0 | 0 | 0 | 0 | 0 | 0 | 0 | 0 | 0 | 0 | 0 | 0 | 0 | 0 | 0 | 0 | 0 | 0 | 0 | 0 | 0 | 0 | 0 | 0 | 0 | 0
F2_Commercial_Interruptible - College_New_Water Heating_Natural Gas_Water Heater - Efficient Dishwasher_A_Achievable Economic UCT Potential | F2 | Commercial | Interruptible - College | New | Water Heating | Natural Gas | Water Heater - Efficient Dishwasher | A | Integrated Unit Summer Peak Savings (kW) | Achievable Economic UCT Potential | 0 | 0 | 0 | 0 | 0 | 0 | 0 | 0 | 0 | 0 | 0 | 0 | 0 | 0 | 0 | 0 | 0 | 0 | 0 | 0 | 0 | 0 | 0 | 0 | 0 | 0 | 0
F3_Commercial_Interruptible - College_New_Water Heating_Natural Gas_Water Heater - Efficient Dishwasher_A_Achievable Economic UCT Potential | F3 | Commercial | Interruptible - College | New | Water Heating | Natural Gas | Water Heater - Efficient Dishwasher | A | Integrated Unit Winter Peak Savings (kW) | Achievable Economic UCT Potential | 0 | 0 | 0 | 0 | 0 | 0 | 0 | 0 | 0 | 0 | 0 | 0 | 0 | 0 | 0 | 0 | 0 | 0 | 0 | 0 | 0 | 0 | 0 | 0 | 0 | 0 | 0
F4_Commercial_Interruptible - College_New_Water Heating_Natural Gas_Water Heater - Efficient Dishwasher_A_Achievable Economic UCT Potential | F4 | Commercial | Interruptible - College | New | Water Heating | Natural Gas | Water Heater - Efficient Dishwasher | A | Incremental Energy Savings (MWh or mTherms) | Achievable Economic UCT Potential | 0 | 0 | 0 | 0 | 0 | 0 | 0 | 0 | 0 | 0 | 0 | 0 | 0 | 0 | 0 | 0 | 0 | 0 | 0 | 0 | 0 | 0 | 0 | 0 | 0 | 0 | 0
F5_Commercial_Interruptible - College_New_Water Heating_Natural Gas_Water Heater - Efficient Dishwasher_A_Achievable Economic UCT Potential | F5 | Commercial | Interruptible - College | New | Water Heating | Natural Gas | Water Heater - Efficient Dishwasher | A | Incremental Summer Peak Savings (MW) | Achievable Economic UCT Potential | 0 | 0 | 0 | 0 | 0 | 0 | 0 | 0 | 0 | 0 | 0 | 0 | 0 | 0 | 0 | 0 | 0 | 0 | 0 | 0 | 0 | 0 | 0 | 0 | 0 | 0 | 0
F6_Commercial_Interruptible - College_New_Water Heating_Natural Gas_Water Heater - Efficient Dishwasher_A_Achievable Economic UCT Potential | F6 | Commercial | Interruptible - College | New | Water Heating | Natural Gas | Water Heater - Efficient Dishwasher | A | Incremental Winter Peak Savings (MW) | Achievable Economic UCT Potential | 0 | 0 | 0 | 0 | 0 | 0 | 0 | 0 | 0 | 0 | 0 | 0 | 0 | 0 | 0 | 0 | 0 | 0 | 0 | 0 | 0 | 0 | 0 | 0 | 0 | 0 | 0
F7_Commercial_Interruptible - College_New_Water Heating_Natural Gas_Water Heater - Efficient Dishwasher_A_Achievable Economic UCT Potential | F7 | Commercial | Interruptible - College | New | Water Heating | Natural Gas | Water Heater - Efficient Dishwasher | A | Cumulative Energy Savings (MWh or mTherms) | Achievable Economic UCT Potential | 0 | 0 | 0 | 0 | 0 | 0 | 0 | 0 | 0 | 0 | 0 | 0 | 0 | 0 | 0 | 0 | 0 | 0 | 0 | 0 | 0 | 0 | 0 | 0 | 0 | 0 | 0
F8_Commercial_Interruptible - College_New_Water Heating_Natural Gas_Water Heater - Efficient Dishwasher_A_Achievable Economic UCT Potential | F8 | Commercial | Interruptible - College | New | Water Heating | Natural Gas | Water Heater - Efficient Dishwasher | A | Cumulative Summer Peak Savings (MW) | Achievable Economic UCT Potential | 0 | 0 | 0 | 0 | 0 | 0 | 0 | 0 | 0 | 0 | 0 | 0 | 0 | 0 | 0 | 0 | 0 | 0 | 0 | 0 | 0 | 0 | 0 | 0 | 0 | 0 | 0
F9_Commercial_Interruptible - College_New_Water Heating_Natural Gas_Water Heater - Efficient Dishwasher_A_Achievable Economic UCT Potential | F9 | Commercial | Interruptible - College | New | Water Heating | Natural Gas | Water Heater - Efficient Dishwasher | A | Cumulative Winter Peak Savings (MW) | Achievable Economic UCT Potential | 0 | 0 | 0 | 0 | 0 | 0 | 0 | 0 | 0 | 0 | 0 | 0 | 0 | 0 | 0 | 0 | 0 | 0 | 0 | 0 | 0 | 0 | 0 | 0 | 0 | 0 | 0
F10_Commercial_Interruptible - College_New_Water Heating_Natural Gas_Water Heater - Efficient Dishwasher_A_Achievable Economic UCT Potential | F10 | Commercial | Interruptible - College | New | Water Heating | Natural Gas | Water Heater - Efficient Dishwasher | A | Purchases (Incremental) | Achievable Economic UCT Potential | 0 | 0 | 0 | 0 | 0 | 0 | 0 | 0 | 0 | 0 | 0 | 0 | 0 | 0 | 0 | 0 | 0 | 0 | 0 | 0 | 0 | 0 | 0 | 0 | 0 | 0 | 0
F11_Commercial_Interruptible - College_New_Water Heating_Natural Gas_Water Heater - Efficient Dishwasher_A_Achievable Economic UCT Potential | F11 | Commercial | Interruptible - College | New | Water Heating | Natural Gas | Water Heater - Efficient Dishwasher | A | Purchases (Cumulative) | Achievable Economic UCT Potential | 0 | 0 | 0 | 0 | 0 | 0 | 0 | 0 | 0 | 0 | 0 | 0 | 0 | 0 | 0 | 0 | 0 | 0 | 0 | 0 | 0 | 0 | 0 | 0 | 0 | 0 | 0
F1_Commercial_Interruptible - College_New_Water Heating_Natural Gas_Commercial Laundry - Alternative Dry-Cleaning Methods_A_Achievable Economic UCT Potential | F1 | Commercial | Interruptible - College | New | Water Heating | Natural Gas | Commercial Laundry - Alternative Dry-Cleaning Methods | A | Integrated Unit Energy Savings (kWh or therms) | Achievable Economic UCT Potential | 0 | 0 | 0 | 0 | 0 | 0 | 0 | 0 | 0 | 0 | 0 | 0 | 0 | 0 | 0 | 0 | 0 | 0 | 0 | 0 | 0 | 0 | 0 | 0 | 0 | 0 | 0
F2_Commercial_Interruptible - College_New_Water Heating_Natural Gas_Commercial Laundry - Alternative Dry-Cleaning Methods_A_Achievable Economic UCT Potential | F2 | Commercial | Interruptible - College | New | Water Heating | Natural Gas | Commercial Laundry - Alternative Dry-Cleaning Methods | A | Integrated Unit Summer Peak Savings (kW) | Achievable Economic UCT Potential | 0 | 0 | 0 | 0 | 0 | 0 | 0 | 0 | 0 | 0 | 0 | 0 | 0 | 0 | 0 | 0 | 0 | 0 | 0 | 0 | 0 | 0 | 0 | 0 | 0 | 0 | 0
F3_Commercial_Interruptible - College_New_Water Heating_Natural Gas_Commercial Laundry - Alternative Dry-Cleaning Methods_A_Achievable Economic UCT Potential | F3 | Commercial | Interruptible - College | New | Water Heating | Natural Gas | Commercial Laundry - Alternative Dry-Cleaning Methods | A | Integrated Unit Winter Peak Savings (kW) | Achievable Economic UCT Potential | 0 | 0 | 0 | 0 | 0 | 0 | 0 | 0 | 0 | 0 | 0 | 0 | 0 | 0 | 0 | 0 | 0 | 0 | 0 | 0 | 0 | 0 | 0 | 0 | 0 | 0 | 0
F4_Commercial_Interruptible - College_New_Water Heating_Natural Gas_Commercial Laundry - Alternative Dry-Cleaning Methods_A_Achievable Economic UCT Potential | F4 | Commercial | Interruptible - College | New | Water Heating | Natural Gas | Commercial Laundry - Alternative Dry-Cleaning Methods | A | Incremental Energy Savings (MWh or mTherms) | Achievable Economic UCT Potential | 0 | 0 | 0 | 0 | 0 | 0 | 0 | 0 | 0 | 0 | 0 | 0 | 0 | 0 | 0 | 0 | 0 | 0 | 0 | 0 | 0 | 0 | 0 | 0 | 0 | 0 | 0
F5_Commercial_Interruptible - College_New_Water Heating_Natural Gas_Commercial Laundry - Alternative Dry-Cleaning Methods_A_Achievable Economic UCT Potential | F5 | Commercial | Interruptible - College | New | Water Heating | Natural Gas | Commercial Laundry - Alternative Dry-Cleaning Methods | A | Incremental Summer Peak Savings (MW) | Achievable Economic UCT Potential | 0 | 0 | 0 | 0 | 0 | 0 | 0 | 0 | 0 | 0 | 0 | 0 | 0 | 0 | 0 | 0 | 0 | 0 | 0 | 0 | 0 | 0 | 0 | 0 | 0 | 0 | 0
F6_Commercial_Interruptible - College_New_Water Heating_Natural Gas_Commercial Laundry - Alternative Dry-Cleaning Methods_A_Achievable Economic UCT Potential | F6 | Commercial | Interruptible - College | New | Water Heating | Natural Gas | Commercial Laundry - Alternative Dry-Cleaning Methods | A | Incremental Winter Peak Savings (MW) | Achievable Economic UCT Potential | 0 | 0 | 0 | 0 | 0 | 0 | 0 | 0 | 0 | 0 | 0 | 0 | 0 | 0 | 0 | 0 | 0 | 0 | 0 | 0 | 0 | 0 | 0 | 0 | 0 | 0 | 0
F7_Commercial_Interruptible - College_New_Water Heating_Natural Gas_Commercial Laundry - Alternative Dry-Cleaning Methods_A_Achievable Economic UCT Potential | F7 | Commercial | Interruptible - College | New | Water Heating | Natural Gas | Commercial Laundry - Alternative Dry-Cleaning Methods | A | Cumulative Energy Savings (MWh or mTherms) | Achievable Economic UCT Potential | 0 | 0 | 0 | 0 | 0 | 0 | 0 | 0 | 0 | 0 | 0 | 0 | 0 | 0 | 0 | 0 | 0 | 0 | 0 | 0 | 0 | 0 | 0 | 0 | 0 | 0 | 0
F8_Commercial_Interruptible - College_New_Water Heating_Natural Gas_Commercial Laundry - Alternative Dry-Cleaning Methods_A_Achievable Economic UCT Potential | F8 | Commercial | Interruptible - College | New | Water Heating | Natural Gas | Commercial Laundry - Alternative Dry-Cleaning Methods | A | Cumulative Summer Peak Savings (MW) | Achievable Economic UCT Potential | 0 | 0 | 0 | 0 | 0 | 0 | 0 | 0 | 0 | 0 | 0 | 0 | 0 | 0 | 0 | 0 | 0 | 0 | 0 | 0 | 0 | 0 | 0 | 0 | 0 | 0 | 0
F9_Commercial_Interruptible - College_New_Water Heating_Natural Gas_Commercial Laundry - Alternative Dry-Cleaning Methods_A_Achievable Economic UCT Potential | F9 | Commercial | Interruptible - College | New | Water Heating | Natural Gas | Commercial Laundry - Alternative Dry-Cleaning Methods | A | Cumulative Winter Peak Savings (MW) | Achievable Economic UCT Potential | 0 | 0 | 0 | 0 | 0 | 0 | 0 | 0 | 0 | 0 | 0 | 0 | 0 | 0 | 0 | 0 | 0 | 0 | 0 | 0 | 0 | 0 | 0 | 0 | 0 | 0 | 0
F10_Commercial_Interruptible - College_New_Water Heating_Natural Gas_Commercial Laundry - Alternative Dry-Cleaning Methods_A_Achievable Economic UCT Potential | F10 | Commercial | Interruptible - College | New | Water Heating | Natural Gas | Commercial Laundry - Alternative Dry-Cleaning Methods | A | Purchases (Incremental) | Achievable Economic UCT Potential | 0 | 0 | 0 | 0 | 0 | 0 | 0 | 0 | 0 | 0 | 0 | 0 | 0 | 0 | 0 | 0 | 0 | 0 | 0 | 0 | 0 | 0 | 0 | 0 | 0 | 0 | 0
F11_Commercial_Interruptible - College_New_Water Heating_Natural Gas_Commercial Laundry - Alternative Dry-Cleaning Methods_A_Achievable Economic UCT Potential | F11 | Commercial | Interruptible - College | New | Water Heating | Natural Gas | Commercial Laundry - Alternative Dry-Cleaning Methods | A | Purchases (Cumulative) | Achievable Economic UCT Potential | 0 | 0 | 0 | 0 | 0 | 0 | 0 | 0 | 0 | 0 | 0 | 0 | 0 | 0 | 0 | 0 | 0 | 0 | 0 | 0 | 0 | 0 | 0 | 0 | 0 | 0 | 0
F1_Commercial_Interruptible - College_New_Space Heating_Natural Gas_Advanced Kitchen Ventilation Controls_A_Achievable Economic UCT Potential | F1 | Commercial | Interruptible - College | New | Space Heating | Natural Gas | Advanced Kitchen Ventilation Controls | A | Integrated Unit Energy Savings (kWh or therms) | Achievable Economic UCT Potential | 0 | 0 | 0 | 0 | 0 | 0 | 0 | 0 | 0 | 0 | 0 | 0 | 0 | 0 | 0 | 0 | 0 | 0 | 0 | 0 | 0 | 0 | 0 | 0 | 0 | 0 | 0
F2_Commercial_Interruptible - College_New_Space Heating_Natural Gas_Advanced Kitchen Ventilation Controls_A_Achievable Economic UCT Potential | F2 | Commercial | Interruptible - College | New | Space Heating | Natural Gas | Advanced Kitchen Ventilation Controls | A | Integrated Unit Summer Peak Savings (kW) | Achievable Economic UCT Potential | 0 | 0 | 0 | 0 | 0 | 0 | 0 | 0 | 0 | 0 | 0 | 0 | 0 | 0 | 0 | 0 | 0 | 0 | 0 | 0 | 0 | 0 | 0 | 0 | 0 | 0 | 0
F3_Commercial_Interruptible - College_New_Space Heating_Natural Gas_Advanced Kitchen Ventilation Controls_A_Achievable Economic UCT Potential | F3 | Commercial | Interruptible - College | New | Space Heating | Natural Gas | Advanced Kitchen Ventilation Controls | A | Integrated Unit Winter Peak Savings (kW) | Achievable Economic UCT Potential | 0 | 0 | 0 | 0 | 0 | 0 | 0 | 0 | 0 | 0 | 0 | 0 | 0 | 0 | 0 | 0 | 0 | 0 | 0 | 0 | 0 | 0 | 0 | 0 | 0 | 0 | 0
F4_Commercial_Interruptible - College_New_Space Heating_Natural Gas_Advanced Kitchen Ventilation Controls_A_Achievable Economic UCT Potential | F4 | Commercial | Interruptible - College | New | Space Heating | Natural Gas | Advanced Kitchen Ventilation Controls | A | Incremental Energy Savings (MWh or mTherms) | Achievable Economic UCT Potential | 0 | 0 | 0 | 0 | 0 | 0 | 0 | 0 | 0 | 0 | 0 | 0 | 0 | 0 | 0 | 0 | 0 | 0 | 0 | 0 | 0 | 0 | 0 | 0 | 0 | 0 | 0
F5_Commercial_Interruptible - College_New_Space Heating_Natural Gas_Advanced Kitchen Ventilation Controls_A_Achievable Economic UCT Potential | F5 | Commercial | Interruptible - College | New | Space Heating | Natural Gas | Advanced Kitchen Ventilation Controls | A | Incremental Summer Peak Savings (MW) | Achievable Economic UCT Potential | 0 | 0 | 0 | 0 | 0 | 0 | 0 | 0 | 0 | 0 | 0 | 0 | 0 | 0 | 0 | 0 | 0 | 0 | 0 | 0 | 0 | 0 | 0 | 0 | 0 | 0 | 0
F6_Commercial_Interruptible - College_New_Space Heating_Natural Gas_Advanced Kitchen Ventilation Controls_A_Achievable Economic UCT Potential | F6 | Commercial | Interruptible - College | New | Space Heating | Natural Gas | Advanced Kitchen Ventilation Controls | A | Incremental Winter Peak Savings (MW) | Achievable Economic UCT Potential | 0 | 0 | 0 | 0 | 0 | 0 | 0 | 0 | 0 | 0 | 0 | 0 | 0 | 0 | 0 | 0 | 0 | 0 | 0 | 0 | 0 | 0 | 0 | 0 | 0 | 0 | 0
F7_Commercial_Interruptible - College_New_Space Heating_Natural Gas_Advanced Kitchen Ventilation Controls_A_Achievable Economic UCT Potential | F7 | Commercial | Interruptible - College | New | Space Heating | Natural Gas | Advanced Kitchen Ventilation Controls | A | Cumulative Energy Savings (MWh or mTherms) | Achievable Economic UCT Potential | 0 | 0 | 0 | 0 | 0 | 0 | 0 | 0 | 0 | 0 | 0 | 0 | 0 | 0 | 0 | 0 | 0 | 0 | 0 | 0 | 0 | 0 | 0 | 0 | 0 | 0 | 0
F8_Commercial_Interruptible - College_New_Space Heating_Natural Gas_Advanced Kitchen Ventilation Controls_A_Achievable Economic UCT Potential | F8 | Commercial | Interruptible - College | New | Space Heating | Natural Gas | Advanced Kitchen Ventilation Controls | A | Cumulative Summer Peak Savings (MW) | Achievable Economic UCT Potential | 0 | 0 | 0 | 0 | 0 | 0 | 0 | 0 | 0 | 0 | 0 | 0 | 0 | 0 | 0 | 0 | 0 | 0 | 0 | 0 | 0 | 0 | 0 | 0 | 0 | 0 | 0
F9_Commercial_Interruptible - College_New_Space Heating_Natural Gas_Advanced Kitchen Ventilation Controls_A_Achievable Economic UCT Potential | F9 | Commercial | Interruptible - College | New | Space Heating | Natural Gas | Advanced Kitchen Ventilation Controls | A | Cumulative Winter Peak Savings (MW) | Achievable Economic UCT Potential | 0 | 0 | 0 | 0 | 0 | 0 | 0 | 0 | 0 | 0 | 0 | 0 | 0 | 0 | 0 | 0 | 0 | 0 | 0 | 0 | 0 | 0 | 0 | 0 | 0 | 0 | 0
F10_Commercial_Interruptible - College_New_Space Heating_Natural Gas_Advanced Kitchen Ventilation Controls_A_Achievable Economic UCT Potential | F10 | Commercial | Interruptible - College | New | Space Heating | Natural Gas | Advanced Kitchen Ventilation Controls | A | Purchases (Incremental) | Achievable Economic UCT Potential | 0 | 0 | 0 | 0 | 0 | 0 | 0 | 0 | 0 | 0 | 0 | 0 | 0 | 0 | 0 | 0 | 0 | 0 | 0 | 0 | 0 | 0 | 0 | 0 | 0 | 0 | 0
F11_Commercial_Interruptible - College_New_Space Heating_Natural Gas_Advanced Kitchen Ventilation Controls_A_Achievable Economic UCT Potential | F11 | Commercial | Interruptible - College | New | Space Heating | Natural Gas | Advanced Kitchen Ventilation Controls | A | Purchases (Cumulative) | Achievable Economic UCT Potential | 0 | 0 | 0 | 0 | 0 | 0 | 0 | 0 | 0 | 0 | 0 | 0 | 0 | 0 | 0 | 0 | 0 | 0 | 0 | 0 | 0 | 0 | 0 | 0 | 0 | 0 | 0
F1_Commercial_Interruptible - College_New_Space Heating_Natural Gas_Infiltration Control - Loading Dock Sealing_A_Achievable Economic UCT Potential | F1 | Commercial | Interruptible - College | New | Space Heating | Natural Gas | Infiltration Control - Loading Dock Sealing | A | Integrated Unit Energy Savings (kWh or therms) | Achievable Economic UCT Potential | 0 | 0 | 0 | 0 | 0 | 0 | 0 | 0 | 0 | 0 | 0 | 0 | 0 | 0 | 0 | 0 | 0 | 0 | 0 | 0 | 0 | 0 | 0 | 0 | 0 | 0 | 0
F2_Commercial_Interruptible - College_New_Space Heating_Natural Gas_Infiltration Control - Loading Dock Sealing_A_Achievable Economic UCT Potential | F2 | Commercial | Interruptible - College | New | Space Heating | Natural Gas | Infiltration Control - Loading Dock Sealing | A | Integrated Unit Summer Peak Savings (kW) | Achievable Economic UCT Potential | 0 | 0 | 0 | 0 | 0 | 0 | 0 | 0 | 0 | 0 | 0 | 0 | 0 | 0 | 0 | 0 | 0 | 0 | 0 | 0 | 0 | 0 | 0 | 0 | 0 | 0 | 0
F3_Commercial_Interruptible - College_New_Space Heating_Natural Gas_Infiltration Control - Loading Dock Sealing_A_Achievable Economic UCT Potential | F3 | Commercial | Interruptible - College | New | Space Heating | Natural Gas | Infiltration Control - Loading Dock Sealing | A | Integrated Unit Winter Peak Savings (kW) | Achievable Economic UCT Potential | 0 | 0 | 0 | 0 | 0 | 0 | 0 | 0 | 0 | 0 | 0 | 0 | 0 | 0 | 0 | 0 | 0 | 0 | 0 | 0 | 0 | 0 | 0 | 0 | 0 | 0 | 0
F4_Commercial_Interruptible - College_New_Space Heating_Natural Gas_Infiltration Control - Loading Dock Sealing_A_Achievable Economic UCT Potential | F4 | Commercial | Interruptible - College | New | Space Heating | Natural Gas | Infiltration Control - Loading Dock Sealing | A | Incremental Energy Savings (MWh or mTherms) | Achievable Economic UCT Potential | 0 | 0 | 0 | 0 | 0 | 0 | 0 | 0 | 0 | 0 | 0 | 0 | 0 | 0 | 0 | 0 | 0 | 0 | 0 | 0 | 0 | 0 | 0 | 0 | 0 | 0 | 0
F5_Commercial_Interruptible - College_New_Space Heating_Natural Gas_Infiltration Control - Loading Dock Sealing_A_Achievable Economic UCT Potential | F5 | Commercial | Interruptible - College | New | Space Heating | Natural Gas | Infiltration Control - Loading Dock Sealing | A | Incremental Summer Peak Savings (MW) | Achievable Economic UCT Potential | 0 | 0 | 0 | 0 | 0 | 0 | 0 | 0 | 0 | 0 | 0 | 0 | 0 | 0 | 0 | 0 | 0 | 0 | 0 | 0 | 0 | 0 | 0 | 0 | 0 | 0 | 0
F6_Commercial_Interruptible - College_New_Space Heating_Natural Gas_Infiltration Control - Loading Dock Sealing_A_Achievable Economic UCT Potential | F6 | Commercial | Interruptible - College | New | Space Heating | Natural Gas | Infiltration Control - Loading Dock Sealing | A | Incremental Winter Peak Savings (MW) | Achievable Economic UCT Potential | 0 | 0 | 0 | 0 | 0 | 0 | 0 | 0 | 0 | 0 | 0 | 0 | 0 | 0 | 0 | 0 | 0 | 0 | 0 | 0 | 0 | 0 | 0 | 0 | 0 | 0 | 0
F7_Commercial_Interruptible - College_New_Space Heating_Natural Gas_Infiltration Control - Loading Dock Sealing_A_Achievable Economic UCT Potential | F7 | Commercial | Interruptible - College | New | Space Heating | Natural Gas | Infiltration Control - Loading Dock Sealing | A | Cumulative Energy Savings (MWh or mTherms) | Achievable Economic UCT Potential | 0 | 0 | 0 | 0 | 0 | 0 | 0 | 0 | 0 | 0 | 0 | 0 | 0 | 0 | 0 | 0 | 0 | 0 | 0 | 0 | 0 | 0 | 0 | 0 | 0 | 0 | 0
F8_Commercial_Interruptible - College_New_Space Heating_Natural Gas_Infiltration Control - Loading Dock Sealing_A_Achievable Economic UCT Potential | F8 | Commercial | Interruptible - College | New | Space Heating | Natural Gas | Infiltration Control - Loading Dock Sealing | A | Cumulative Summer Peak Savings (MW) | Achievable Economic UCT Potential | 0 | 0 | 0 | 0 | 0 | 0 | 0 | 0 | 0 | 0 | 0 | 0 | 0 | 0 | 0 | 0 | 0 | 0 | 0 | 0 | 0 | 0 | 0 | 0 | 0 | 0 | 0
F9_Commercial_Interruptible - College_New_Space Heating_Natural Gas_Infiltration Control - Loading Dock Sealing_A_Achievable Economic UCT Potential | F9 | Commercial | Interruptible - College | New | Space Heating | Natural Gas | Infiltration Control - Loading Dock Sealing | A | Cumulative Winter Peak Savings (MW) | Achievable Economic UCT Potential | 0 | 0 | 0 | 0 | 0 | 0 | 0 | 0 | 0 | 0 | 0 | 0 | 0 | 0 | 0 | 0 | 0 | 0 | 0 | 0 | 0 | 0 | 0 | 0 | 0 | 0 | 0
F10_Commercial_Interruptible - College_New_Space Heating_Natural Gas_Infiltration Control - Loading Dock Sealing_A_Achievable Economic UCT Potential | F10 | Commercial | Interruptible - College | New | Space Heating | Natural Gas | Infiltration Control - Loading Dock Sealing | A | Purchases (Incremental) | Achievable Economic UCT Potential | 0 | 0 | 0 | 0 | 0 | 0 | 0 | 0 | 0 | 0 | 0 | 0 | 0 | 0 | 0 | 0 | 0 | 0 | 0 | 0 | 0 | 0 | 0 | 0 | 0 | 0 | 0
F11_Commercial_Interruptible - College_New_Space Heating_Natural Gas_Infiltration Control - Loading Dock Sealing_A_Achievable Economic UCT Potential | F11 | Commercial | Interruptible - College | New | Space Heating | Natural Gas | Infiltration Control - Loading Dock Sealing | A | Purchases (Cumulative) | Achievable Economic UCT Potential | 0 | 0 | 0 | 0 | 0 | 0 | 0 | 0 | 0 | 0 | 0 | 0 | 0 | 0 | 0 | 0 | 0 | 0 | 0 | 0 | 0 | 0 | 0 | 0 | 0 | 0 | 0
F1_Commercial_Interruptible - College_New_Space Heating_Natural Gas_Greenhouse Heat Curtain_A_Achievable Economic UCT Potential | F1 | Commercial | Interruptible - College | New | Space Heating | Natural Gas | Greenhouse Heat Curtain | A | Integrated Unit Energy Savings (kWh or therms) | Achievable Economic UCT Potential | 0 | 0 | 0 | 0 | 0 | 0 | 0 | 0 | 0 | 0 | 0 | 0 | 0 | 0 | 0 | 0 | 0 | 0 | 0 | 0 | 0 | 0 | 0 | 0 | 0 | 0 | 0
F2_Commercial_Interruptible - College_New_Space Heating_Natural Gas_Greenhouse Heat Curtain_A_Achievable Economic UCT Potential | F2 | Commercial | Interruptible - College | New | Space Heating | Natural Gas | Greenhouse Heat Curtain | A | Integrated Unit Summer Peak Savings (kW) | Achievable Economic UCT Potential | 0 | 0 | 0 | 0 | 0 | 0 | 0 | 0 | 0 | 0 | 0 | 0 | 0 | 0 | 0 | 0 | 0 | 0 | 0 | 0 | 0 | 0 | 0 | 0 | 0 | 0 | 0
F3_Commercial_Interruptible - College_New_Space Heating_Natural Gas_Greenhouse Heat Curtain_A_Achievable Economic UCT Potential | F3 | Commercial | Interruptible - College | New | Space Heating | Natural Gas | Greenhouse Heat Curtain | A | Integrated Unit Winter Peak Savings (kW) | Achievable Economic UCT Potential | 0 | 0 | 0 | 0 | 0 | 0 | 0 | 0 | 0 | 0 | 0 | 0 | 0 | 0 | 0 | 0 | 0 | 0 | 0 | 0 | 0 | 0 | 0 | 0 | 0 | 0 | 0
F4_Commercial_Interruptible - College_New_Space Heating_Natural Gas_Greenhouse Heat Curtain_A_Achievable Economic UCT Potential | F4 | Commercial | Interruptible - College | New | Space Heating | Natural Gas | Greenhouse Heat Curtain | A | Incremental Energy Savings (MWh or mTherms) | Achievable Economic UCT Potential | 0 | 0 | 0 | 0 | 0 | 0 | 0 | 0 | 0 | 0 | 0 | 0 | 0 | 0 | 0 | 0 | 0 | 0 | 0 | 0 | 0 | 0 | 0 | 0 | 0 | 0 | 0
F5_Commercial_Interruptible - College_New_Space Heating_Natural Gas_Greenhouse Heat Curtain_A_Achievable Economic UCT Potential | F5 | Commercial | Interruptible - College | New | Space Heating | Natural Gas | Greenhouse Heat Curtain | A | Incremental Summer Peak Savings (MW) | Achievable Economic UCT Potential | 0 | 0 | 0 | 0 | 0 | 0 | 0 | 0 | 0 | 0 | 0 | 0 | 0 | 0 | 0 | 0 | 0 | 0 | 0 | 0 | 0 | 0 | 0 | 0 | 0 | 0 | 0
F6_Commercial_Interruptible - College_New_Space Heating_Natural Gas_Greenhouse Heat Curtain_A_Achievable Economic UCT Potential | F6 | Commercial | Interruptible - College | New | Space Heating | Natural Gas | Greenhouse Heat Curtain | A | Incremental Winter Peak Savings (MW) | Achievable Economic UCT Potential | 0 | 0 | 0 | 0 | 0 | 0 | 0 | 0 | 0 | 0 | 0 | 0 | 0 | 0 | 0 | 0 | 0 | 0 | 0 | 0 | 0 | 0 | 0 | 0 | 0 | 0 | 0
F7_Commercial_Interruptible - College_New_Space Heating_Natural Gas_Greenhouse Heat Curtain_A_Achievable Economic UCT Potential | F7 | Commercial | Interruptible - College | New | Space Heating | Natural Gas | Greenhouse Heat Curtain | A | Cumulative Energy Savings (MWh or mTherms) | Achievable Economic UCT Potential | 0 | 0 | 0 | 0 | 0 | 0 | 0 | 0 | 0 | 0 | 0 | 0 | 0 | 0 | 0 | 0 | 0 | 0 | 0 | 0 | 0 | 0 | 0 | 0 | 0 | 0 | 0
F8_Commercial_Interruptible - College_New_Space Heating_Natural Gas_Greenhouse Heat Curtain_A_Achievable Economic UCT Potential | F8 | Commercial | Interruptible - College | New | Space Heating | Natural Gas | Greenhouse Heat Curtain | A | Cumulative Summer Peak Savings (MW) | Achievable Economic UCT Potential | 0 | 0 | 0 | 0 | 0 | 0 | 0 | 0 | 0 | 0 | 0 | 0 | 0 | 0 | 0 | 0 | 0 | 0 | 0 | 0 | 0 | 0 | 0 | 0 | 0 | 0 | 0
F9_Commercial_Interruptible - College_New_Space Heating_Natural Gas_Greenhouse Heat Curtain_A_Achievable Economic UCT Potential | F9 | Commercial | Interruptible - College | New | Space Heating | Natural Gas | Greenhouse Heat Curtain | A | Cumulative Winter Peak Savings (MW) | Achievable Economic UCT Potential | 0 | 0 | 0 | 0 | 0 | 0 | 0 | 0 | 0 | 0 | 0 | 0 | 0 | 0 | 0 | 0 | 0 | 0 | 0 | 0 | 0 | 0 | 0 | 0 | 0 | 0 | 0
F10_Commercial_Interruptible - College_New_Space Heating_Natural Gas_Greenhouse Heat Curtain_A_Achievable Economic UCT Potential | F10 | Commercial | Interruptible - College | New | Space Heating | Natural Gas | Greenhouse Heat Curtain | A | Purchases (Incremental) | Achievable Economic UCT Potential | 0 | 0 | 0 | 0 | 0 | 0 | 0 | 0 | 0 | 0 | 0 | 0 | 0 | 0 | 0 | 0 | 0 | 0 | 0 | 0 | 0 | 0 | 0 | 0 | 0 | 0 | 0
F11_Commercial_Interruptible - College_New_Space Heating_Natural Gas_Greenhouse Heat Curtain_A_Achievable Economic UCT Potential | F11 | Commercial | Interruptible - College | New | Space Heating | Natural Gas | Greenhouse Heat Curtain | A | Purchases (Cumulative) | Achievable Economic UCT Potential | 0 | 0 | 0 | 0 | 0 | 0 | 0 | 0 | 0 | 0 | 0 | 0 | 0 | 0 | 0 | 0 | 0 | 0 | 0 | 0 | 0 | 0 | 0 | 0 | 0 | 0 | 0
F1_Commercial_Interruptible - College_New_Space Heating_Natural Gas_Ventilation - Parking Garages, Demand Controlled_A_Achievable Economic UCT Potential | F1 | Commercial | Interruptible - College | New | Space Heating | Natural Gas | Ventilation - Parking Garages, Demand Controlled | A | Integrated Unit Energy Savings (kWh or therms) | Achievable Economic UCT Potential | 0 | 0 | 0 | 0 | 0 | 0 | 0 | 0 | 0 | 0 | 0 | 0 | 0 | 0 | 0 | 0 | 0 | 0 | 0 | 0 | 0 | 0 | 0 | 0 | 0 | 0 | 0
F2_Commercial_Interruptible - College_New_Space Heating_Natural Gas_Ventilation - Parking Garages, Demand Controlled_A_Achievable Economic UCT Potential | F2 | Commercial | Interruptible - College | New | Space Heating | Natural Gas | Ventilation - Parking Garages, Demand Controlled | A | Integrated Unit Summer Peak Savings (kW) | Achievable Economic UCT Potential | 0 | 0 | 0 | 0 | 0 | 0 | 0 | 0 | 0 | 0 | 0 | 0 | 0 | 0 | 0 | 0 | 0 | 0 | 0 | 0 | 0 | 0 | 0 | 0 | 0 | 0 | 0
F3_Commercial_Interruptible - College_New_Space Heating_Natural Gas_Ventilation - Parking Garages, Demand Controlled_A_Achievable Economic UCT Potential | F3 | Commercial | Interruptible - College | New | Space Heating | Natural Gas | Ventilation - Parking Garages, Demand Controlled | A | Integrated Unit Winter Peak Savings (kW) | Achievable Economic UCT Potential | 0 | 0 | 0 | 0 | 0 | 0 | 0 | 0 | 0 | 0 | 0 | 0 | 0 | 0 | 0 | 0 | 0 | 0 | 0 | 0 | 0 | 0 | 0 | 0 | 0 | 0 | 0
F4_Commercial_Interruptible - College_New_Space Heating_Natural Gas_Ventilation - Parking Garages, Demand Controlled_A_Achievable Economic UCT Potential | F4 | Commercial | Interruptible - College | New | Space Heating | Natural Gas | Ventilation - Parking Garages, Demand Controlled | A | Incremental Energy Savings (MWh or mTherms) | Achievable Economic UCT Potential | 0 | 0 | 0 | 0 | 0 | 0 | 0 | 0 | 0 | 0 | 0 | 0 | 0 | 0 | 0 | 0 | 0 | 0 | 0 | 0 | 0 | 0 | 0 | 0 | 0 | 0 | 0
F5_Commercial_Interruptible - College_New_Space Heating_Natural Gas_Ventilation - Parking Garages, Demand Controlled_A_Achievable Economic UCT Potential | F5 | Commercial | Interruptible - College | New | Space Heating | Natural Gas | Ventilation - Parking Garages, Demand Controlled | A | Incremental Summer Peak Savings (MW) | Achievable Economic UCT Potential | 0 | 0 | 0 | 0 | 0 | 0 | 0 | 0 | 0 | 0 | 0 | 0 | 0 | 0 | 0 | 0 | 0 | 0 | 0 | 0 | 0 | 0 | 0 | 0 | 0 | 0 | 0
F6_Commercial_Interruptible - College_New_Space Heating_Natural Gas_Ventilation - Parking Garages, Demand Controlled_A_Achievable Economic UCT Potential | F6 | Commercial | Interruptible - College | New | Space Heating | Natural Gas | Ventilation - Parking Garages, Demand Controlled | A | Incremental Winter Peak Savings (MW) | Achievable Economic UCT Potential | 0 | 0 | 0 | 0 | 0 | 0 | 0 | 0 | 0 | 0 | 0 | 0 | 0 | 0 | 0 | 0 | 0 | 0 | 0 | 0 | 0 | 0 | 0 | 0 | 0 | 0 | 0
F7_Commercial_Interruptible - College_New_Space Heating_Natural Gas_Ventilation - Parking Garages, Demand Controlled_A_Achievable Economic UCT Potential | F7 | Commercial | Interruptible - College | New | Space Heating | Natural Gas | Ventilation - Parking Garages, Demand Controlled | A | Cumulative Energy Savings (MWh or mTherms) | Achievable Economic UCT Potential | 0 | 0 | 0 | 0 | 0 | 0 | 0 | 0 | 0 | 0 | 0 | 0 | 0 | 0 | 0 | 0 | 0 | 0 | 0 | 0 | 0 | 0 | 0 | 0 | 0 | 0 | 0
F8_Commercial_Interruptible - College_New_Space Heating_Natural Gas_Ventilation - Parking Garages, Demand Controlled_A_Achievable Economic UCT Potential | F8 | Commercial | Interruptible - College | New | Space Heating | Natural Gas | Ventilation - Parking Garages, Demand Controlled | A | Cumulative Summer Peak Savings (MW) | Achievable Economic UCT Potential | 0 | 0 | 0 | 0 | 0 | 0 | 0 | 0 | 0 | 0 | 0 | 0 | 0 | 0 | 0 | 0 | 0 | 0 | 0 | 0 | 0 | 0 | 0 | 0 | 0 | 0 | 0
F9_Commercial_Interruptible - College_New_Space Heating_Natural Gas_Ventilation - Parking Garages, Demand Controlled_A_Achievable Economic UCT Potential | F9 | Commercial | Interruptible - College | New | Space Heating | Natural Gas | Ventilation - Parking Garages, Demand Controlled | A | Cumulative Winter Peak Savings (MW) | Achievable Economic UCT Potential | 0 | 0 | 0 | 0 | 0 | 0 | 0 | 0 | 0 | 0 | 0 | 0 | 0 | 0 | 0 | 0 | 0 | 0 | 0 | 0 | 0 | 0 | 0 | 0 | 0 | 0 | 0
F10_Commercial_Interruptible - College_New_Space Heating_Natural Gas_Ventilation - Parking Garages, Demand Controlled_A_Achievable Economic UCT Potential | F10 | Commercial | Interruptible - College | New | Space Heating | Natural Gas | Ventilation - Parking Garages, Demand Controlled | A | Purchases (Incremental) | Achievable Economic UCT Potential | 0 | 0 | 0 | 0 | 0 | 0 | 0 | 0 | 0 | 0 | 0 | 0 | 0 | 0 | 0 | 0 | 0 | 0 | 0 | 0 | 0 | 0 | 0 | 0 | 0 | 0 | 0
F11_Commercial_Interruptible - College_New_Space Heating_Natural Gas_Ventilation - Parking Garages, Demand Controlled_A_Achievable Economic UCT Potential | F11 | Commercial | Interruptible - College | New | Space Heating | Natural Gas | Ventilation - Parking Garages, Demand Controlled | A | Purchases (Cumulative) | Achievable Economic UCT Potential | 0 | 0 | 0 | 0 | 0 | 0 | 0 | 0 | 0 | 0 | 0 | 0 | 0 | 0 | 0 | 0 | 0 | 0 | 0 | 0 | 0 | 0 | 0 | 0 | 0 | 0 | 0
F1_Commercial_Interruptible - College_New_Miscellaneous_Natural Gas_Pool Heater - Night Covers_A_Achievable Economic UCT Potential | F1 | Commercial | Interruptible - College | New | Miscellaneous | Natural Gas | Pool Heater - Night Covers | A | Integrated Unit Energy Savings (kWh or therms) | Achievable Economic UCT Potential | 0 | 0 | 0 | 0 | 0 | 0 | 0 | 0 | 0 | 0 | 0 | 0 | 0 | 0 | 0 | 0 | 0 | 0 | 0 | 0 | 0 | 0 | 0 | 0 | 0 | 0 | 0
F2_Commercial_Interruptible - College_New_Miscellaneous_Natural Gas_Pool Heater - Night Covers_A_Achievable Economic UCT Potential | F2 | Commercial | Interruptible - College | New | Miscellaneous | Natural Gas | Pool Heater - Night Covers | A | Integrated Unit Summer Peak Savings (kW) | Achievable Economic UCT Potential | 0 | 0 | 0 | 0 | 0 | 0 | 0 | 0 | 0 | 0 | 0 | 0 | 0 | 0 | 0 | 0 | 0 | 0 | 0 | 0 | 0 | 0 | 0 | 0 | 0 | 0 | 0
F3_Commercial_Interruptible - College_New_Miscellaneous_Natural Gas_Pool Heater - Night Covers_A_Achievable Economic UCT Potential | F3 | Commercial | Interruptible - College | New | Miscellaneous | Natural Gas | Pool Heater - Night Covers | A | Integrated Unit Winter Peak Savings (kW) | Achievable Economic UCT Potential | 0 | 0 | 0 | 0 | 0 | 0 | 0 | 0 | 0 | 0 | 0 | 0 | 0 | 0 | 0 | 0 | 0 | 0 | 0 | 0 | 0 | 0 | 0 | 0 | 0 | 0 | 0
F4_Commercial_Interruptible - College_New_Miscellaneous_Natural Gas_Pool Heater - Night Covers_A_Achievable Economic UCT Potential | F4 | Commercial | Interruptible - College | New | Miscellaneous | Natural Gas | Pool Heater - Night Covers | A | Incremental Energy Savings (MWh or mTherms) | Achievable Economic UCT Potential | 0 | 0 | 0 | 0 | 0 | 0 | 0 | 0 | 0 | 0 | 0 | 0 | 0 | 0 | 0 | 0 | 0 | 0 | 0 | 0 | 0 | 0 | 0 | 0 | 0 | 0 | 0
F5_Commercial_Interruptible - College_New_Miscellaneous_Natural Gas_Pool Heater - Night Covers_A_Achievable Economic UCT Potential | F5 | Commercial | Interruptible - College | New | Miscellaneous | Natural Gas | Pool Heater - Night Covers | A | Incremental Summer Peak Savings (MW) | Achievable Economic UCT Potential | 0 | 0 | 0 | 0 | 0 | 0 | 0 | 0 | 0 | 0 | 0 | 0 | 0 | 0 | 0 | 0 | 0 | 0 | 0 | 0 | 0 | 0 | 0 | 0 | 0 | 0 | 0
F6_Commercial_Interruptible - College_New_Miscellaneous_Natural Gas_Pool Heater - Night Covers_A_Achievable Economic UCT Potential | F6 | Commercial | Interruptible - College | New | Miscellaneous | Natural Gas | Pool Heater - Night Covers | A | Incremental Winter Peak Savings (MW) | Achievable Economic UCT Potential | 0 | 0 | 0 | 0 | 0 | 0 | 0 | 0 | 0 | 0 | 0 | 0 | 0 | 0 | 0 | 0 | 0 | 0 | 0 | 0 | 0 | 0 | 0 | 0 | 0 | 0 | 0
F7_Commercial_Interruptible - College_New_Miscellaneous_Natural Gas_Pool Heater - Night Covers_A_Achievable Economic UCT Potential | F7 | Commercial | Interruptible - College | New | Miscellaneous | Natural Gas | Pool Heater - Night Covers | A | Cumulative Energy Savings (MWh or mTherms) | Achievable Economic UCT Potential | 0 | 0 | 0 | 0 | 0 | 0 | 0 | 0 | 0 | 0 | 0 | 0 | 0 | 0 | 0 | 0 | 0 | 0 | 0 | 0 | 0 | 0 | 0 | 0 | 0 | 0 | 0
F8_Commercial_Interruptible - College_New_Miscellaneous_Natural Gas_Pool Heater - Night Covers_A_Achievable Economic UCT Potential | F8 | Commercial | Interruptible - College | New | Miscellaneous | Natural Gas | Pool Heater - Night Covers | A | Cumulative Summer Peak Savings (MW) | Achievable Economic UCT Potential | 0 | 0 | 0 | 0 | 0 | 0 | 0 | 0 | 0 | 0 | 0 | 0 | 0 | 0 | 0 | 0 | 0 | 0 | 0 | 0 | 0 | 0 | 0 | 0 | 0 | 0 | 0
F9_Commercial_Interruptible - College_New_Miscellaneous_Natural Gas_Pool Heater - Night Covers_A_Achievable Economic UCT Potential | F9 | Commercial | Interruptible - College | New | Miscellaneous | Natural Gas | Pool Heater - Night Covers | A | Cumulative Winter Peak Savings (MW) | Achievable Economic UCT Potential | 0 | 0 | 0 | 0 | 0 | 0 | 0 | 0 | 0 | 0 | 0 | 0 | 0 | 0 | 0 | 0 | 0 | 0 | 0 | 0 | 0 | 0 | 0 | 0 | 0 | 0 | 0
F10_Commercial_Interruptible - College_New_Miscellaneous_Natural Gas_Pool Heater - Night Covers_A_Achievable Economic UCT Potential | F10 | Commercial | Interruptible - College | New | Miscellaneous | Natural Gas | Pool Heater - Night Covers | A | Purchases (Incremental) | Achievable Economic UCT Potential | 0 | 0 | 0 | 0 | 0 | 0 | 0 | 0 | 0 | 0 | 0 | 0 | 0 | 0 | 0 | 0 | 0 | 0 | 0 | 0 | 0 | 0 | 0 | 0 | 0 | 0 | 0
F11_Commercial_Interruptible - College_New_Miscellaneous_Natural Gas_Pool Heater - Night Covers_A_Achievable Economic UCT Potential | F11 | Commercial | Interruptible - College | New | Miscellaneous | Natural Gas | Pool Heater - Night Covers | A | Purchases (Cumulative) | Achievable Economic UCT Potential | 0 | 0 | 0 | 0 | 0 | 0 | 0 | 0 | 0 | 0 | 0 | 0 | 0 | 0 | 0 | 0 | 0 | 0 | 0 | 0 | 0 | 0 | 0 | 0 | 0 | 0 | 0
F1_Commercial_Interruptible - College_New_Space Heating_Natural Gas_Advanced New Construction Designs_A_Achievable Economic UCT Potential | F1 | Commercial | Interruptible - College | New | Space Heating | Natural Gas | Advanced New Construction Designs | A | Integrated Unit Energy Savings (kWh or therms) | Achievable Economic UCT Potential | 0 | 0 | 0 | 0 | 0 | 0 | 0 | 0 | 0 | 0 | 0 | 0 | 0 | 0 | 0 | 0 | 0 | 0 | 0 | 0 | 0 | 0 | 0 | 0 | 0 | 0 | 0
F2_Commercial_Interruptible - College_New_Space Heating_Natural Gas_Advanced New Construction Designs_A_Achievable Economic UCT Potential | F2 | Commercial | Interruptible - College | New | Space Heating | Natural Gas | Advanced New Construction Designs | A | Integrated Unit Summer Peak Savings (kW) | Achievable Economic UCT Potential | 0 | 0 | 0 | 0 | 0 | 0 | 0 | 0 | 0 | 0 | 0 | 0 | 0 | 0 | 0 | 0 | 0 | 0 | 0 | 0 | 0 | 0 | 0 | 0 | 0 | 0 | 0
F3_Commercial_Interruptible - College_New_Space Heating_Natural Gas_Advanced New Construction Designs_A_Achievable Economic UCT Potential | F3 | Commercial | Interruptible - College | New | Space Heating | Natural Gas | Advanced New Construction Designs | A | Integrated Unit Winter Peak Savings (kW) | Achievable Economic UCT Potential | 0 | 0 | 0 | 0 | 0 | 0 | 0 | 0 | 0 | 0 | 0 | 0 | 0 | 0 | 0 | 0 | 0 | 0 | 0 | 0 | 0 | 0 | 0 | 0 | 0 | 0 | 0
F4_Commercial_Interruptible - College_New_Space Heating_Natural Gas_Advanced New Construction Designs_A_Achievable Economic UCT Potential | F4 | Commercial | Interruptible - College | New | Space Heating | Natural Gas | Advanced New Construction Designs | A | Incremental Energy Savings (MWh or mTherms) | Achievable Economic UCT Potential | 0 | 0 | 0 | 0 | 0 | 0 | 0 | 0 | 0 | 0 | 0 | 0 | 0 | 0 | 0 | 0 | 0 | 0 | 0 | 0 | 0 | 0 | 0 | 0 | 0 | 0 | 0
F5_Commercial_Interruptible - College_New_Space Heating_Natural Gas_Advanced New Construction Designs_A_Achievable Economic UCT Potential | F5 | Commercial | Interruptible - College | New | Space Heating | Natural Gas | Advanced New Construction Designs | A | Incremental Summer Peak Savings (MW) | Achievable Economic UCT Potential | 0 | 0 | 0 | 0 | 0 | 0 | 0 | 0 | 0 | 0 | 0 | 0 | 0 | 0 | 0 | 0 | 0 | 0 | 0 | 0 | 0 | 0 | 0 | 0 | 0 | 0 | 0
F6_Commercial_Interruptible - College_New_Space Heating_Natural Gas_Advanced New Construction Designs_A_Achievable Economic UCT Potential | F6 | Commercial | Interruptible - College | New | Space Heating | Natural Gas | Advanced New Construction Designs | A | Incremental Winter Peak Savings (MW) | Achievable Economic UCT Potential | 0 | 0 | 0 | 0 | 0 | 0 | 0 | 0 | 0 | 0 | 0 | 0 | 0 | 0 | 0 | 0 | 0 | 0 | 0 | 0 | 0 | 0 | 0 | 0 | 0 | 0 | 0
F7_Commercial_Interruptible - College_New_Space Heating_Natural Gas_Advanced New Construction Designs_A_Achievable Economic UCT Potential | F7 | Commercial | Interruptible - College | New | Space Heating | Natural Gas | Advanced New Construction Designs | A | Cumulative Energy Savings (MWh or mTherms) | Achievable Economic UCT Potential | 0 | 0 | 0 | 0 | 0 | 0 | 0 | 0 | 0 | 0 | 0 | 0 | 0 | 0 | 0 | 0 | 0 | 0 | 0 | 0 | 0 | 0 | 0 | 0 | 0 | 0 | 0
F8_Commercial_Interruptible - College_New_Space Heating_Natural Gas_Advanced New Construction Designs_A_Achievable Economic UCT Potential | F8 | Commercial | Interruptible - College | New | Space Heating | Natural Gas | Advanced New Construction Designs | A | Cumulative Summer Peak Savings (MW) | Achievable Economic UCT Potential | 0 | 0 | 0 | 0 | 0 | 0 | 0 | 0 | 0 | 0 | 0 | 0 | 0 | 0 | 0 | 0 | 0 | 0 | 0 | 0 | 0 | 0 | 0 | 0 | 0 | 0 | 0
F9_Commercial_Interruptible - College_New_Space Heating_Natural Gas_Advanced New Construction Designs_A_Achievable Economic UCT Potential | F9 | Commercial | Interruptible - College | New | Space Heating | Natural Gas | Advanced New Construction Designs | A | Cumulative Winter Peak Savings (MW) | Achievable Economic UCT Potential | 0 | 0 | 0 | 0 | 0 | 0 | 0 | 0 | 0 | 0 | 0 | 0 | 0 | 0 | 0 | 0 | 0 | 0 | 0 | 0 | 0 | 0 | 0 | 0 | 0 | 0 | 0
F10_Commercial_Interruptible - College_New_Space Heating_Natural Gas_Advanced New Construction Designs_A_Achievable Economic UCT Potential | F10 | Commercial | Interruptible - College | New | Space Heating | Natural Gas | Advanced New Construction Designs | A | Purchases (Incremental) | Achievable Economic UCT Potential | 0 | 0 | 0 | 0 | 0 | 0 | 0 | 0 | 0 | 0 | 0 | 0 | 0 | 0 | 0 | 0 | 0 | 0 | 0 | 0 | 0 | 0 | 0 | 0 | 0 | 0 | 0
F11_Commercial_Interruptible - College_New_Space Heating_Natural Gas_Advanced New Construction Designs_A_Achievable Economic UCT Potential | F11 | Commercial | Interruptible - College | New | Space Heating | Natural Gas | Advanced New Construction Designs | A | Purchases (Cumulative) | Achievable Economic UCT Potential | 0 | 0 | 0 | 0 | 0 | 0 | 0 | 0 | 0 | 0 | 0 | 0 | 0 | 0 | 0 | 0 | 0 | 0 | 0 | 0 | 0 | 0 | 0 | 0 | 0 | 0 | 0
F1_Commercial_Interruptible - College_New_Water Heating_Natural Gas_Advanced New Construction Designs_A_Achievable Economic UCT Potential | F1 | Commercial | Interruptible - College | New | Water Heating | Natural Gas | Advanced New Construction Designs | A | Integrated Unit Energy Savings (kWh or therms) | Achievable Economic UCT Potential | 0 | 0 | 0 | 0 | 0 | 0 | 0 | 0 | 0 | 0 | 0 | 0 | 0 | 0 | 0 | 0 | 0 | 0 | 0 | 0 | 0 | 0 | 0 | 0 | 0 | 0 | 0
F2_Commercial_Interruptible - College_New_Water Heating_Natural Gas_Advanced New Construction Designs_A_Achievable Economic UCT Potential | F2 | Commercial | Interruptible - College | New | Water Heating | Natural Gas | Advanced New Construction Designs | A | Integrated Unit Summer Peak Savings (kW) | Achievable Economic UCT Potential | 0 | 0 | 0 | 0 | 0 | 0 | 0 | 0 | 0 | 0 | 0 | 0 | 0 | 0 | 0 | 0 | 0 | 0 | 0 | 0 | 0 | 0 | 0 | 0 | 0 | 0 | 0
F3_Commercial_Interruptible - College_New_Water Heating_Natural Gas_Advanced New Construction Designs_A_Achievable Economic UCT Potential | F3 | Commercial | Interruptible - College | New | Water Heating | Natural Gas | Advanced New Construction Designs | A | Integrated Unit Winter Peak Savings (kW) | Achievable Economic UCT Potential | 0 | 0 | 0 | 0 | 0 | 0 | 0 | 0 | 0 | 0 | 0 | 0 | 0 | 0 | 0 | 0 | 0 | 0 | 0 | 0 | 0 | 0 | 0 | 0 | 0 | 0 | 0
F4_Commercial_Interruptible - College_New_Water Heating_Natural Gas_Advanced New Construction Designs_A_Achievable Economic UCT Potential | F4 | Commercial | Interruptible - College | New | Water Heating | Natural Gas | Advanced New Construction Designs | A | Incremental Energy Savings (MWh or mTherms) | Achievable Economic UCT Potential | 0 | 0 | 0 | 0 | 0 | 0 | 0 | 0 | 0 | 0 | 0 | 0 | 0 | 0 | 0 | 0 | 0 | 0 | 0 | 0 | 0 | 0 | 0 | 0 | 0 | 0 | 0
F5_Commercial_Interruptible - College_New_Water Heating_Natural Gas_Advanced New Construction Designs_A_Achievable Economic UCT Potential | F5 | Commercial | Interruptible - College | New | Water Heating | Natural Gas | Advanced New Construction Designs | A | Incremental Summer Peak Savings (MW) | Achievable Economic UCT Potential | 0 | 0 | 0 | 0 | 0 | 0 | 0 | 0 | 0 | 0 | 0 | 0 | 0 | 0 | 0 | 0 | 0 | 0 | 0 | 0 | 0 | 0 | 0 | 0 | 0 | 0 | 0
F6_Commercial_Interruptible - College_New_Water Heating_Natural Gas_Advanced New Construction Designs_A_Achievable Economic UCT Potential | F6 | Commercial | Interruptible - College | New | Water Heating | Natural Gas | Advanced New Construction Designs | A | Incremental Winter Peak Savings (MW) | Achievable Economic UCT Potential | 0 | 0 | 0 | 0 | 0 | 0 | 0 | 0 | 0 | 0 | 0 | 0 | 0 | 0 | 0 | 0 | 0 | 0 | 0 | 0 | 0 | 0 | 0 | 0 | 0 | 0 | 0
F7_Commercial_Interruptible - College_New_Water Heating_Natural Gas_Advanced New Construction Designs_A_Achievable Economic UCT Potential | F7 | Commercial | Interruptible - College | New | Water Heating | Natural Gas | Advanced New Construction Designs | A | Cumulative Energy Savings (MWh or mTherms) | Achievable Economic UCT Potential | 0 | 0 | 0 | 0 | 0 | 0 | 0 | 0 | 0 | 0 | 0 | 0 | 0 | 0 | 0 | 0 | 0 | 0 | 0 | 0 | 0 | 0 | 0 | 0 | 0 | 0 | 0
F8_Commercial_Interruptible - College_New_Water Heating_Natural Gas_Advanced New Construction Designs_A_Achievable Economic UCT Potential | F8 | Commercial | Interruptible - College | New | Water Heating | Natural Gas | Advanced New Construction Designs | A | Cumulative Summer Peak Savings (MW) | Achievable Economic UCT Potential | 0 | 0 | 0 | 0 | 0 | 0 | 0 | 0 | 0 | 0 | 0 | 0 | 0 | 0 | 0 | 0 | 0 | 0 | 0 | 0 | 0 | 0 | 0 | 0 | 0 | 0 | 0
F9_Commercial_Interruptible - College_New_Water Heating_Natural Gas_Advanced New Construction Designs_A_Achievable Economic UCT Potential | F9 | Commercial | Interruptible - College | New | Water Heating | Natural Gas | Advanced New Construction Designs | A | Cumulative Winter Peak Savings (MW) | Achievable Economic UCT Potential | 0 | 0 | 0 | 0 | 0 | 0 | 0 | 0 | 0 | 0 | 0 | 0 | 0 | 0 | 0 | 0 | 0 | 0 | 0 | 0 | 0 | 0 | 0 | 0 | 0 | 0 | 0
F10_Commercial_Interruptible - College_New_Water Heating_Natural Gas_Advanced New Construction Designs_A_Achievable Economic UCT Potential | F10 | Commercial | Interruptible - College | New | Water Heating | Natural Gas | Advanced New Construction Designs | A | Purchases (Incremental) | Achievable Economic UCT Potential | 0 | 0 | 0 | 0 | 0 | 0 | 0 | 0 | 0 | 0 | 0 | 0 | 0 | 0 | 0 | 0 | 0 | 0 | 0 | 0 | 0 | 0 | 0 | 0 | 0 | 0 | 0
F11_Commercial_Interruptible - College_New_Water Heating_Natural Gas_Advanced New Construction Designs_A_Achievable Economic UCT Potential | F11 | Commercial | Interruptible - College | New | Water Heating | Natural Gas | Advanced New Construction Designs | A | Purchases (Cumulative) | Achievable Economic UCT Potential | 0 | 0 | 0 | 0 | 0 | 0 | 0 | 0 | 0 | 0 | 0 | 0 | 0 | 0 | 0 | 0 | 0 | 0 | 0 | 0 | 0 | 0 | 0 | 0 | 0 | 0 | 0
F1_Commercial_Interruptible - College_New_Space Heating_Natural Gas_Strategic Energy Management_A_Achievable Economic UCT Potential | F1 | Commercial | Interruptible - College | New | Space Heating | Natural Gas | Strategic Energy Management | A | Integrated Unit Energy Savings (kWh or therms) | Achievable Economic UCT Potential | 0 | 0 | 0 | 0 | 0 | 0 | 0 | 0 | 0 | 0 | 0 | 0 | 0 | 0 | 0 | 0 | 0 | 0 | 0 | 0 | 0 | 0 | 0 | 0 | 0 | 0 | 0
F2_Commercial_Interruptible - College_New_Space Heating_Natural Gas_Strategic Energy Management_A_Achievable Economic UCT Potential | F2 | Commercial | Interruptible - College | New | Space Heating | Natural Gas | Strategic Energy Management | A | Integrated Unit Summer Peak Savings (kW) | Achievable Economic UCT Potential | 0 | 0 | 0 | 0 | 0 | 0 | 0 | 0 | 0 | 0 | 0 | 0 | 0 | 0 | 0 | 0 | 0 | 0 | 0 | 0 | 0 | 0 | 0 | 0 | 0 | 0 | 0
F3_Commercial_Interruptible - College_New_Space Heating_Natural Gas_Strategic Energy Management_A_Achievable Economic UCT Potential | F3 | Commercial | Interruptible - College | New | Space Heating | Natural Gas | Strategic Energy Management | A | Integrated Unit Winter Peak Savings (kW) | Achievable Economic UCT Potential | 0 | 0 | 0 | 0 | 0 | 0 | 0 | 0 | 0 | 0 | 0 | 0 | 0 | 0 | 0 | 0 | 0 | 0 | 0 | 0 | 0 | 0 | 0 | 0 | 0 | 0 | 0
F4_Commercial_Interruptible - College_New_Space Heating_Natural Gas_Strategic Energy Management_A_Achievable Economic UCT Potential | F4 | Commercial | Interruptible - College | New | Space Heating | Natural Gas | Strategic Energy Management | A | Incremental Energy Savings (MWh or mTherms) | Achievable Economic UCT Potential | 0 | 0 | 0 | 0 | 0 | 0 | 0 | 0 | 0 | 0 | 0 | 0 | 0 | 0 | 0 | 0 | 0 | 0 | 0 | 0 | 0 | 0 | 0 | 0 | 0 | 0 | 0
F5_Commercial_Interruptible - College_New_Space Heating_Natural Gas_Strategic Energy Management_A_Achievable Economic UCT Potential | F5 | Commercial | Interruptible - College | New | Space Heating | Natural Gas | Strategic Energy Management | A | Incremental Summer Peak Savings (MW) | Achievable Economic UCT Potential | 0 | 0 | 0 | 0 | 0 | 0 | 0 | 0 | 0 | 0 | 0 | 0 | 0 | 0 | 0 | 0 | 0 | 0 | 0 | 0 | 0 | 0 | 0 | 0 | 0 | 0 | 0
F6_Commercial_Interruptible - College_New_Space Heating_Natural Gas_Strategic Energy Management_A_Achievable Economic UCT Potential | F6 | Commercial | Interruptible - College | New | Space Heating | Natural Gas | Strategic Energy Management | A | Incremental Winter Peak Savings (MW) | Achievable Economic UCT Potential | 0 | 0 | 0 | 0 | 0 | 0 | 0 | 0 | 0 | 0 | 0 | 0 | 0 | 0 | 0 | 0 | 0 | 0 | 0 | 0 | 0 | 0 | 0 | 0 | 0 | 0 | 0
F7_Commercial_Interruptible - College_New_Space Heating_Natural Gas_Strategic Energy Management_A_Achievable Economic UCT Potential | F7 | Commercial | Interruptible - College | New | Space Heating | Natural Gas | Strategic Energy Management | A | Cumulative Energy Savings (MWh or mTherms) | Achievable Economic UCT Potential | 0 | 0 | 0 | 0 | 0 | 0 | 0 | 0 | 0 | 0 | 0 | 0 | 0 | 0 | 0 | 0 | 0 | 0 | 0 | 0 | 0 | 0 | 0 | 0 | 0 | 0 | 0
F8_Commercial_Interruptible - College_New_Space Heating_Natural Gas_Strategic Energy Management_A_Achievable Economic UCT Potential | F8 | Commercial | Interruptible - College | New | Space Heating | Natural Gas | Strategic Energy Management | A | Cumulative Summer Peak Savings (MW) | Achievable Economic UCT Potential | 0 | 0 | 0 | 0 | 0 | 0 | 0 | 0 | 0 | 0 | 0 | 0 | 0 | 0 | 0 | 0 | 0 | 0 | 0 | 0 | 0 | 0 | 0 | 0 | 0 | 0 | 0
F9_Commercial_Interruptible - College_New_Space Heating_Natural Gas_Strategic Energy Management_A_Achievable Economic UCT Potential | F9 | Commercial | Interruptible - College | New | Space Heating | Natural Gas | Strategic Energy Management | A | Cumulative Winter Peak Savings (MW) | Achievable Economic UCT Potential | 0 | 0 | 0 | 0 | 0 | 0 | 0 | 0 | 0 | 0 | 0 | 0 | 0 | 0 | 0 | 0 | 0 | 0 | 0 | 0 | 0 | 0 | 0 | 0 | 0 | 0 | 0
F10_Commercial_Interruptible - College_New_Space Heating_Natural Gas_Strategic Energy Management_A_Achievable Economic UCT Potential | F10 | Commercial | Interruptible - College | New | Space Heating | Natural Gas | Strategic Energy Management | A | Purchases (Incremental) | Achievable Economic UCT Potential | 0 | 0 | 0 | 0 | 0 | 0 | 0 | 0 | 0 | 0 | 0 | 0 | 0 | 0 | 0 | 0 | 0 | 0 | 0 | 0 | 0 | 0 | 0 | 0 | 0 | 0 | 0
F11_Commercial_Interruptible - College_New_Space Heating_Natural Gas_Strategic Energy Management_A_Achievable Economic UCT Potential | F11 | Commercial | Interruptible - College | New | Space Heating | Natural Gas | Strategic Energy Management | A | Purchases (Cumulative) | Achievable Economic UCT Potential | 0 | 0 | 0 | 0 | 0 | 0 | 0 | 0 | 0 | 0 | 0 | 0 | 0 | 0 | 0 | 0 | 0 | 0 | 0 | 0 | 0 | 0 | 0 | 0 | 0 | 0 | 0
F1_Commercial_Interruptible - College_New_Water Heating_Natural Gas_Strategic Energy Management_A_Achievable Economic UCT Potential | F1 | Commercial | Interruptible - College | New | Water Heating | Natural Gas | Strategic Energy Management | A | Integrated Unit Energy Savings (kWh or therms) | Achievable Economic UCT Potential | 0 | 0 | 0 | 0 | 0 | 0 | 0 | 0 | 0 | 0 | 0 | 0 | 0 | 0 | 0 | 0 | 0 | 0 | 0 | 0 | 0 | 0 | 0 | 0 | 0 | 0 | 0
F2_Commercial_Interruptible - College_New_Water Heating_Natural Gas_Strategic Energy Management_A_Achievable Economic UCT Potential | F2 | Commercial | Interruptible - College | New | Water Heating | Natural Gas | Strategic Energy Management | A | Integrated Unit Summer Peak Savings (kW) | Achievable Economic UCT Potential | 0 | 0 | 0 | 0 | 0 | 0 | 0 | 0 | 0 | 0 | 0 | 0 | 0 | 0 | 0 | 0 | 0 | 0 | 0 | 0 | 0 | 0 | 0 | 0 | 0 | 0 | 0
F3_Commercial_Interruptible - College_New_Water Heating_Natural Gas_Strategic Energy Management_A_Achievable Economic UCT Potential | F3 | Commercial | Interruptible - College | New | Water Heating | Natural Gas | Strategic Energy Management | A | Integrated Unit Winter Peak Savings (kW) | Achievable Economic UCT Potential | 0 | 0 | 0 | 0 | 0 | 0 | 0 | 0 | 0 | 0 | 0 | 0 | 0 | 0 | 0 | 0 | 0 | 0 | 0 | 0 | 0 | 0 | 0 | 0 | 0 | 0 | 0
F4_Commercial_Interruptible - College_New_Water Heating_Natural Gas_Strategic Energy Management_A_Achievable Economic UCT Potential | F4 | Commercial | Interruptible - College | New | Water Heating | Natural Gas | Strategic Energy Management | A | Incremental Energy Savings (MWh or mTherms) | Achievable Economic UCT Potential | 0 | 0 | 0 | 0 | 0 | 0 | 0 | 0 | 0 | 0 | 0 | 0 | 0 | 0 | 0 | 0 | 0 | 0 | 0 | 0 | 0 | 0 | 0 | 0 | 0 | 0 | 0
F5_Commercial_Interruptible - College_New_Water Heating_Natural Gas_Strategic Energy Management_A_Achievable Economic UCT Potential | F5 | Commercial | Interruptible - College | New | Water Heating | Natural Gas | Strategic Energy Management | A | Incremental Summer Peak Savings (MW) | Achievable Economic UCT Potential | 0 | 0 | 0 | 0 | 0 | 0 | 0 | 0 | 0 | 0 | 0 | 0 | 0 | 0 | 0 | 0 | 0 | 0 | 0 | 0 | 0 | 0 | 0 | 0 | 0 | 0 | 0
F6_Commercial_Interruptible - College_New_Water Heating_Natural Gas_Strategic Energy Management_A_Achievable Economic UCT Potential | F6 | Commercial | Interruptible - College | New | Water Heating | Natural Gas | Strategic Energy Management | A | Incremental Winter Peak Savings (MW) | Achievable Economic UCT Potential | 0 | 0 | 0 | 0 | 0 | 0 | 0 | 0 | 0 | 0 | 0 | 0 | 0 | 0 | 0 | 0 | 0 | 0 | 0 | 0 | 0 | 0 | 0 | 0 | 0 | 0 | 0
F7_Commercial_Interruptible - College_New_Water Heating_Natural Gas_Strategic Energy Management_A_Achievable Economic UCT Potential | F7 | Commercial | Interruptible - College | New | Water Heating | Natural Gas | Strategic Energy Management | A | Cumulative Energy Savings (MWh or mTherms) | Achievable Economic UCT Potential | 0 | 0 | 0 | 0 | 0 | 0 | 0 | 0 | 0 | 0 | 0 | 0 | 0 | 0 | 0 | 0 | 0 | 0 | 0 | 0 | 0 | 0 | 0 | 0 | 0 | 0 | 0
F8_Commercial_Interruptible - College_New_Water Heating_Natural Gas_Strategic Energy Management_A_Achievable Economic UCT Potential | F8 | Commercial | Interruptible - College | New | Water Heating | Natural Gas | Strategic Energy Management | A | Cumulative Summer Peak Savings (MW) | Achievable Economic UCT Potential | 0 | 0 | 0 | 0 | 0 | 0 | 0 | 0 | 0 | 0 | 0 | 0 | 0 | 0 | 0 | 0 | 0 | 0 | 0 | 0 | 0 | 0 | 0 | 0 | 0 | 0 | 0
F9_Commercial_Interruptible - College_New_Water Heating_Natural Gas_Strategic Energy Management_A_Achievable Economic UCT Potential | F9 | Commercial | Interruptible - College | New | Water Heating | Natural Gas | Strategic Energy Management | A | Cumulative Winter Peak Savings (MW) | Achievable Economic UCT Potential | 0 | 0 | 0 | 0 | 0 | 0 | 0 | 0 | 0 | 0 | 0 | 0 | 0 | 0 | 0 | 0 | 0 | 0 | 0 | 0 | 0 | 0 | 0 | 0 | 0 | 0 | 0
F10_Commercial_Interruptible - College_New_Water Heating_Natural Gas_Strategic Energy Management_A_Achievable Economic UCT Potential | F10 | Commercial | Interruptible - College | New | Water Heating | Natural Gas | Strategic Energy Management | A | Purchases (Incremental) | Achievable Economic UCT Potential | 0 | 0 | 0 | 0 | 0 | 0 | 0 | 0 | 0 | 0 | 0 | 0 | 0 | 0 | 0 | 0 | 0 | 0 | 0 | 0 | 0 | 0 | 0 | 0 | 0 | 0 | 0
F11_Commercial_Interruptible - College_New_Water Heating_Natural Gas_Strategic Energy Management_A_Achievable Economic UCT Potential | F11 | Commercial | Interruptible - College | New | Water Heating | Natural Gas | Strategic Energy Management | A | Purchases (Cumulative) | Achievable Economic UCT Potential | 0 | 0 | 0 | 0 | 0 | 0 | 0 | 0 | 0 | 0 | 0 | 0 | 0 | 0 | 0 | 0 | 0 | 0 | 0 | 0 | 0 | 0 | 0 | 0 | 0 | 0 | 0
F1_Commercial_Interruptible - College_New_Space Heating_Natural Gas_Retrocommissioning_A_Achievable Economic UCT Potential | F1 | Commercial | Interruptible - College | New | Space Heating | Natural Gas | Retrocommissioning | A | Integrated Unit Energy Savings (kWh or therms) | Achievable Economic UCT Potential | 0 | 0 | 0 | 0 | 0 | 0 | 0 | 0 | 0 | 0 | 0 | 0 | 0 | 0 | 0 | 0 | 0 | 0 | 0 | 0 | 0 | 0 | 0 | 0 | 0 | 0 | 0
F2_Commercial_Interruptible - College_New_Space Heating_Natural Gas_Retrocommissioning_A_Achievable Economic UCT Potential | F2 | Commercial | Interruptible - College | New | Space Heating | Natural Gas | Retrocommissioning | A | Integrated Unit Summer Peak Savings (kW) | Achievable Economic UCT Potential | 0 | 0 | 0 | 0 | 0 | 0 | 0 | 0 | 0 | 0 | 0 | 0 | 0 | 0 | 0 | 0 | 0 | 0 | 0 | 0 | 0 | 0 | 0 | 0 | 0 | 0 | 0
F3_Commercial_Interruptible - College_New_Space Heating_Natural Gas_Retrocommissioning_A_Achievable Economic UCT Potential | F3 | Commercial | Interruptible - College | New | Space Heating | Natural Gas | Retrocommissioning | A | Integrated Unit Winter Peak Savings (kW) | Achievable Economic UCT Potential | 0 | 0 | 0 | 0 | 0 | 0 | 0 | 0 | 0 | 0 | 0 | 0 | 0 | 0 | 0 | 0 | 0 | 0 | 0 | 0 | 0 | 0 | 0 | 0 | 0 | 0 | 0
F4_Commercial_Interruptible - College_New_Space Heating_Natural Gas_Retrocommissioning_A_Achievable Economic UCT Potential | F4 | Commercial | Interruptible - College | New | Space Heating | Natural Gas | Retrocommissioning | A | Incremental Energy Savings (MWh or mTherms) | Achievable Economic UCT Potential | 0 | 0 | 0 | 0 | 0 | 0 | 0 | 0 | 0 | 0 | 0 | 0 | 0 | 0 | 0 | 0 | 0 | 0 | 0 | 0 | 0 | 0 | 0 | 0 | 0 | 0 | 0
F5_Commercial_Interruptible - College_New_Space Heating_Natural Gas_Retrocommissioning_A_Achievable Economic UCT Potential | F5 | Commercial | Interruptible - College | New | Space Heating | Natural Gas | Retrocommissioning | A | Incremental Summer Peak Savings (MW) | Achievable Economic UCT Potential | 0 | 0 | 0 | 0 | 0 | 0 | 0 | 0 | 0 | 0 | 0 | 0 | 0 | 0 | 0 | 0 | 0 | 0 | 0 | 0 | 0 | 0 | 0 | 0 | 0 | 0 | 0
F6_Commercial_Interruptible - College_New_Space Heating_Natural Gas_Retrocommissioning_A_Achievable Economic UCT Potential | F6 | Commercial | Interruptible - College | New | Space Heating | Natural Gas | Retrocommissioning | A | Incremental Winter Peak Savings (MW) | Achievable Economic UCT Potential | 0 | 0 | 0 | 0 | 0 | 0 | 0 | 0 | 0 | 0 | 0 | 0 | 0 | 0 | 0 | 0 | 0 | 0 | 0 | 0 | 0 | 0 | 0 | 0 | 0 | 0 | 0
F7_Commercial_Interruptible - College_New_Space Heating_Natural Gas_Retrocommissioning_A_Achievable Economic UCT Potential | F7 | Commercial | Interruptible - College | New | Space Heating | Natural Gas | Retrocommissioning | A | Cumulative Energy Savings (MWh or mTherms) | Achievable Economic UCT Potential | 0 | 0 | 0 | 0 | 0 | 0 | 0 | 0 | 0 | 0 | 0 | 0 | 0 | 0 | 0 | 0 | 0 | 0 | 0 | 0 | 0 | 0 | 0 | 0 | 0 | 0 | 0
F8_Commercial_Interruptible - College_New_Space Heating_Natural Gas_Retrocommissioning_A_Achievable Economic UCT Potential | F8 | Commercial | Interruptible - College | New | Space Heating | Natural Gas | Retrocommissioning | A | Cumulative Summer Peak Savings (MW) | Achievable Economic UCT Potential | 0 | 0 | 0 | 0 | 0 | 0 | 0 | 0 | 0 | 0 | 0 | 0 | 0 | 0 | 0 | 0 | 0 | 0 | 0 | 0 | 0 | 0 | 0 | 0 | 0 | 0 | 0
F9_Commercial_Interruptible - College_New_Space Heating_Natural Gas_Retrocommissioning_A_Achievable Economic UCT Potential | F9 | Commercial | Interruptible - College | New | Space Heating | Natural Gas | Retrocommissioning | A | Cumulative Winter Peak Savings (MW) | Achievable Economic UCT Potential | 0 | 0 | 0 | 0 | 0 | 0 | 0 | 0 | 0 | 0 | 0 | 0 | 0 | 0 | 0 | 0 | 0 | 0 | 0 | 0 | 0 | 0 | 0 | 0 | 0 | 0 | 0
F10_Commercial_Interruptible - College_New_Space Heating_Natural Gas_Retrocommissioning_A_Achievable Economic UCT Potential | F10 | Commercial | Interruptible - College | New | Space Heating | Natural Gas | Retrocommissioning | A | Purchases (Incremental) | Achievable Economic UCT Potential | 0 | 0 | 0 | 0 | 0 | 0 | 0 | 0 | 0 | 0 | 0 | 0 | 0 | 0 | 0 | 0 | 0 | 0 | 0 | 0 | 0 | 0 | 0 | 0 | 0 | 0 | 0
F11_Commercial_Interruptible - College_New_Space Heating_Natural Gas_Retrocommissioning_A_Achievable Economic UCT Potential | F11 | Commercial | Interruptible - College | New | Space Heating | Natural Gas | Retrocommissioning | A | Purchases (Cumulative) | Achievable Economic UCT Potential | 0 | 0 | 0 | 0 | 0 | 0 | 0 | 0 | 0 | 0 | 0 | 0 | 0 | 0 | 0 | 0 | 0 | 0 | 0 | 0 | 0 | 0 | 0 | 0 | 0 | 0 | 0
F1_Commercial_Interruptible - College_New_Water Heating_Natural Gas_Retrocommissioning_A_Achievable Economic UCT Potential | F1 | Commercial | Interruptible - College | New | Water Heating | Natural Gas | Retrocommissioning | A | Integrated Unit Energy Savings (kWh or therms) | Achievable Economic UCT Potential | 0 | 0 | 0 | 0 | 0 | 0 | 0 | 0 | 0 | 0 | 0 | 0 | 0 | 0 | 0 | 0 | 0 | 0 | 0 | 0 | 0 | 0 | 0 | 0 | 0 | 0 | 0
F2_Commercial_Interruptible - College_New_Water Heating_Natural Gas_Retrocommissioning_A_Achievable Economic UCT Potential | F2 | Commercial | Interruptible - College | New | Water Heating | Natural Gas | Retrocommissioning | A | Integrated Unit Summer Peak Savings (kW) | Achievable Economic UCT Potential | 0 | 0 | 0 | 0 | 0 | 0 | 0 | 0 | 0 | 0 | 0 | 0 | 0 | 0 | 0 | 0 | 0 | 0 | 0 | 0 | 0 | 0 | 0 | 0 | 0 | 0 | 0
F3_Commercial_Interruptible - College_New_Water Heating_Natural Gas_Retrocommissioning_A_Achievable Economic UCT Potential | F3 | Commercial | Interruptible - College | New | Water Heating | Natural Gas | Retrocommissioning | A | Integrated Unit Winter Peak Savings (kW) | Achievable Economic UCT Potential | 0 | 0 | 0 | 0 | 0 | 0 | 0 | 0 | 0 | 0 | 0 | 0 | 0 | 0 | 0 | 0 | 0 | 0 | 0 | 0 | 0 | 0 | 0 | 0 | 0 | 0 | 0
F4_Commercial_Interruptible - College_New_Water Heating_Natural Gas_Retrocommissioning_A_Achievable Economic UCT Potential | F4 | Commercial | Interruptible - College | New | Water Heating | Natural Gas | Retrocommissioning | A | Incremental Energy Savings (MWh or mTherms) | Achievable Economic UCT Potential | 0 | 0 | 0 | 0 | 0 | 0 | 0 | 0 | 0 | 0 | 0 | 0 | 0 | 0 | 0 | 0 | 0 | 0 | 0 | 0 | 0 | 0 | 0 | 0 | 0 | 0 | 0
F5_Commercial_Interruptible - College_New_Water Heating_Natural Gas_Retrocommissioning_A_Achievable Economic UCT Potential | F5 | Commercial | Interruptible - College | New | Water Heating | Natural Gas | Retrocommissioning | A | Incremental Summer Peak Savings (MW) | Achievable Economic UCT Potential | 0 | 0 | 0 | 0 | 0 | 0 | 0 | 0 | 0 | 0 | 0 | 0 | 0 | 0 | 0 | 0 | 0 | 0 | 0 | 0 | 0 | 0 | 0 | 0 | 0 | 0 | 0
F6_Commercial_Interruptible - College_New_Water Heating_Natural Gas_Retrocommissioning_A_Achievable Economic UCT Potential | F6 | Commercial | Interruptible - College | New | Water Heating | Natural Gas | Retrocommissioning | A | Incremental Winter Peak Savings (MW) | Achievable Economic UCT Potential | 0 | 0 | 0 | 0 | 0 | 0 | 0 | 0 | 0 | 0 | 0 | 0 | 0 | 0 | 0 | 0 | 0 | 0 | 0 | 0 | 0 | 0 | 0 | 0 | 0 | 0 | 0
F7_Commercial_Interruptible - College_New_Water Heating_Natural Gas_Retrocommissioning_A_Achievable Economic UCT Potential | F7 | Commercial | Interruptible - College | New | Water Heating | Natural Gas | Retrocommissioning | A | Cumulative Energy Savings (MWh or mTherms) | Achievable Economic UCT Potential | 0 | 0 | 0 | 0 | 0 | 0 | 0 | 0 | 0 | 0 | 0 | 0 | 0 | 0 | 0 | 0 | 0 | 0 | 0 | 0 | 0 | 0 | 0 | 0 | 0 | 0 | 0
F8_Commercial_Interruptible - College_New_Water Heating_Natural Gas_Retrocommissioning_A_Achievable Economic UCT Potential | F8 | Commercial | Interruptible - College | New | Water Heating | Natural Gas | Retrocommissioning | A | Cumulative Summer Peak Savings (MW) | Achievable Economic UCT Potential | 0 | 0 | 0 | 0 | 0 | 0 | 0 | 0 | 0 | 0 | 0 | 0 | 0 | 0 | 0 | 0 | 0 | 0 | 0 | 0 | 0 | 0 | 0 | 0 | 0 | 0 | 0
F9_Commercial_Interruptible - College_New_Water Heating_Natural Gas_Retrocommissioning_A_Achievable Economic UCT Potential | F9 | Commercial | Interruptible - College | New | Water Heating | Natural Gas | Retrocommissioning | A | Cumulative Winter Peak Savings (MW) | Achievable Economic UCT Potential | 0 | 0 | 0 | 0 | 0 | 0 | 0 | 0 | 0 | 0 | 0 | 0 | 0 | 0 | 0 | 0 | 0 | 0 | 0 | 0 | 0 | 0 | 0 | 0 | 0 | 0 | 0
F10_Commercial_Interruptible - College_New_Water Heating_Natural Gas_Retrocommissioning_A_Achievable Economic UCT Potential | F10 | Commercial | Interruptible - College | New | Water Heating | Natural Gas | Retrocommissioning | A | Purchases (Incremental) | Achievable Economic UCT Potential | 0 | 0 | 0 | 0 | 0 | 0 | 0 | 0 | 0 | 0 | 0 | 0 | 0 | 0 | 0 | 0 | 0 | 0 | 0 | 0 | 0 | 0 | 0 | 0 | 0 | 0 | 0
F11_Commercial_Interruptible - College_New_Water Heating_Natural Gas_Retrocommissioning_A_Achievable Economic UCT Potential | F11 | Commercial | Interruptible - College | New | Water Heating | Natural Gas | Retrocommissioning | A | Purchases (Cumulative) | Achievable Economic UCT Potential | 0 | 0 | 0 | 0 | 0 | 0 | 0 | 0 | 0 | 0 | 0 | 0 | 0 | 0 | 0 | 0 | 0 | 0 | 0 | 0 | 0 | 0 | 0 | 0 | 0 | 0 | 0
F1_Commercial_OR - Miscellaneous_Existing_Space Heating_Natural Gas_Insulation - Ceiling_A_Achievable Economic UCT Potential | F1 | Commercial | OR - Miscellaneous | Existing | Space Heating | Natural Gas | Insulation - Ceiling | A | Integrated Unit Energy Savings (kWh or therms) | Achievable Economic UCT Potential | 0 | 0 | 0.095834 | 0.095145 | 0.09434 | 0.093435 | 0.092412 | 0.091246 | 0.089934 | 0.088476 | 0.086883 | 0.085182 | 0.083457 | 0.081715 | 0.079983 | 0.078323 | 0.076788 | 0.075451 | 0.074325 | 0.073352 | 0.072576 | 0.071854 | 0.071413 | 0.070992 | 0.070591 | 0.070208 | 0.06984
F2_Commercial_OR - Miscellaneous_Existing_Space Heating_Natural Gas_Insulation - Ceiling_A_Achievable Economic UCT Potential | F2 | Commercial | OR - Miscellaneous | Existing | Space Heating | Natural Gas | Insulation - Ceiling | A | Integrated Unit Summer Peak Savings (kW) | Achievable Economic UCT Potential | 0 | 0 | 0 | 0 | 0 | 0 | 0 | 0 | 0 | 0 | 0 | 0 | 0 | 0 | 0 | 0 | 0 | 0 | 0 | 0 | 0 | 0 | 0 | 0 | 0 | 0 | 0
F3_Commercial_OR - Miscellaneous_Existing_Space Heating_Natural Gas_Insulation - Ceiling_A_Achievable Economic UCT Potential | F3 | Commercial | OR - Miscellaneous | Existing | Space Heating | Natural Gas | Insulation - Ceiling | A | Integrated Unit Winter Peak Savings (kW) | Achievable Economic UCT Potential | 0 | 0 | 0 | 0 | 0 | 0 | 0 | 0 | 0 | 0 | 0 | 0 | 0 | 0 | 0 | 0 | 0 | 0 | 0 | 0 | 0 | 0 | 0 | 0 | 0 | 0 | 0
F4_Commercial_OR - Miscellaneous_Existing_Space Heating_Natural Gas_Insulation - Ceiling_A_Achievable Economic UCT Potential | F4 | Commercial | OR - Miscellaneous | Existing | Space Heating | Natural Gas | Insulation - Ceiling | A | Incremental Energy Savings (MWh or mTherms) | Achievable Economic UCT Potential | 0 | 0 | 0.024715 | 0.013203 | 0.044287 | 0.071348 | 0.10711 | 0.15147 | 0.20308 | 0.259 | 0.31457 | 0.36369 | 0.39977 | 0.4164 | 0.40928 | 0.37781 | 0.32566 | 0.26048 | 0.19179 | 0.13868 | 0.074867 | 0.059298 | 0 | 0 | 0 | 0 | 0
F5_Commercial_OR - Miscellaneous_Existing_Space Heating_Natural Gas_Insulation - Ceiling_A_Achievable Economic UCT Potential | F5 | Commercial | OR - Miscellaneous | Existing | Space Heating | Natural Gas | Insulation - Ceiling | A | Incremental Summer Peak Savings (MW) | Achievable Economic UCT Potential | 0 | 0 | 0 | 0 | 0 | 0 | 0 | 0 | 0 | 0 | 0 | 0 | 0 | 0 | 0 | 0 | 0 | 0 | 0 | 0 | 0 | 0 | 0 | 0 | 0 | 0 | 0
F6_Commercial_OR - Miscellaneous_Existing_Space Heating_Natural Gas_Insulation - Ceiling_A_Achievable Economic UCT Potential | F6 | Commercial | OR - Miscellaneous | Existing | Space Heating | Natural Gas | Insulation - Ceiling | A | Incremental Winter Peak Savings (MW) | Achievable Economic UCT Potential | 0 | 0 | 0 | 0 | 0 | 0 | 0 | 0 | 0 | 0 | 0 | 0 | 0 | 0 | 0 | 0 | 0 | 0 | 0 | 0 | 0 | 0 | 0 | 0 | 0 | 0 | 0
F7_Commercial_OR - Miscellaneous_Existing_Space Heating_Natural Gas_Insulation - Ceiling_A_Achievable Economic UCT Potential | F7 | Commercial | OR - Miscellaneous | Existing | Space Heating | Natural Gas | Insulation - Ceiling | A | Cumulative Energy Savings (MWh or mTherms) | Achievable Economic UCT Potential | 0 | 0 | 0.024715 | 0.03774 | 0.081708 | 0.15227 | 0.25772 | 0.40594 | 0.60318 | 0.8524 | 1.1516 | 1.4928 | 1.8623 | 2.2398 | 2.6016 | 2.9254 | 3.1937 | 3.3986 | 3.5397 | 3.6321 | 3.6685 | 3.6913 | 3.6686 | 3.647 | 3.6264 | 3.6067 | 3.5878
F8_Commercial_OR - Miscellaneous_Existing_Space Heating_Natural Gas_Insulation - Ceiling_A_Achievable Economic UCT Potential | F8 | Commercial | OR - Miscellaneous | Existing | Space Heating | Natural Gas | Insulation - Ceiling | A | Cumulative Summer Peak Savings (MW) | Achievable Economic UCT Potential | 0 | 0 | 0 | 0 | 0 | 0 | 0 | 0 | 0 | 0 | 0 | 0 | 0 | 0 | 0 | 0 | 0 | 0 | 0 | 0 | 0 | 0 | 0 | 0 | 0 | 0 | 0
F9_Commercial_OR - Miscellaneous_Existing_Space Heating_Natural Gas_Insulation - Ceiling_A_Achievable Economic UCT Potential | F9 | Commercial | OR - Miscellaneous | Existing | Space Heating | Natural Gas | Insulation - Ceiling | A | Cumulative Winter Peak Savings (MW) | Achievable Economic UCT Potential | 0 | 0 | 0 | 0 | 0 | 0 | 0 | 0 | 0 | 0 | 0 | 0 | 0 | 0 | 0 | 0 | 0 | 0 | 0 | 0 | 0 | 0 | 0 | 0 | 0 | 0 | 0
F10_Commercial_OR - Miscellaneous_Existing_Space Heating_Natural Gas_Insulation - Ceiling_A_Achievable Economic UCT Potential | F10 | Commercial | OR - Miscellaneous | Existing | Space Heating | Natural Gas | Insulation - Ceiling | A | Purchases (Incremental) | Achievable Economic UCT Potential | 0 | 0 | 257.8923 | 138.7697 | 469.4442 | 763.6153 | 1159.0614 | 1660.0236 | 2258.0879 | 2927.2975 | 3620.5625 | 4269.5032 | 4790.1052 | 5095.77 | 5117.0442 | 4823.6771 | 4241.091 | 3452.3304 | 2580.448 | 1890.6002 | 1031.5692 | 825.2554 | 0 | 0 | 0 | 0 | 0
F11_Commercial_OR - Miscellaneous_Existing_Space Heating_Natural Gas_Insulation - Ceiling_A_Achievable Economic UCT Potential | F11 | Commercial | OR - Miscellaneous | Existing | Space Heating | Natural Gas | Insulation - Ceiling | A | Purchases (Cumulative) | Achievable Economic UCT Potential | 0 | 0 | 257.8923 | 396.662 | 866.1062 | 1629.7215 | 2788.7829 | 4448.8064 | 6706.8943 | 9634.1918 | 13254.7543 | 17524.2576 | 22314.3627 | 27410.1328 | 32527.1769 | 37350.8541 | 41591.9451 | 45044.2755 | 47624.7236 | 49515.3237 | 50546.8929 | 51372.1483 | 51372.1483 | 51372.1483 | 51372.1483 | 51372.1483 | 51372.1483
F1_Commercial_OR - Miscellaneous_Existing_Space Heating_Natural Gas_Insulation - Ducting_A_Achievable Economic UCT Potential | F1 | Commercial | OR - Miscellaneous | Existing | Space Heating | Natural Gas | Insulation - Ducting | A | Integrated Unit Energy Savings (kWh or therms) | Achievable Economic UCT Potential | 0 | 0 | 0 | 0 | 0 | 0 | 0 | 0 | 0 | 0 | 0 | 0 | 0 | 0 | 0 | 0 | 0 | 0 | 0 | 0 | 0 | 0 | 0 | 0 | 0 | 0 | 0
F2_Commercial_OR - Miscellaneous_Existing_Space Heating_Natural Gas_Insulation - Ducting_A_Achievable Economic UCT Potential | F2 | Commercial | OR - Miscellaneous | Existing | Space Heating | Natural Gas | Insulation - Ducting | A | Integrated Unit Summer Peak Savings (kW) | Achievable Economic UCT Potential | 0 | 0 | 0 | 0 | 0 | 0 | 0 | 0 | 0 | 0 | 0 | 0 | 0 | 0 | 0 | 0 | 0 | 0 | 0 | 0 | 0 | 0 | 0 | 0 | 0 | 0 | 0
F3_Commercial_OR - Miscellaneous_Existing_Space Heating_Natural Gas_Insulation - Ducting_A_Achievable Economic UCT Potential | F3 | Commercial | OR - Miscellaneous | Existing | Space Heating | Natural Gas | Insulation - Ducting | A | Integrated Unit Winter Peak Savings (kW) | Achievable Economic UCT Potential | 0 | 0 | 0 | 0 | 0 | 0 | 0 | 0 | 0 | 0 | 0 | 0 | 0 | 0 | 0 | 0 | 0 | 0 | 0 | 0 | 0 | 0 | 0 | 0 | 0 | 0 | 0
F4_Commercial_OR - Miscellaneous_Existing_Space Heating_Natural Gas_Insulation - Ducting_A_Achievable Economic UCT Potential | F4 | Commercial | OR - Miscellaneous | Existing | Space Heating | Natural Gas | Insulation - Ducting | A | Incremental Energy Savings (MWh or mTherms) | Achievable Economic UCT Potential | 0 | 0 | 0 | 0 | 0 | 0 | 0 | 0 | 0 | 0 | 0 | 0 | 0 | 0 | 0 | 0 | 0 | 0 | 0 | 0 | 0 | 0 | 0 | 0 | 0 | 0 | 0
F5_Commercial_OR - Miscellaneous_Existing_Space Heating_Natural Gas_Insulation - Ducting_A_Achievable Economic UCT Potential | F5 | Commercial | OR - Miscellaneous | Existing | Space Heating | Natural Gas | Insulation - Ducting | A | Incremental Summer Peak Savings (MW) | Achievable Economic UCT Potential | 0 | 0 | 0 | 0 | 0 | 0 | 0 | 0 | 0 | 0 | 0 | 0 | 0 | 0 | 0 | 0 | 0 | 0 | 0 | 0 | 0 | 0 | 0 | 0 | 0 | 0 | 0
F6_Commercial_OR - Miscellaneous_Existing_Space Heating_Natural Gas_Insulation - Ducting_A_Achievable Economic UCT Potential | F6 | Commercial | OR - Miscellaneous | Existing | Space Heating | Natural Gas | Insulation - Ducting | A | Incremental Winter Peak Savings (MW) | Achievable Economic UCT Potential | 0 | 0 | 0 | 0 | 0 | 0 | 0 | 0 | 0 | 0 | 0 | 0 | 0 | 0 | 0 | 0 | 0 | 0 | 0 | 0 | 0 | 0 | 0 | 0 | 0 | 0 | 0
F7_Commercial_OR - Miscellaneous_Existing_Space Heating_Natural Gas_Insulation - Ducting_A_Achievable Economic UCT Potential | F7 | Commercial | OR - Miscellaneous | Existing | Space Heating | Natural Gas | Insulation - Ducting | A | Cumulative Energy Savings (MWh or mTherms) | Achievable Economic UCT Potential | 0 | 0 | 0 | 0 | 0 | 0 | 0 | 0 | 0 | 0 | 0 | 0 | 0 | 0 | 0 | 0 | 0 | 0 | 0 | 0 | 0 | 0 | 0 | 0 | 0 | 0 | 0
F8_Commercial_OR - Miscellaneous_Existing_Space Heating_Natural Gas_Insulation - Ducting_A_Achievable Economic UCT Potential | F8 | Commercial | OR - Miscellaneous | Existing | Space Heating | Natural Gas | Insulation - Ducting | A | Cumulative Summer Peak Savings (MW) | Achievable Economic UCT Potential | 0 | 0 | 0 | 0 | 0 | 0 | 0 | 0 | 0 | 0 | 0 | 0 | 0 | 0 | 0 | 0 | 0 | 0 | 0 | 0 | 0 | 0 | 0 | 0 | 0 | 0 | 0
F9_Commercial_OR - Miscellaneous_Existing_Space Heating_Natural Gas_Insulation - Ducting_A_Achievable Economic UCT Potential | F9 | Commercial | OR - Miscellaneous | Existing | Space Heating | Natural Gas | Insulation - Ducting | A | Cumulative Winter Peak Savings (MW) | Achievable Economic UCT Potential | 0 | 0 | 0 | 0 | 0 | 0 | 0 | 0 | 0 | 0 | 0 | 0 | 0 | 0 | 0 | 0 | 0 | 0 | 0 | 0 | 0 | 0 | 0 | 0 | 0 | 0 | 0
F10_Commercial_OR - Miscellaneous_Existing_Space Heating_Natural Gas_Insulation - Ducting_A_Achievable Economic UCT Potential | F10 | Commercial | OR - Miscellaneous | Existing | Space Heating | Natural Gas | Insulation - Ducting | A | Purchases (Incremental) | Achievable Economic UCT Potential | 0 | 0 | 0 | 0 | 0 | 0 | 0 | 0 | 0 | 0 | 0 | 0 | 0 | 0 | 0 | 0 | 0 | 0 | 0 | 0 | 0 | 0 | 0 | 0 | 0 | 0 | 0
F11_Commercial_OR - Miscellaneous_Existing_Space Heating_Natural Gas_Insulation - Ducting_A_Achievable Economic UCT Potential | F11 | Commercial | OR - Miscellaneous | Existing | Space Heating | Natural Gas | Insulation - Ducting | A | Purchases (Cumulative) | Achievable Economic UCT Potential | 0 | 0 | 0 | 0 | 0 | 0 | 0 | 0 | 0 | 0 | 0 | 0 | 0 | 0 | 0 | 0 | 0 | 0 | 0 | 0 | 0 | 0 | 0 | 0 | 0 | 0 | 0
F1_Commercial_OR - Miscellaneous_Existing_Space Heating_Natural Gas_Insulation - Wall Cavity_A_Achievable Economic UCT Potential | F1 | Commercial | OR - Miscellaneous | Existing | Space Heating | Natural Gas | Insulation - Wall Cavity | A | Integrated Unit Energy Savings (kWh or therms) | Achievable Economic UCT Potential | 0 | 0 | 0.38428 | 0.38291 | 0.38141 | 0.3798 | 0.37808 | 0.37626 | 0.37434 | 0.37232 | 0.37021 | 0.36801 | 0.36572 | 0.36336 | 0.36093 | 0.35844 | 0.3559 | 0.35332 | 0.35071 | 0.3482 | 0.34577 | 0.34346 | 0.34136 | 0.33936 | 0.33746 | 0.33564 | 0.33389
F2_Commercial_OR - Miscellaneous_Existing_Space Heating_Natural Gas_Insulation - Wall Cavity_A_Achievable Economic UCT Potential | F2 | Commercial | OR - Miscellaneous | Existing | Space Heating | Natural Gas | Insulation - Wall Cavity | A | Integrated Unit Summer Peak Savings (kW) | Achievable Economic UCT Potential | 0 | 0 | 0 | 0 | 0 | 0 | 0 | 0 | 0 | 0 | 0 | 0 | 0 | 0 | 0 | 0 | 0 | 0 | 0 | 0 | 0 | 0 | 0 | 0 | 0 | 0 | 0
F3_Commercial_OR - Miscellaneous_Existing_Space Heating_Natural Gas_Insulation - Wall Cavity_A_Achievable Economic UCT Potential | F3 | Commercial | OR - Miscellaneous | Existing | Space Heating | Natural Gas | Insulation - Wall Cavity | A | Integrated Unit Winter Peak Savings (kW) | Achievable Economic UCT Potential | 0 | 0 | 0 | 0 | 0 | 0 | 0 | 0 | 0 | 0 | 0 | 0 | 0 | 0 | 0 | 0 | 0 | 0 | 0 | 0 | 0 | 0 | 0 | 0 | 0 | 0 | 0
F4_Commercial_OR - Miscellaneous_Existing_Space Heating_Natural Gas_Insulation - Wall Cavity_A_Achievable Economic UCT Potential | F4 | Commercial | OR - Miscellaneous | Existing | Space Heating | Natural Gas | Insulation - Wall Cavity | A | Incremental Energy Savings (MWh or mTherms) | Achievable Economic UCT Potential | 0 | 0 | 0.051496 | 0.02761 | 0.093037 | 0.1507 | 0.2277 | 0.32455 | 0.43923 | 0.56633 | 0.69647 | 0.81642 | 0.91029 | 0.96213 | 0.95969 | 0.89842 | 0.78431 | 0.63382 | 0.47025 | 0.34207 | 0.18534 | 0.14728 | 0 | 0 | 0 | 0 | 0
F5_Commercial_OR - Miscellaneous_Existing_Space Heating_Natural Gas_Insulation - Wall Cavity_A_Achievable Economic UCT Potential | F5 | Commercial | OR - Miscellaneous | Existing | Space Heating | Natural Gas | Insulation - Wall Cavity | A | Incremental Summer Peak Savings (MW) | Achievable Economic UCT Potential | 0 | 0 | 0 | 0 | 0 | 0 | 0 | 0 | 0 | 0 | 0 | 0 | 0 | 0 | 0 | 0 | 0 | 0 | 0 | 0 | 0 | 0 | 0 | 0 | 0 | 0 | 0
F6_Commercial_OR - Miscellaneous_Existing_Space Heating_Natural Gas_Insulation - Wall Cavity_A_Achievable Economic UCT Potential | F6 | Commercial | OR - Miscellaneous | Existing | Space Heating | Natural Gas | Insulation - Wall Cavity | A | Incremental Winter Peak Savings (MW) | Achievable Economic UCT Potential | 0 | 0 | 0 | 0 | 0 | 0 | 0 | 0 | 0 | 0 | 0 | 0 | 0 | 0 | 0 | 0 | 0 | 0 | 0 | 0 | 0 | 0 | 0 | 0 | 0 | 0 | 0
F7_Commercial_OR - Miscellaneous_Existing_Space Heating_Natural Gas_Insulation - Wall Cavity_A_Achievable Economic UCT Potential | F7 | Commercial | OR - Miscellaneous | Existing | Space Heating | Natural Gas | Insulation - Wall Cavity | A | Cumulative Energy Savings (MWh or mTherms) | Achievable Economic UCT Potential | 0 | 0 | 0.051496 | 0.078922 | 0.17165 | 0.32162 | 0.54787 | 0.86979 | 1.3046 | 1.8639 | 2.5498 | 3.351 | 4.2405 | 5.1753 | 6.1004 | 6.9567 | 7.6917 | 8.2697 | 8.679 | 8.9588 | 9.0817 | 9.1682 | 9.1121 | 9.0588 | 9.008 | 8.9594 | 8.9127
F8_Commercial_OR - Miscellaneous_Existing_Space Heating_Natural Gas_Insulation - Wall Cavity_A_Achievable Economic UCT Potential | F8 | Commercial | OR - Miscellaneous | Existing | Space Heating | Natural Gas | Insulation - Wall Cavity | A | Cumulative Summer Peak Savings (MW) | Achievable Economic UCT Potential | 0 | 0 | 0 | 0 | 0 | 0 | 0 | 0 | 0 | 0 | 0 | 0 | 0 | 0 | 0 | 0 | 0 | 0 | 0 | 0 | 0 | 0 | 0 | 0 | 0 | 0 | 0
F9_Commercial_OR - Miscellaneous_Existing_Space Heating_Natural Gas_Insulation - Wall Cavity_A_Achievable Economic UCT Potential | F9 | Commercial | OR - Miscellaneous | Existing | Space Heating | Natural Gas | Insulation - Wall Cavity | A | Cumulative Winter Peak Savings (MW) | Achievable Economic UCT Potential | 0 | 0 | 0 | 0 | 0 | 0 | 0 | 0 | 0 | 0 | 0 | 0 | 0 | 0 | 0 | 0 | 0 | 0 | 0 | 0 | 0 | 0 | 0 | 0 | 0 | 0 | 0
F10_Commercial_OR - Miscellaneous_Existing_Space Heating_Natural Gas_Insulation - Wall Cavity_A_Achievable Economic UCT Potential | F10 | Commercial | OR - Miscellaneous | Existing | Space Heating | Natural Gas | Insulation - Wall Cavity | A | Purchases (Incremental) | Achievable Economic UCT Potential | 0 | 0 | 134.005 | 72.107 | 243.9307 | 396.7867 | 602.2668 | 862.5748 | 1173.3386 | 1521.0706 | 1881.3022 | 2218.5022 | 2489.0153 | 2647.8436 | 2658.898 | 2506.4598 | 2203.7388 | 1793.8861 | 1340.8421 | 982.3861 | 536.0199 | 428.8159 | 0 | 0 | 0 | 0 | 0
F11_Commercial_OR - Miscellaneous_Existing_Space Heating_Natural Gas_Insulation - Wall Cavity_A_Achievable Economic UCT Potential | F11 | Commercial | OR - Miscellaneous | Existing | Space Heating | Natural Gas | Insulation - Wall Cavity | A | Purchases (Cumulative) | Achievable Economic UCT Potential | 0 | 0 | 134.005 | 206.1119 | 450.0426 | 846.8294 | 1449.0962 | 2311.671 | 3485.0096 | 5006.0802 | 6887.3824 | 9105.8846 | 11594.8999 | 14242.7435 | 16901.6416 | 19408.1014 | 21611.8402 | 23405.7263 | 24746.5684 | 25728.9544 | 26264.9743 | 26693.7902 | 26693.7902 | 26693.7902 | 26693.7902 | 26693.7902 | 26693.7902
F1_Commercial_OR - Miscellaneous_Existing_Space Heating_Natural Gas_Green Roof - Vegetated Rooftop_A_Achievable Economic UCT Potential | F1 | Commercial | OR - Miscellaneous | Existing | Space Heating | Natural Gas | Green Roof - Vegetated Rooftop | A | Integrated Unit Energy Savings (kWh or therms) | Achievable Economic UCT Potential | 0 | 0 | 0.0052271 | 0.0051779 | 0.0051186 | 0.0050506 | 0.0049722 | 0.004884 | 0.0047835 | 0.0046712 | 0.0045487 | 0.0044187 | 0.0042861 | 0.0041532 | 0.0040238 | 0.0039024 | 0.0037932 | 0.003701 | 0.0036264 | 0.0035644 | 0.0035177 | 0.0034753 | 0.0034538 | 0.0034333 | 0.0034138 | 0.0033952 | 0.0033773
F2_Commercial_OR - Miscellaneous_Existing_Space Heating_Natural Gas_Green Roof - Vegetated Rooftop_A_Achievable Economic UCT Potential | F2 | Commercial | OR - Miscellaneous | Existing | Space Heating | Natural Gas | Green Roof - Vegetated Rooftop | A | Integrated Unit Summer Peak Savings (kW) | Achievable Economic UCT Potential | 0 | 0 | 0 | 0 | 0 | 0 | 0 | 0 | 0 | 0 | 0 | 0 | 0 | 0 | 0 | 0 | 0 | 0 | 0 | 0 | 0 | 0 | 0 | 0 | 0 | 0 | 0
F3_Commercial_OR - Miscellaneous_Existing_Space Heating_Natural Gas_Green Roof - Vegetated Rooftop_A_Achievable Economic UCT Potential | F3 | Commercial | OR - Miscellaneous | Existing | Space Heating | Natural Gas | Green Roof - Vegetated Rooftop | A | Integrated Unit Winter Peak Savings (kW) | Achievable Economic UCT Potential | 0 | 0 | 0 | 0 | 0 | 0 | 0 | 0 | 0 | 0 | 0 | 0 | 0 | 0 | 0 | 0 | 0 | 0 | 0 | 0 | 0 | 0 | 0 | 0 | 0 | 0 | 0
F4_Commercial_OR - Miscellaneous_Existing_Space Heating_Natural Gas_Green Roof - Vegetated Rooftop_A_Achievable Economic UCT Potential | F4 | Commercial | OR - Miscellaneous | Existing | Space Heating | Natural Gas | Green Roof - Vegetated Rooftop | A | Incremental Energy Savings (MWh or mTherms) | Achievable Economic UCT Potential | 0 | 0 | 0 | 0 | 0 | 0 | 0 | 0 | 0 | 0 | 0 | 0 | 0 | 0 | 0 | 0 | 0 | 0 | 0 | 0 | 0 | 0 | 0 | 0 | 0 | 0 | 0
F5_Commercial_OR - Miscellaneous_Existing_Space Heating_Natural Gas_Green Roof - Vegetated Rooftop_A_Achievable Economic UCT Potential | F5 | Commercial | OR - Miscellaneous | Existing | Space Heating | Natural Gas | Green Roof - Vegetated Rooftop | A | Incremental Summer Peak Savings (MW) | Achievable Economic UCT Potential | 0 | 0 | 0 | 0 | 0 | 0 | 0 | 0 | 0 | 0 | 0 | 0 | 0 | 0 | 0 | 0 | 0 | 0 | 0 | 0 | 0 | 0 | 0 | 0 | 0 | 0 | 0
F6_Commercial_OR - Miscellaneous_Existing_Space Heating_Natural Gas_Green Roof - Vegetated Rooftop_A_Achievable Economic UCT Potential | F6 | Commercial | OR - Miscellaneous | Existing | Space Heating | Natural Gas | Green Roof - Vegetated Rooftop | A | Incremental Winter Peak Savings (MW) | Achievable Economic UCT Potential | 0 | 0 | 0 | 0 | 0 | 0 | 0 | 0 | 0 | 0 | 0 | 0 | 0 | 0 | 0 | 0 | 0 | 0 | 0 | 0 | 0 | 0 | 0 | 0 | 0 | 0 | 0
F7_Commercial_OR - Miscellaneous_Existing_Space Heating_Natural Gas_Green Roof - Vegetated Rooftop_A_Achievable Economic UCT Potential | F7 | Commercial | OR - Miscellaneous | Existing | Space Heating | Natural Gas | Green Roof - Vegetated Rooftop | A | Cumulative Energy Savings (MWh or mTherms) | Achievable Economic UCT Potential | 0 | 0 | 0 | 0 | 0 | 0 | 0 | 0 | 0 | 0 | 0 | 0 | 0 | 0 | 0 | 0 | 0 | 0 | 0 | 0 | 0 | 0 | 0 | 0 | 0 | 0 | 0
F8_Commercial_OR - Miscellaneous_Existing_Space Heating_Natural Gas_Green Roof - Vegetated Rooftop_A_Achievable Economic UCT Potential | F8 | Commercial | OR - Miscellaneous | Existing | Space Heating | Natural Gas | Green Roof - Vegetated Rooftop | A | Cumulative Summer Peak Savings (MW) | Achievable Economic UCT Potential | 0 | 0 | 0 | 0 | 0 | 0 | 0 | 0 | 0 | 0 | 0 | 0 | 0 | 0 | 0 | 0 | 0 | 0 | 0 | 0 | 0 | 0 | 0 | 0 | 0 | 0 | 0
F9_Commercial_OR - Miscellaneous_Existing_Space Heating_Natural Gas_Green Roof - Vegetated Rooftop_A_Achievable Economic UCT Potential | F9 | Commercial | OR - Miscellaneous | Existing | Space Heating | Natural Gas | Green Roof - Vegetated Rooftop | A | Cumulative Winter Peak Savings (MW) | Achievable Economic UCT Potential | 0 | 0 | 0 | 0 | 0 | 0 | 0 | 0 | 0 | 0 | 0 | 0 | 0 | 0 | 0 | 0 | 0 | 0 | 0 | 0 | 0 | 0 | 0 | 0 | 0 | 0 | 0
F10_Commercial_OR - Miscellaneous_Existing_Space Heating_Natural Gas_Green Roof - Vegetated Rooftop_A_Achievable Economic UCT Potential | F10 | Commercial | OR - Miscellaneous | Existing | Space Heating | Natural Gas | Green Roof - Vegetated Rooftop | A | Purchases (Incremental) | Achievable Economic UCT Potential | 0 | 0 | 0 | 0 | 0 | 0 | 0 | 0 | 0 | 0 | 0 | 0 | 0 | 0 | 0 | 0 | 0 | 0 | 0 | 0 | 0 | 0 | 0 | 0 | 0 | 0 | 0
F11_Commercial_OR - Miscellaneous_Existing_Space Heating_Natural Gas_Green Roof - Vegetated Rooftop_A_Achievable Economic UCT Potential | F11 | Commercial | OR - Miscellaneous | Existing | Space Heating | Natural Gas | Green Roof - Vegetated Rooftop | A | Purchases (Cumulative) | Achievable Economic UCT Potential | 0 | 0 | 0 | 0 | 0 | 0 | 0 | 0 | 0 | 0 | 0 | 0 | 0 | 0 | 0 | 0 | 0 | 0 | 0 | 0 | 0 | 0 | 0 | 0 | 0 | 0 | 0
F1_Commercial_OR - Miscellaneous_Existing_Space Heating_Natural Gas_Ducting - Repair and Sealing_A_Achievable Economic UCT Potential | F1 | Commercial | OR - Miscellaneous | Existing | Space Heating | Natural Gas | Ducting - Repair and Sealing | A | Integrated Unit Energy Savings (kWh or therms) | Achievable Economic UCT Potential | 0 | 0 | 0.15035 | 0.14961 | 0.14874 | 0.14778 | 0.1467 | 0.14548 | 0.14411 | 0.14258 | 0.14089 | 0.13904 | 0.13708 | 0.13504 | 0.13299 | 0.13099 | 0.1291 | 0.12743 | 0.126 | 0.12474 | 0.12368 | 0.12269 | 0.12194 | 0.12122 | 0.12053 | 0.11988 | 0.11925
F2_Commercial_OR - Miscellaneous_Existing_Space Heating_Natural Gas_Ducting - Repair and Sealing_A_Achievable Economic UCT Potential | F2 | Commercial | OR - Miscellaneous | Existing | Space Heating | Natural Gas | Ducting - Repair and Sealing | A | Integrated Unit Summer Peak Savings (kW) | Achievable Economic UCT Potential | 0 | 0 | 0 | 0 | 0 | 0 | 0 | 0 | 0 | 0 | 0 | 0 | 0 | 0 | 0 | 0 | 0 | 0 | 0 | 0 | 0 | 0 | 0 | 0 | 0 | 0 | 0
F3_Commercial_OR - Miscellaneous_Existing_Space Heating_Natural Gas_Ducting - Repair and Sealing_A_Achievable Economic UCT Potential | F3 | Commercial | OR - Miscellaneous | Existing | Space Heating | Natural Gas | Ducting - Repair and Sealing | A | Integrated Unit Winter Peak Savings (kW) | Achievable Economic UCT Potential | 0 | 0 | 0 | 0 | 0 | 0 | 0 | 0 | 0 | 0 | 0 | 0 | 0 | 0 | 0 | 0 | 0 | 0 | 0 | 0 | 0 | 0 | 0 | 0 | 0 | 0 | 0
F4_Commercial_OR - Miscellaneous_Existing_Space Heating_Natural Gas_Ducting - Repair and Sealing_A_Achievable Economic UCT Potential | F4 | Commercial | OR - Miscellaneous | Existing | Space Heating | Natural Gas | Ducting - Repair and Sealing | A | Incremental Energy Savings (MWh or mTherms) | Achievable Economic UCT Potential | 0 | 0 | 0.031443 | 0.016835 | 0.056623 | 0.091509 | 0.13788 | 0.19583 | 0.26388 | 0.33845 | 0.41363 | 0.48139 | 0.53246 | 0.55802 | 0.55184 | 0.51238 | 0.444 | 0.35675 | 0.26366 | 0.19124 | 0.077592 | 0.068299 | 0 | 0 | 0 | 0 | 0
F5_Commercial_OR - Miscellaneous_Existing_Space Heating_Natural Gas_Ducting - Repair and Sealing_A_Achievable Economic UCT Potential | F5 | Commercial | OR - Miscellaneous | Existing | Space Heating | Natural Gas | Ducting - Repair and Sealing | A | Incremental Summer Peak Savings (MW) | Achievable Economic UCT Potential | 0 | 0 | 0 | 0 | 0 | 0 | 0 | 0 | 0 | 0 | 0 | 0 | 0 | 0 | 0 | 0 | 0 | 0 | 0 | 0 | 0 | 0 | 0 | 0 | 0 | 0 | 0
F6_Commercial_OR - Miscellaneous_Existing_Space Heating_Natural Gas_Ducting - Repair and Sealing_A_Achievable Economic UCT Potential | F6 | Commercial | OR - Miscellaneous | Existing | Space Heating | Natural Gas | Ducting - Repair and Sealing | A | Incremental Winter Peak Savings (MW) | Achievable Economic UCT Potential | 0 | 0 | 0 | 0 | 0 | 0 | 0 | 0 | 0 | 0 | 0 | 0 | 0 | 0 | 0 | 0 | 0 | 0 | 0 | 0 | 0 | 0 | 0 | 0 | 0 | 0 | 0
F7_Commercial_OR - Miscellaneous_Existing_Space Heating_Natural Gas_Ducting - Repair and Sealing_A_Achievable Economic UCT Potential | F7 | Commercial | OR - Miscellaneous | Existing | Space Heating | Natural Gas | Ducting - Repair and Sealing | A | Cumulative Energy Savings (MWh or mTherms) | Achievable Economic UCT Potential | 0 | 0 | 0.031443 | 0.048122 | 0.10447 | 0.1953 | 0.33175 | 0.52482 | 0.78376 | 1.1139 | 1.5143 | 1.9759 | 2.4804 | 3.0016 | 3.5079 | 3.9675 | 4.3543 | 4.6547 | 4.8661 | 5.0086 | 5.0435 | 5.0716 | 5.0404 | 5.0107 | 4.9824 | 4.9554 | 4.9294
F8_Commercial_OR - Miscellaneous_Existing_Space Heating_Natural Gas_Ducting - Repair and Sealing_A_Achievable Economic UCT Potential | F8 | Commercial | OR - Miscellaneous | Existing | Space Heating | Natural Gas | Ducting - Repair and Sealing | A | Cumulative Summer Peak Savings (MW) | Achievable Economic UCT Potential | 0 | 0 | 0 | 0 | 0 | 0 | 0 | 0 | 0 | 0 | 0 | 0 | 0 | 0 | 0 | 0 | 0 | 0 | 0 | 0 | 0 | 0 | 0 | 0 | 0 | 0 | 0
F9_Commercial_OR - Miscellaneous_Existing_Space Heating_Natural Gas_Ducting - Repair and Sealing_A_Achievable Economic UCT Potential | F9 | Commercial | OR - Miscellaneous | Existing | Space Heating | Natural Gas | Ducting - Repair and Sealing | A | Cumulative Winter Peak Savings (MW) | Achievable Economic UCT Potential | 0 | 0 | 0 | 0 | 0 | 0 | 0 | 0 | 0 | 0 | 0 | 0 | 0 | 0 | 0 | 0 | 0 | 0 | 0 | 0 | 0 | 0 | 0 | 0 | 0 | 0 | 0
F10_Commercial_OR - Miscellaneous_Existing_Space Heating_Natural Gas_Ducting - Repair and Sealing_A_Achievable Economic UCT Potential | F10 | Commercial | OR - Miscellaneous | Existing | Space Heating | Natural Gas | Ducting - Repair and Sealing | A | Purchases (Incremental) | Achievable Economic UCT Potential | 0 | 0 | 209.1273 | 112.5297 | 380.6767 | 619.2229 | 939.8938 | 1346.1288 | 1831.1049 | 2373.7733 | 2935.9484 | 3462.1806 | 3884.3417 | 4132.2082 | 4149.4596 | 3911.5655 | 3439.1409 | 2799.5274 | 2092.5098 | 1533.1056 | 627.382 | 556.6777 | 0 | 0 | 0 | 0 | 0
F11_Commercial_OR - Miscellaneous_Existing_Space Heating_Natural Gas_Ducting - Repair and Sealing_A_Achievable Economic UCT Potential | F11 | Commercial | OR - Miscellaneous | Existing | Space Heating | Natural Gas | Ducting - Repair and Sealing | A | Purchases (Cumulative) | Achievable Economic UCT Potential | 0 | 0 | 209.1273 | 321.657 | 702.3337 | 1321.5566 | 2261.4505 | 3607.5793 | 5438.6842 | 7812.4574 | 10748.4058 | 14210.5865 | 18094.9281 | 22227.1363 | 26376.5959 | 30288.1614 | 33727.3023 | 36526.8297 | 38619.3395 | 40152.4451 | 40779.827 | 41336.5048 | 41336.5048 | 41336.5048 | 41336.5048 | 41336.5048 | 41336.5048
F1_Commercial_OR - Miscellaneous_Existing_Space Heating_Natural Gas_Windows - High Efficiency Glazing_A_Achievable Economic UCT Potential | F1 | Commercial | OR - Miscellaneous | Existing | Space Heating | Natural Gas | Windows - High Efficiency Glazing | A | Integrated Unit Energy Savings (kWh or therms) | Achievable Economic UCT Potential | 0 | 0 | 0.29075 | 0.28802 | 0.28471 | 0.28093 | 0.27657 | 0.27167 | 0.26607 | 0.25983 | 0.25301 | 0.24579 | 0.23841 | 0.23102 | 0.22382 | 0.21707 | 0.21099 | 0.20586 | 0.20171 | 0.19826 | 0.19567 | 0.19331 | 0.19211 | 0.19097 | 0.18989 | 0.18885 | 0.18786
F2_Commercial_OR - Miscellaneous_Existing_Space Heating_Natural Gas_Windows - High Efficiency Glazing_A_Achievable Economic UCT Potential | F2 | Commercial | OR - Miscellaneous | Existing | Space Heating | Natural Gas | Windows - High Efficiency Glazing | A | Integrated Unit Summer Peak Savings (kW) | Achievable Economic UCT Potential | 0 | 0 | 0 | 0 | 0 | 0 | 0 | 0 | 0 | 0 | 0 | 0 | 0 | 0 | 0 | 0 | 0 | 0 | 0 | 0 | 0 | 0 | 0 | 0 | 0 | 0 | 0
F3_Commercial_OR - Miscellaneous_Existing_Space Heating_Natural Gas_Windows - High Efficiency Glazing_A_Achievable Economic UCT Potential | F3 | Commercial | OR - Miscellaneous | Existing | Space Heating | Natural Gas | Windows - High Efficiency Glazing | A | Integrated Unit Winter Peak Savings (kW) | Achievable Economic UCT Potential | 0 | 0 | 0 | 0 | 0 | 0 | 0 | 0 | 0 | 0 | 0 | 0 | 0 | 0 | 0 | 0 | 0 | 0 | 0 | 0 | 0 | 0 | 0 | 0 | 0 | 0 | 0
F4_Commercial_OR - Miscellaneous_Existing_Space Heating_Natural Gas_Windows - High Efficiency Glazing_A_Achievable Economic UCT Potential | F4 | Commercial | OR - Miscellaneous | Existing | Space Heating | Natural Gas | Windows - High Efficiency Glazing | A | Incremental Energy Savings (MWh or mTherms) | Achievable Economic UCT Potential | 0 | 0 | 0 | 0 | 0 | 0 | 0 | 0 | 0 | 0 | 0 | 0 | 0 | 0 | 0 | 0 | 0 | 0 | 0 | 0 | 0 | 0 | 0 | 0 | 0 | 0 | 0
F5_Commercial_OR - Miscellaneous_Existing_Space Heating_Natural Gas_Windows - High Efficiency Glazing_A_Achievable Economic UCT Potential | F5 | Commercial | OR - Miscellaneous | Existing | Space Heating | Natural Gas | Windows - High Efficiency Glazing | A | Incremental Summer Peak Savings (MW) | Achievable Economic UCT Potential | 0 | 0 | 0 | 0 | 0 | 0 | 0 | 0 | 0 | 0 | 0 | 0 | 0 | 0 | 0 | 0 | 0 | 0 | 0 | 0 | 0 | 0 | 0 | 0 | 0 | 0 | 0
F6_Commercial_OR - Miscellaneous_Existing_Space Heating_Natural Gas_Windows - High Efficiency Glazing_A_Achievable Economic UCT Potential | F6 | Commercial | OR - Miscellaneous | Existing | Space Heating | Natural Gas | Windows - High Efficiency Glazing | A | Incremental Winter Peak Savings (MW) | Achievable Economic UCT Potential | 0 | 0 | 0 | 0 | 0 | 0 | 0 | 0 | 0 | 0 | 0 | 0 | 0 | 0 | 0 | 0 | 0 | 0 | 0 | 0 | 0 | 0 | 0 | 0 | 0 | 0 | 0
F7_Commercial_OR - Miscellaneous_Existing_Space Heating_Natural Gas_Windows - High Efficiency Glazing_A_Achievable Economic UCT Potential | F7 | Commercial | OR - Miscellaneous | Existing | Space Heating | Natural Gas | Windows - High Efficiency Glazing | A | Cumulative Energy Savings (MWh or mTherms) | Achievable Economic UCT Potential | 0 | 0 | 0 | 0 | 0 | 0 | 0 | 0 | 0 | 0 | 0 | 0 | 0 | 0 | 0 | 0 | 0 | 0 | 0 | 0 | 0 | 0 | 0 | 0 | 0 | 0 | 0
F8_Commercial_OR - Miscellaneous_Existing_Space Heating_Natural Gas_Windows - High Efficiency Glazing_A_Achievable Economic UCT Potential | F8 | Commercial | OR - Miscellaneous | Existing | Space Heating | Natural Gas | Windows - High Efficiency Glazing | A | Cumulative Summer Peak Savings (MW) | Achievable Economic UCT Potential | 0 | 0 | 0 | 0 | 0 | 0 | 0 | 0 | 0 | 0 | 0 | 0 | 0 | 0 | 0 | 0 | 0 | 0 | 0 | 0 | 0 | 0 | 0 | 0 | 0 | 0 | 0
F9_Commercial_OR - Miscellaneous_Existing_Space Heating_Natural Gas_Windows - High Efficiency Glazing_A_Achievable Economic UCT Potential | F9 | Commercial | OR - Miscellaneous | Existing | Space Heating | Natural Gas | Windows - High Efficiency Glazing | A | Cumulative Winter Peak Savings (MW) | Achievable Economic UCT Potential | 0 | 0 | 0 | 0 | 0 | 0 | 0 | 0 | 0 | 0 | 0 | 0 | 0 | 0 | 0 | 0 | 0 | 0 | 0 | 0 | 0 | 0 | 0 | 0 | 0 | 0 | 0
F10_Commercial_OR - Miscellaneous_Existing_Space Heating_Natural Gas_Windows - High Efficiency Glazing_A_Achievable Economic UCT Potential | F10 | Commercial | OR - Miscellaneous | Existing | Space Heating | Natural Gas | Windows - High Efficiency Glazing | A | Purchases (Incremental) | Achievable Economic UCT Potential | 0 | 0 | 0 | 0 | 0 | 0 | 0 | 0 | 0 | 0 | 0 | 0 | 0 | 0 | 0 | 0 | 0 | 0 | 0 | 0 | 0 | 0 | 0 | 0 | 0 | 0 | 0
F11_Commercial_OR - Miscellaneous_Existing_Space Heating_Natural Gas_Windows - High Efficiency Glazing_A_Achievable Economic UCT Potential | F11 | Commercial | OR - Miscellaneous | Existing | Space Heating | Natural Gas | Windows - High Efficiency Glazing | A | Purchases (Cumulative) | Achievable Economic UCT Potential | 0 | 0 | 0 | 0 | 0 | 0 | 0 | 0 | 0 | 0 | 0 | 0 | 0 | 0 | 0 | 0 | 0 | 0 | 0 | 0 | 0 | 0 | 0 | 0 | 0 | 0 | 0
F1_Commercial_OR - Miscellaneous_Existing_Space Heating_Natural Gas_Windows - Secondary Glazing Systems_A_Achievable Economic UCT Potential | F1 | Commercial | OR - Miscellaneous | Existing | Space Heating | Natural Gas | Windows - Secondary Glazing Systems | A | Integrated Unit Energy Savings (kWh or therms) | Achievable Economic UCT Potential | 0 | 0 | 1.1618 | 1.151 | 1.1384 | 1.1241 | 1.1081 | 1.0903 | 1.0705 | 1.0486 | 1.0251 | 1.0004 | 0.97546 | 0.95049 | 0.92606 | 0.9029 | 0.88178 | 0.86366 | 0.84868 | 0.83593 | 0.82595 | 0.81673 | 0.81168 | 0.80688 | 0.80229 | 0.79791 | 0.79372
F2_Commercial_OR - Miscellaneous_Existing_Space Heating_Natural Gas_Windows - Secondary Glazing Systems_A_Achievable Economic UCT Potential | F2 | Commercial | OR - Miscellaneous | Existing | Space Heating | Natural Gas | Windows - Secondary Glazing Systems | A | Integrated Unit Summer Peak Savings (kW) | Achievable Economic UCT Potential | 0 | 0 | 0 | 0 | 0 | 0 | 0 | 0 | 0 | 0 | 0 | 0 | 0 | 0 | 0 | 0 | 0 | 0 | 0 | 0 | 0 | 0 | 0 | 0 | 0 | 0 | 0
F3_Commercial_OR - Miscellaneous_Existing_Space Heating_Natural Gas_Windows - Secondary Glazing Systems_A_Achievable Economic UCT Potential | F3 | Commercial | OR - Miscellaneous | Existing | Space Heating | Natural Gas | Windows - Secondary Glazing Systems | A | Integrated Unit Winter Peak Savings (kW) | Achievable Economic UCT Potential | 0 | 0 | 0 | 0 | 0 | 0 | 0 | 0 | 0 | 0 | 0 | 0 | 0 | 0 | 0 | 0 | 0 | 0 | 0 | 0 | 0 | 0 | 0 | 0 | 0 | 0 | 0
F4_Commercial_OR - Miscellaneous_Existing_Space Heating_Natural Gas_Windows - Secondary Glazing Systems_A_Achievable Economic UCT Potential | F4 | Commercial | OR - Miscellaneous | Existing | Space Heating | Natural Gas | Windows - Secondary Glazing Systems | A | Incremental Energy Savings (MWh or mTherms) | Achievable Economic UCT Potential | 0 | 0 | 0.039194 | 0.020894 | 0.069908 | 0.1123 | 0.16801 | 0.23678 | 0.31622 | 0.40157 | 0.48553 | 0.55876 | 0.61125 | 0.63361 | 0.6199 | 0.56975 | 0.48922 | 0.39005 | 0.28649 | 0.20675 | 0.11146 | 0.088173 | 0 | 0 | 0 | 0 | 0
F5_Commercial_OR - Miscellaneous_Existing_Space Heating_Natural Gas_Windows - Secondary Glazing Systems_A_Achievable Economic UCT Potential | F5 | Commercial | OR - Miscellaneous | Existing | Space Heating | Natural Gas | Windows - Secondary Glazing Systems | A | Incremental Summer Peak Savings (MW) | Achievable Economic UCT Potential | 0 | 0 | 0 | 0 | 0 | 0 | 0 | 0 | 0 | 0 | 0 | 0 | 0 | 0 | 0 | 0 | 0 | 0 | 0 | 0 | 0 | 0 | 0 | 0 | 0 | 0 | 0
F6_Commercial_OR - Miscellaneous_Existing_Space Heating_Natural Gas_Windows - Secondary Glazing Systems_A_Achievable Economic UCT Potential | F6 | Commercial | OR - Miscellaneous | Existing | Space Heating | Natural Gas | Windows - Secondary Glazing Systems | A | Incremental Winter Peak Savings (MW) | Achievable Economic UCT Potential | 0 | 0 | 0 | 0 | 0 | 0 | 0 | 0 | 0 | 0 | 0 | 0 | 0 | 0 | 0 | 0 | 0 | 0 | 0 | 0 | 0 | 0 | 0 | 0 | 0 | 0 | 0
F7_Commercial_OR - Miscellaneous_Existing_Space Heating_Natural Gas_Windows - Secondary Glazing Systems_A_Achievable Economic UCT Potential | F7 | Commercial | OR - Miscellaneous | Existing | Space Heating | Natural Gas | Windows - Secondary Glazing Systems | A | Cumulative Energy Savings (MWh or mTherms) | Achievable Economic UCT Potential | 0 | 0 | 0.039194 | 0.059725 | 0.12898 | 0.23966 | 0.40425 | 0.63456 | 0.93922 | 1.3216 | 1.7775 | 2.2935 | 2.8475 | 3.4082 | 3.9405 | 4.4117 | 4.7977 | 5.0891 | 5.2874 | 5.4147 | 5.4615 | 5.4887 | 5.4548 | 5.4225 | 5.3917 | 5.3623 | 5.334
F8_Commercial_OR - Miscellaneous_Existing_Space Heating_Natural Gas_Windows - Secondary Glazing Systems_A_Achievable Economic UCT Potential | F8 | Commercial | OR - Miscellaneous | Existing | Space Heating | Natural Gas | Windows - Secondary Glazing Systems | A | Cumulative Summer Peak Savings (MW) | Achievable Economic UCT Potential | 0 | 0 | 0 | 0 | 0 | 0 | 0 | 0 | 0 | 0 | 0 | 0 | 0 | 0 | 0 | 0 | 0 | 0 | 0 | 0 | 0 | 0 | 0 | 0 | 0 | 0 | 0
F9_Commercial_OR - Miscellaneous_Existing_Space Heating_Natural Gas_Windows - Secondary Glazing Systems_A_Achievable Economic UCT Potential | F9 | Commercial | OR - Miscellaneous | Existing | Space Heating | Natural Gas | Windows - Secondary Glazing Systems | A | Cumulative Winter Peak Savings (MW) | Achievable Economic UCT Potential | 0 | 0 | 0 | 0 | 0 | 0 | 0 | 0 | 0 | 0 | 0 | 0 | 0 | 0 | 0 | 0 | 0 | 0 | 0 | 0 | 0 | 0 | 0 | 0 | 0 | 0 | 0
F10_Commercial_OR - Miscellaneous_Existing_Space Heating_Natural Gas_Windows - Secondary Glazing Systems_A_Achievable Economic UCT Potential | F10 | Commercial | OR - Miscellaneous | Existing | Space Heating | Natural Gas | Windows - Secondary Glazing Systems | A | Purchases (Incremental) | Achievable Economic UCT Potential | 0 | 0 | 33.7367 | 18.1535 | 61.4113 | 99.894 | 151.6251 | 217.1595 | 295.3966 | 382.9406 | 473.6316 | 558.5241 | 626.6278 | 666.614 | 669.397 | 631.0196 | 554.8073 | 451.6239 | 337.5668 | 247.3229 | 134.9469 | 107.9575 | 0 | 0 | 0 | 0 | 0
F11_Commercial_OR - Miscellaneous_Existing_Space Heating_Natural Gas_Windows - Secondary Glazing Systems_A_Achievable Economic UCT Potential | F11 | Commercial | OR - Miscellaneous | Existing | Space Heating | Natural Gas | Windows - Secondary Glazing Systems | A | Purchases (Cumulative) | Achievable Economic UCT Potential | 0 | 0 | 33.7367 | 51.8902 | 113.3015 | 213.1955 | 364.8206 | 581.9801 | 877.3766 | 1260.3173 | 1733.9488 | 2292.4729 | 2919.1007 | 3585.7147 | 4255.1117 | 4886.1312 | 5440.9386 | 5892.5625 | 6230.1293 | 6477.4521 | 6612.3991 | 6720.3566 | 6720.3566 | 6720.3566 | 6720.3566 | 6720.3566 | 6720.3566
F1_Commercial_OR - Miscellaneous_Existing_Space Heating_Natural Gas_HVAC - Energy Recovery Ventilator_A_Achievable Economic UCT Potential | F1 | Commercial | OR - Miscellaneous | Existing | Space Heating | Natural Gas | HVAC - Energy Recovery Ventilator | A | Integrated Unit Energy Savings (kWh or therms) | Achievable Economic UCT Potential | 0 | 0 | 0.2247 | 0.22356 | 0.22218 | 0.2206 | 0.21877 | 0.21665 | 0.2142 | 0.2114 | 0.20824 | 0.20476 | 0.20104 | 0.19718 | 0.19332 | 0.18962 | 0.18619 | 0.18323 | 0.18076 | 0.17865 | 0.17701 | 0.17549 | 0.17441 | 0.17339 | 0.17241 | 0.17147 | 0.17058
F2_Commercial_OR - Miscellaneous_Existing_Space Heating_Natural Gas_HVAC - Energy Recovery Ventilator_A_Achievable Economic UCT Potential | F2 | Commercial | OR - Miscellaneous | Existing | Space Heating | Natural Gas | HVAC - Energy Recovery Ventilator | A | Integrated Unit Summer Peak Savings (kW) | Achievable Economic UCT Potential | 0 | 0 | 0 | 0 | 0 | 0 | 0 | 0 | 0 | 0 | 0 | 0 | 0 | 0 | 0 | 0 | 0 | 0 | 0 | 0 | 0 | 0 | 0 | 0 | 0 | 0 | 0
F3_Commercial_OR - Miscellaneous_Existing_Space Heating_Natural Gas_HVAC - Energy Recovery Ventilator_A_Achievable Economic UCT Potential | F3 | Commercial | OR - Miscellaneous | Existing | Space Heating | Natural Gas | HVAC - Energy Recovery Ventilator | A | Integrated Unit Winter Peak Savings (kW) | Achievable Economic UCT Potential | 0 | 0 | 0 | 0 | 0 | 0 | 0 | 0 | 0 | 0 | 0 | 0 | 0 | 0 | 0 | 0 | 0 | 0 | 0 | 0 | 0 | 0 | 0 | 0 | 0 | 0 | 0
F4_Commercial_OR - Miscellaneous_Existing_Space Heating_Natural Gas_HVAC - Energy Recovery Ventilator_A_Achievable Economic UCT Potential | F4 | Commercial | OR - Miscellaneous | Existing | Space Heating | Natural Gas | HVAC - Energy Recovery Ventilator | A | Incremental Energy Savings (MWh or mTherms) | Achievable Economic UCT Potential | 0 | 0 | 0.091498 | 0.18686 | 0.18571 | 0.18439 | 0.18286 | 0.18108 | 0.17903 | 0.17669 | 0.17405 | 0.17115 | 0.16803 | 0.16481 | 0.16159 | 0.15849 | 0.15562 | 0.15314 | 0.15108 | 0.14932 | 0.14795 | 0.14668 | 0 | 0 | 0 | 0 | 0
F5_Commercial_OR - Miscellaneous_Existing_Space Heating_Natural Gas_HVAC - Energy Recovery Ventilator_A_Achievable Economic UCT Potential | F5 | Commercial | OR - Miscellaneous | Existing | Space Heating | Natural Gas | HVAC - Energy Recovery Ventilator | A | Incremental Summer Peak Savings (MW) | Achievable Economic UCT Potential | 0 | 0 | 0 | 0 | 0 | 0 | 0 | 0 | 0 | 0 | 0 | 0 | 0 | 0 | 0 | 0 | 0 | 0 | 0 | 0 | 0 | 0 | 0 | 0 | 0 | 0 | 0
F6_Commercial_OR - Miscellaneous_Existing_Space Heating_Natural Gas_HVAC - Energy Recovery Ventilator_A_Achievable Economic UCT Potential | F6 | Commercial | OR - Miscellaneous | Existing | Space Heating | Natural Gas | HVAC - Energy Recovery Ventilator | A | Incremental Winter Peak Savings (MW) | Achievable Economic UCT Potential | 0 | 0 | 0 | 0 | 0 | 0 | 0 | 0 | 0 | 0 | 0 | 0 | 0 | 0 | 0 | 0 | 0 | 0 | 0 | 0 | 0 | 0 | 0 | 0 | 0 | 0 | 0
F7_Commercial_OR - Miscellaneous_Existing_Space Heating_Natural Gas_HVAC - Energy Recovery Ventilator_A_Achievable Economic UCT Potential | F7 | Commercial | OR - Miscellaneous | Existing | Space Heating | Natural Gas | HVAC - Energy Recovery Ventilator | A | Cumulative Energy Savings (MWh or mTherms) | Achievable Economic UCT Potential | 0 | 0 | 0.091498 | 0.27789 | 0.46189 | 0.64298 | 0.8205 | 0.99361 | 1.1614 | 1.3229 | 1.4772 | 1.6237 | 1.7622 | 1.8932 | 2.0178 | 2.1376 | 2.2545 | 2.3718 | 2.4909 | 2.6112 | 2.7351 | 2.8584 | 2.8408 | 2.8241 | 2.8082 | 2.7929 | 2.7783
F8_Commercial_OR - Miscellaneous_Existing_Space Heating_Natural Gas_HVAC - Energy Recovery Ventilator_A_Achievable Economic UCT Potential | F8 | Commercial | OR - Miscellaneous | Existing | Space Heating | Natural Gas | HVAC - Energy Recovery Ventilator | A | Cumulative Summer Peak Savings (MW) | Achievable Economic UCT Potential | 0 | 0 | 0 | 0 | 0 | 0 | 0 | 0 | 0 | 0 | 0 | 0 | 0 | 0 | 0 | 0 | 0 | 0 | 0 | 0 | 0 | 0 | 0 | 0 | 0 | 0 | 0
F9_Commercial_OR - Miscellaneous_Existing_Space Heating_Natural Gas_HVAC - Energy Recovery Ventilator_A_Achievable Economic UCT Potential | F9 | Commercial | OR - Miscellaneous | Existing | Space Heating | Natural Gas | HVAC - Energy Recovery Ventilator | A | Cumulative Winter Peak Savings (MW) | Achievable Economic UCT Potential | 0 | 0 | 0 | 0 | 0 | 0 | 0 | 0 | 0 | 0 | 0 | 0 | 0 | 0 | 0 | 0 | 0 | 0 | 0 | 0 | 0 | 0 | 0 | 0 | 0 | 0 | 0
F10_Commercial_OR - Miscellaneous_Existing_Space Heating_Natural Gas_HVAC - Energy Recovery Ventilator_A_Achievable Economic UCT Potential | F10 | Commercial | OR - Miscellaneous | Existing | Space Heating | Natural Gas | HVAC - Energy Recovery Ventilator | A | Purchases (Incremental) | Achievable Economic UCT Potential | 0 | 0 | 407.1984 | 835.8283 | 835.8283 | 835.8283 | 835.8283 | 835.8283 | 835.8283 | 835.8283 | 835.8283 | 835.8283 | 835.8283 | 835.8283 | 835.8283 | 835.8283 | 835.8283 | 835.8283 | 835.8283 | 835.8283 | 835.8283 | 835.8283 | 0 | 0 | 0 | 0 | 0
F11_Commercial_OR - Miscellaneous_Existing_Space Heating_Natural Gas_HVAC - Energy Recovery Ventilator_A_Achievable Economic UCT Potential | F11 | Commercial | OR - Miscellaneous | Existing | Space Heating | Natural Gas | HVAC - Energy Recovery Ventilator | A | Purchases (Cumulative) | Achievable Economic UCT Potential | 0 | 0 | 407.1984 | 1243.0267 | 2078.8549 | 2914.6832 | 3750.5114 | 4586.3397 | 5422.168 | 6257.9962 | 7093.8245 | 7929.6528 | 8765.481 | 9601.3093 | 10437.1376 | 11272.9658 | 12108.7941 | 12944.6224 | 13780.4506 | 14616.2789 | 15452.1072 | 16287.9354 | 16287.9354 | 16287.9354 | 16287.9354 | 16287.9354 | 16287.9354
F1_Commercial_OR - Miscellaneous_Existing_Space Heating_Natural Gas_Building Shell - Air Sealing (Infiltration Control)_A_Achievable Economic UCT Potential | F1 | Commercial | OR - Miscellaneous | Existing | Space Heating | Natural Gas | Building Shell - Air Sealing (Infiltration Control) | A | Integrated Unit Energy Savings (kWh or therms) | Achievable Economic UCT Potential | 0 | 0 | 1.4438 | 1.4332 | 1.4207 | 1.4063 | 1.3898 | 1.3708 | 1.349 | 1.3246 | 1.2975 | 1.2685 | 1.2388 | 1.2087 | 1.179 | 1.1507 | 1.1248 | 1.1026 | 1.0842 | 1.0687 | 1.0566 | 1.0455 | 1.0391 | 1.033 | 1.0271 | 1.0215 | 1.0162
F2_Commercial_OR - Miscellaneous_Existing_Space Heating_Natural Gas_Building Shell - Air Sealing (Infiltration Control)_A_Achievable Economic UCT Potential | F2 | Commercial | OR - Miscellaneous | Existing | Space Heating | Natural Gas | Building Shell - Air Sealing (Infiltration Control) | A | Integrated Unit Summer Peak Savings (kW) | Achievable Economic UCT Potential | 0 | 0 | 0 | 0 | 0 | 0 | 0 | 0 | 0 | 0 | 0 | 0 | 0 | 0 | 0 | 0 | 0 | 0 | 0 | 0 | 0 | 0 | 0 | 0 | 0 | 0 | 0
F3_Commercial_OR - Miscellaneous_Existing_Space Heating_Natural Gas_Building Shell - Air Sealing (Infiltration Control)_A_Achievable Economic UCT Potential | F3 | Commercial | OR - Miscellaneous | Existing | Space Heating | Natural Gas | Building Shell - Air Sealing (Infiltration Control) | A | Integrated Unit Winter Peak Savings (kW) | Achievable Economic UCT Potential | 0 | 0 | 0 | 0 | 0 | 0 | 0 | 0 | 0 | 0 | 0 | 0 | 0 | 0 | 0 | 0 | 0 | 0 | 0 | 0 | 0 | 0 | 0 | 0 | 0 | 0 | 0
F4_Commercial_OR - Miscellaneous_Existing_Space Heating_Natural Gas_Building Shell - Air Sealing (Infiltration Control)_A_Achievable Economic UCT Potential | F4 | Commercial | OR - Miscellaneous | Existing | Space Heating | Natural Gas | Building Shell - Air Sealing (Infiltration Control) | A | Incremental Energy Savings (MWh or mTherms) | Achievable Economic UCT Potential | 0 | 0 | 0.0014266 | 0.00076206 | 0.0025554 | 0.0041147 | 0.0061723 | 0.0087189 | 0.011672 | 0.014856 | 0.018 | 0.020751 | 0.021512 | 0.022957 | 0.020995 | 0.017901 | 0.013283 | 0.0075722 | 0.0013392 | 0 | 0 | 0 | 0 | 0 | 0 | 0 | 0
F5_Commercial_OR - Miscellaneous_Existing_Space Heating_Natural Gas_Building Shell - Air Sealing (Infiltration Control)_A_Achievable Economic UCT Potential | F5 | Commercial | OR - Miscellaneous | Existing | Space Heating | Natural Gas | Building Shell - Air Sealing (Infiltration Control) | A | Incremental Summer Peak Savings (MW) | Achievable Economic UCT Potential | 0 | 0 | 0 | 0 | 0 | 0 | 0 | 0 | 0 | 0 | 0 | 0 | 0 | 0 | 0 | 0 | 0 | 0 | 0 | 0 | 0 | 0 | 0 | 0 | 0 | 0 | 0
F6_Commercial_OR - Miscellaneous_Existing_Space Heating_Natural Gas_Building Shell - Air Sealing (Infiltration Control)_A_Achievable Economic UCT Potential | F6 | Commercial | OR - Miscellaneous | Existing | Space Heating | Natural Gas | Building Shell - Air Sealing (Infiltration Control) | A | Incremental Winter Peak Savings (MW) | Achievable Economic UCT Potential | 0 | 0 | 0 | 0 | 0 | 0 | 0 | 0 | 0 | 0 | 0 | 0 | 0 | 0 | 0 | 0 | 0 | 0 | 0 | 0 | 0 | 0 | 0 | 0 | 0 | 0 | 0
F7_Commercial_OR - Miscellaneous_Existing_Space Heating_Natural Gas_Building Shell - Air Sealing (Infiltration Control)_A_Achievable Economic UCT Potential | F7 | Commercial | OR - Miscellaneous | Existing | Space Heating | Natural Gas | Building Shell - Air Sealing (Infiltration Control) | A | Cumulative Energy Savings (MWh or mTherms) | Achievable Economic UCT Potential | 0 | 0 | 0.0014266 | 0.0021783 | 0.0047146 | 0.0087816 | 0.014851 | 0.023366 | 0.034667 | 0.048895 | 0.065897 | 0.085172 | 0.10469 | 0.1251 | 0.14302 | 0.15749 | 0.16724 | 0.17151 | 0.16999 | 0.16754 | 0.16565 | 0.16391 | 0.1629 | 0.16195 | 0.16103 | 0.16016 | 0.15932
F8_Commercial_OR - Miscellaneous_Existing_Space Heating_Natural Gas_Building Shell - Air Sealing (Infiltration Control)_A_Achievable Economic UCT Potential | F8 | Commercial | OR - Miscellaneous | Existing | Space Heating | Natural Gas | Building Shell - Air Sealing (Infiltration Control) | A | Cumulative Summer Peak Savings (MW) | Achievable Economic UCT Potential | 0 | 0 | 0 | 0 | 0 | 0 | 0 | 0 | 0 | 0 | 0 | 0 | 0 | 0 | 0 | 0 | 0 | 0 | 0 | 0 | 0 | 0 | 0 | 0 | 0 | 0 | 0
F9_Commercial_OR - Miscellaneous_Existing_Space Heating_Natural Gas_Building Shell - Air Sealing (Infiltration Control)_A_Achievable Economic UCT Potential | F9 | Commercial | OR - Miscellaneous | Existing | Space Heating | Natural Gas | Building Shell - Air Sealing (Infiltration Control) | A | Cumulative Winter Peak Savings (MW) | Achievable Economic UCT Potential | 0 | 0 | 0 | 0 | 0 | 0 | 0 | 0 | 0 | 0 | 0 | 0 | 0 | 0 | 0 | 0 | 0 | 0 | 0 | 0 | 0 | 0 | 0 | 0 | 0 | 0 | 0
F10_Commercial_OR - Miscellaneous_Existing_Space Heating_Natural Gas_Building Shell - Air Sealing (Infiltration Control)_A_Achievable Economic UCT Potential | F10 | Commercial | OR - Miscellaneous | Existing | Space Heating | Natural Gas | Building Shell - Air Sealing (Infiltration Control) | A | Purchases (Incremental) | Achievable Economic UCT Potential | 0 | 0 | 0.98813 | 0.53171 | 1.7987 | 2.9259 | 4.441 | 6.3605 | 8.652 | 11.2162 | 13.8725 | 16.3589 | 17.3655 | 18.9931 | 17.8076 | 15.5564 | 11.809 | 6.8674 | 1.2351 | 0 | 0 | 0 | 0 | 0 | 0 | 0 | 0
F11_Commercial_OR - Miscellaneous_Existing_Space Heating_Natural Gas_Building Shell - Air Sealing (Infiltration Control)_A_Achievable Economic UCT Potential | F11 | Commercial | OR - Miscellaneous | Existing | Space Heating | Natural Gas | Building Shell - Air Sealing (Infiltration Control) | A | Purchases (Cumulative) | Achievable Economic UCT Potential | 0 | 0 | 0.98813 | 1.5198 | 3.3186 | 6.2444 | 10.6854 | 17.046 | 25.698 | 36.9142 | 50.7866 | 67.1456 | 84.5111 | 103.5042 | 121.3119 | 136.8683 | 148.6774 | 155.5447 | 156.7799 | 156.7799 | 156.7799 | 156.7799 | 156.7799 | 156.7799 | 156.7799 | 156.7799 | 156.7799
F1_Commercial_OR - Miscellaneous_Existing_Space Heating_Natural Gas_Ventilation - Demand Controlled_A_Achievable Economic UCT Potential | F1 | Commercial | OR - Miscellaneous | Existing | Space Heating | Natural Gas | Ventilation - Demand Controlled | A | Integrated Unit Energy Savings (kWh or therms) | Achievable Economic UCT Potential | 0 | 0 | 0.055447 | 0.055085 | 0.054664 | 0.054192 | 0.053659 | 0.053053 | 0.052368 | 0.051598 | 0.050746 | 0.049819 | 0.048838 | 0.04783 | 0.046828 | 0.045867 | 0.044977 | 0.044201 | 0.043547 | 0.042981 | 0.042527 | 0.042106 | 0.041847 | 0.0416 | 0.041365 | 0.041141 | 0.040925
F2_Commercial_OR - Miscellaneous_Existing_Space Heating_Natural Gas_Ventilation - Demand Controlled_A_Achievable Economic UCT Potential | F2 | Commercial | OR - Miscellaneous | Existing | Space Heating | Natural Gas | Ventilation - Demand Controlled | A | Integrated Unit Summer Peak Savings (kW) | Achievable Economic UCT Potential | 0 | 0 | 0 | 0 | 0 | 0 | 0 | 0 | 0 | 0 | 0 | 0 | 0 | 0 | 0 | 0 | 0 | 0 | 0 | 0 | 0 | 0 | 0 | 0 | 0 | 0 | 0
F3_Commercial_OR - Miscellaneous_Existing_Space Heating_Natural Gas_Ventilation - Demand Controlled_A_Achievable Economic UCT Potential | F3 | Commercial | OR - Miscellaneous | Existing | Space Heating | Natural Gas | Ventilation - Demand Controlled | A | Integrated Unit Winter Peak Savings (kW) | Achievable Economic UCT Potential | 0 | 0 | 0 | 0 | 0 | 0 | 0 | 0 | 0 | 0 | 0 | 0 | 0 | 0 | 0 | 0 | 0 | 0 | 0 | 0 | 0 | 0 | 0 | 0 | 0 | 0 | 0
F4_Commercial_OR - Miscellaneous_Existing_Space Heating_Natural Gas_Ventilation - Demand Controlled_A_Achievable Economic UCT Potential | F4 | Commercial | OR - Miscellaneous | Existing | Space Heating | Natural Gas | Ventilation - Demand Controlled | A | Incremental Energy Savings (MWh or mTherms) | Achievable Economic UCT Potential | 0 | 0 | 0.077203 | 0.094174 | 0.11436 | 0.13161 | 0.14864 | 0.17182 | 0.18605 | 0.18727 | 0.17356 | 0.14647 | 0.043111 | 0 | 0 | 0 | 0 | 0 | 0 | 0 | 0 | 0 | 0 | 0 | 0 | 0 | 0
F5_Commercial_OR - Miscellaneous_Existing_Space Heating_Natural Gas_Ventilation - Demand Controlled_A_Achievable Economic UCT Potential | F5 | Commercial | OR - Miscellaneous | Existing | Space Heating | Natural Gas | Ventilation - Demand Controlled | A | Incremental Summer Peak Savings (MW) | Achievable Economic UCT Potential | 0 | 0 | 0 | 0 | 0 | 0 | 0 | 0 | 0 | 0 | 0 | 0 | 0 | 0 | 0 | 0 | 0 | 0 | 0 | 0 | 0 | 0 | 0 | 0 | 0 | 0 | 0
F6_Commercial_OR - Miscellaneous_Existing_Space Heating_Natural Gas_Ventilation - Demand Controlled_A_Achievable Economic UCT Potential | F6 | Commercial | OR - Miscellaneous | Existing | Space Heating | Natural Gas | Ventilation - Demand Controlled | A | Incremental Winter Peak Savings (MW) | Achievable Economic UCT Potential | 0 | 0 | 0 | 0 | 0 | 0 | 0 | 0 | 0 | 0 | 0 | 0 | 0 | 0 | 0 | 0 | 0 | 0 | 0 | 0 | 0 | 0 | 0 | 0 | 0 | 0 | 0
F7_Commercial_OR - Miscellaneous_Existing_Space Heating_Natural Gas_Ventilation - Demand Controlled_A_Achievable Economic UCT Potential | F7 | Commercial | OR - Miscellaneous | Existing | Space Heating | Natural Gas | Ventilation - Demand Controlled | A | Cumulative Energy Savings (MWh or mTherms) | Achievable Economic UCT Potential | 0 | 0 | 0.077203 | 0.17087 | 0.28393 | 0.41309 | 0.55766 | 0.72318 | 0.89989 | 1.0739 | 1.2298 | 1.3538 | 1.3702 | 1.342 | 1.3138 | 1.2869 | 1.2619 | 1.2401 | 1.2218 | 1.2059 | 1.1932 | 1.1814 | 1.1741 | 1.1672 | 1.1606 | 1.1543 | 1.1482
F8_Commercial_OR - Miscellaneous_Existing_Space Heating_Natural Gas_Ventilation - Demand Controlled_A_Achievable Economic UCT Potential | F8 | Commercial | OR - Miscellaneous | Existing | Space Heating | Natural Gas | Ventilation - Demand Controlled | A | Cumulative Summer Peak Savings (MW) | Achievable Economic UCT Potential | 0 | 0 | 0 | 0 | 0 | 0 | 0 | 0 | 0 | 0 | 0 | 0 | 0 | 0 | 0 | 0 | 0 | 0 | 0 | 0 | 0 | 0 | 0 | 0 | 0 | 0 | 0
F9_Commercial_OR - Miscellaneous_Existing_Space Heating_Natural Gas_Ventilation - Demand Controlled_A_Achievable Economic UCT Potential | F9 | Commercial | OR - Miscellaneous | Existing | Space Heating | Natural Gas | Ventilation - Demand Controlled | A | Cumulative Winter Peak Savings (MW) | Achievable Economic UCT Potential | 0 | 0 | 0 | 0 | 0 | 0 | 0 | 0 | 0 | 0 | 0 | 0 | 0 | 0 | 0 | 0 | 0 | 0 | 0 | 0 | 0 | 0 | 0 | 0 | 0 | 0 | 0
F10_Commercial_OR - Miscellaneous_Existing_Space Heating_Natural Gas_Ventilation - Demand Controlled_A_Achievable Economic UCT Potential | F10 | Commercial | OR - Miscellaneous | Existing | Space Heating | Natural Gas | Ventilation - Demand Controlled | A | Purchases (Incremental) | Achievable Economic UCT Potential | 0 | 0 | 1392.3832 | 1709.6245 | 2092.0801 | 2428.5753 | 2770.0977 | 3238.5772 | 3552.7694 | 3629.4049 | 3420.2786 | 2940.0191 | 882.7278 | 0 | 0 | 0 | 0 | 0 | 0 | 0 | 0 | 0 | 0 | 0 | 0 | 0 | 0
F11_Commercial_OR - Miscellaneous_Existing_Space Heating_Natural Gas_Ventilation - Demand Controlled_A_Achievable Economic UCT Potential | F11 | Commercial | OR - Miscellaneous | Existing | Space Heating | Natural Gas | Ventilation - Demand Controlled | A | Purchases (Cumulative) | Achievable Economic UCT Potential | 0 | 0 | 1392.3832 | 3102.0077 | 5194.0877 | 7622.663 | 10392.7607 | 13631.3378 | 17184.1073 | 20813.5122 | 24233.7908 | 27173.8099 | 28056.5377 | 28056.5377 | 28056.5377 | 28056.5377 | 28056.5377 | 28056.5377 | 28056.5377 | 28056.5377 | 28056.5377 | 28056.5377 | 28056.5377 | 28056.5377 | 28056.5377 | 28056.5377 | 28056.5377
F1_Commercial_OR - Miscellaneous_Existing_Space Heating_Natural Gas_HVAC - Dedicated Outdoor Air System (DOAS)_A_Achievable Economic UCT Potential | F1 | Commercial | OR - Miscellaneous | Existing | Space Heating | Natural Gas | HVAC - Dedicated Outdoor Air System (DOAS) | A | Integrated Unit Energy Savings (kWh or therms) | Achievable Economic UCT Potential | 0 | 0 | 0.36091 | 0.35749 | 0.35336 | 0.34866 | 0.34325 | 0.33716 | 0.33022 | 0.32246 | 0.314 | 0.30503 | 0.29587 | 0.2867 | 0.27776 | 0.26938 | 0.26184 | 0.25547 | 0.25032 | 0.24603 | 0.24281 | 0.23988 | 0.23839 | 0.23698 | 0.23563 | 0.23434 | 0.23311
F2_Commercial_OR - Miscellaneous_Existing_Space Heating_Natural Gas_HVAC - Dedicated Outdoor Air System (DOAS)_A_Achievable Economic UCT Potential | F2 | Commercial | OR - Miscellaneous | Existing | Space Heating | Natural Gas | HVAC - Dedicated Outdoor Air System (DOAS) | A | Integrated Unit Summer Peak Savings (kW) | Achievable Economic UCT Potential | 0 | 0 | 0 | 0 | 0 | 0 | 0 | 0 | 0 | 0 | 0 | 0 | 0 | 0 | 0 | 0 | 0 | 0 | 0 | 0 | 0 | 0 | 0 | 0 | 0 | 0 | 0
F3_Commercial_OR - Miscellaneous_Existing_Space Heating_Natural Gas_HVAC - Dedicated Outdoor Air System (DOAS)_A_Achievable Economic UCT Potential | F3 | Commercial | OR - Miscellaneous | Existing | Space Heating | Natural Gas | HVAC - Dedicated Outdoor Air System (DOAS) | A | Integrated Unit Winter Peak Savings (kW) | Achievable Economic UCT Potential | 0 | 0 | 0 | 0 | 0 | 0 | 0 | 0 | 0 | 0 | 0 | 0 | 0 | 0 | 0 | 0 | 0 | 0 | 0 | 0 | 0 | 0 | 0 | 0 | 0 | 0 | 0
F4_Commercial_OR - Miscellaneous_Existing_Space Heating_Natural Gas_HVAC - Dedicated Outdoor Air System (DOAS)_A_Achievable Economic UCT Potential | F4 | Commercial | OR - Miscellaneous | Existing | Space Heating | Natural Gas | HVAC - Dedicated Outdoor Air System (DOAS) | A | Incremental Energy Savings (MWh or mTherms) | Achievable Economic UCT Potential | 0 | 0 | 0.20276 | 0.41224 | 0.40748 | 0.40206 | 0.39582 | 0.3888 | 0.38079 | 0.37185 | 0.36209 | 0.35175 | 0.34119 | 0.33061 | 0.3203 | 0.31063 | 0.30194 | 0.2946 | 0.28865 | 0.28371 | 0.28 | 0.27662 | 0 | 0 | 0 | 0 | 0
F5_Commercial_OR - Miscellaneous_Existing_Space Heating_Natural Gas_HVAC - Dedicated Outdoor Air System (DOAS)_A_Achievable Economic UCT Potential | F5 | Commercial | OR - Miscellaneous | Existing | Space Heating | Natural Gas | HVAC - Dedicated Outdoor Air System (DOAS) | A | Incremental Summer Peak Savings (MW) | Achievable Economic UCT Potential | 0 | 0 | 0 | 0 | 0 | 0 | 0 | 0 | 0 | 0 | 0 | 0 | 0 | 0 | 0 | 0 | 0 | 0 | 0 | 0 | 0 | 0 | 0 | 0 | 0 | 0 | 0
F6_Commercial_OR - Miscellaneous_Existing_Space Heating_Natural Gas_HVAC - Dedicated Outdoor Air System (DOAS)_A_Achievable Economic UCT Potential | F6 | Commercial | OR - Miscellaneous | Existing | Space Heating | Natural Gas | HVAC - Dedicated Outdoor Air System (DOAS) | A | Incremental Winter Peak Savings (MW) | Achievable Economic UCT Potential | 0 | 0 | 0 | 0 | 0 | 0 | 0 | 0 | 0 | 0 | 0 | 0 | 0 | 0 | 0 | 0 | 0 | 0 | 0 | 0 | 0 | 0 | 0 | 0 | 0 | 0 | 0
F7_Commercial_OR - Miscellaneous_Existing_Space Heating_Natural Gas_HVAC - Dedicated Outdoor Air System (DOAS)_A_Achievable Economic UCT Potential | F7 | Commercial | OR - Miscellaneous | Existing | Space Heating | Natural Gas | HVAC - Dedicated Outdoor Air System (DOAS) | A | Cumulative Energy Savings (MWh or mTherms) | Achievable Economic UCT Potential | 0 | 0 | 0.20276 | 0.61307 | 1.0135 | 1.4021 | 1.7761 | 2.1334 | 2.4703 | 2.7841 | 3.0732 | 3.3371 | 3.5781 | 3.7977 | 3.9997 | 4.1896 | 4.3743 | 4.5625 | 4.7591 | 4.9614 | 5.1764 | 5.3905 | 5.3571 | 5.3253 | 5.295 | 5.2661 | 5.2383
F8_Commercial_OR - Miscellaneous_Existing_Space Heating_Natural Gas_HVAC - Dedicated Outdoor Air System (DOAS)_A_Achievable Economic UCT Potential | F8 | Commercial | OR - Miscellaneous | Existing | Space Heating | Natural Gas | HVAC - Dedicated Outdoor Air System (DOAS) | A | Cumulative Summer Peak Savings (MW) | Achievable Economic UCT Potential | 0 | 0 | 0 | 0 | 0 | 0 | 0 | 0 | 0 | 0 | 0 | 0 | 0 | 0 | 0 | 0 | 0 | 0 | 0 | 0 | 0 | 0 | 0 | 0 | 0 | 0 | 0
F9_Commercial_OR - Miscellaneous_Existing_Space Heating_Natural Gas_HVAC - Dedicated Outdoor Air System (DOAS)_A_Achievable Economic UCT Potential | F9 | Commercial | OR - Miscellaneous | Existing | Space Heating | Natural Gas | HVAC - Dedicated Outdoor Air System (DOAS) | A | Cumulative Winter Peak Savings (MW) | Achievable Economic UCT Potential | 0 | 0 | 0 | 0 | 0 | 0 | 0 | 0 | 0 | 0 | 0 | 0 | 0 | 0 | 0 | 0 | 0 | 0 | 0 | 0 | 0 | 0 | 0 | 0 | 0 | 0 | 0
F10_Commercial_OR - Miscellaneous_Existing_Space Heating_Natural Gas_HVAC - Dedicated Outdoor Air System (DOAS)_A_Achievable Economic UCT Potential | F10 | Commercial | OR - Miscellaneous | Existing | Space Heating | Natural Gas | HVAC - Dedicated Outdoor Air System (DOAS) | A | Purchases (Incremental) | Achievable Economic UCT Potential | 0 | 0 | 561.7959 | 1153.16 | 1153.16 | 1153.16 | 1153.16 | 1153.16 | 1153.16 | 1153.16 | 1153.16 | 1153.16 | 1153.16 | 1153.16 | 1153.16 | 1153.16 | 1153.16 | 1153.16 | 1153.16 | 1153.16 | 1153.16 | 1153.16 | 0 | 0 | 0 | 0 | 0
F11_Commercial_OR - Miscellaneous_Existing_Space Heating_Natural Gas_HVAC - Dedicated Outdoor Air System (DOAS)_A_Achievable Economic UCT Potential | F11 | Commercial | OR - Miscellaneous | Existing | Space Heating | Natural Gas | HVAC - Dedicated Outdoor Air System (DOAS) | A | Purchases (Cumulative) | Achievable Economic UCT Potential | 0 | 0 | 561.7959 | 1714.9559 | 2868.116 | 4021.276 | 5174.436 | 6327.596 | 7480.7561 | 8633.9161 | 9787.0761 | 10940.2362 | 12093.3962 | 13246.5562 | 14399.7162 | 15552.8763 | 16706.0363 | 17859.1963 | 19012.3564 | 20165.5164 | 21318.6764 | 22471.8364 | 22471.8364 | 22471.8364 | 22471.8364 | 22471.8364 | 22471.8364
F1_Commercial_OR - Miscellaneous_Existing_Space Heating_Natural Gas_Destratification Fans (HVLS)_A_Achievable Economic UCT Potential | F1 | Commercial | OR - Miscellaneous | Existing | Space Heating | Natural Gas | Destratification Fans (HVLS) | A | Integrated Unit Energy Savings (kWh or therms) | Achievable Economic UCT Potential | 0 | 0 | 765.285 | 759.4941 | 752.6068 | 744.7753 | 735.8076 | 725.4721 | 713.6942 | 700.4663 | 685.8874 | 670.2198 | 654.2177 | 638.1258 | 622.3138 | 607.2905 | 593.5762 | 581.8119 | 572.0978 | 563.8715 | 557.5019 | 551.643 | 548.2469 | 545.0164 | 541.9353 | 538.9895 | 536.1647
F2_Commercial_OR - Miscellaneous_Existing_Space Heating_Natural Gas_Destratification Fans (HVLS)_A_Achievable Economic UCT Potential | F2 | Commercial | OR - Miscellaneous | Existing | Space Heating | Natural Gas | Destratification Fans (HVLS) | A | Integrated Unit Summer Peak Savings (kW) | Achievable Economic UCT Potential | 0 | 0 | 0 | 0 | 0 | 0 | 0 | 0 | 0 | 0 | 0 | 0 | 0 | 0 | 0 | 0 | 0 | 0 | 0 | 0 | 0 | 0 | 0 | 0 | 0 | 0 | 0
F3_Commercial_OR - Miscellaneous_Existing_Space Heating_Natural Gas_Destratification Fans (HVLS)_A_Achievable Economic UCT Potential | F3 | Commercial | OR - Miscellaneous | Existing | Space Heating | Natural Gas | Destratification Fans (HVLS) | A | Integrated Unit Winter Peak Savings (kW) | Achievable Economic UCT Potential | 0 | 0 | 0 | 0 | 0 | 0 | 0 | 0 | 0 | 0 | 0 | 0 | 0 | 0 | 0 | 0 | 0 | 0 | 0 | 0 | 0 | 0 | 0 | 0 | 0 | 0 | 0
F4_Commercial_OR - Miscellaneous_Existing_Space Heating_Natural Gas_Destratification Fans (HVLS)_A_Achievable Economic UCT Potential | F4 | Commercial | OR - Miscellaneous | Existing | Space Heating | Natural Gas | Destratification Fans (HVLS) | A | Incremental Energy Savings (MWh or mTherms) | Achievable Economic UCT Potential | 0 | 0 | 0.013432 | 0.027362 | 0.027114 | 0.026832 | 0.026509 | 0.026137 | 0.025712 | 0.025236 | 0.024711 | 0.024146 | 0.02357 | 0.02299 | 0.02242 | 0.021879 | 0.021385 | 0.010749 | 0 | 3.9126e-17 | 0 | 0 | 0 | 0 | 0 | 0 | 0
F5_Commercial_OR - Miscellaneous_Existing_Space Heating_Natural Gas_Destratification Fans (HVLS)_A_Achievable Economic UCT Potential | F5 | Commercial | OR - Miscellaneous | Existing | Space Heating | Natural Gas | Destratification Fans (HVLS) | A | Incremental Summer Peak Savings (MW) | Achievable Economic UCT Potential | 0 | 0 | 0 | 0 | 0 | 0 | 0 | 0 | 0 | 0 | 0 | 0 | 0 | 0 | 0 | 0 | 0 | 0 | 0 | 0 | 0 | 0 | 0 | 0 | 0 | 0 | 0
F6_Commercial_OR - Miscellaneous_Existing_Space Heating_Natural Gas_Destratification Fans (HVLS)_A_Achievable Economic UCT Potential | F6 | Commercial | OR - Miscellaneous | Existing | Space Heating | Natural Gas | Destratification Fans (HVLS) | A | Incremental Winter Peak Savings (MW) | Achievable Economic UCT Potential | 0 | 0 | 0 | 0 | 0 | 0 | 0 | 0 | 0 | 0 | 0 | 0 | 0 | 0 | 0 | 0 | 0 | 0 | 0 | 0 | 0 | 0 | 0 | 0 | 0 | 0 | 0
F7_Commercial_OR - Miscellaneous_Existing_Space Heating_Natural Gas_Destratification Fans (HVLS)_A_Achievable Economic UCT Potential | F7 | Commercial | OR - Miscellaneous | Existing | Space Heating | Natural Gas | Destratification Fans (HVLS) | A | Cumulative Energy Savings (MWh or mTherms) | Achievable Economic UCT Potential | 0 | 0 | 0.013432 | 0.040693 | 0.067438 | 0.093568 | 0.11895 | 0.14342 | 0.1668 | 0.18894 | 0.20972 | 0.22908 | 0.24718 | 0.26409 | 0.27996 | 0.29508 | 0.30981 | 0.31441 | 0.30917 | 0.30472 | 0.30128 | 0.29811 | 0.29628 | 0.29453 | 0.29287 | 0.29127 | 0.28975
F8_Commercial_OR - Miscellaneous_Existing_Space Heating_Natural Gas_Destratification Fans (HVLS)_A_Achievable Economic UCT Potential | F8 | Commercial | OR - Miscellaneous | Existing | Space Heating | Natural Gas | Destratification Fans (HVLS) | A | Cumulative Summer Peak Savings (MW) | Achievable Economic UCT Potential | 0 | 0 | 0 | 0 | 0 | 0 | 0 | 0 | 0 | 0 | 0 | 0 | 0 | 0 | 0 | 0 | 0 | 0 | 0 | 0 | 0 | 0 | 0 | 0 | 0 | 0 | 0
F9_Commercial_OR - Miscellaneous_Existing_Space Heating_Natural Gas_Destratification Fans (HVLS)_A_Achievable Economic UCT Potential | F9 | Commercial | OR - Miscellaneous | Existing | Space Heating | Natural Gas | Destratification Fans (HVLS) | A | Cumulative Winter Peak Savings (MW) | Achievable Economic UCT Potential | 0 | 0 | 0 | 0 | 0 | 0 | 0 | 0 | 0 | 0 | 0 | 0 | 0 | 0 | 0 | 0 | 0 | 0 | 0 | 0 | 0 | 0 | 0 | 0 | 0 | 0 | 0
F10_Commercial_OR - Miscellaneous_Existing_Space Heating_Natural Gas_Destratification Fans (HVLS)_A_Achievable Economic UCT Potential | F10 | Commercial | OR - Miscellaneous | Existing | Space Heating | Natural Gas | Destratification Fans (HVLS) | A | Purchases (Incremental) | Achievable Economic UCT Potential | 0 | 0 | 0.017552 | 0.036027 | 0.036027 | 0.036027 | 0.036027 | 0.036027 | 0.036027 | 0.036027 | 0.036027 | 0.036027 | 0.036027 | 0.036027 | 0.036027 | 0.036027 | 0.036027 | 0.018475 | 0 | 6.9389e-17 | 0 | 0 | 0 | 0 | 0 | 0 | 0
F11_Commercial_OR - Miscellaneous_Existing_Space Heating_Natural Gas_Destratification Fans (HVLS)_A_Achievable Economic UCT Potential | F11 | Commercial | OR - Miscellaneous | Existing | Space Heating | Natural Gas | Destratification Fans (HVLS) | A | Purchases (Cumulative) | Achievable Economic UCT Potential | 0 | 0 | 0.017552 | 0.053579 | 0.089606 | 0.12563 | 0.16166 | 0.19769 | 0.23371 | 0.26974 | 0.30577 | 0.3418 | 0.37782 | 0.41385 | 0.44988 | 0.4859 | 0.52193 | 0.54041 | 0.54041 | 0.54041 | 0.54041 | 0.54041 | 0.54041 | 0.54041 | 0.54041 | 0.54041 | 0.54041
F1_Commercial_OR - Miscellaneous_Existing_Space Heating_Natural Gas_Gas Boiler - Maintenance_A_Achievable Economic UCT Potential | F1 | Commercial | OR - Miscellaneous | Existing | Space Heating | Natural Gas | Gas Boiler - Maintenance | A | Integrated Unit Energy Savings (kWh or therms) | Achievable Economic UCT Potential | 0 | 0 | 0.2781 | 0.27537 | 0.27216 | 0.26853 | 0.26441 | 0.25983 | 0.25463 | 0.24886 | 0.24258 | 0.23594 | 0.22919 | 0.22243 | 0.21588 | 0.20975 | 0.2043 | 0.19976 | 0.19617 | 0.19323 | 0.1911 | 0.18915 | 0.18832 | 0.18752 | 0.18675 | 0.186 | 0.18527
F2_Commercial_OR - Miscellaneous_Existing_Space Heating_Natural Gas_Gas Boiler - Maintenance_A_Achievable Economic UCT Potential | F2 | Commercial | OR - Miscellaneous | Existing | Space Heating | Natural Gas | Gas Boiler - Maintenance | A | Integrated Unit Summer Peak Savings (kW) | Achievable Economic UCT Potential | 0 | 0 | 0 | 0 | 0 | 0 | 0 | 0 | 0 | 0 | 0 | 0 | 0 | 0 | 0 | 0 | 0 | 0 | 0 | 0 | 0 | 0 | 0 | 0 | 0 | 0 | 0
F3_Commercial_OR - Miscellaneous_Existing_Space Heating_Natural Gas_Gas Boiler - Maintenance_A_Achievable Economic UCT Potential | F3 | Commercial | OR - Miscellaneous | Existing | Space Heating | Natural Gas | Gas Boiler - Maintenance | A | Integrated Unit Winter Peak Savings (kW) | Achievable Economic UCT Potential | 0 | 0 | 0 | 0 | 0 | 0 | 0 | 0 | 0 | 0 | 0 | 0 | 0 | 0 | 0 | 0 | 0 | 0 | 0 | 0 | 0 | 0 | 0 | 0 | 0 | 0 | 0
F4_Commercial_OR - Miscellaneous_Existing_Space Heating_Natural Gas_Gas Boiler - Maintenance_A_Achievable Economic UCT Potential | F4 | Commercial | OR - Miscellaneous | Existing | Space Heating | Natural Gas | Gas Boiler - Maintenance | A | Incremental Energy Savings (MWh or mTherms) | Achievable Economic UCT Potential | 0 | 0 | 0.010235 | 0.010134 | 0.010016 | 0 | 1.8788e-18 | 0 | 0 | 0 | 0 | 0 | 0 | 0 | 0 | 0 | 0 | 0 | 0 | 0 | 0 | 0 | 0 | 0 | 0 | 0 | 0
F5_Commercial_OR - Miscellaneous_Existing_Space Heating_Natural Gas_Gas Boiler - Maintenance_A_Achievable Economic UCT Potential | F5 | Commercial | OR - Miscellaneous | Existing | Space Heating | Natural Gas | Gas Boiler - Maintenance | A | Incremental Summer Peak Savings (MW) | Achievable Economic UCT Potential | 0 | 0 | 0 | 0 | 0 | 0 | 0 | 0 | 0 | 0 | 0 | 0 | 0 | 0 | 0 | 0 | 0 | 0 | 0 | 0 | 0 | 0 | 0 | 0 | 0 | 0 | 0
F6_Commercial_OR - Miscellaneous_Existing_Space Heating_Natural Gas_Gas Boiler - Maintenance_A_Achievable Economic UCT Potential | F6 | Commercial | OR - Miscellaneous | Existing | Space Heating | Natural Gas | Gas Boiler - Maintenance | A | Incremental Winter Peak Savings (MW) | Achievable Economic UCT Potential | 0 | 0 | 0 | 0 | 0 | 0 | 0 | 0 | 0 | 0 | 0 | 0 | 0 | 0 | 0 | 0 | 0 | 0 | 0 | 0 | 0 | 0 | 0 | 0 | 0 | 0 | 0
F7_Commercial_OR - Miscellaneous_Existing_Space Heating_Natural Gas_Gas Boiler - Maintenance_A_Achievable Economic UCT Potential | F7 | Commercial | OR - Miscellaneous | Existing | Space Heating | Natural Gas | Gas Boiler - Maintenance | A | Cumulative Energy Savings (MWh or mTherms) | Achievable Economic UCT Potential | 0 | 0 | 0.010235 | 0.020269 | 0.030048 | 0.029648 | 0.029193 | 0.028687 | 0.028113 | 0.027476 | 0.026783 | 0.02605 | 0.025304 | 0.024558 | 0.023834 | 0.023158 | 0.022556 | 0.022055 | 0.021659 | 0.021334 | 0.021098 | 0.020884 | 0.020792 | 0.020703 | 0.020618 | 0.020535 | 0.020455
F8_Commercial_OR - Miscellaneous_Existing_Space Heating_Natural Gas_Gas Boiler - Maintenance_A_Achievable Economic UCT Potential | F8 | Commercial | OR - Miscellaneous | Existing | Space Heating | Natural Gas | Gas Boiler - Maintenance | A | Cumulative Summer Peak Savings (MW) | Achievable Economic UCT Potential | 0 | 0 | 0 | 0 | 0 | 0 | 0 | 0 | 0 | 0 | 0 | 0 | 0 | 0 | 0 | 0 | 0 | 0 | 0 | 0 | 0 | 0 | 0 | 0 | 0 | 0 | 0
F9_Commercial_OR - Miscellaneous_Existing_Space Heating_Natural Gas_Gas Boiler - Maintenance_A_Achievable Economic UCT Potential | F9 | Commercial | OR - Miscellaneous | Existing | Space Heating | Natural Gas | Gas Boiler - Maintenance | A | Cumulative Winter Peak Savings (MW) | Achievable Economic UCT Potential | 0 | 0 | 0 | 0 | 0 | 0 | 0 | 0 | 0 | 0 | 0 | 0 | 0 | 0 | 0 | 0 | 0 | 0 | 0 | 0 | 0 | 0 | 0 | 0 | 0 | 0 | 0
F10_Commercial_OR - Miscellaneous_Existing_Space Heating_Natural Gas_Gas Boiler - Maintenance_A_Achievable Economic UCT Potential | F10 | Commercial | OR - Miscellaneous | Existing | Space Heating | Natural Gas | Gas Boiler - Maintenance | A | Purchases (Incremental) | Achievable Economic UCT Potential | 0 | 0 | 36.8024 | 36.8024 | 36.8024 | 0 | 7.1054e-15 | 0 | 0 | 0 | 0 | 0 | 0 | 0 | 0 | 0 | 0 | 0 | 0 | 0 | 0 | 0 | 0 | 0 | 0 | 0 | 0
F11_Commercial_OR - Miscellaneous_Existing_Space Heating_Natural Gas_Gas Boiler - Maintenance_A_Achievable Economic UCT Potential | F11 | Commercial | OR - Miscellaneous | Existing | Space Heating | Natural Gas | Gas Boiler - Maintenance | A | Purchases (Cumulative) | Achievable Economic UCT Potential | 0 | 0 | 36.8024 | 73.6048 | 110.4072 | 110.4072 | 110.4072 | 110.4072 | 110.4072 | 110.4072 | 110.4072 | 110.4072 | 110.4072 | 110.4072 | 110.4072 | 110.4072 | 110.4072 | 110.4072 | 110.4072 | 110.4072 | 110.4072 | 110.4072 | 110.4072 | 110.4072 | 110.4072 | 110.4072 | 110.4072
F1_Commercial_OR - Miscellaneous_Existing_Space Heating_Natural Gas_Gas Furnace - Maintenance_A_Achievable Economic UCT Potential | F1 | Commercial | OR - Miscellaneous | Existing | Space Heating | Natural Gas | Gas Furnace - Maintenance | A | Integrated Unit Energy Savings (kWh or therms) | Achievable Economic UCT Potential | 0 | 0 | 0.17486 | 0.17274 | 0.17028 | 0.16752 | 0.16442 | 0.16098 | 0.15712 | 0.15288 | 0.14831 | 0.14351 | 0.13863 | 0.13377 | 0.12904 | 0.12459 | 0.12055 | 0.11707 | 0.11416 | 0.11167 | 0.1097 | 0.10788 | 0.10706 | 0.10628 | 0.10555 | 0.10485 | 0.10419
F2_Commercial_OR - Miscellaneous_Existing_Space Heating_Natural Gas_Gas Furnace - Maintenance_A_Achievable Economic UCT Potential | F2 | Commercial | OR - Miscellaneous | Existing | Space Heating | Natural Gas | Gas Furnace - Maintenance | A | Integrated Unit Summer Peak Savings (kW) | Achievable Economic UCT Potential | 0 | 0 | 0 | 0 | 0 | 0 | 0 | 0 | 0 | 0 | 0 | 0 | 0 | 0 | 0 | 0 | 0 | 0 | 0 | 0 | 0 | 0 | 0 | 0 | 0 | 0 | 0
F3_Commercial_OR - Miscellaneous_Existing_Space Heating_Natural Gas_Gas Furnace - Maintenance_A_Achievable Economic UCT Potential | F3 | Commercial | OR - Miscellaneous | Existing | Space Heating | Natural Gas | Gas Furnace - Maintenance | A | Integrated Unit Winter Peak Savings (kW) | Achievable Economic UCT Potential | 0 | 0 | 0 | 0 | 0 | 0 | 0 | 0 | 0 | 0 | 0 | 0 | 0 | 0 | 0 | 0 | 0 | 0 | 0 | 0 | 0 | 0 | 0 | 0 | 0 | 0 | 0
F4_Commercial_OR - Miscellaneous_Existing_Space Heating_Natural Gas_Gas Furnace - Maintenance_A_Achievable Economic UCT Potential | F4 | Commercial | OR - Miscellaneous | Existing | Space Heating | Natural Gas | Gas Furnace - Maintenance | A | Incremental Energy Savings (MWh or mTherms) | Achievable Economic UCT Potential | 0 | 0 | 0 | 0.013465 | 0.013273 | 0.013058 | 0 | 0 | 0 | 0 | 0 | 0 | 0 | 0 | 0 | 0 | 0 | 0 | 0 | 0 | 0 | 0 | 0 | 0 | 0 | 0 | 0
F5_Commercial_OR - Miscellaneous_Existing_Space Heating_Natural Gas_Gas Furnace - Maintenance_A_Achievable Economic UCT Potential | F5 | Commercial | OR - Miscellaneous | Existing | Space Heating | Natural Gas | Gas Furnace - Maintenance | A | Incremental Summer Peak Savings (MW) | Achievable Economic UCT Potential | 0 | 0 | 0 | 0 | 0 | 0 | 0 | 0 | 0 | 0 | 0 | 0 | 0 | 0 | 0 | 0 | 0 | 0 | 0 | 0 | 0 | 0 | 0 | 0 | 0 | 0 | 0
F6_Commercial_OR - Miscellaneous_Existing_Space Heating_Natural Gas_Gas Furnace - Maintenance_A_Achievable Economic UCT Potential | F6 | Commercial | OR - Miscellaneous | Existing | Space Heating | Natural Gas | Gas Furnace - Maintenance | A | Incremental Winter Peak Savings (MW) | Achievable Economic UCT Potential | 0 | 0 | 0 | 0 | 0 | 0 | 0 | 0 | 0 | 0 | 0 | 0 | 0 | 0 | 0 | 0 | 0 | 0 | 0 | 0 | 0 | 0 | 0 | 0 | 0 | 0 | 0
F7_Commercial_OR - Miscellaneous_Existing_Space Heating_Natural Gas_Gas Furnace - Maintenance_A_Achievable Economic UCT Potential | F7 | Commercial | OR - Miscellaneous | Existing | Space Heating | Natural Gas | Gas Furnace - Maintenance | A | Cumulative Energy Savings (MWh or mTherms) | Achievable Economic UCT Potential | 0 | 0 | 0 | 0.013465 | 0.026546 | 0.039174 | 0.038447 | 0.037643 | 0.036742 | 0.03575 | 0.034681 | 0.033558 | 0.032419 | 0.031282 | 0.030176 | 0.029134 | 0.02819 | 0.027375 | 0.026695 | 0.026114 | 0.025652 | 0.025226 | 0.025034 | 0.024853 | 0.024682 | 0.024518 | 0.024363
F8_Commercial_OR - Miscellaneous_Existing_Space Heating_Natural Gas_Gas Furnace - Maintenance_A_Achievable Economic UCT Potential | F8 | Commercial | OR - Miscellaneous | Existing | Space Heating | Natural Gas | Gas Furnace - Maintenance | A | Cumulative Summer Peak Savings (MW) | Achievable Economic UCT Potential | 0 | 0 | 0 | 0 | 0 | 0 | 0 | 0 | 0 | 0 | 0 | 0 | 0 | 0 | 0 | 0 | 0 | 0 | 0 | 0 | 0 | 0 | 0 | 0 | 0 | 0 | 0
F9_Commercial_OR - Miscellaneous_Existing_Space Heating_Natural Gas_Gas Furnace - Maintenance_A_Achievable Economic UCT Potential | F9 | Commercial | OR - Miscellaneous | Existing | Space Heating | Natural Gas | Gas Furnace - Maintenance | A | Cumulative Winter Peak Savings (MW) | Achievable Economic UCT Potential | 0 | 0 | 0 | 0 | 0 | 0 | 0 | 0 | 0 | 0 | 0 | 0 | 0 | 0 | 0 | 0 | 0 | 0 | 0 | 0 | 0 | 0 | 0 | 0 | 0 | 0 | 0
F10_Commercial_OR - Miscellaneous_Existing_Space Heating_Natural Gas_Gas Furnace - Maintenance_A_Achievable Economic UCT Potential | F10 | Commercial | OR - Miscellaneous | Existing | Space Heating | Natural Gas | Gas Furnace - Maintenance | A | Purchases (Incremental) | Achievable Economic UCT Potential | 0 | 0 | 0 | 77.9474 | 77.9474 | 77.9474 | 0 | 0 | 0 | 0 | 0 | 0 | 0 | 0 | 0 | 0 | 0 | 0 | 0 | 0 | 0 | 0 | 0 | 0 | 0 | 0 | 0
F11_Commercial_OR - Miscellaneous_Existing_Space Heating_Natural Gas_Gas Furnace - Maintenance_A_Achievable Economic UCT Potential | F11 | Commercial | OR - Miscellaneous | Existing | Space Heating | Natural Gas | Gas Furnace - Maintenance | A | Purchases (Cumulative) | Achievable Economic UCT Potential | 0 | 0 | 0 | 77.9474 | 155.8947 | 233.8421 | 233.8421 | 233.8421 | 233.8421 | 233.8421 | 233.8421 | 233.8421 | 233.8421 | 233.8421 | 233.8421 | 233.8421 | 233.8421 | 233.8421 | 233.8421 | 233.8421 | 233.8421 | 233.8421 | 233.8421 | 233.8421 | 233.8421 | 233.8421 | 233.8421
F1_Commercial_OR - Miscellaneous_Existing_Space Heating_Natural Gas_Gas Boiler - Hot Water Reset_A_Achievable Economic UCT Potential | F1 | Commercial | OR - Miscellaneous | Existing | Space Heating | Natural Gas | Gas Boiler - Hot Water Reset | A | Integrated Unit Energy Savings (kWh or therms) | Achievable Economic UCT Potential | 0 | 0 | 496.5549 | 494.7255 | 492.8262 | 490.8799 | 488.8951 | 486.8782 | 484.8334 | 482.7621 | 480.6644 | 478.5391 | 476.3848 | 474.202 | 471.993 | 469.7621 | 467.5164 | 465.2662 | 463.0218 | 460.8364 | 458.7187 | 456.6681 | 454.6984 | 452.8004 | 450.9653 | 449.1861 | 447.4553
F2_Commercial_OR - Miscellaneous_Existing_Space Heating_Natural Gas_Gas Boiler - Hot Water Reset_A_Achievable Economic UCT Potential | F2 | Commercial | OR - Miscellaneous | Existing | Space Heating | Natural Gas | Gas Boiler - Hot Water Reset | A | Integrated Unit Summer Peak Savings (kW) | Achievable Economic UCT Potential | 0 | 0 | 0 | 0 | 0 | 0 | 0 | 0 | 0 | 0 | 0 | 0 | 0 | 0 | 0 | 0 | 0 | 0 | 0 | 0 | 0 | 0 | 0 | 0 | 0 | 0 | 0
F3_Commercial_OR - Miscellaneous_Existing_Space Heating_Natural Gas_Gas Boiler - Hot Water Reset_A_Achievable Economic UCT Potential | F3 | Commercial | OR - Miscellaneous | Existing | Space Heating | Natural Gas | Gas Boiler - Hot Water Reset | A | Integrated Unit Winter Peak Savings (kW) | Achievable Economic UCT Potential | 0 | 0 | 0 | 0 | 0 | 0 | 0 | 0 | 0 | 0 | 0 | 0 | 0 | 0 | 0 | 0 | 0 | 0 | 0 | 0 | 0 | 0 | 0 | 0 | 0 | 0 | 0
F4_Commercial_OR - Miscellaneous_Existing_Space Heating_Natural Gas_Gas Boiler - Hot Water Reset_A_Achievable Economic UCT Potential | F4 | Commercial | OR - Miscellaneous | Existing | Space Heating | Natural Gas | Gas Boiler - Hot Water Reset | A | Incremental Energy Savings (MWh or mTherms) | Achievable Economic UCT Potential | 0 | 0 | 0.020885 | 0.042711 | 0.042548 | 0.042379 | 0.042208 | 0.042034 | 0.041857 | 0.041679 | 0.041498 | 0.041314 | 0.041128 | 0.04094 | 0.040749 | 0.040556 | 0.040362 | 0.040168 | 0.039974 | 0.039786 | 0.039603 | 0.039426 | 0 | 0 | 0 | 0 | 0
F5_Commercial_OR - Miscellaneous_Existing_Space Heating_Natural Gas_Gas Boiler - Hot Water Reset_A_Achievable Economic UCT Potential | F5 | Commercial | OR - Miscellaneous | Existing | Space Heating | Natural Gas | Gas Boiler - Hot Water Reset | A | Incremental Summer Peak Savings (MW) | Achievable Economic UCT Potential | 0 | 0 | 0 | 0 | 0 | 0 | 0 | 0 | 0 | 0 | 0 | 0 | 0 | 0 | 0 | 0 | 0 | 0 | 0 | 0 | 0 | 0 | 0 | 0 | 0 | 0 | 0
F6_Commercial_OR - Miscellaneous_Existing_Space Heating_Natural Gas_Gas Boiler - Hot Water Reset_A_Achievable Economic UCT Potential | F6 | Commercial | OR - Miscellaneous | Existing | Space Heating | Natural Gas | Gas Boiler - Hot Water Reset | A | Incremental Winter Peak Savings (MW) | Achievable Economic UCT Potential | 0 | 0 | 0 | 0 | 0 | 0 | 0 | 0 | 0 | 0 | 0 | 0 | 0 | 0 | 0 | 0 | 0 | 0 | 0 | 0 | 0 | 0 | 0 | 0 | 0 | 0 | 0
F7_Commercial_OR - Miscellaneous_Existing_Space Heating_Natural Gas_Gas Boiler - Hot Water Reset_A_Achievable Economic UCT Potential | F7 | Commercial | OR - Miscellaneous | Existing | Space Heating | Natural Gas | Gas Boiler - Hot Water Reset | A | Cumulative Energy Savings (MWh or mTherms) | Achievable Economic UCT Potential | 0 | 0 | 0.020885 | 0.06352 | 0.10582 | 0.14778 | 0.1894 | 0.23065 | 0.27154 | 0.31206 | 0.3522 | 0.39195 | 0.43132 | 0.47028 | 0.50884 | 0.54699 | 0.58474 | 0.62209 | 0.65907 | 0.69574 | 0.73215 | 0.7683 | 0.76499 | 0.76179 | 0.7587 | 0.75571 | 0.7528
F8_Commercial_OR - Miscellaneous_Existing_Space Heating_Natural Gas_Gas Boiler - Hot Water Reset_A_Achievable Economic UCT Potential | F8 | Commercial | OR - Miscellaneous | Existing | Space Heating | Natural Gas | Gas Boiler - Hot Water Reset | A | Cumulative Summer Peak Savings (MW) | Achievable Economic UCT Potential | 0 | 0 | 0 | 0 | 0 | 0 | 0 | 0 | 0 | 0 | 0 | 0 | 0 | 0 | 0 | 0 | 0 | 0 | 0 | 0 | 0 | 0 | 0 | 0 | 0 | 0 | 0
F9_Commercial_OR - Miscellaneous_Existing_Space Heating_Natural Gas_Gas Boiler - Hot Water Reset_A_Achievable Economic UCT Potential | F9 | Commercial | OR - Miscellaneous | Existing | Space Heating | Natural Gas | Gas Boiler - Hot Water Reset | A | Cumulative Winter Peak Savings (MW) | Achievable Economic UCT Potential | 0 | 0 | 0 | 0 | 0 | 0 | 0 | 0 | 0 | 0 | 0 | 0 | 0 | 0 | 0 | 0 | 0 | 0 | 0 | 0 | 0 | 0 | 0 | 0 | 0 | 0 | 0
F10_Commercial_OR - Miscellaneous_Existing_Space Heating_Natural Gas_Gas Boiler - Hot Water Reset_A_Achievable Economic UCT Potential | F10 | Commercial | OR - Miscellaneous | Existing | Space Heating | Natural Gas | Gas Boiler - Hot Water Reset | A | Purchases (Incremental) | Achievable Economic UCT Potential | 0 | 0 | 0.04206 | 0.086334 | 0.086334 | 0.086334 | 0.086334 | 0.086334 | 0.086334 | 0.086334 | 0.086334 | 0.086334 | 0.086334 | 0.086334 | 0.086334 | 0.086334 | 0.086334 | 0.086334 | 0.086334 | 0.086334 | 0.086334 | 0.086334 | 0 | 0 | 0 | 0 | 0
F11_Commercial_OR - Miscellaneous_Existing_Space Heating_Natural Gas_Gas Boiler - Hot Water Reset_A_Achievable Economic UCT Potential | F11 | Commercial | OR - Miscellaneous | Existing | Space Heating | Natural Gas | Gas Boiler - Hot Water Reset | A | Purchases (Cumulative) | Achievable Economic UCT Potential | 0 | 0 | 0.04206 | 0.12839 | 0.21473 | 0.30106 | 0.38739 | 0.47373 | 0.56006 | 0.6464 | 0.73273 | 0.81906 | 0.9054 | 0.99173 | 1.0781 | 1.1644 | 1.2507 | 1.3371 | 1.4234 | 1.5097 | 1.5961 | 1.6824 | 1.6824 | 1.6824 | 1.6824 | 1.6824 | 1.6824
F1_Commercial_OR - Miscellaneous_Existing_Space Heating_Natural Gas_Gas Boiler - Steam Trap Replacement_A_Achievable Economic UCT Potential | F1 | Commercial | OR - Miscellaneous | Existing | Space Heating | Natural Gas | Gas Boiler - Steam Trap Replacement | A | Integrated Unit Energy Savings (kWh or therms) | Achievable Economic UCT Potential | 0 | 0 | 79.5682 | 79.2361 | 78.8569 | 78.4386 | 77.972 | 77.4473 | 76.8555 | 76.19 | 75.4493 | 74.6391 | 73.7736 | 72.8766 | 71.9787 | 71.1136 | 70.3118 | 69.5952 | 68.9728 | 68.4325 | 67.9916 | 67.5827 | 67.2905 | 67.0089 | 66.7367 | 66.4728 | 66.2161
F2_Commercial_OR - Miscellaneous_Existing_Space Heating_Natural Gas_Gas Boiler - Steam Trap Replacement_A_Achievable Economic UCT Potential | F2 | Commercial | OR - Miscellaneous | Existing | Space Heating | Natural Gas | Gas Boiler - Steam Trap Replacement | A | Integrated Unit Summer Peak Savings (kW) | Achievable Economic UCT Potential | 0 | 0 | 0 | 0 | 0 | 0 | 0 | 0 | 0 | 0 | 0 | 0 | 0 | 0 | 0 | 0 | 0 | 0 | 0 | 0 | 0 | 0 | 0 | 0 | 0 | 0 | 0
F3_Commercial_OR - Miscellaneous_Existing_Space Heating_Natural Gas_Gas Boiler - Steam Trap Replacement_A_Achievable Economic UCT Potential | F3 | Commercial | OR - Miscellaneous | Existing | Space Heating | Natural Gas | Gas Boiler - Steam Trap Replacement | A | Integrated Unit Winter Peak Savings (kW) | Achievable Economic UCT Potential | 0 | 0 | 0 | 0 | 0 | 0 | 0 | 0 | 0 | 0 | 0 | 0 | 0 | 0 | 0 | 0 | 0 | 0 | 0 | 0 | 0 | 0 | 0 | 0 | 0 | 0 | 0
F4_Commercial_OR - Miscellaneous_Existing_Space Heating_Natural Gas_Gas Boiler - Steam Trap Replacement_A_Achievable Economic UCT Potential | F4 | Commercial | OR - Miscellaneous | Existing | Space Heating | Natural Gas | Gas Boiler - Steam Trap Replacement | A | Incremental Energy Savings (MWh or mTherms) | Achievable Economic UCT Potential | 0 | 0 | 0.0055777 | 0.011401 | 0.011347 | 0.011286 | 0.011219 | 0.011144 | 0.0056711 | 0 | 0 | 2.0716e-18 | 0 | 0 | 0 | 2.1712e-17 | 0 | 2.1248e-17 | 0 | 2.0893e-17 | 0 | 0 | 0 | 0 | 0 | 0 | 0
F5_Commercial_OR - Miscellaneous_Existing_Space Heating_Natural Gas_Gas Boiler - Steam Trap Replacement_A_Achievable Economic UCT Potential | F5 | Commercial | OR - Miscellaneous | Existing | Space Heating | Natural Gas | Gas Boiler - Steam Trap Replacement | A | Incremental Summer Peak Savings (MW) | Achievable Economic UCT Potential | 0 | 0 | 0 | 0 | 0 | 0 | 0 | 0 | 0 | 0 | 0 | 0 | 0 | 0 | 0 | 0 | 0 | 0 | 0 | 0 | 0 | 0 | 0 | 0 | 0 | 0 | 0
F6_Commercial_OR - Miscellaneous_Existing_Space Heating_Natural Gas_Gas Boiler - Steam Trap Replacement_A_Achievable Economic UCT Potential | F6 | Commercial | OR - Miscellaneous | Existing | Space Heating | Natural Gas | Gas Boiler - Steam Trap Replacement | A | Incremental Winter Peak Savings (MW) | Achievable Economic UCT Potential | 0 | 0 | 0 | 0 | 0 | 0 | 0 | 0 | 0 | 0 | 0 | 0 | 0 | 0 | 0 | 0 | 0 | 0 | 0 | 0 | 0 | 0 | 0 | 0 | 0 | 0 | 0
F7_Commercial_OR - Miscellaneous_Existing_Space Heating_Natural Gas_Gas Boiler - Steam Trap Replacement_A_Achievable Economic UCT Potential | F7 | Commercial | OR - Miscellaneous | Existing | Space Heating | Natural Gas | Gas Boiler - Steam Trap Replacement | A | Cumulative Energy Savings (MWh or mTherms) | Achievable Economic UCT Potential | 0 | 0 | 0.0055777 | 0.016956 | 0.028221 | 0.039358 | 0.050343 | 0.061148 | 0.066352 | 0.065778 | 0.065138 | 0.064439 | 0.063692 | 0.062917 | 0.062142 | 0.061395 | 0.060703 | 0.060084 | 0.059547 | 0.05908 | 0.0587 | 0.058347 | 0.058094 | 0.057851 | 0.057616 | 0.057388 | 0.057167
F8_Commercial_OR - Miscellaneous_Existing_Space Heating_Natural Gas_Gas Boiler - Steam Trap Replacement_A_Achievable Economic UCT Potential | F8 | Commercial | OR - Miscellaneous | Existing | Space Heating | Natural Gas | Gas Boiler - Steam Trap Replacement | A | Cumulative Summer Peak Savings (MW) | Achievable Economic UCT Potential | 0 | 0 | 0 | 0 | 0 | 0 | 0 | 0 | 0 | 0 | 0 | 0 | 0 | 0 | 0 | 0 | 0 | 0 | 0 | 0 | 0 | 0 | 0 | 0 | 0 | 0 | 0
F9_Commercial_OR - Miscellaneous_Existing_Space Heating_Natural Gas_Gas Boiler - Steam Trap Replacement_A_Achievable Economic UCT Potential | F9 | Commercial | OR - Miscellaneous | Existing | Space Heating | Natural Gas | Gas Boiler - Steam Trap Replacement | A | Cumulative Winter Peak Savings (MW) | Achievable Economic UCT Potential | 0 | 0 | 0 | 0 | 0 | 0 | 0 | 0 | 0 | 0 | 0 | 0 | 0 | 0 | 0 | 0 | 0 | 0 | 0 | 0 | 0 | 0 | 0 | 0 | 0 | 0 | 0
F10_Commercial_OR - Miscellaneous_Existing_Space Heating_Natural Gas_Gas Boiler - Steam Trap Replacement_A_Achievable Economic UCT Potential | F10 | Commercial | OR - Miscellaneous | Existing | Space Heating | Natural Gas | Gas Boiler - Steam Trap Replacement | A | Purchases (Incremental) | Achievable Economic UCT Potential | 0 | 0 | 0.0701 | 0.14389 | 0.14389 | 0.14389 | 0.14389 | 0.14389 | 0.07379 | 0 | 0 | 2.7756e-17 | 0 | 0 | 0 | 3.0531e-16 | 0 | 3.0531e-16 | 0 | 3.0531e-16 | 0 | 0 | 0 | 0 | 0 | 0 | 0
F11_Commercial_OR - Miscellaneous_Existing_Space Heating_Natural Gas_Gas Boiler - Steam Trap Replacement_A_Achievable Economic UCT Potential | F11 | Commercial | OR - Miscellaneous | Existing | Space Heating | Natural Gas | Gas Boiler - Steam Trap Replacement | A | Purchases (Cumulative) | Achievable Economic UCT Potential | 0 | 0 | 0.0701 | 0.21399 | 0.35788 | 0.50177 | 0.64566 | 0.78955 | 0.86334 | 0.86334 | 0.86334 | 0.86334 | 0.86334 | 0.86334 | 0.86334 | 0.86334 | 0.86334 | 0.86334 | 0.86334 | 0.86334 | 0.86334 | 0.86334 | 0.86334 | 0.86334 | 0.86334 | 0.86334 | 0.86334
F1_Commercial_OR - Miscellaneous_Existing_Space Heating_Natural Gas_Gas Boiler - High Turndown Burner_A_Achievable Economic UCT Potential | F1 | Commercial | OR - Miscellaneous | Existing | Space Heating | Natural Gas | Gas Boiler - High Turndown Burner | A | Integrated Unit Energy Savings (kWh or therms) | Achievable Economic UCT Potential | 0 | 0 | 0.46462 | 0.46146 | 0.45792 | 0.45405 | 0.44978 | 0.445 | 0.43965 | 0.43369 | 0.42709 | 0.41992 | 0.41232 | 0.4045 | 0.39675 | 0.38936 | 0.38258 | 0.37679 | 0.37206 | 0.36802 | 0.36489 | 0.36198 | 0.3604 | 0.35888 | 0.35742 | 0.35599 | 0.35461
F2_Commercial_OR - Miscellaneous_Existing_Space Heating_Natural Gas_Gas Boiler - High Turndown Burner_A_Achievable Economic UCT Potential | F2 | Commercial | OR - Miscellaneous | Existing | Space Heating | Natural Gas | Gas Boiler - High Turndown Burner | A | Integrated Unit Summer Peak Savings (kW) | Achievable Economic UCT Potential | 0 | 0 | 0 | 0 | 0 | 0 | 0 | 0 | 0 | 0 | 0 | 0 | 0 | 0 | 0 | 0 | 0 | 0 | 0 | 0 | 0 | 0 | 0 | 0 | 0 | 0 | 0
F3_Commercial_OR - Miscellaneous_Existing_Space Heating_Natural Gas_Gas Boiler - High Turndown Burner_A_Achievable Economic UCT Potential | F3 | Commercial | OR - Miscellaneous | Existing | Space Heating | Natural Gas | Gas Boiler - High Turndown Burner | A | Integrated Unit Winter Peak Savings (kW) | Achievable Economic UCT Potential | 0 | 0 | 0 | 0 | 0 | 0 | 0 | 0 | 0 | 0 | 0 | 0 | 0 | 0 | 0 | 0 | 0 | 0 | 0 | 0 | 0 | 0 | 0 | 0 | 0 | 0 | 0
F4_Commercial_OR - Miscellaneous_Existing_Space Heating_Natural Gas_Gas Boiler - High Turndown Burner_A_Achievable Economic UCT Potential | F4 | Commercial | OR - Miscellaneous | Existing | Space Heating | Natural Gas | Gas Boiler - High Turndown Burner | A | Incremental Energy Savings (MWh or mTherms) | Achievable Economic UCT Potential | 0 | 0 | 0.016806 | 0.020495 | 0.024887 | 0.028646 | 0.032367 | 0.037439 | 0.040577 | 0.040891 | 0.037948 | 0.032072 | 0.024369 | 0.016407 | 0.00963 | 0.0044141 | 0 | 0 | 0 | 0 | 0 | 0 | 0 | 0 | 0 | 0 | 0
F5_Commercial_OR - Miscellaneous_Existing_Space Heating_Natural Gas_Gas Boiler - High Turndown Burner_A_Achievable Economic UCT Potential | F5 | Commercial | OR - Miscellaneous | Existing | Space Heating | Natural Gas | Gas Boiler - High Turndown Burner | A | Incremental Summer Peak Savings (MW) | Achievable Economic UCT Potential | 0 | 0 | 0 | 0 | 0 | 0 | 0 | 0 | 0 | 0 | 0 | 0 | 0 | 0 | 0 | 0 | 0 | 0 | 0 | 0 | 0 | 0 | 0 | 0 | 0 | 0 | 0
F6_Commercial_OR - Miscellaneous_Existing_Space Heating_Natural Gas_Gas Boiler - High Turndown Burner_A_Achievable Economic UCT Potential | F6 | Commercial | OR - Miscellaneous | Existing | Space Heating | Natural Gas | Gas Boiler - High Turndown Burner | A | Incremental Winter Peak Savings (MW) | Achievable Economic UCT Potential | 0 | 0 | 0 | 0 | 0 | 0 | 0 | 0 | 0 | 0 | 0 | 0 | 0 | 0 | 0 | 0 | 0 | 0 | 0 | 0 | 0 | 0 | 0 | 0 | 0 | 0 | 0
F7_Commercial_OR - Miscellaneous_Existing_Space Heating_Natural Gas_Gas Boiler - High Turndown Burner_A_Achievable Economic UCT Potential | F7 | Commercial | OR - Miscellaneous | Existing | Space Heating | Natural Gas | Gas Boiler - High Turndown Burner | A | Cumulative Energy Savings (MWh or mTherms) | Achievable Economic UCT Potential | 0 | 0 | 0.016806 | 0.037187 | 0.061789 | 0.089913 | 0.12143 | 0.15758 | 0.19627 | 0.23449 | 0.26888 | 0.29643 | 0.31543 | 0.32586 | 0.32925 | 0.32753 | 0.32182 | 0.31696 | 0.31297 | 0.30958 | 0.30695 | 0.3045 | 0.30317 | 0.30189 | 0.30066 | 0.29946 | 0.2983
F8_Commercial_OR - Miscellaneous_Existing_Space Heating_Natural Gas_Gas Boiler - High Turndown Burner_A_Achievable Economic UCT Potential | F8 | Commercial | OR - Miscellaneous | Existing | Space Heating | Natural Gas | Gas Boiler - High Turndown Burner | A | Cumulative Summer Peak Savings (MW) | Achievable Economic UCT Potential | 0 | 0 | 0 | 0 | 0 | 0 | 0 | 0 | 0 | 0 | 0 | 0 | 0 | 0 | 0 | 0 | 0 | 0 | 0 | 0 | 0 | 0 | 0 | 0 | 0 | 0 | 0
F9_Commercial_OR - Miscellaneous_Existing_Space Heating_Natural Gas_Gas Boiler - High Turndown Burner_A_Achievable Economic UCT Potential | F9 | Commercial | OR - Miscellaneous | Existing | Space Heating | Natural Gas | Gas Boiler - High Turndown Burner | A | Cumulative Winter Peak Savings (MW) | Achievable Economic UCT Potential | 0 | 0 | 0 | 0 | 0 | 0 | 0 | 0 | 0 | 0 | 0 | 0 | 0 | 0 | 0 | 0 | 0 | 0 | 0 | 0 | 0 | 0 | 0 | 0 | 0 | 0 | 0
F10_Commercial_OR - Miscellaneous_Existing_Space Heating_Natural Gas_Gas Boiler - High Turndown Burner_A_Achievable Economic UCT Potential | F10 | Commercial | OR - Miscellaneous | Existing | Space Heating | Natural Gas | Gas Boiler - High Turndown Burner | A | Purchases (Incremental) | Achievable Economic UCT Potential | 0 | 0 | 36.1716 | 44.413 | 54.3485 | 63.09 | 71.9622 | 84.1324 | 92.2946 | 94.2854 | 88.8527 | 76.3764 | 59.1033 | 40.5613 | 24.2722 | 11.3368 | 0 | 0 | 0 | 0 | 0 | 0 | 0 | 0 | 0 | 0 | 0
F11_Commercial_OR - Miscellaneous_Existing_Space Heating_Natural Gas_Gas Boiler - High Turndown Burner_A_Achievable Economic UCT Potential | F11 | Commercial | OR - Miscellaneous | Existing | Space Heating | Natural Gas | Gas Boiler - High Turndown Burner | A | Purchases (Cumulative) | Achievable Economic UCT Potential | 0 | 0 | 36.1716 | 80.5846 | 134.9331 | 198.0231 | 269.9853 | 354.1177 | 446.4123 | 540.6978 | 629.5505 | 705.9269 | 765.0302 | 805.5915 | 829.8637 | 841.2005 | 841.2005 | 841.2005 | 841.2005 | 841.2005 | 841.2005 | 841.2005 | 841.2005 | 841.2005 | 841.2005 | 841.2005 | 841.2005
F1_Commercial_OR - Miscellaneous_Existing_Space Heating_Natural Gas_Gas Boiler - Burner Control Optimization_A_Achievable Economic UCT Potential | F1 | Commercial | OR - Miscellaneous | Existing | Space Heating | Natural Gas | Gas Boiler - Burner Control Optimization | A | Integrated Unit Energy Savings (kWh or therms) | Achievable Economic UCT Potential | 0 | 0 | 0.13465 | 0.13363 | 0.13247 | 0.1312 | 0.1298 | 0.12822 | 0.12647 | 0.12454 | 0.12245 | 0.12022 | 0.11798 | 0.11573 | 0.1135 | 0.11138 | 0.10944 | 0.10778 | 0.10643 | 0.10527 | 0.10438 | 0.10355 | 0.10309 | 0.10266 | 0.10224 | 0.10183 | 0.10144
F2_Commercial_OR - Miscellaneous_Existing_Space Heating_Natural Gas_Gas Boiler - Burner Control Optimization_A_Achievable Economic UCT Potential | F2 | Commercial | OR - Miscellaneous | Existing | Space Heating | Natural Gas | Gas Boiler - Burner Control Optimization | A | Integrated Unit Summer Peak Savings (kW) | Achievable Economic UCT Potential | 0 | 0 | 0 | 0 | 0 | 0 | 0 | 0 | 0 | 0 | 0 | 0 | 0 | 0 | 0 | 0 | 0 | 0 | 0 | 0 | 0 | 0 | 0 | 0 | 0 | 0 | 0
F3_Commercial_OR - Miscellaneous_Existing_Space Heating_Natural Gas_Gas Boiler - Burner Control Optimization_A_Achievable Economic UCT Potential | F3 | Commercial | OR - Miscellaneous | Existing | Space Heating | Natural Gas | Gas Boiler - Burner Control Optimization | A | Integrated Unit Winter Peak Savings (kW) | Achievable Economic UCT Potential | 0 | 0 | 0 | 0 | 0 | 0 | 0 | 0 | 0 | 0 | 0 | 0 | 0 | 0 | 0 | 0 | 0 | 0 | 0 | 0 | 0 | 0 | 0 | 0 | 0 | 0 | 0
F4_Commercial_OR - Miscellaneous_Existing_Space Heating_Natural Gas_Gas Boiler - Burner Control Optimization_A_Achievable Economic UCT Potential | F4 | Commercial | OR - Miscellaneous | Existing | Space Heating | Natural Gas | Gas Boiler - Burner Control Optimization | A | Incremental Energy Savings (MWh or mTherms) | Achievable Economic UCT Potential | 0 | 0 | 0.0018123 | 0.00096778 | 0.0032456 | 0.0052288 | 0.0078515 | 0.011109 | 0.014904 | 0.019026 | 0.023137 | 0.026788 | 0.029494 | 0.030777 | 0.030311 | 0.02804 | 0.024224 | 0.01942 | 0.014333 | 0.010387 | 0.0042146 | 0.0037098 | 0 | 0 | 0 | 0 | 0
F5_Commercial_OR - Miscellaneous_Existing_Space Heating_Natural Gas_Gas Boiler - Burner Control Optimization_A_Achievable Economic UCT Potential | F5 | Commercial | OR - Miscellaneous | Existing | Space Heating | Natural Gas | Gas Boiler - Burner Control Optimization | A | Incremental Summer Peak Savings (MW) | Achievable Economic UCT Potential | 0 | 0 | 0 | 0 | 0 | 0 | 0 | 0 | 0 | 0 | 0 | 0 | 0 | 0 | 0 | 0 | 0 | 0 | 0 | 0 | 0 | 0 | 0 | 0 | 0 | 0 | 0
F6_Commercial_OR - Miscellaneous_Existing_Space Heating_Natural Gas_Gas Boiler - Burner Control Optimization_A_Achievable Economic UCT Potential | F6 | Commercial | OR - Miscellaneous | Existing | Space Heating | Natural Gas | Gas Boiler - Burner Control Optimization | A | Incremental Winter Peak Savings (MW) | Achievable Economic UCT Potential | 0 | 0 | 0 | 0 | 0 | 0 | 0 | 0 | 0 | 0 | 0 | 0 | 0 | 0 | 0 | 0 | 0 | 0 | 0 | 0 | 0 | 0 | 0 | 0 | 0 | 0 | 0
F7_Commercial_OR - Miscellaneous_Existing_Space Heating_Natural Gas_Gas Boiler - Burner Control Optimization_A_Achievable Economic UCT Potential | F7 | Commercial | OR - Miscellaneous | Existing | Space Heating | Natural Gas | Gas Boiler - Burner Control Optimization | A | Cumulative Energy Savings (MWh or mTherms) | Achievable Economic UCT Potential | 0 | 0 | 0.0018123 | 0.0027663 | 0.005988 | 0.011159 | 0.018891 | 0.02977 | 0.044267 | 0.062618 | 0.084702 | 0.10995 | 0.1374 | 0.16555 | 0.19268 | 0.21712 | 0.23756 | 0.25338 | 0.26453 | 0.27205 | 0.27395 | 0.27547 | 0.27427 | 0.27311 | 0.27199 | 0.27091 | 0.26986
F8_Commercial_OR - Miscellaneous_Existing_Space Heating_Natural Gas_Gas Boiler - Burner Control Optimization_A_Achievable Economic UCT Potential | F8 | Commercial | OR - Miscellaneous | Existing | Space Heating | Natural Gas | Gas Boiler - Burner Control Optimization | A | Cumulative Summer Peak Savings (MW) | Achievable Economic UCT Potential | 0 | 0 | 0 | 0 | 0 | 0 | 0 | 0 | 0 | 0 | 0 | 0 | 0 | 0 | 0 | 0 | 0 | 0 | 0 | 0 | 0 | 0 | 0 | 0 | 0 | 0 | 0
F9_Commercial_OR - Miscellaneous_Existing_Space Heating_Natural Gas_Gas Boiler - Burner Control Optimization_A_Achievable Economic UCT Potential | F9 | Commercial | OR - Miscellaneous | Existing | Space Heating | Natural Gas | Gas Boiler - Burner Control Optimization | A | Cumulative Winter Peak Savings (MW) | Achievable Economic UCT Potential | 0 | 0 | 0 | 0 | 0 | 0 | 0 | 0 | 0 | 0 | 0 | 0 | 0 | 0 | 0 | 0 | 0 | 0 | 0 | 0 | 0 | 0 | 0 | 0 | 0 | 0 | 0
F10_Commercial_OR - Miscellaneous_Existing_Space Heating_Natural Gas_Gas Boiler - Burner Control Optimization_A_Achievable Economic UCT Potential | F10 | Commercial | OR - Miscellaneous | Existing | Space Heating | Natural Gas | Gas Boiler - Burner Control Optimization | A | Purchases (Incremental) | Achievable Economic UCT Potential | 0 | 0 | 13.4592 | 7.2423 | 24.4999 | 39.8525 | 60.4905 | 86.6354 | 117.8479 | 152.7735 | 188.9545 | 222.8222 | 249.992 | 265.9444 | 267.0547 | 251.7441 | 221.3394 | 180.1746 | 134.6717 | 98.669 | 40.3776 | 35.8272 | 0 | 0 | 0 | 0 | 0
F11_Commercial_OR - Miscellaneous_Existing_Space Heating_Natural Gas_Gas Boiler - Burner Control Optimization_A_Achievable Economic UCT Potential | F11 | Commercial | OR - Miscellaneous | Existing | Space Heating | Natural Gas | Gas Boiler - Burner Control Optimization | A | Purchases (Cumulative) | Achievable Economic UCT Potential | 0 | 0 | 13.4592 | 20.7015 | 45.2014 | 85.054 | 145.5445 | 232.1799 | 350.0278 | 502.8013 | 691.7557 | 914.5779 | 1164.57 | 1430.5144 | 1697.5691 | 1949.3132 | 2170.6526 | 2350.8272 | 2485.4988 | 2584.1678 | 2624.5455 | 2660.3726 | 2660.3726 | 2660.3726 | 2660.3726 | 2660.3726 | 2660.3726
F1_Commercial_OR - Miscellaneous_Existing_Space Heating_Natural Gas_Gas Boiler - Stack Economizer_A_Achievable Economic UCT Potential | F1 | Commercial | OR - Miscellaneous | Existing | Space Heating | Natural Gas | Gas Boiler - Stack Economizer | A | Integrated Unit Energy Savings (kWh or therms) | Achievable Economic UCT Potential | 0 | 0 | 0.44517 | 0.44096 | 0.43614 | 0.43082 | 0.42489 | 0.41843 | 0.41125 | 0.40338 | 0.39492 | 0.38603 | 0.37704 | 0.36804 | 0.35925 | 0.35095 | 0.34343 | 0.3371 | 0.332 | 0.32772 | 0.32448 | 0.32148 | 0.32007 | 0.31871 | 0.3174 | 0.31612 | 0.31489
F2_Commercial_OR - Miscellaneous_Existing_Space Heating_Natural Gas_Gas Boiler - Stack Economizer_A_Achievable Economic UCT Potential | F2 | Commercial | OR - Miscellaneous | Existing | Space Heating | Natural Gas | Gas Boiler - Stack Economizer | A | Integrated Unit Summer Peak Savings (kW) | Achievable Economic UCT Potential | 0 | 0 | 0 | 0 | 0 | 0 | 0 | 0 | 0 | 0 | 0 | 0 | 0 | 0 | 0 | 0 | 0 | 0 | 0 | 0 | 0 | 0 | 0 | 0 | 0 | 0 | 0
F3_Commercial_OR - Miscellaneous_Existing_Space Heating_Natural Gas_Gas Boiler - Stack Economizer_A_Achievable Economic UCT Potential | F3 | Commercial | OR - Miscellaneous | Existing | Space Heating | Natural Gas | Gas Boiler - Stack Economizer | A | Integrated Unit Winter Peak Savings (kW) | Achievable Economic UCT Potential | 0 | 0 | 0 | 0 | 0 | 0 | 0 | 0 | 0 | 0 | 0 | 0 | 0 | 0 | 0 | 0 | 0 | 0 | 0 | 0 | 0 | 0 | 0 | 0 | 0 | 0 | 0
F4_Commercial_OR - Miscellaneous_Existing_Space Heating_Natural Gas_Gas Boiler - Stack Economizer_A_Achievable Economic UCT Potential | F4 | Commercial | OR - Miscellaneous | Existing | Space Heating | Natural Gas | Gas Boiler - Stack Economizer | A | Incremental Energy Savings (MWh or mTherms) | Achievable Economic UCT Potential | 0 | 0 | 0.025764 | 0.031335 | 0.037926 | 0.043489 | 0.048922 | 0.056326 | 0.06073 | 0.060853 | 0.056143 | 0.047174 | 0.035655 | 0.023885 | 0.013952 | 0.0063658 | 0 | 0 | 0 | 0 | 0 | 0 | 0 | 0 | 0 | 0 | 0
F5_Commercial_OR - Miscellaneous_Existing_Space Heating_Natural Gas_Gas Boiler - Stack Economizer_A_Achievable Economic UCT Potential | F5 | Commercial | OR - Miscellaneous | Existing | Space Heating | Natural Gas | Gas Boiler - Stack Economizer | A | Incremental Summer Peak Savings (MW) | Achievable Economic UCT Potential | 0 | 0 | 0 | 0 | 0 | 0 | 0 | 0 | 0 | 0 | 0 | 0 | 0 | 0 | 0 | 0 | 0 | 0 | 0 | 0 | 0 | 0 | 0 | 0 | 0 | 0 | 0
F6_Commercial_OR - Miscellaneous_Existing_Space Heating_Natural Gas_Gas Boiler - Stack Economizer_A_Achievable Economic UCT Potential | F6 | Commercial | OR - Miscellaneous | Existing | Space Heating | Natural Gas | Gas Boiler - Stack Economizer | A | Incremental Winter Peak Savings (MW) | Achievable Economic UCT Potential | 0 | 0 | 0 | 0 | 0 | 0 | 0 | 0 | 0 | 0 | 0 | 0 | 0 | 0 | 0 | 0 | 0 | 0 | 0 | 0 | 0 | 0 | 0 | 0 | 0 | 0 | 0
F7_Commercial_OR - Miscellaneous_Existing_Space Heating_Natural Gas_Gas Boiler - Stack Economizer_A_Achievable Economic UCT Potential | F7 | Commercial | OR - Miscellaneous | Existing | Space Heating | Natural Gas | Gas Boiler - Stack Economizer | A | Cumulative Energy Savings (MWh or mTherms) | Achievable Economic UCT Potential | 0 | 0 | 0.025764 | 0.056855 | 0.09416 | 0.1365 | 0.18354 | 0.23708 | 0.29374 | 0.34897 | 0.39779 | 0.43601 | 0.46151 | 0.47439 | 0.47701 | 0.47235 | 0.46223 | 0.45371 | 0.44685 | 0.44109 | 0.43673 | 0.43269 | 0.43079 | 0.42896 | 0.42719 | 0.42548 | 0.42381
F8_Commercial_OR - Miscellaneous_Existing_Space Heating_Natural Gas_Gas Boiler - Stack Economizer_A_Achievable Economic UCT Potential | F8 | Commercial | OR - Miscellaneous | Existing | Space Heating | Natural Gas | Gas Boiler - Stack Economizer | A | Cumulative Summer Peak Savings (MW) | Achievable Economic UCT Potential | 0 | 0 | 0 | 0 | 0 | 0 | 0 | 0 | 0 | 0 | 0 | 0 | 0 | 0 | 0 | 0 | 0 | 0 | 0 | 0 | 0 | 0 | 0 | 0 | 0 | 0 | 0
F9_Commercial_OR - Miscellaneous_Existing_Space Heating_Natural Gas_Gas Boiler - Stack Economizer_A_Achievable Economic UCT Potential | F9 | Commercial | OR - Miscellaneous | Existing | Space Heating | Natural Gas | Gas Boiler - Stack Economizer | A | Cumulative Winter Peak Savings (MW) | Achievable Economic UCT Potential | 0 | 0 | 0 | 0 | 0 | 0 | 0 | 0 | 0 | 0 | 0 | 0 | 0 | 0 | 0 | 0 | 0 | 0 | 0 | 0 | 0 | 0 | 0 | 0 | 0 | 0 | 0
F10_Commercial_OR - Miscellaneous_Existing_Space Heating_Natural Gas_Gas Boiler - Stack Economizer_A_Achievable Economic UCT Potential | F10 | Commercial | OR - Miscellaneous | Existing | Space Heating | Natural Gas | Gas Boiler - Stack Economizer | A | Purchases (Incremental) | Achievable Economic UCT Potential | 0 | 0 | 57.8746 | 71.0608 | 86.9576 | 100.9441 | 115.1395 | 134.6119 | 147.6713 | 150.8567 | 142.1643 | 122.2023 | 94.5653 | 64.8981 | 38.8355 | 18.1388 | 0 | 0 | 0 | 0 | 0 | 0 | 0 | 0 | 0 | 0 | 0
F11_Commercial_OR - Miscellaneous_Existing_Space Heating_Natural Gas_Gas Boiler - Stack Economizer_A_Achievable Economic UCT Potential | F11 | Commercial | OR - Miscellaneous | Existing | Space Heating | Natural Gas | Gas Boiler - Stack Economizer | A | Purchases (Cumulative) | Achievable Economic UCT Potential | 0 | 0 | 57.8746 | 128.9354 | 215.8929 | 316.837 | 431.9765 | 566.5884 | 714.2597 | 865.1164 | 1007.2807 | 1129.483 | 1224.0483 | 1288.9464 | 1327.7819 | 1345.9207 | 1345.9207 | 1345.9207 | 1345.9207 | 1345.9207 | 1345.9207 | 1345.9207 | 1345.9207 | 1345.9207 | 1345.9207 | 1345.9207 | 1345.9207
F1_Commercial_OR - Miscellaneous_Existing_Space Heating_Natural Gas_Gas Boiler - Thermostatic Radiator Valves_A_Achievable Economic UCT Potential | F1 | Commercial | OR - Miscellaneous | Existing | Space Heating | Natural Gas | Gas Boiler - Thermostatic Radiator Valves | A | Integrated Unit Energy Savings (kWh or therms) | Achievable Economic UCT Potential | 0 | 0 | 16.7552 | 16.677 | 16.5889 | 16.4927 | 16.3864 | 16.268 | 16.1362 | 15.9897 | 15.8275 | 15.6509 | 15.4628 | 15.2682 | 15.0735 | 14.8859 | 14.7116 | 14.5582 | 14.4278 | 14.3146 | 14.2221 | 14.1364 | 14.0751 | 14.0161 | 13.959 | 13.9036 | 13.8498
F2_Commercial_OR - Miscellaneous_Existing_Space Heating_Natural Gas_Gas Boiler - Thermostatic Radiator Valves_A_Achievable Economic UCT Potential | F2 | Commercial | OR - Miscellaneous | Existing | Space Heating | Natural Gas | Gas Boiler - Thermostatic Radiator Valves | A | Integrated Unit Summer Peak Savings (kW) | Achievable Economic UCT Potential | 0 | 0 | 0 | 0 | 0 | 0 | 0 | 0 | 0 | 0 | 0 | 0 | 0 | 0 | 0 | 0 | 0 | 0 | 0 | 0 | 0 | 0 | 0 | 0 | 0 | 0 | 0
F3_Commercial_OR - Miscellaneous_Existing_Space Heating_Natural Gas_Gas Boiler - Thermostatic Radiator Valves_A_Achievable Economic UCT Potential | F3 | Commercial | OR - Miscellaneous | Existing | Space Heating | Natural Gas | Gas Boiler - Thermostatic Radiator Valves | A | Integrated Unit Winter Peak Savings (kW) | Achievable Economic UCT Potential | 0 | 0 | 0 | 0 | 0 | 0 | 0 | 0 | 0 | 0 | 0 | 0 | 0 | 0 | 0 | 0 | 0 | 0 | 0 | 0 | 0 | 0 | 0 | 0 | 0 | 0 | 0
F4_Commercial_OR - Miscellaneous_Existing_Space Heating_Natural Gas_Gas Boiler - Thermostatic Radiator Valves_A_Achievable Economic UCT Potential | F4 | Commercial | OR - Miscellaneous | Existing | Space Heating | Natural Gas | Gas Boiler - Thermostatic Radiator Valves | A | Incremental Energy Savings (MWh or mTherms) | Achievable Economic UCT Potential | 0 | 0 | 0.048913 | 0.099931 | 0.099404 | 0.098827 | 0.09819 | 0.097481 | 0.096691 | 0.095813 | 0.094841 | 0.093783 | 0.092656 | 0.09149 | 0.090323 | 0.089199 | 0.088154 | 0.044736 | 0 | 1.6528e-16 | 0 | 0 | 0 | 0 | 0 | 0 | 0
F5_Commercial_OR - Miscellaneous_Existing_Space Heating_Natural Gas_Gas Boiler - Thermostatic Radiator Valves_A_Achievable Economic UCT Potential | F5 | Commercial | OR - Miscellaneous | Existing | Space Heating | Natural Gas | Gas Boiler - Thermostatic Radiator Valves | A | Incremental Summer Peak Savings (MW) | Achievable Economic UCT Potential | 0 | 0 | 0 | 0 | 0 | 0 | 0 | 0 | 0 | 0 | 0 | 0 | 0 | 0 | 0 | 0 | 0 | 0 | 0 | 0 | 0 | 0 | 0 | 0 | 0 | 0 | 0
F6_Commercial_OR - Miscellaneous_Existing_Space Heating_Natural Gas_Gas Boiler - Thermostatic Radiator Valves_A_Achievable Economic UCT Potential | F6 | Commercial | OR - Miscellaneous | Existing | Space Heating | Natural Gas | Gas Boiler - Thermostatic Radiator Valves | A | Incremental Winter Peak Savings (MW) | Achievable Economic UCT Potential | 0 | 0 | 0 | 0 | 0 | 0 | 0 | 0 | 0 | 0 | 0 | 0 | 0 | 0 | 0 | 0 | 0 | 0 | 0 | 0 | 0 | 0 | 0 | 0 | 0 | 0 | 0
F7_Commercial_OR - Miscellaneous_Existing_Space Heating_Natural Gas_Gas Boiler - Thermostatic Radiator Valves_A_Achievable Economic UCT Potential | F7 | Commercial | OR - Miscellaneous | Existing | Space Heating | Natural Gas | Gas Boiler - Thermostatic Radiator Valves | A | Cumulative Energy Savings (MWh or mTherms) | Achievable Economic UCT Potential | 0 | 0 | 0.048913 | 0.14862 | 0.24723 | 0.34463 | 0.4406 | 0.53489 | 0.62725 | 0.71737 | 0.80494 | 0.88974 | 0.9717 | 1.051 | 1.1279 | 1.203 | 1.2771 | 1.3085 | 1.2968 | 1.2866 | 1.2783 | 1.2706 | 1.2651 | 1.2598 | 1.2547 | 1.2497 | 1.2449
F8_Commercial_OR - Miscellaneous_Existing_Space Heating_Natural Gas_Gas Boiler - Thermostatic Radiator Valves_A_Achievable Economic UCT Potential | F8 | Commercial | OR - Miscellaneous | Existing | Space Heating | Natural Gas | Gas Boiler - Thermostatic Radiator Valves | A | Cumulative Summer Peak Savings (MW) | Achievable Economic UCT Potential | 0 | 0 | 0 | 0 | 0 | 0 | 0 | 0 | 0 | 0 | 0 | 0 | 0 | 0 | 0 | 0 | 0 | 0 | 0 | 0 | 0 | 0 | 0 | 0 | 0 | 0 | 0
F9_Commercial_OR - Miscellaneous_Existing_Space Heating_Natural Gas_Gas Boiler - Thermostatic Radiator Valves_A_Achievable Economic UCT Potential | F9 | Commercial | OR - Miscellaneous | Existing | Space Heating | Natural Gas | Gas Boiler - Thermostatic Radiator Valves | A | Cumulative Winter Peak Savings (MW) | Achievable Economic UCT Potential | 0 | 0 | 0 | 0 | 0 | 0 | 0 | 0 | 0 | 0 | 0 | 0 | 0 | 0 | 0 | 0 | 0 | 0 | 0 | 0 | 0 | 0 | 0 | 0 | 0 | 0 | 0
F10_Commercial_OR - Miscellaneous_Existing_Space Heating_Natural Gas_Gas Boiler - Thermostatic Radiator Valves_A_Achievable Economic UCT Potential | F10 | Commercial | OR - Miscellaneous | Existing | Space Heating | Natural Gas | Gas Boiler - Thermostatic Radiator Valves | A | Purchases (Incremental) | Achievable Economic UCT Potential | 0 | 0 | 2.9193 | 5.9922 | 5.9922 | 5.9922 | 5.9922 | 5.9922 | 5.9922 | 5.9922 | 5.9922 | 5.9922 | 5.9922 | 5.9922 | 5.9922 | 5.9922 | 5.9922 | 3.0729 | 0 | 1.1546e-14 | 0 | 0 | 0 | 0 | 0 | 0 | 0
F11_Commercial_OR - Miscellaneous_Existing_Space Heating_Natural Gas_Gas Boiler - Thermostatic Radiator Valves_A_Achievable Economic UCT Potential | F11 | Commercial | OR - Miscellaneous | Existing | Space Heating | Natural Gas | Gas Boiler - Thermostatic Radiator Valves | A | Purchases (Cumulative) | Achievable Economic UCT Potential | 0 | 0 | 2.9193 | 8.9114 | 14.9036 | 20.8958 | 26.888 | 32.8802 | 38.8724 | 44.8645 | 50.8567 | 56.8489 | 62.8411 | 68.8333 | 74.8254 | 80.8176 | 86.8098 | 89.8827 | 89.8827 | 89.8827 | 89.8827 | 89.8827 | 89.8827 | 89.8827 | 89.8827 | 89.8827 | 89.8827
F1_Commercial_OR - Miscellaneous_Existing_Space Heating_Natural Gas_HVAC - Shut Off Damper_A_Achievable Economic UCT Potential | F1 | Commercial | OR - Miscellaneous | Existing | Space Heating | Natural Gas | HVAC - Shut Off Damper | A | Integrated Unit Energy Savings (kWh or therms) | Achievable Economic UCT Potential | 0 | 0 | 46.2675 | 45.8384 | 45.3352 | 44.7688 | 44.1281 | 43.422 | 42.6306 | 41.7603 | 40.823 | 39.8397 | 38.8448 | 37.8502 | 36.8769 | 35.9544 | 35.1128 | 34.3909 | 33.7943 | 33.2863 | 32.8884 | 32.5212 | 32.3198 | 32.1282 | 31.9455 | 31.7709 | 31.6035
F2_Commercial_OR - Miscellaneous_Existing_Space Heating_Natural Gas_HVAC - Shut Off Damper_A_Achievable Economic UCT Potential | F2 | Commercial | OR - Miscellaneous | Existing | Space Heating | Natural Gas | HVAC - Shut Off Damper | A | Integrated Unit Summer Peak Savings (kW) | Achievable Economic UCT Potential | 0 | 0 | 0 | 0 | 0 | 0 | 0 | 0 | 0 | 0 | 0 | 0 | 0 | 0 | 0 | 0 | 0 | 0 | 0 | 0 | 0 | 0 | 0 | 0 | 0 | 0 | 0
F3_Commercial_OR - Miscellaneous_Existing_Space Heating_Natural Gas_HVAC - Shut Off Damper_A_Achievable Economic UCT Potential | F3 | Commercial | OR - Miscellaneous | Existing | Space Heating | Natural Gas | HVAC - Shut Off Damper | A | Integrated Unit Winter Peak Savings (kW) | Achievable Economic UCT Potential | 0 | 0 | 0 | 0 | 0 | 0 | 0 | 0 | 0 | 0 | 0 | 0 | 0 | 0 | 0 | 0 | 0 | 0 | 0 | 0 | 0 | 0 | 0 | 0 | 0 | 0 | 0
F4_Commercial_OR - Miscellaneous_Existing_Space Heating_Natural Gas_HVAC - Shut Off Damper_A_Achievable Economic UCT Potential | F4 | Commercial | OR - Miscellaneous | Existing | Space Heating | Natural Gas | HVAC - Shut Off Damper | A | Incremental Energy Savings (MWh or mTherms) | Achievable Economic UCT Potential | 0 | 0 | 0 | 0 | 0 | 0 | 0 | 0 | 0 | 0 | 0 | 0 | 0 | 0 | 0 | 0 | 0 | 0 | 0 | 0 | 0 | 0 | 0 | 0 | 0 | 0 | 0
F5_Commercial_OR - Miscellaneous_Existing_Space Heating_Natural Gas_HVAC - Shut Off Damper_A_Achievable Economic UCT Potential | F5 | Commercial | OR - Miscellaneous | Existing | Space Heating | Natural Gas | HVAC - Shut Off Damper | A | Incremental Summer Peak Savings (MW) | Achievable Economic UCT Potential | 0 | 0 | 0 | 0 | 0 | 0 | 0 | 0 | 0 | 0 | 0 | 0 | 0 | 0 | 0 | 0 | 0 | 0 | 0 | 0 | 0 | 0 | 0 | 0 | 0 | 0 | 0
F6_Commercial_OR - Miscellaneous_Existing_Space Heating_Natural Gas_HVAC - Shut Off Damper_A_Achievable Economic UCT Potential | F6 | Commercial | OR - Miscellaneous | Existing | Space Heating | Natural Gas | HVAC - Shut Off Damper | A | Incremental Winter Peak Savings (MW) | Achievable Economic UCT Potential | 0 | 0 | 0 | 0 | 0 | 0 | 0 | 0 | 0 | 0 | 0 | 0 | 0 | 0 | 0 | 0 | 0 | 0 | 0 | 0 | 0 | 0 | 0 | 0 | 0 | 0 | 0
F7_Commercial_OR - Miscellaneous_Existing_Space Heating_Natural Gas_HVAC - Shut Off Damper_A_Achievable Economic UCT Potential | F7 | Commercial | OR - Miscellaneous | Existing | Space Heating | Natural Gas | HVAC - Shut Off Damper | A | Cumulative Energy Savings (MWh or mTherms) | Achievable Economic UCT Potential | 0 | 0 | 0 | 0 | 0 | 0 | 0 | 0 | 0 | 0 | 0 | 0 | 0 | 0 | 0 | 0 | 0 | 0 | 0 | 0 | 0 | 0 | 0 | 0 | 0 | 0 | 0
F8_Commercial_OR - Miscellaneous_Existing_Space Heating_Natural Gas_HVAC - Shut Off Damper_A_Achievable Economic UCT Potential | F8 | Commercial | OR - Miscellaneous | Existing | Space Heating | Natural Gas | HVAC - Shut Off Damper | A | Cumulative Summer Peak Savings (MW) | Achievable Economic UCT Potential | 0 | 0 | 0 | 0 | 0 | 0 | 0 | 0 | 0 | 0 | 0 | 0 | 0 | 0 | 0 | 0 | 0 | 0 | 0 | 0 | 0 | 0 | 0 | 0 | 0 | 0 | 0
F9_Commercial_OR - Miscellaneous_Existing_Space Heating_Natural Gas_HVAC - Shut Off Damper_A_Achievable Economic UCT Potential | F9 | Commercial | OR - Miscellaneous | Existing | Space Heating | Natural Gas | HVAC - Shut Off Damper | A | Cumulative Winter Peak Savings (MW) | Achievable Economic UCT Potential | 0 | 0 | 0 | 0 | 0 | 0 | 0 | 0 | 0 | 0 | 0 | 0 | 0 | 0 | 0 | 0 | 0 | 0 | 0 | 0 | 0 | 0 | 0 | 0 | 0 | 0 | 0
F10_Commercial_OR - Miscellaneous_Existing_Space Heating_Natural Gas_HVAC - Shut Off Damper_A_Achievable Economic UCT Potential | F10 | Commercial | OR - Miscellaneous | Existing | Space Heating | Natural Gas | HVAC - Shut Off Damper | A | Purchases (Incremental) | Achievable Economic UCT Potential | 0 | 0 | 0 | 0 | 0 | 0 | 0 | 0 | 0 | 0 | 0 | 0 | 0 | 0 | 0 | 0 | 0 | 0 | 0 | 0 | 0 | 0 | 0 | 0 | 0 | 0 | 0
F11_Commercial_OR - Miscellaneous_Existing_Space Heating_Natural Gas_HVAC - Shut Off Damper_A_Achievable Economic UCT Potential | F11 | Commercial | OR - Miscellaneous | Existing | Space Heating | Natural Gas | HVAC - Shut Off Damper | A | Purchases (Cumulative) | Achievable Economic UCT Potential | 0 | 0 | 0 | 0 | 0 | 0 | 0 | 0 | 0 | 0 | 0 | 0 | 0 | 0 | 0 | 0 | 0 | 0 | 0 | 0 | 0 | 0 | 0 | 0 | 0 | 0 | 0
F1_Commercial_OR - Miscellaneous_Existing_Space Heating_Natural Gas_Gas Furnace - Tube Inserts_A_Achievable Economic UCT Potential | F1 | Commercial | OR - Miscellaneous | Existing | Space Heating | Natural Gas | Gas Furnace - Tube Inserts | A | Integrated Unit Energy Savings (kWh or therms) | Achievable Economic UCT Potential | 0 | 0 | 0 | 0 | 0 | 0 | 0 | 0 | 0 | 0 | 0 | 0 | 0 | 0 | 0 | 0 | 0 | 0 | 0 | 0 | 0 | 0 | 0 | 0 | 0 | 0 | 0
F2_Commercial_OR - Miscellaneous_Existing_Space Heating_Natural Gas_Gas Furnace - Tube Inserts_A_Achievable Economic UCT Potential | F2 | Commercial | OR - Miscellaneous | Existing | Space Heating | Natural Gas | Gas Furnace - Tube Inserts | A | Integrated Unit Summer Peak Savings (kW) | Achievable Economic UCT Potential | 0 | 0 | 0 | 0 | 0 | 0 | 0 | 0 | 0 | 0 | 0 | 0 | 0 | 0 | 0 | 0 | 0 | 0 | 0 | 0 | 0 | 0 | 0 | 0 | 0 | 0 | 0
F3_Commercial_OR - Miscellaneous_Existing_Space Heating_Natural Gas_Gas Furnace - Tube Inserts_A_Achievable Economic UCT Potential | F3 | Commercial | OR - Miscellaneous | Existing | Space Heating | Natural Gas | Gas Furnace - Tube Inserts | A | Integrated Unit Winter Peak Savings (kW) | Achievable Economic UCT Potential | 0 | 0 | 0 | 0 | 0 | 0 | 0 | 0 | 0 | 0 | 0 | 0 | 0 | 0 | 0 | 0 | 0 | 0 | 0 | 0 | 0 | 0 | 0 | 0 | 0 | 0 | 0
F4_Commercial_OR - Miscellaneous_Existing_Space Heating_Natural Gas_Gas Furnace - Tube Inserts_A_Achievable Economic UCT Potential | F4 | Commercial | OR - Miscellaneous | Existing | Space Heating | Natural Gas | Gas Furnace - Tube Inserts | A | Incremental Energy Savings (MWh or mTherms) | Achievable Economic UCT Potential | 0 | 0 | 0 | 0 | 0 | 0 | 0 | 0 | 0 | 0 | 0 | 0 | 0 | 0 | 0 | 0 | 0 | 0 | 0 | 0 | 0 | 0 | 0 | 0 | 0 | 0 | 0
F5_Commercial_OR - Miscellaneous_Existing_Space Heating_Natural Gas_Gas Furnace - Tube Inserts_A_Achievable Economic UCT Potential | F5 | Commercial | OR - Miscellaneous | Existing | Space Heating | Natural Gas | Gas Furnace - Tube Inserts | A | Incremental Summer Peak Savings (MW) | Achievable Economic UCT Potential | 0 | 0 | 0 | 0 | 0 | 0 | 0 | 0 | 0 | 0 | 0 | 0 | 0 | 0 | 0 | 0 | 0 | 0 | 0 | 0 | 0 | 0 | 0 | 0 | 0 | 0 | 0
F6_Commercial_OR - Miscellaneous_Existing_Space Heating_Natural Gas_Gas Furnace - Tube Inserts_A_Achievable Economic UCT Potential | F6 | Commercial | OR - Miscellaneous | Existing | Space Heating | Natural Gas | Gas Furnace - Tube Inserts | A | Incremental Winter Peak Savings (MW) | Achievable Economic UCT Potential | 0 | 0 | 0 | 0 | 0 | 0 | 0 | 0 | 0 | 0 | 0 | 0 | 0 | 0 | 0 | 0 | 0 | 0 | 0 | 0 | 0 | 0 | 0 | 0 | 0 | 0 | 0
F7_Commercial_OR - Miscellaneous_Existing_Space Heating_Natural Gas_Gas Furnace - Tube Inserts_A_Achievable Economic UCT Potential | F7 | Commercial | OR - Miscellaneous | Existing | Space Heating | Natural Gas | Gas Furnace - Tube Inserts | A | Cumulative Energy Savings (MWh or mTherms) | Achievable Economic UCT Potential | 0 | 0 | 0 | 0 | 0 | 0 | 0 | 0 | 0 | 0 | 0 | 0 | 0 | 0 | 0 | 0 | 0 | 0 | 0 | 0 | 0 | 0 | 0 | 0 | 0 | 0 | 0
F8_Commercial_OR - Miscellaneous_Existing_Space Heating_Natural Gas_Gas Furnace - Tube Inserts_A_Achievable Economic UCT Potential | F8 | Commercial | OR - Miscellaneous | Existing | Space Heating | Natural Gas | Gas Furnace - Tube Inserts | A | Cumulative Summer Peak Savings (MW) | Achievable Economic UCT Potential | 0 | 0 | 0 | 0 | 0 | 0 | 0 | 0 | 0 | 0 | 0 | 0 | 0 | 0 | 0 | 0 | 0 | 0 | 0 | 0 | 0 | 0 | 0 | 0 | 0 | 0 | 0
F9_Commercial_OR - Miscellaneous_Existing_Space Heating_Natural Gas_Gas Furnace - Tube Inserts_A_Achievable Economic UCT Potential | F9 | Commercial | OR - Miscellaneous | Existing | Space Heating | Natural Gas | Gas Furnace - Tube Inserts | A | Cumulative Winter Peak Savings (MW) | Achievable Economic UCT Potential | 0 | 0 | 0 | 0 | 0 | 0 | 0 | 0 | 0 | 0 | 0 | 0 | 0 | 0 | 0 | 0 | 0 | 0 | 0 | 0 | 0 | 0 | 0 | 0 | 0 | 0 | 0
F10_Commercial_OR - Miscellaneous_Existing_Space Heating_Natural Gas_Gas Furnace - Tube Inserts_A_Achievable Economic UCT Potential | F10 | Commercial | OR - Miscellaneous | Existing | Space Heating | Natural Gas | Gas Furnace - Tube Inserts | A | Purchases (Incremental) | Achievable Economic UCT Potential | 0 | 0 | 0 | 0 | 0 | 0 | 0 | 0 | 0 | 0 | 0 | 0 | 0 | 0 | 0 | 0 | 0 | 0 | 0 | 0 | 0 | 0 | 0 | 0 | 0 | 0 | 0
F11_Commercial_OR - Miscellaneous_Existing_Space Heating_Natural Gas_Gas Furnace - Tube Inserts_A_Achievable Economic UCT Potential | F11 | Commercial | OR - Miscellaneous | Existing | Space Heating | Natural Gas | Gas Furnace - Tube Inserts | A | Purchases (Cumulative) | Achievable Economic UCT Potential | 0 | 0 | 0 | 0 | 0 | 0 | 0 | 0 | 0 | 0 | 0 | 0 | 0 | 0 | 0 | 0 | 0 | 0 | 0 | 0 | 0 | 0 | 0 | 0 | 0 | 0 | 0
F1_Commercial_OR - Miscellaneous_Existing_Space Heating_Natural Gas_Gas Boiler - Insulate Steam Lines/Condensate Tank_A_Achievable Economic UCT Potential | F1 | Commercial | OR - Miscellaneous | Existing | Space Heating | Natural Gas | Gas Boiler - Insulate Steam Lines/Condensate Tank | A | Integrated Unit Energy Savings (kWh or therms) | Achievable Economic UCT Potential | 0 | 0 | 3.99 | 3.973 | 3.9537 | 3.9324 | 3.9087 | 3.8821 | 3.8523 | 3.8189 | 3.7818 | 3.7412 | 3.6978 | 3.6528 | 3.6078 | 3.5644 | 3.5243 | 3.4883 | 3.4571 | 3.43 | 3.4079 | 3.3874 | 3.3728 | 3.3587 | 3.345 | 3.3318 | 3.3189
F2_Commercial_OR - Miscellaneous_Existing_Space Heating_Natural Gas_Gas Boiler - Insulate Steam Lines/Condensate Tank_A_Achievable Economic UCT Potential | F2 | Commercial | OR - Miscellaneous | Existing | Space Heating | Natural Gas | Gas Boiler - Insulate Steam Lines/Condensate Tank | A | Integrated Unit Summer Peak Savings (kW) | Achievable Economic UCT Potential | 0 | 0 | 0 | 0 | 0 | 0 | 0 | 0 | 0 | 0 | 0 | 0 | 0 | 0 | 0 | 0 | 0 | 0 | 0 | 0 | 0 | 0 | 0 | 0 | 0 | 0 | 0
F3_Commercial_OR - Miscellaneous_Existing_Space Heating_Natural Gas_Gas Boiler - Insulate Steam Lines/Condensate Tank_A_Achievable Economic UCT Potential | F3 | Commercial | OR - Miscellaneous | Existing | Space Heating | Natural Gas | Gas Boiler - Insulate Steam Lines/Condensate Tank | A | Integrated Unit Winter Peak Savings (kW) | Achievable Economic UCT Potential | 0 | 0 | 0 | 0 | 0 | 0 | 0 | 0 | 0 | 0 | 0 | 0 | 0 | 0 | 0 | 0 | 0 | 0 | 0 | 0 | 0 | 0 | 0 | 0 | 0 | 0 | 0
F4_Commercial_OR - Miscellaneous_Existing_Space Heating_Natural Gas_Gas Boiler - Insulate Steam Lines/Condensate Tank_A_Achievable Economic UCT Potential | F4 | Commercial | OR - Miscellaneous | Existing | Space Heating | Natural Gas | Gas Boiler - Insulate Steam Lines/Condensate Tank | A | Incremental Energy Savings (MWh or mTherms) | Achievable Economic UCT Potential | 0 | 0 | 0.0293 | 0.059887 | 0.059595 | 0.059275 | 0.058917 | 0.058516 | 0.058067 | 0.057564 | 0.057004 | 0.056392 | 0.055738 | 0.05506 | 0.054382 | 0.053728 | 0.053122 | 0.026965 | 6.1411e-18 | 1.0358e-16 | 1.2107e-17 | 0 | 0 | 0 | 0 | 0 | 0
F5_Commercial_OR - Miscellaneous_Existing_Space Heating_Natural Gas_Gas Boiler - Insulate Steam Lines/Condensate Tank_A_Achievable Economic UCT Potential | F5 | Commercial | OR - Miscellaneous | Existing | Space Heating | Natural Gas | Gas Boiler - Insulate Steam Lines/Condensate Tank | A | Incremental Summer Peak Savings (MW) | Achievable Economic UCT Potential | 0 | 0 | 0 | 0 | 0 | 0 | 0 | 0 | 0 | 0 | 0 | 0 | 0 | 0 | 0 | 0 | 0 | 0 | 0 | 0 | 0 | 0 | 0 | 0 | 0 | 0 | 0
F6_Commercial_OR - Miscellaneous_Existing_Space Heating_Natural Gas_Gas Boiler - Insulate Steam Lines/Condensate Tank_A_Achievable Economic UCT Potential | F6 | Commercial | OR - Miscellaneous | Existing | Space Heating | Natural Gas | Gas Boiler - Insulate Steam Lines/Condensate Tank | A | Incremental Winter Peak Savings (MW) | Achievable Economic UCT Potential | 0 | 0 | 0 | 0 | 0 | 0 | 0 | 0 | 0 | 0 | 0 | 0 | 0 | 0 | 0 | 0 | 0 | 0 | 0 | 0 | 0 | 0 | 0 | 0 | 0 | 0 | 0
F7_Commercial_OR - Miscellaneous_Existing_Space Heating_Natural Gas_Gas Boiler - Insulate Steam Lines/Condensate Tank_A_Achievable Economic UCT Potential | F7 | Commercial | OR - Miscellaneous | Existing | Space Heating | Natural Gas | Gas Boiler - Insulate Steam Lines/Condensate Tank | A | Cumulative Energy Savings (MWh or mTherms) | Achievable Economic UCT Potential | 0 | 0 | 0.0293 | 0.089062 | 0.14822 | 0.2067 | 0.26437 | 0.32109 | 0.37669 | 0.43099 | 0.4838 | 0.535 | 0.58453 | 0.63249 | 0.67908 | 0.72464 | 0.76959 | 0.78871 | 0.78166 | 0.77554 | 0.77054 | 0.7659 | 0.76259 | 0.7594 | 0.75631 | 0.75332 | 0.75041
F8_Commercial_OR - Miscellaneous_Existing_Space Heating_Natural Gas_Gas Boiler - Insulate Steam Lines/Condensate Tank_A_Achievable Economic UCT Potential | F8 | Commercial | OR - Miscellaneous | Existing | Space Heating | Natural Gas | Gas Boiler - Insulate Steam Lines/Condensate Tank | A | Cumulative Summer Peak Savings (MW) | Achievable Economic UCT Potential | 0 | 0 | 0 | 0 | 0 | 0 | 0 | 0 | 0 | 0 | 0 | 0 | 0 | 0 | 0 | 0 | 0 | 0 | 0 | 0 | 0 | 0 | 0 | 0 | 0 | 0 | 0
F9_Commercial_OR - Miscellaneous_Existing_Space Heating_Natural Gas_Gas Boiler - Insulate Steam Lines/Condensate Tank_A_Achievable Economic UCT Potential | F9 | Commercial | OR - Miscellaneous | Existing | Space Heating | Natural Gas | Gas Boiler - Insulate Steam Lines/Condensate Tank | A | Cumulative Winter Peak Savings (MW) | Achievable Economic UCT Potential | 0 | 0 | 0 | 0 | 0 | 0 | 0 | 0 | 0 | 0 | 0 | 0 | 0 | 0 | 0 | 0 | 0 | 0 | 0 | 0 | 0 | 0 | 0 | 0 | 0 | 0 | 0
F10_Commercial_OR - Miscellaneous_Existing_Space Heating_Natural Gas_Gas Boiler - Insulate Steam Lines/Condensate Tank_A_Achievable Economic UCT Potential | F10 | Commercial | OR - Miscellaneous | Existing | Space Heating | Natural Gas | Gas Boiler - Insulate Steam Lines/Condensate Tank | A | Purchases (Incremental) | Achievable Economic UCT Potential | 0 | 0 | 7.3434 | 15.0734 | 15.0734 | 15.0734 | 15.0734 | 15.0734 | 15.0734 | 15.0734 | 15.0734 | 15.0734 | 15.0734 | 15.0734 | 15.0734 | 15.0734 | 15.0734 | 7.7299 | 1.7764e-15 | 3.0198e-14 | 3.5527e-15 | 0 | 0 | 0 | 0 | 0 | 0
F11_Commercial_OR - Miscellaneous_Existing_Space Heating_Natural Gas_Gas Boiler - Insulate Steam Lines/Condensate Tank_A_Achievable Economic UCT Potential | F11 | Commercial | OR - Miscellaneous | Existing | Space Heating | Natural Gas | Gas Boiler - Insulate Steam Lines/Condensate Tank | A | Purchases (Cumulative) | Achievable Economic UCT Potential | 0 | 0 | 7.3434 | 22.4168 | 37.4902 | 52.5636 | 67.6369 | 82.7103 | 97.7837 | 112.8571 | 127.9304 | 143.0038 | 158.0772 | 173.1506 | 188.2239 | 203.2973 | 218.3707 | 226.1006 | 226.1006 | 226.1006 | 226.1006 | 226.1006 | 226.1006 | 226.1006 | 226.1006 | 226.1006 | 226.1006
F1_Commercial_OR - Miscellaneous_Existing_Space Heating_Natural Gas_Gas Boiler - Insulate Hot Water Lines_A_Achievable Economic UCT Potential | F1 | Commercial | OR - Miscellaneous | Existing | Space Heating | Natural Gas | Gas Boiler - Insulate Hot Water Lines | A | Integrated Unit Energy Savings (kWh or therms) | Achievable Economic UCT Potential | 0 | 0 | 2.6651 | 2.6446 | 2.6208 | 2.5942 | 2.5641 | 2.5298 | 2.4909 | 2.4475 | 2.3997 | 2.3484 | 2.2963 | 2.2436 | 2.1919 | 2.143 | 2.0988 | 2.0616 | 2.0318 | 2.0069 | 1.9884 | 1.9713 | 1.9627 | 1.9544 | 1.9464 | 1.9386 | 1.9311
F2_Commercial_OR - Miscellaneous_Existing_Space Heating_Natural Gas_Gas Boiler - Insulate Hot Water Lines_A_Achievable Economic UCT Potential | F2 | Commercial | OR - Miscellaneous | Existing | Space Heating | Natural Gas | Gas Boiler - Insulate Hot Water Lines | A | Integrated Unit Summer Peak Savings (kW) | Achievable Economic UCT Potential | 0 | 0 | 0 | 0 | 0 | 0 | 0 | 0 | 0 | 0 | 0 | 0 | 0 | 0 | 0 | 0 | 0 | 0 | 0 | 0 | 0 | 0 | 0 | 0 | 0 | 0 | 0
F3_Commercial_OR - Miscellaneous_Existing_Space Heating_Natural Gas_Gas Boiler - Insulate Hot Water Lines_A_Achievable Economic UCT Potential | F3 | Commercial | OR - Miscellaneous | Existing | Space Heating | Natural Gas | Gas Boiler - Insulate Hot Water Lines | A | Integrated Unit Winter Peak Savings (kW) | Achievable Economic UCT Potential | 0 | 0 | 0 | 0 | 0 | 0 | 0 | 0 | 0 | 0 | 0 | 0 | 0 | 0 | 0 | 0 | 0 | 0 | 0 | 0 | 0 | 0 | 0 | 0 | 0 | 0 | 0
F4_Commercial_OR - Miscellaneous_Existing_Space Heating_Natural Gas_Gas Boiler - Insulate Hot Water Lines_A_Achievable Economic UCT Potential | F4 | Commercial | OR - Miscellaneous | Existing | Space Heating | Natural Gas | Gas Boiler - Insulate Hot Water Lines | A | Incremental Energy Savings (MWh or mTherms) | Achievable Economic UCT Potential | 0 | 0 | 0.019571 | 0.039863 | 0.039504 | 0.039103 | 0.03865 | 0.038133 | 0.037547 | 0.036892 | 0.036172 | 0.035399 | 0.034612 | 0.017343 | 0 | 6.4714e-17 | 7.4565e-18 | 6.5919e-17 | 0 | 6.417e-17 | 0 | 0 | 0 | 0 | 0 | 0 | 0
F5_Commercial_OR - Miscellaneous_Existing_Space Heating_Natural Gas_Gas Boiler - Insulate Hot Water Lines_A_Achievable Economic UCT Potential | F5 | Commercial | OR - Miscellaneous | Existing | Space Heating | Natural Gas | Gas Boiler - Insulate Hot Water Lines | A | Incremental Summer Peak Savings (MW) | Achievable Economic UCT Potential | 0 | 0 | 0 | 0 | 0 | 0 | 0 | 0 | 0 | 0 | 0 | 0 | 0 | 0 | 0 | 0 | 0 | 0 | 0 | 0 | 0 | 0 | 0 | 0 | 0 | 0 | 0
F6_Commercial_OR - Miscellaneous_Existing_Space Heating_Natural Gas_Gas Boiler - Insulate Hot Water Lines_A_Achievable Economic UCT Potential | F6 | Commercial | OR - Miscellaneous | Existing | Space Heating | Natural Gas | Gas Boiler - Insulate Hot Water Lines | A | Incremental Winter Peak Savings (MW) | Achievable Economic UCT Potential | 0 | 0 | 0 | 0 | 0 | 0 | 0 | 0 | 0 | 0 | 0 | 0 | 0 | 0 | 0 | 0 | 0 | 0 | 0 | 0 | 0 | 0 | 0 | 0 | 0 | 0 | 0
F7_Commercial_OR - Miscellaneous_Existing_Space Heating_Natural Gas_Gas Boiler - Insulate Hot Water Lines_A_Achievable Economic UCT Potential | F7 | Commercial | OR - Miscellaneous | Existing | Space Heating | Natural Gas | Gas Boiler - Insulate Hot Water Lines | A | Cumulative Energy Savings (MWh or mTherms) | Achievable Economic UCT Potential | 0 | 0 | 0.019571 | 0.059283 | 0.098253 | 0.13636 | 0.17343 | 0.20924 | 0.24357 | 0.27622 | 0.307 | 0.33584 | 0.36299 | 0.37201 | 0.36342 | 0.35532 | 0.348 | 0.34183 | 0.33689 | 0.33276 | 0.32968 | 0.32685 | 0.32542 | 0.32405 | 0.32272 | 0.32143 | 0.32018
F8_Commercial_OR - Miscellaneous_Existing_Space Heating_Natural Gas_Gas Boiler - Insulate Hot Water Lines_A_Achievable Economic UCT Potential | F8 | Commercial | OR - Miscellaneous | Existing | Space Heating | Natural Gas | Gas Boiler - Insulate Hot Water Lines | A | Cumulative Summer Peak Savings (MW) | Achievable Economic UCT Potential | 0 | 0 | 0 | 0 | 0 | 0 | 0 | 0 | 0 | 0 | 0 | 0 | 0 | 0 | 0 | 0 | 0 | 0 | 0 | 0 | 0 | 0 | 0 | 0 | 0 | 0 | 0
F9_Commercial_OR - Miscellaneous_Existing_Space Heating_Natural Gas_Gas Boiler - Insulate Hot Water Lines_A_Achievable Economic UCT Potential | F9 | Commercial | OR - Miscellaneous | Existing | Space Heating | Natural Gas | Gas Boiler - Insulate Hot Water Lines | A | Cumulative Winter Peak Savings (MW) | Achievable Economic UCT Potential | 0 | 0 | 0 | 0 | 0 | 0 | 0 | 0 | 0 | 0 | 0 | 0 | 0 | 0 | 0 | 0 | 0 | 0 | 0 | 0 | 0 | 0 | 0 | 0 | 0 | 0 | 0
F10_Commercial_OR - Miscellaneous_Existing_Space Heating_Natural Gas_Gas Boiler - Insulate Hot Water Lines_A_Achievable Economic UCT Potential | F10 | Commercial | OR - Miscellaneous | Existing | Space Heating | Natural Gas | Gas Boiler - Insulate Hot Water Lines | A | Purchases (Incremental) | Achievable Economic UCT Potential | 0 | 0 | 7.3434 | 15.0734 | 15.0734 | 15.0734 | 15.0734 | 15.0734 | 15.0734 | 15.0734 | 15.0734 | 15.0734 | 15.0734 | 7.7299 | 0 | 3.0198e-14 | 3.5527e-15 | 3.1974e-14 | 0 | 3.1974e-14 | 0 | 0 | 0 | 0 | 0 | 0 | 0
F11_Commercial_OR - Miscellaneous_Existing_Space Heating_Natural Gas_Gas Boiler - Insulate Hot Water Lines_A_Achievable Economic UCT Potential | F11 | Commercial | OR - Miscellaneous | Existing | Space Heating | Natural Gas | Gas Boiler - Insulate Hot Water Lines | A | Purchases (Cumulative) | Achievable Economic UCT Potential | 0 | 0 | 7.3434 | 22.4168 | 37.4902 | 52.5636 | 67.6369 | 82.7103 | 97.7837 | 112.8571 | 127.9304 | 143.0038 | 158.0772 | 165.8071 | 165.8071 | 165.8071 | 165.8071 | 165.8071 | 165.8071 | 165.8071 | 165.8071 | 165.8071 | 165.8071 | 165.8071 | 165.8071 | 165.8071 | 165.8071
F1_Commercial_OR - Miscellaneous_Existing_Space Heating_Natural Gas_Condensing RTU_A_Achievable Economic UCT Potential | F1 | Commercial | OR - Miscellaneous | Existing | Space Heating | Natural Gas | Condensing RTU | A | Integrated Unit Energy Savings (kWh or therms) | Achievable Economic UCT Potential | 0 | 0 | 0.066432 | 0.065835 | 0.065123 | 0.06431 | 0.063381 | 0.062348 | 0.061183 | 0.059897 | 0.058506 | 0.057044 | 0.05556 | 0.054072 | 0.052612 | 0.051222 | 0.049946 | 0.048838 | 0.047907 | 0.047108 | 0.04647 | 0.045882 | 0.045534 | 0.045204 | 0.044892 | 0.044595 | 0.044313
F2_Commercial_OR - Miscellaneous_Existing_Space Heating_Natural Gas_Condensing RTU_A_Achievable Economic UCT Potential | F2 | Commercial | OR - Miscellaneous | Existing | Space Heating | Natural Gas | Condensing RTU | A | Integrated Unit Summer Peak Savings (kW) | Achievable Economic UCT Potential | 0 | 0 | 0 | 0 | 0 | 0 | 0 | 0 | 0 | 0 | 0 | 0 | 0 | 0 | 0 | 0 | 0 | 0 | 0 | 0 | 0 | 0 | 0 | 0 | 0 | 0 | 0
F3_Commercial_OR - Miscellaneous_Existing_Space Heating_Natural Gas_Condensing RTU_A_Achievable Economic UCT Potential | F3 | Commercial | OR - Miscellaneous | Existing | Space Heating | Natural Gas | Condensing RTU | A | Integrated Unit Winter Peak Savings (kW) | Achievable Economic UCT Potential | 0 | 0 | 0 | 0 | 0 | 0 | 0 | 0 | 0 | 0 | 0 | 0 | 0 | 0 | 0 | 0 | 0 | 0 | 0 | 0 | 0 | 0 | 0 | 0 | 0 | 0 | 0
F4_Commercial_OR - Miscellaneous_Existing_Space Heating_Natural Gas_Condensing RTU_A_Achievable Economic UCT Potential | F4 | Commercial | OR - Miscellaneous | Existing | Space Heating | Natural Gas | Condensing RTU | A | Incremental Energy Savings (MWh or mTherms) | Achievable Economic UCT Potential | 0 | 0 | 0 | 0 | 0 | 0 | 0 | 0 | 0 | 0 | 0 | 0 | 0 | 0 | 0 | 0 | 0 | 0 | 0 | 0 | 0 | 0 | 0 | 0 | 0 | 0 | 0
F5_Commercial_OR - Miscellaneous_Existing_Space Heating_Natural Gas_Condensing RTU_A_Achievable Economic UCT Potential | F5 | Commercial | OR - Miscellaneous | Existing | Space Heating | Natural Gas | Condensing RTU | A | Incremental Summer Peak Savings (MW) | Achievable Economic UCT Potential | 0 | 0 | 0 | 0 | 0 | 0 | 0 | 0 | 0 | 0 | 0 | 0 | 0 | 0 | 0 | 0 | 0 | 0 | 0 | 0 | 0 | 0 | 0 | 0 | 0 | 0 | 0
F6_Commercial_OR - Miscellaneous_Existing_Space Heating_Natural Gas_Condensing RTU_A_Achievable Economic UCT Potential | F6 | Commercial | OR - Miscellaneous | Existing | Space Heating | Natural Gas | Condensing RTU | A | Incremental Winter Peak Savings (MW) | Achievable Economic UCT Potential | 0 | 0 | 0 | 0 | 0 | 0 | 0 | 0 | 0 | 0 | 0 | 0 | 0 | 0 | 0 | 0 | 0 | 0 | 0 | 0 | 0 | 0 | 0 | 0 | 0 | 0 | 0
F7_Commercial_OR - Miscellaneous_Existing_Space Heating_Natural Gas_Condensing RTU_A_Achievable Economic UCT Potential | F7 | Commercial | OR - Miscellaneous | Existing | Space Heating | Natural Gas | Condensing RTU | A | Cumulative Energy Savings (MWh or mTherms) | Achievable Economic UCT Potential | 0 | 0 | 0 | 0 | 0 | 0 | 0 | 0 | 0 | 0 | 0 | 0 | 0 | 0 | 0 | 0 | 0 | 0 | 0 | 0 | 0 | 0 | 0 | 0 | 0 | 0 | 0
F8_Commercial_OR - Miscellaneous_Existing_Space Heating_Natural Gas_Condensing RTU_A_Achievable Economic UCT Potential | F8 | Commercial | OR - Miscellaneous | Existing | Space Heating | Natural Gas | Condensing RTU | A | Cumulative Summer Peak Savings (MW) | Achievable Economic UCT Potential | 0 | 0 | 0 | 0 | 0 | 0 | 0 | 0 | 0 | 0 | 0 | 0 | 0 | 0 | 0 | 0 | 0 | 0 | 0 | 0 | 0 | 0 | 0 | 0 | 0 | 0 | 0
F9_Commercial_OR - Miscellaneous_Existing_Space Heating_Natural Gas_Condensing RTU_A_Achievable Economic UCT Potential | F9 | Commercial | OR - Miscellaneous | Existing | Space Heating | Natural Gas | Condensing RTU | A | Cumulative Winter Peak Savings (MW) | Achievable Economic UCT Potential | 0 | 0 | 0 | 0 | 0 | 0 | 0 | 0 | 0 | 0 | 0 | 0 | 0 | 0 | 0 | 0 | 0 | 0 | 0 | 0 | 0 | 0 | 0 | 0 | 0 | 0 | 0
F10_Commercial_OR - Miscellaneous_Existing_Space Heating_Natural Gas_Condensing RTU_A_Achievable Economic UCT Potential | F10 | Commercial | OR - Miscellaneous | Existing | Space Heating | Natural Gas | Condensing RTU | A | Purchases (Incremental) | Achievable Economic UCT Potential | 0 | 0 | 0 | 0 | 0 | 0 | 0 | 0 | 0 | 0 | 0 | 0 | 0 | 0 | 0 | 0 | 0 | 0 | 0 | 0 | 0 | 0 | 0 | 0 | 0 | 0 | 0
F11_Commercial_OR - Miscellaneous_Existing_Space Heating_Natural Gas_Condensing RTU_A_Achievable Economic UCT Potential | F11 | Commercial | OR - Miscellaneous | Existing | Space Heating | Natural Gas | Condensing RTU | A | Purchases (Cumulative) | Achievable Economic UCT Potential | 0 | 0 | 0 | 0 | 0 | 0 | 0 | 0 | 0 | 0 | 0 | 0 | 0 | 0 | 0 | 0 | 0 | 0 | 0 | 0 | 0 | 0 | 0 | 0 | 0 | 0 | 0
F1_Commercial_OR - Miscellaneous_Existing_Space Heating_Natural Gas_Hydronic Heating Radiator Replacement_A_Achievable Economic UCT Potential | F1 | Commercial | OR - Miscellaneous | Existing | Space Heating | Natural Gas | Hydronic Heating Radiator Replacement | A | Integrated Unit Energy Savings (kWh or therms) | Achievable Economic UCT Potential | 0 | 0 | 36.0671 | 35.748 | 35.379 | 34.9685 | 34.5078 | 34.004 | 33.4405 | 32.8208 | 32.1517 | 31.4476 | 30.7341 | 30.0196 | 29.3208 | 28.6612 | 28.065 | 27.5649 | 27.1659 | 26.8329 | 26.5846 | 26.356 | 26.2408 | 26.1298 | 26.0226 | 25.9187 | 25.8177
F2_Commercial_OR - Miscellaneous_Existing_Space Heating_Natural Gas_Hydronic Heating Radiator Replacement_A_Achievable Economic UCT Potential | F2 | Commercial | OR - Miscellaneous | Existing | Space Heating | Natural Gas | Hydronic Heating Radiator Replacement | A | Integrated Unit Summer Peak Savings (kW) | Achievable Economic UCT Potential | 0 | 0 | 0 | 0 | 0 | 0 | 0 | 0 | 0 | 0 | 0 | 0 | 0 | 0 | 0 | 0 | 0 | 0 | 0 | 0 | 0 | 0 | 0 | 0 | 0 | 0 | 0
F3_Commercial_OR - Miscellaneous_Existing_Space Heating_Natural Gas_Hydronic Heating Radiator Replacement_A_Achievable Economic UCT Potential | F3 | Commercial | OR - Miscellaneous | Existing | Space Heating | Natural Gas | Hydronic Heating Radiator Replacement | A | Integrated Unit Winter Peak Savings (kW) | Achievable Economic UCT Potential | 0 | 0 | 0 | 0 | 0 | 0 | 0 | 0 | 0 | 0 | 0 | 0 | 0 | 0 | 0 | 0 | 0 | 0 | 0 | 0 | 0 | 0 | 0 | 0 | 0 | 0 | 0
F4_Commercial_OR - Miscellaneous_Existing_Space Heating_Natural Gas_Hydronic Heating Radiator Replacement_A_Achievable Economic UCT Potential | F4 | Commercial | OR - Miscellaneous | Existing | Space Heating | Natural Gas | Hydronic Heating Radiator Replacement | A | Incremental Energy Savings (MWh or mTherms) | Achievable Economic UCT Potential | 0 | 0 | 0.042116 | 0.085683 | 0.084799 | 0.083815 | 0.082711 | 0.081503 | 0.080153 | 0.078667 | 0.077064 | 0.075376 | 0.073666 | 0.071953 | 0.070278 | 0.068697 | 0.067268 | 0.06607 | 0.065113 | 0.064315 | 0.06372 | 0.063172 | 0 | 0 | 0 | 0 | 0
F5_Commercial_OR - Miscellaneous_Existing_Space Heating_Natural Gas_Hydronic Heating Radiator Replacement_A_Achievable Economic UCT Potential | F5 | Commercial | OR - Miscellaneous | Existing | Space Heating | Natural Gas | Hydronic Heating Radiator Replacement | A | Incremental Summer Peak Savings (MW) | Achievable Economic UCT Potential | 0 | 0 | 0 | 0 | 0 | 0 | 0 | 0 | 0 | 0 | 0 | 0 | 0 | 0 | 0 | 0 | 0 | 0 | 0 | 0 | 0 | 0 | 0 | 0 | 0 | 0 | 0
F6_Commercial_OR - Miscellaneous_Existing_Space Heating_Natural Gas_Hydronic Heating Radiator Replacement_A_Achievable Economic UCT Potential | F6 | Commercial | OR - Miscellaneous | Existing | Space Heating | Natural Gas | Hydronic Heating Radiator Replacement | A | Incremental Winter Peak Savings (MW) | Achievable Economic UCT Potential | 0 | 0 | 0 | 0 | 0 | 0 | 0 | 0 | 0 | 0 | 0 | 0 | 0 | 0 | 0 | 0 | 0 | 0 | 0 | 0 | 0 | 0 | 0 | 0 | 0 | 0 | 0
F7_Commercial_OR - Miscellaneous_Existing_Space Heating_Natural Gas_Hydronic Heating Radiator Replacement_A_Achievable Economic UCT Potential | F7 | Commercial | OR - Miscellaneous | Existing | Space Heating | Natural Gas | Hydronic Heating Radiator Replacement | A | Cumulative Energy Savings (MWh or mTherms) | Achievable Economic UCT Potential | 0 | 0 | 0.042116 | 0.12743 | 0.21091 | 0.29228 | 0.37114 | 0.44722 | 0.51996 | 0.589 | 0.65405 | 0.7151 | 0.77255 | 0.82654 | 0.87758 | 0.92653 | 0.97453 | 1.0232 | 1.0735 | 1.1247 | 1.178 | 1.231 | 1.2257 | 1.2205 | 1.2155 | 1.2106 | 1.2059
F8_Commercial_OR - Miscellaneous_Existing_Space Heating_Natural Gas_Hydronic Heating Radiator Replacement_A_Achievable Economic UCT Potential | F8 | Commercial | OR - Miscellaneous | Existing | Space Heating | Natural Gas | Hydronic Heating Radiator Replacement | A | Cumulative Summer Peak Savings (MW) | Achievable Economic UCT Potential | 0 | 0 | 0 | 0 | 0 | 0 | 0 | 0 | 0 | 0 | 0 | 0 | 0 | 0 | 0 | 0 | 0 | 0 | 0 | 0 | 0 | 0 | 0 | 0 | 0 | 0 | 0
F9_Commercial_OR - Miscellaneous_Existing_Space Heating_Natural Gas_Hydronic Heating Radiator Replacement_A_Achievable Economic UCT Potential | F9 | Commercial | OR - Miscellaneous | Existing | Space Heating | Natural Gas | Hydronic Heating Radiator Replacement | A | Cumulative Winter Peak Savings (MW) | Achievable Economic UCT Potential | 0 | 0 | 0 | 0 | 0 | 0 | 0 | 0 | 0 | 0 | 0 | 0 | 0 | 0 | 0 | 0 | 0 | 0 | 0 | 0 | 0 | 0 | 0 | 0 | 0 | 0 | 0
F10_Commercial_OR - Miscellaneous_Existing_Space Heating_Natural Gas_Hydronic Heating Radiator Replacement_A_Achievable Economic UCT Potential | F10 | Commercial | OR - Miscellaneous | Existing | Space Heating | Natural Gas | Hydronic Heating Radiator Replacement | A | Purchases (Incremental) | Achievable Economic UCT Potential | 0 | 0 | 1.1677 | 2.3969 | 2.3969 | 2.3969 | 2.3969 | 2.3969 | 2.3969 | 2.3969 | 2.3969 | 2.3969 | 2.3969 | 2.3969 | 2.3969 | 2.3969 | 2.3969 | 2.3969 | 2.3969 | 2.3969 | 2.3969 | 2.3969 | 0 | 0 | 0 | 0 | 0
F11_Commercial_OR - Miscellaneous_Existing_Space Heating_Natural Gas_Hydronic Heating Radiator Replacement_A_Achievable Economic UCT Potential | F11 | Commercial | OR - Miscellaneous | Existing | Space Heating | Natural Gas | Hydronic Heating Radiator Replacement | A | Purchases (Cumulative) | Achievable Economic UCT Potential | 0 | 0 | 1.1677 | 3.5646 | 5.9615 | 8.3583 | 10.7552 | 13.1521 | 15.5489 | 17.9458 | 20.3427 | 22.7396 | 25.1364 | 27.5333 | 29.9302 | 32.327 | 34.7239 | 37.1208 | 39.5177 | 41.9145 | 44.3114 | 46.7083 | 46.7083 | 46.7083 | 46.7083 | 46.7083 | 46.7083
F1_Commercial_OR - Miscellaneous_Existing_Space Heating_Natural Gas_Thermostat - Connected_A_Achievable Economic UCT Potential | F1 | Commercial | OR - Miscellaneous | Existing | Space Heating | Natural Gas | Thermostat - Connected | A | Integrated Unit Energy Savings (kWh or therms) | Achievable Economic UCT Potential | 0 | 0 | 49.8504 | 49.4637 | 49.0057 | 48.4864 | 47.8934 | 47.2115 | 46.4361 | 45.5667 | 44.6097 | 43.5823 | 42.5335 | 41.4793 | 40.4437 | 39.4597 | 38.5612 | 37.7932 | 37.1622 | 36.6278 | 36.2141 | 35.8335 | 35.6129 | 35.403 | 35.2029 | 35.0115 | 34.828
F2_Commercial_OR - Miscellaneous_Existing_Space Heating_Natural Gas_Thermostat - Connected_A_Achievable Economic UCT Potential | F2 | Commercial | OR - Miscellaneous | Existing | Space Heating | Natural Gas | Thermostat - Connected | A | Integrated Unit Summer Peak Savings (kW) | Achievable Economic UCT Potential | 0 | 0 | 0 | 0 | 0 | 0 | 0 | 0 | 0 | 0 | 0 | 0 | 0 | 0 | 0 | 0 | 0 | 0 | 0 | 0 | 0 | 0 | 0 | 0 | 0 | 0 | 0
F3_Commercial_OR - Miscellaneous_Existing_Space Heating_Natural Gas_Thermostat - Connected_A_Achievable Economic UCT Potential | F3 | Commercial | OR - Miscellaneous | Existing | Space Heating | Natural Gas | Thermostat - Connected | A | Integrated Unit Winter Peak Savings (kW) | Achievable Economic UCT Potential | 0 | 0 | 0 | 0 | 0 | 0 | 0 | 0 | 0 | 0 | 0 | 0 | 0 | 0 | 0 | 0 | 0 | 0 | 0 | 0 | 0 | 0 | 0 | 0 | 0 | 0 | 0
F4_Commercial_OR - Miscellaneous_Existing_Space Heating_Natural Gas_Thermostat - Connected_A_Achievable Economic UCT Potential | F4 | Commercial | OR - Miscellaneous | Existing | Space Heating | Natural Gas | Thermostat - Connected | A | Incremental Energy Savings (MWh or mTherms) | Achievable Economic UCT Potential | 0 | 0 | 0.081467 | 0.099252 | 0.12033 | 0.13821 | 0.15571 | 0.1023 | 0.10045 | 0.082218 | 0.051923 | 0.0086918 | 0 | 0 | 0 | 0 | 0 | 0 | 0 | 0 | 0 | 0 | 0 | 0 | 0 | 0 | 0
F5_Commercial_OR - Miscellaneous_Existing_Space Heating_Natural Gas_Thermostat - Connected_A_Achievable Economic UCT Potential | F5 | Commercial | OR - Miscellaneous | Existing | Space Heating | Natural Gas | Thermostat - Connected | A | Incremental Summer Peak Savings (MW) | Achievable Economic UCT Potential | 0 | 0 | 0 | 0 | 0 | 0 | 0 | 0 | 0 | 0 | 0 | 0 | 0 | 0 | 0 | 0 | 0 | 0 | 0 | 0 | 0 | 0 | 0 | 0 | 0 | 0 | 0
F6_Commercial_OR - Miscellaneous_Existing_Space Heating_Natural Gas_Thermostat - Connected_A_Achievable Economic UCT Potential | F6 | Commercial | OR - Miscellaneous | Existing | Space Heating | Natural Gas | Thermostat - Connected | A | Incremental Winter Peak Savings (MW) | Achievable Economic UCT Potential | 0 | 0 | 0 | 0 | 0 | 0 | 0 | 0 | 0 | 0 | 0 | 0 | 0 | 0 | 0 | 0 | 0 | 0 | 0 | 0 | 0 | 0 | 0 | 0 | 0 | 0 | 0
F7_Commercial_OR - Miscellaneous_Existing_Space Heating_Natural Gas_Thermostat - Connected_A_Achievable Economic UCT Potential | F7 | Commercial | OR - Miscellaneous | Existing | Space Heating | Natural Gas | Thermostat - Connected | A | Cumulative Energy Savings (MWh or mTherms) | Achievable Economic UCT Potential | 0 | 0 | 0.081467 | 0.18009 | 0.29875 | 0.43379 | 0.5842 | 0.67818 | 0.7675 | 0.83534 | 0.86972 | 0.85838 | 0.83773 | 0.81696 | 0.79657 | 0.77719 | 0.75949 | 0.74436 | 0.73194 | 0.72141 | 0.71326 | 0.70577 | 0.70142 | 0.69729 | 0.69335 | 0.68958 | 0.68596
F8_Commercial_OR - Miscellaneous_Existing_Space Heating_Natural Gas_Thermostat - Connected_A_Achievable Economic UCT Potential | F8 | Commercial | OR - Miscellaneous | Existing | Space Heating | Natural Gas | Thermostat - Connected | A | Cumulative Summer Peak Savings (MW) | Achievable Economic UCT Potential | 0 | 0 | 0 | 0 | 0 | 0 | 0 | 0 | 0 | 0 | 0 | 0 | 0 | 0 | 0 | 0 | 0 | 0 | 0 | 0 | 0 | 0 | 0 | 0 | 0 | 0 | 0
F9_Commercial_OR - Miscellaneous_Existing_Space Heating_Natural Gas_Thermostat - Connected_A_Achievable Economic UCT Potential | F9 | Commercial | OR - Miscellaneous | Existing | Space Heating | Natural Gas | Thermostat - Connected | A | Cumulative Winter Peak Savings (MW) | Achievable Economic UCT Potential | 0 | 0 | 0 | 0 | 0 | 0 | 0 | 0 | 0 | 0 | 0 | 0 | 0 | 0 | 0 | 0 | 0 | 0 | 0 | 0 | 0 | 0 | 0 | 0 | 0 | 0 | 0
F10_Commercial_OR - Miscellaneous_Existing_Space Heating_Natural Gas_Thermostat - Connected_A_Achievable Economic UCT Potential | F10 | Commercial | OR - Miscellaneous | Existing | Space Heating | Natural Gas | Thermostat - Connected | A | Purchases (Incremental) | Achievable Economic UCT Potential | 0 | 0 | 1.6342 | 2.0066 | 2.4554 | 2.8504 | 3.2512 | 2.1669 | 2.1633 | 1.8043 | 1.1639 | 0.19943 | 0 | 0 | 0 | 0 | 0 | 0 | 0 | 0 | 0 | 0 | 0 | 0 | 0 | 0 | 0
F11_Commercial_OR - Miscellaneous_Existing_Space Heating_Natural Gas_Thermostat - Connected_A_Achievable Economic UCT Potential | F11 | Commercial | OR - Miscellaneous | Existing | Space Heating | Natural Gas | Thermostat - Connected | A | Purchases (Cumulative) | Achievable Economic UCT Potential | 0 | 0 | 1.6342 | 3.6408 | 6.0962 | 8.9466 | 12.1979 | 14.3647 | 16.528 | 18.3323 | 19.4963 | 19.6957 | 19.6957 | 19.6957 | 19.6957 | 19.6957 | 19.6957 | 19.6957 | 19.6957 | 19.6957 | 19.6957 | 19.6957 | 19.6957 | 19.6957 | 19.6957 | 19.6957 | 19.6957
F1_Commercial_OR - Miscellaneous_Existing_Water Heating_Natural Gas_Water Heater - Thermostatic Shower Restriction Valve_A_Achievable Economic UCT Potential | F1 | Commercial | OR - Miscellaneous | Existing | Water Heating | Natural Gas | Water Heater - Thermostatic Shower Restriction Valve | A | Integrated Unit Energy Savings (kWh or therms) | Achievable Economic UCT Potential | 0 | 0 | 1.7219 | 1.685 | 1.6509 | 1.6183 | 1.5871 | 1.5567 | 1.5286 | 1.5027 | 1.479 | 1.458 | 1.441 | 1.4279 | 1.4195 | 1.4111 | 1.4051 | 1.4003 | 1.3966 | 1.3936 | 1.3914 | 1.3899 | 1.3888 | 1.3881 | 1.387 | 1.3868 | 1.3865
F2_Commercial_OR - Miscellaneous_Existing_Water Heating_Natural Gas_Water Heater - Thermostatic Shower Restriction Valve_A_Achievable Economic UCT Potential | F2 | Commercial | OR - Miscellaneous | Existing | Water Heating | Natural Gas | Water Heater - Thermostatic Shower Restriction Valve | A | Integrated Unit Summer Peak Savings (kW) | Achievable Economic UCT Potential | 0 | 0 | 0 | 0 | 0 | 0 | 0 | 0 | 0 | 0 | 0 | 0 | 0 | 0 | 0 | 0 | 0 | 0 | 0 | 0 | 0 | 0 | 0 | 0 | 0 | 0 | 0
F3_Commercial_OR - Miscellaneous_Existing_Water Heating_Natural Gas_Water Heater - Thermostatic Shower Restriction Valve_A_Achievable Economic UCT Potential | F3 | Commercial | OR - Miscellaneous | Existing | Water Heating | Natural Gas | Water Heater - Thermostatic Shower Restriction Valve | A | Integrated Unit Winter Peak Savings (kW) | Achievable Economic UCT Potential | 0 | 0 | 0 | 0 | 0 | 0 | 0 | 0 | 0 | 0 | 0 | 0 | 0 | 0 | 0 | 0 | 0 | 0 | 0 | 0 | 0 | 0 | 0 | 0 | 0 | 0 | 0
F4_Commercial_OR - Miscellaneous_Existing_Water Heating_Natural Gas_Water Heater - Thermostatic Shower Restriction Valve_A_Achievable Economic UCT Potential | F4 | Commercial | OR - Miscellaneous | Existing | Water Heating | Natural Gas | Water Heater - Thermostatic Shower Restriction Valve | A | Incremental Energy Savings (MWh or mTherms) | Achievable Economic UCT Potential | 0 | 0 | 0 | 0 | 0 | 0 | 0 | 0 | 0 | 0 | 0 | 0 | 0 | 0 | 0 | 0 | 0 | 0 | 0 | 0 | 0 | 0 | 0 | 0 | 0 | 0 | 0
F5_Commercial_OR - Miscellaneous_Existing_Water Heating_Natural Gas_Water Heater - Thermostatic Shower Restriction Valve_A_Achievable Economic UCT Potential | F5 | Commercial | OR - Miscellaneous | Existing | Water Heating | Natural Gas | Water Heater - Thermostatic Shower Restriction Valve | A | Incremental Summer Peak Savings (MW) | Achievable Economic UCT Potential | 0 | 0 | 0 | 0 | 0 | 0 | 0 | 0 | 0 | 0 | 0 | 0 | 0 | 0 | 0 | 0 | 0 | 0 | 0 | 0 | 0 | 0 | 0 | 0 | 0 | 0 | 0
F6_Commercial_OR - Miscellaneous_Existing_Water Heating_Natural Gas_Water Heater - Thermostatic Shower Restriction Valve_A_Achievable Economic UCT Potential | F6 | Commercial | OR - Miscellaneous | Existing | Water Heating | Natural Gas | Water Heater - Thermostatic Shower Restriction Valve | A | Incremental Winter Peak Savings (MW) | Achievable Economic UCT Potential | 0 | 0 | 0 | 0 | 0 | 0 | 0 | 0 | 0 | 0 | 0 | 0 | 0 | 0 | 0 | 0 | 0 | 0 | 0 | 0 | 0 | 0 | 0 | 0 | 0 | 0 | 0
F7_Commercial_OR - Miscellaneous_Existing_Water Heating_Natural Gas_Water Heater - Thermostatic Shower Restriction Valve_A_Achievable Economic UCT Potential | F7 | Commercial | OR - Miscellaneous | Existing | Water Heating | Natural Gas | Water Heater - Thermostatic Shower Restriction Valve | A | Cumulative Energy Savings (MWh or mTherms) | Achievable Economic UCT Potential | 0 | 0 | 0 | 0 | 0 | 0 | 0 | 0 | 0 | 0 | 0 | 0 | 0 | 0 | 0 | 0 | 0 | 0 | 0 | 0 | 0 | 0 | 0 | 0 | 0 | 0 | 0
F8_Commercial_OR - Miscellaneous_Existing_Water Heating_Natural Gas_Water Heater - Thermostatic Shower Restriction Valve_A_Achievable Economic UCT Potential | F8 | Commercial | OR - Miscellaneous | Existing | Water Heating | Natural Gas | Water Heater - Thermostatic Shower Restriction Valve | A | Cumulative Summer Peak Savings (MW) | Achievable Economic UCT Potential | 0 | 0 | 0 | 0 | 0 | 0 | 0 | 0 | 0 | 0 | 0 | 0 | 0 | 0 | 0 | 0 | 0 | 0 | 0 | 0 | 0 | 0 | 0 | 0 | 0 | 0 | 0
F9_Commercial_OR - Miscellaneous_Existing_Water Heating_Natural Gas_Water Heater - Thermostatic Shower Restriction Valve_A_Achievable Economic UCT Potential | F9 | Commercial | OR - Miscellaneous | Existing | Water Heating | Natural Gas | Water Heater - Thermostatic Shower Restriction Valve | A | Cumulative Winter Peak Savings (MW) | Achievable Economic UCT Potential | 0 | 0 | 0 | 0 | 0 | 0 | 0 | 0 | 0 | 0 | 0 | 0 | 0 | 0 | 0 | 0 | 0 | 0 | 0 | 0 | 0 | 0 | 0 | 0 | 0 | 0 | 0
F10_Commercial_OR - Miscellaneous_Existing_Water Heating_Natural Gas_Water Heater - Thermostatic Shower Restriction Valve_A_Achievable Economic UCT Potential | F10 | Commercial | OR - Miscellaneous | Existing | Water Heating | Natural Gas | Water Heater - Thermostatic Shower Restriction Valve | A | Purchases (Incremental) | Achievable Economic UCT Potential | 0 | 0 | 0 | 0 | 0 | 0 | 0 | 0 | 0 | 0 | 0 | 0 | 0 | 0 | 0 | 0 | 0 | 0 | 0 | 0 | 0 | 0 | 0 | 0 | 0 | 0 | 0
F11_Commercial_OR - Miscellaneous_Existing_Water Heating_Natural Gas_Water Heater - Thermostatic Shower Restriction Valve_A_Achievable Economic UCT Potential | F11 | Commercial | OR - Miscellaneous | Existing | Water Heating | Natural Gas | Water Heater - Thermostatic Shower Restriction Valve | A | Purchases (Cumulative) | Achievable Economic UCT Potential | 0 | 0 | 0 | 0 | 0 | 0 | 0 | 0 | 0 | 0 | 0 | 0 | 0 | 0 | 0 | 0 | 0 | 0 | 0 | 0 | 0 | 0 | 0 | 0 | 0 | 0 | 0
F1_Commercial_OR - Miscellaneous_Existing_Water Heating_Natural Gas_Water Heater - Pre-Rinse Spray Valve_A_Achievable Economic UCT Potential | F1 | Commercial | OR - Miscellaneous | Existing | Water Heating | Natural Gas | Water Heater - Pre-Rinse Spray Valve | A | Integrated Unit Energy Savings (kWh or therms) | Achievable Economic UCT Potential | 0 | 0 | 16.1247 | 15.7795 | 15.4598 | 15.1545 | 14.8626 | 14.5779 | 14.3148 | 14.0723 | 13.8497 | 13.6536 | 13.4945 | 13.3714 | 13.2925 | 13.2144 | 13.1581 | 13.1133 | 13.0782 | 13.05 | 13.0299 | 13.0157 | 13.0056 | 12.9984 | 12.9887 | 12.9862 | 12.9842
F2_Commercial_OR - Miscellaneous_Existing_Water Heating_Natural Gas_Water Heater - Pre-Rinse Spray Valve_A_Achievable Economic UCT Potential | F2 | Commercial | OR - Miscellaneous | Existing | Water Heating | Natural Gas | Water Heater - Pre-Rinse Spray Valve | A | Integrated Unit Summer Peak Savings (kW) | Achievable Economic UCT Potential | 0 | 0 | 0 | 0 | 0 | 0 | 0 | 0 | 0 | 0 | 0 | 0 | 0 | 0 | 0 | 0 | 0 | 0 | 0 | 0 | 0 | 0 | 0 | 0 | 0 | 0 | 0
F3_Commercial_OR - Miscellaneous_Existing_Water Heating_Natural Gas_Water Heater - Pre-Rinse Spray Valve_A_Achievable Economic UCT Potential | F3 | Commercial | OR - Miscellaneous | Existing | Water Heating | Natural Gas | Water Heater - Pre-Rinse Spray Valve | A | Integrated Unit Winter Peak Savings (kW) | Achievable Economic UCT Potential | 0 | 0 | 0 | 0 | 0 | 0 | 0 | 0 | 0 | 0 | 0 | 0 | 0 | 0 | 0 | 0 | 0 | 0 | 0 | 0 | 0 | 0 | 0 | 0 | 0 | 0 | 0
F4_Commercial_OR - Miscellaneous_Existing_Water Heating_Natural Gas_Water Heater - Pre-Rinse Spray Valve_A_Achievable Economic UCT Potential | F4 | Commercial | OR - Miscellaneous | Existing | Water Heating | Natural Gas | Water Heater - Pre-Rinse Spray Valve | A | Incremental Energy Savings (MWh or mTherms) | Achievable Economic UCT Potential | 0 | 0 | 0 | 0 | 0 | 0 | 0 | 0 | 0 | 0 | 0 | 0 | 0 | 0 | 0 | 0 | 0 | 0 | 0 | 0 | 0 | 0 | 0 | 0 | 0 | 0 | 0
F5_Commercial_OR - Miscellaneous_Existing_Water Heating_Natural Gas_Water Heater - Pre-Rinse Spray Valve_A_Achievable Economic UCT Potential | F5 | Commercial | OR - Miscellaneous | Existing | Water Heating | Natural Gas | Water Heater - Pre-Rinse Spray Valve | A | Incremental Summer Peak Savings (MW) | Achievable Economic UCT Potential | 0 | 0 | 0 | 0 | 0 | 0 | 0 | 0 | 0 | 0 | 0 | 0 | 0 | 0 | 0 | 0 | 0 | 0 | 0 | 0 | 0 | 0 | 0 | 0 | 0 | 0 | 0
F6_Commercial_OR - Miscellaneous_Existing_Water Heating_Natural Gas_Water Heater - Pre-Rinse Spray Valve_A_Achievable Economic UCT Potential | F6 | Commercial | OR - Miscellaneous | Existing | Water Heating | Natural Gas | Water Heater - Pre-Rinse Spray Valve | A | Incremental Winter Peak Savings (MW) | Achievable Economic UCT Potential | 0 | 0 | 0 | 0 | 0 | 0 | 0 | 0 | 0 | 0 | 0 | 0 | 0 | 0 | 0 | 0 | 0 | 0 | 0 | 0 | 0 | 0 | 0 | 0 | 0 | 0 | 0
F7_Commercial_OR - Miscellaneous_Existing_Water Heating_Natural Gas_Water Heater - Pre-Rinse Spray Valve_A_Achievable Economic UCT Potential | F7 | Commercial | OR - Miscellaneous | Existing | Water Heating | Natural Gas | Water Heater - Pre-Rinse Spray Valve | A | Cumulative Energy Savings (MWh or mTherms) | Achievable Economic UCT Potential | 0 | 0 | 0 | 0 | 0 | 0 | 0 | 0 | 0 | 0 | 0 | 0 | 0 | 0 | 0 | 0 | 0 | 0 | 0 | 0 | 0 | 0 | 0 | 0 | 0 | 0 | 0
F8_Commercial_OR - Miscellaneous_Existing_Water Heating_Natural Gas_Water Heater - Pre-Rinse Spray Valve_A_Achievable Economic UCT Potential | F8 | Commercial | OR - Miscellaneous | Existing | Water Heating | Natural Gas | Water Heater - Pre-Rinse Spray Valve | A | Cumulative Summer Peak Savings (MW) | Achievable Economic UCT Potential | 0 | 0 | 0 | 0 | 0 | 0 | 0 | 0 | 0 | 0 | 0 | 0 | 0 | 0 | 0 | 0 | 0 | 0 | 0 | 0 | 0 | 0 | 0 | 0 | 0 | 0 | 0
F9_Commercial_OR - Miscellaneous_Existing_Water Heating_Natural Gas_Water Heater - Pre-Rinse Spray Valve_A_Achievable Economic UCT Potential | F9 | Commercial | OR - Miscellaneous | Existing | Water Heating | Natural Gas | Water Heater - Pre-Rinse Spray Valve | A | Cumulative Winter Peak Savings (MW) | Achievable Economic UCT Potential | 0 | 0 | 0 | 0 | 0 | 0 | 0 | 0 | 0 | 0 | 0 | 0 | 0 | 0 | 0 | 0 | 0 | 0 | 0 | 0 | 0 | 0 | 0 | 0 | 0 | 0 | 0
F10_Commercial_OR - Miscellaneous_Existing_Water Heating_Natural Gas_Water Heater - Pre-Rinse Spray Valve_A_Achievable Economic UCT Potential | F10 | Commercial | OR - Miscellaneous | Existing | Water Heating | Natural Gas | Water Heater - Pre-Rinse Spray Valve | A | Purchases (Incremental) | Achievable Economic UCT Potential | 0 | 0 | 0 | 0 | 0 | 0 | 0 | 0 | 0 | 0 | 0 | 0 | 0 | 0 | 0 | 0 | 0 | 0 | 0 | 0 | 0 | 0 | 0 | 0 | 0 | 0 | 0
F11_Commercial_OR - Miscellaneous_Existing_Water Heating_Natural Gas_Water Heater - Pre-Rinse Spray Valve_A_Achievable Economic UCT Potential | F11 | Commercial | OR - Miscellaneous | Existing | Water Heating | Natural Gas | Water Heater - Pre-Rinse Spray Valve | A | Purchases (Cumulative) | Achievable Economic UCT Potential | 0 | 0 | 0 | 0 | 0 | 0 | 0 | 0 | 0 | 0 | 0 | 0 | 0 | 0 | 0 | 0 | 0 | 0 | 0 | 0 | 0 | 0 | 0 | 0 | 0 | 0 | 0
F1_Commercial_OR - Miscellaneous_Existing_Water Heating_Natural Gas_Water Heater - Temperature Setback_A_Achievable Economic UCT Potential | F1 | Commercial | OR - Miscellaneous | Existing | Water Heating | Natural Gas | Water Heater - Temperature Setback | A | Integrated Unit Energy Savings (kWh or therms) | Achievable Economic UCT Potential | 0 | 0 | 100.0384 | 98.3184 | 96.7389 | 95.2903 | 93.963 | 92.7484 | 91.6523 | 90.6826 | 89.8029 | 89.0088 | 88.3413 | 87.7883 | 87.3361 | 86.8591 | 86.4887 | 86.1945 | 85.9638 | 85.7782 | 85.6463 | 85.5528 | 85.4865 | 85.4391 | 85.3752 | 85.3591 | 85.3462
F2_Commercial_OR - Miscellaneous_Existing_Water Heating_Natural Gas_Water Heater - Temperature Setback_A_Achievable Economic UCT Potential | F2 | Commercial | OR - Miscellaneous | Existing | Water Heating | Natural Gas | Water Heater - Temperature Setback | A | Integrated Unit Summer Peak Savings (kW) | Achievable Economic UCT Potential | 0 | 0 | 0 | 0 | 0 | 0 | 0 | 0 | 0 | 0 | 0 | 0 | 0 | 0 | 0 | 0 | 0 | 0 | 0 | 0 | 0 | 0 | 0 | 0 | 0 | 0 | 0
F3_Commercial_OR - Miscellaneous_Existing_Water Heating_Natural Gas_Water Heater - Temperature Setback_A_Achievable Economic UCT Potential | F3 | Commercial | OR - Miscellaneous | Existing | Water Heating | Natural Gas | Water Heater - Temperature Setback | A | Integrated Unit Winter Peak Savings (kW) | Achievable Economic UCT Potential | 0 | 0 | 0 | 0 | 0 | 0 | 0 | 0 | 0 | 0 | 0 | 0 | 0 | 0 | 0 | 0 | 0 | 0 | 0 | 0 | 0 | 0 | 0 | 0 | 0 | 0 | 0
F4_Commercial_OR - Miscellaneous_Existing_Water Heating_Natural Gas_Water Heater - Temperature Setback_A_Achievable Economic UCT Potential | F4 | Commercial | OR - Miscellaneous | Existing | Water Heating | Natural Gas | Water Heater - Temperature Setback | A | Incremental Energy Savings (MWh or mTherms) | Achievable Economic UCT Potential | 0 | 0 | 0.047158 | 0.056907 | 0.022916 | 0.023194 | 0.021569 | 0.025434 | 0 | 0 | 0 | 0 | 0 | 0 | 0 | 0 | 0 | 0 | 0 | 0 | 0 | 0 | 0 | 0 | 0 | 0 | 0
F5_Commercial_OR - Miscellaneous_Existing_Water Heating_Natural Gas_Water Heater - Temperature Setback_A_Achievable Economic UCT Potential | F5 | Commercial | OR - Miscellaneous | Existing | Water Heating | Natural Gas | Water Heater - Temperature Setback | A | Incremental Summer Peak Savings (MW) | Achievable Economic UCT Potential | 0 | 0 | 0 | 0 | 0 | 0 | 0 | 0 | 0 | 0 | 0 | 0 | 0 | 0 | 0 | 0 | 0 | 0 | 0 | 0 | 0 | 0 | 0 | 0 | 0 | 0 | 0
F6_Commercial_OR - Miscellaneous_Existing_Water Heating_Natural Gas_Water Heater - Temperature Setback_A_Achievable Economic UCT Potential | F6 | Commercial | OR - Miscellaneous | Existing | Water Heating | Natural Gas | Water Heater - Temperature Setback | A | Incremental Winter Peak Savings (MW) | Achievable Economic UCT Potential | 0 | 0 | 0 | 0 | 0 | 0 | 0 | 0 | 0 | 0 | 0 | 0 | 0 | 0 | 0 | 0 | 0 | 0 | 0 | 0 | 0 | 0 | 0 | 0 | 0 | 0 | 0
F7_Commercial_OR - Miscellaneous_Existing_Water Heating_Natural Gas_Water Heater - Temperature Setback_A_Achievable Economic UCT Potential | F7 | Commercial | OR - Miscellaneous | Existing | Water Heating | Natural Gas | Water Heater - Temperature Setback | A | Cumulative Energy Savings (MWh or mTherms) | Achievable Economic UCT Potential | 0 | 0 | 0.047158 | 0.10325 | 0.12451 | 0.14584 | 0.16538 | 0.18867 | 0.18644 | 0.18447 | 0.18268 | 0.18107 | 0.17971 | 0.17858 | 0.17766 | 0.17669 | 0.17594 | 0.17534 | 0.17487 | 0.17449 | 0.17423 | 0.17404 | 0.1739 | 0.1738 | 0.17367 | 0.17364 | 0.17362
F8_Commercial_OR - Miscellaneous_Existing_Water Heating_Natural Gas_Water Heater - Temperature Setback_A_Achievable Economic UCT Potential | F8 | Commercial | OR - Miscellaneous | Existing | Water Heating | Natural Gas | Water Heater - Temperature Setback | A | Cumulative Summer Peak Savings (MW) | Achievable Economic UCT Potential | 0 | 0 | 0 | 0 | 0 | 0 | 0 | 0 | 0 | 0 | 0 | 0 | 0 | 0 | 0 | 0 | 0 | 0 | 0 | 0 | 0 | 0 | 0 | 0 | 0 | 0 | 0
F9_Commercial_OR - Miscellaneous_Existing_Water Heating_Natural Gas_Water Heater - Temperature Setback_A_Achievable Economic UCT Potential | F9 | Commercial | OR - Miscellaneous | Existing | Water Heating | Natural Gas | Water Heater - Temperature Setback | A | Cumulative Winter Peak Savings (MW) | Achievable Economic UCT Potential | 0 | 0 | 0 | 0 | 0 | 0 | 0 | 0 | 0 | 0 | 0 | 0 | 0 | 0 | 0 | 0 | 0 | 0 | 0 | 0 | 0 | 0 | 0 | 0 | 0 | 0 | 0
F10_Commercial_OR - Miscellaneous_Existing_Water Heating_Natural Gas_Water Heater - Temperature Setback_A_Achievable Economic UCT Potential | F10 | Commercial | OR - Miscellaneous | Existing | Water Heating | Natural Gas | Water Heater - Temperature Setback | A | Purchases (Incremental) | Achievable Economic UCT Potential | 0 | 0 | 0.4714 | 0.5788 | 0.23688 | 0.2434 | 0.22954 | 0.27423 | 0 | 0 | 0 | 0 | 0 | 0 | 0 | 0 | 0 | 0 | 0 | 0 | 0 | 0 | 0 | 0 | 0 | 0 | 0
F11_Commercial_OR - Miscellaneous_Existing_Water Heating_Natural Gas_Water Heater - Temperature Setback_A_Achievable Economic UCT Potential | F11 | Commercial | OR - Miscellaneous | Existing | Water Heating | Natural Gas | Water Heater - Temperature Setback | A | Purchases (Cumulative) | Achievable Economic UCT Potential | 0 | 0 | 0.4714 | 1.0502 | 1.2871 | 1.5305 | 1.76 | 2.0343 | 2.0343 | 2.0343 | 2.0343 | 2.0343 | 2.0343 | 2.0343 | 2.0343 | 2.0343 | 2.0343 | 2.0343 | 2.0343 | 2.0343 | 2.0343 | 2.0343 | 2.0343 | 2.0343 | 2.0343 | 2.0343 | 2.0343
F1_Commercial_OR - Miscellaneous_Existing_Water Heating_Natural Gas_Water Heater - Faucet Aerators_A_Achievable Economic UCT Potential | F1 | Commercial | OR - Miscellaneous | Existing | Water Heating | Natural Gas | Water Heater - Faucet Aerators | A | Integrated Unit Energy Savings (kWh or therms) | Achievable Economic UCT Potential | 0 | 0 | 7.1454 | 7.0144 | 6.8985 | 6.7919 | 6.6942 | 6.604 | 6.526 | 6.4569 | 6.3943 | 6.3377 | 6.2902 | 6.2508 | 6.2186 | 6.1847 | 6.1583 | 6.1373 | 6.1209 | 6.1077 | 6.0983 | 6.0916 | 6.0869 | 6.0835 | 6.079 | 6.0778 | 6.0769
F2_Commercial_OR - Miscellaneous_Existing_Water Heating_Natural Gas_Water Heater - Faucet Aerators_A_Achievable Economic UCT Potential | F2 | Commercial | OR - Miscellaneous | Existing | Water Heating | Natural Gas | Water Heater - Faucet Aerators | A | Integrated Unit Summer Peak Savings (kW) | Achievable Economic UCT Potential | 0 | 0 | 0 | 0 | 0 | 0 | 0 | 0 | 0 | 0 | 0 | 0 | 0 | 0 | 0 | 0 | 0 | 0 | 0 | 0 | 0 | 0 | 0 | 0 | 0 | 0 | 0
F3_Commercial_OR - Miscellaneous_Existing_Water Heating_Natural Gas_Water Heater - Faucet Aerators_A_Achievable Economic UCT Potential | F3 | Commercial | OR - Miscellaneous | Existing | Water Heating | Natural Gas | Water Heater - Faucet Aerators | A | Integrated Unit Winter Peak Savings (kW) | Achievable Economic UCT Potential | 0 | 0 | 0 | 0 | 0 | 0 | 0 | 0 | 0 | 0 | 0 | 0 | 0 | 0 | 0 | 0 | 0 | 0 | 0 | 0 | 0 | 0 | 0 | 0 | 0 | 0 | 0
F4_Commercial_OR - Miscellaneous_Existing_Water Heating_Natural Gas_Water Heater - Faucet Aerators_A_Achievable Economic UCT Potential | F4 | Commercial | OR - Miscellaneous | Existing | Water Heating | Natural Gas | Water Heater - Faucet Aerators | A | Incremental Energy Savings (MWh or mTherms) | Achievable Economic UCT Potential | 0 | 0 | 0 | 0 | 0 | 0 | 0 | 0 | 0 | 0 | 0 | 0 | 0 | 0 | 0 | 0 | 0 | 0 | 0 | 0 | 0 | 0 | 0 | 0 | 0 | 0 | 0
F5_Commercial_OR - Miscellaneous_Existing_Water Heating_Natural Gas_Water Heater - Faucet Aerators_A_Achievable Economic UCT Potential | F5 | Commercial | OR - Miscellaneous | Existing | Water Heating | Natural Gas | Water Heater - Faucet Aerators | A | Incremental Summer Peak Savings (MW) | Achievable Economic UCT Potential | 0 | 0 | 0 | 0 | 0 | 0 | 0 | 0 | 0 | 0 | 0 | 0 | 0 | 0 | 0 | 0 | 0 | 0 | 0 | 0 | 0 | 0 | 0 | 0 | 0 | 0 | 0
F6_Commercial_OR - Miscellaneous_Existing_Water Heating_Natural Gas_Water Heater - Faucet Aerators_A_Achievable Economic UCT Potential | F6 | Commercial | OR - Miscellaneous | Existing | Water Heating | Natural Gas | Water Heater - Faucet Aerators | A | Incremental Winter Peak Savings (MW) | Achievable Economic UCT Potential | 0 | 0 | 0 | 0 | 0 | 0 | 0 | 0 | 0 | 0 | 0 | 0 | 0 | 0 | 0 | 0 | 0 | 0 | 0 | 0 | 0 | 0 | 0 | 0 | 0 | 0 | 0
F7_Commercial_OR - Miscellaneous_Existing_Water Heating_Natural Gas_Water Heater - Faucet Aerators_A_Achievable Economic UCT Potential | F7 | Commercial | OR - Miscellaneous | Existing | Water Heating | Natural Gas | Water Heater - Faucet Aerators | A | Cumulative Energy Savings (MWh or mTherms) | Achievable Economic UCT Potential | 0 | 0 | 0 | 0 | 0 | 0 | 0 | 0 | 0 | 0 | 0 | 0 | 0 | 0 | 0 | 0 | 0 | 0 | 0 | 0 | 0 | 0 | 0 | 0 | 0 | 0 | 0
F8_Commercial_OR - Miscellaneous_Existing_Water Heating_Natural Gas_Water Heater - Faucet Aerators_A_Achievable Economic UCT Potential | F8 | Commercial | OR - Miscellaneous | Existing | Water Heating | Natural Gas | Water Heater - Faucet Aerators | A | Cumulative Summer Peak Savings (MW) | Achievable Economic UCT Potential | 0 | 0 | 0 | 0 | 0 | 0 | 0 | 0 | 0 | 0 | 0 | 0 | 0 | 0 | 0 | 0 | 0 | 0 | 0 | 0 | 0 | 0 | 0 | 0 | 0 | 0 | 0
F9_Commercial_OR - Miscellaneous_Existing_Water Heating_Natural Gas_Water Heater - Faucet Aerators_A_Achievable Economic UCT Potential | F9 | Commercial | OR - Miscellaneous | Existing | Water Heating | Natural Gas | Water Heater - Faucet Aerators | A | Cumulative Winter Peak Savings (MW) | Achievable Economic UCT Potential | 0 | 0 | 0 | 0 | 0 | 0 | 0 | 0 | 0 | 0 | 0 | 0 | 0 | 0 | 0 | 0 | 0 | 0 | 0 | 0 | 0 | 0 | 0 | 0 | 0 | 0 | 0
F10_Commercial_OR - Miscellaneous_Existing_Water Heating_Natural Gas_Water Heater - Faucet Aerators_A_Achievable Economic UCT Potential | F10 | Commercial | OR - Miscellaneous | Existing | Water Heating | Natural Gas | Water Heater - Faucet Aerators | A | Purchases (Incremental) | Achievable Economic UCT Potential | 0 | 0 | 0 | 0 | 0 | 0 | 0 | 0 | 0 | 0 | 0 | 0 | 0 | 0 | 0 | 0 | 0 | 0 | 0 | 0 | 0 | 0 | 0 | 0 | 0 | 0 | 0
F11_Commercial_OR - Miscellaneous_Existing_Water Heating_Natural Gas_Water Heater - Faucet Aerators_A_Achievable Economic UCT Potential | F11 | Commercial | OR - Miscellaneous | Existing | Water Heating | Natural Gas | Water Heater - Faucet Aerators | A | Purchases (Cumulative) | Achievable Economic UCT Potential | 0 | 0 | 0 | 0 | 0 | 0 | 0 | 0 | 0 | 0 | 0 | 0 | 0 | 0 | 0 | 0 | 0 | 0 | 0 | 0 | 0 | 0 | 0 | 0 | 0 | 0 | 0
F1_Commercial_OR - Miscellaneous_Existing_Water Heating_Natural Gas_Water Heater - Low-Flow Showerheads_A_Achievable Economic UCT Potential | F1 | Commercial | OR - Miscellaneous | Existing | Water Heating | Natural Gas | Water Heater - Low-Flow Showerheads | A | Integrated Unit Energy Savings (kWh or therms) | Achievable Economic UCT Potential | 0 | 0 | 4.1007 | 4.0129 | 3.9316 | 3.854 | 3.7797 | 3.7073 | 3.6404 | 3.5787 | 3.5221 | 3.4723 | 3.4318 | 3.4005 | 3.3804 | 3.3606 | 3.3462 | 3.3349 | 3.3259 | 3.3188 | 3.3136 | 3.31 | 3.3075 | 3.3056 | 3.3032 | 3.3025 | 3.302
F2_Commercial_OR - Miscellaneous_Existing_Water Heating_Natural Gas_Water Heater - Low-Flow Showerheads_A_Achievable Economic UCT Potential | F2 | Commercial | OR - Miscellaneous | Existing | Water Heating | Natural Gas | Water Heater - Low-Flow Showerheads | A | Integrated Unit Summer Peak Savings (kW) | Achievable Economic UCT Potential | 0 | 0 | 0 | 0 | 0 | 0 | 0 | 0 | 0 | 0 | 0 | 0 | 0 | 0 | 0 | 0 | 0 | 0 | 0 | 0 | 0 | 0 | 0 | 0 | 0 | 0 | 0
F3_Commercial_OR - Miscellaneous_Existing_Water Heating_Natural Gas_Water Heater - Low-Flow Showerheads_A_Achievable Economic UCT Potential | F3 | Commercial | OR - Miscellaneous | Existing | Water Heating | Natural Gas | Water Heater - Low-Flow Showerheads | A | Integrated Unit Winter Peak Savings (kW) | Achievable Economic UCT Potential | 0 | 0 | 0 | 0 | 0 | 0 | 0 | 0 | 0 | 0 | 0 | 0 | 0 | 0 | 0 | 0 | 0 | 0 | 0 | 0 | 0 | 0 | 0 | 0 | 0 | 0 | 0
F4_Commercial_OR - Miscellaneous_Existing_Water Heating_Natural Gas_Water Heater - Low-Flow Showerheads_A_Achievable Economic UCT Potential | F4 | Commercial | OR - Miscellaneous | Existing | Water Heating | Natural Gas | Water Heater - Low-Flow Showerheads | A | Incremental Energy Savings (MWh or mTherms) | Achievable Economic UCT Potential | 0 | 0 | 0 | 0 | 0 | 0 | 0 | 0 | 0 | 0 | 0 | 0 | 0 | 0 | 0 | 0 | 0 | 0 | 0 | 0 | 0 | 0 | 0 | 0 | 0 | 0 | 0
F5_Commercial_OR - Miscellaneous_Existing_Water Heating_Natural Gas_Water Heater - Low-Flow Showerheads_A_Achievable Economic UCT Potential | F5 | Commercial | OR - Miscellaneous | Existing | Water Heating | Natural Gas | Water Heater - Low-Flow Showerheads | A | Incremental Summer Peak Savings (MW) | Achievable Economic UCT Potential | 0 | 0 | 0 | 0 | 0 | 0 | 0 | 0 | 0 | 0 | 0 | 0 | 0 | 0 | 0 | 0 | 0 | 0 | 0 | 0 | 0 | 0 | 0 | 0 | 0 | 0 | 0
F6_Commercial_OR - Miscellaneous_Existing_Water Heating_Natural Gas_Water Heater - Low-Flow Showerheads_A_Achievable Economic UCT Potential | F6 | Commercial | OR - Miscellaneous | Existing | Water Heating | Natural Gas | Water Heater - Low-Flow Showerheads | A | Incremental Winter Peak Savings (MW) | Achievable Economic UCT Potential | 0 | 0 | 0 | 0 | 0 | 0 | 0 | 0 | 0 | 0 | 0 | 0 | 0 | 0 | 0 | 0 | 0 | 0 | 0 | 0 | 0 | 0 | 0 | 0 | 0 | 0 | 0
F7_Commercial_OR - Miscellaneous_Existing_Water Heating_Natural Gas_Water Heater - Low-Flow Showerheads_A_Achievable Economic UCT Potential | F7 | Commercial | OR - Miscellaneous | Existing | Water Heating | Natural Gas | Water Heater - Low-Flow Showerheads | A | Cumulative Energy Savings (MWh or mTherms) | Achievable Economic UCT Potential | 0 | 0 | 0 | 0 | 0 | 0 | 0 | 0 | 0 | 0 | 0 | 0 | 0 | 0 | 0 | 0 | 0 | 0 | 0 | 0 | 0 | 0 | 0 | 0 | 0 | 0 | 0
F8_Commercial_OR - Miscellaneous_Existing_Water Heating_Natural Gas_Water Heater - Low-Flow Showerheads_A_Achievable Economic UCT Potential | F8 | Commercial | OR - Miscellaneous | Existing | Water Heating | Natural Gas | Water Heater - Low-Flow Showerheads | A | Cumulative Summer Peak Savings (MW) | Achievable Economic UCT Potential | 0 | 0 | 0 | 0 | 0 | 0 | 0 | 0 | 0 | 0 | 0 | 0 | 0 | 0 | 0 | 0 | 0 | 0 | 0 | 0 | 0 | 0 | 0 | 0 | 0 | 0 | 0
F9_Commercial_OR - Miscellaneous_Existing_Water Heating_Natural Gas_Water Heater - Low-Flow Showerheads_A_Achievable Economic UCT Potential | F9 | Commercial | OR - Miscellaneous | Existing | Water Heating | Natural Gas | Water Heater - Low-Flow Showerheads | A | Cumulative Winter Peak Savings (MW) | Achievable Economic UCT Potential | 0 | 0 | 0 | 0 | 0 | 0 | 0 | 0 | 0 | 0 | 0 | 0 | 0 | 0 | 0 | 0 | 0 | 0 | 0 | 0 | 0 | 0 | 0 | 0 | 0 | 0 | 0
F10_Commercial_OR - Miscellaneous_Existing_Water Heating_Natural Gas_Water Heater - Low-Flow Showerheads_A_Achievable Economic UCT Potential | F10 | Commercial | OR - Miscellaneous | Existing | Water Heating | Natural Gas | Water Heater - Low-Flow Showerheads | A | Purchases (Incremental) | Achievable Economic UCT Potential | 0 | 0 | 0 | 0 | 0 | 0 | 0 | 0 | 0 | 0 | 0 | 0 | 0 | 0 | 0 | 0 | 0 | 0 | 0 | 0 | 0 | 0 | 0 | 0 | 0 | 0 | 0
F11_Commercial_OR - Miscellaneous_Existing_Water Heating_Natural Gas_Water Heater - Low-Flow Showerheads_A_Achievable Economic UCT Potential | F11 | Commercial | OR - Miscellaneous | Existing | Water Heating | Natural Gas | Water Heater - Low-Flow Showerheads | A | Purchases (Cumulative) | Achievable Economic UCT Potential | 0 | 0 | 0 | 0 | 0 | 0 | 0 | 0 | 0 | 0 | 0 | 0 | 0 | 0 | 0 | 0 | 0 | 0 | 0 | 0 | 0 | 0 | 0 | 0 | 0 | 0 | 0
F1_Commercial_OR - Miscellaneous_Existing_Water Heating_Natural Gas_Water Heater - Tank Blanket/Insulation_A_Achievable Economic UCT Potential | F1 | Commercial | OR - Miscellaneous | Existing | Water Heating | Natural Gas | Water Heater - Tank Blanket/Insulation | A | Integrated Unit Energy Savings (kWh or therms) | Achievable Economic UCT Potential | 0 | 0 | 193.3769 | 190.1773 | 187.2731 | 184.6418 | 182.2648 | 180.1343 | 178.2505 | 176.6129 | 175.132 | 173.782 | 172.6315 | 171.6552 | 170.833 | 169.929 | 169.2043 | 168.6287 | 168.1774 | 167.8144 | 167.5563 | 167.3734 | 167.2436 | 167.1509 | 167.0259 | 166.9943 | 166.9691
F2_Commercial_OR - Miscellaneous_Existing_Water Heating_Natural Gas_Water Heater - Tank Blanket/Insulation_A_Achievable Economic UCT Potential | F2 | Commercial | OR - Miscellaneous | Existing | Water Heating | Natural Gas | Water Heater - Tank Blanket/Insulation | A | Integrated Unit Summer Peak Savings (kW) | Achievable Economic UCT Potential | 0 | 0 | 0 | 0 | 0 | 0 | 0 | 0 | 0 | 0 | 0 | 0 | 0 | 0 | 0 | 0 | 0 | 0 | 0 | 0 | 0 | 0 | 0 | 0 | 0 | 0 | 0
F3_Commercial_OR - Miscellaneous_Existing_Water Heating_Natural Gas_Water Heater - Tank Blanket/Insulation_A_Achievable Economic UCT Potential | F3 | Commercial | OR - Miscellaneous | Existing | Water Heating | Natural Gas | Water Heater - Tank Blanket/Insulation | A | Integrated Unit Winter Peak Savings (kW) | Achievable Economic UCT Potential | 0 | 0 | 0 | 0 | 0 | 0 | 0 | 0 | 0 | 0 | 0 | 0 | 0 | 0 | 0 | 0 | 0 | 0 | 0 | 0 | 0 | 0 | 0 | 0 | 0 | 0 | 0
F4_Commercial_OR - Miscellaneous_Existing_Water Heating_Natural Gas_Water Heater - Tank Blanket/Insulation_A_Achievable Economic UCT Potential | F4 | Commercial | OR - Miscellaneous | Existing | Water Heating | Natural Gas | Water Heater - Tank Blanket/Insulation | A | Incremental Energy Savings (MWh or mTherms) | Achievable Economic UCT Potential | 0 | 0 | 0.026811 | 0.032375 | 0.039012 | 0.044651 | 0.050274 | 0.05809 | 0.063059 | 0.063827 | 0.059645 | 0.050875 | 0.039108 | 0.026687 | 0.015893 | 0.0073841 | 0 | 0 | 0 | 0 | 0 | 0 | 0 | 0 | 0 | 0 | 0
F5_Commercial_OR - Miscellaneous_Existing_Water Heating_Natural Gas_Water Heater - Tank Blanket/Insulation_A_Achievable Economic UCT Potential | F5 | Commercial | OR - Miscellaneous | Existing | Water Heating | Natural Gas | Water Heater - Tank Blanket/Insulation | A | Incremental Summer Peak Savings (MW) | Achievable Economic UCT Potential | 0 | 0 | 0 | 0 | 0 | 0 | 0 | 0 | 0 | 0 | 0 | 0 | 0 | 0 | 0 | 0 | 0 | 0 | 0 | 0 | 0 | 0 | 0 | 0 | 0 | 0 | 0
F6_Commercial_OR - Miscellaneous_Existing_Water Heating_Natural Gas_Water Heater - Tank Blanket/Insulation_A_Achievable Economic UCT Potential | F6 | Commercial | OR - Miscellaneous | Existing | Water Heating | Natural Gas | Water Heater - Tank Blanket/Insulation | A | Incremental Winter Peak Savings (MW) | Achievable Economic UCT Potential | 0 | 0 | 0 | 0 | 0 | 0 | 0 | 0 | 0 | 0 | 0 | 0 | 0 | 0 | 0 | 0 | 0 | 0 | 0 | 0 | 0 | 0 | 0 | 0 | 0 | 0 | 0
F7_Commercial_OR - Miscellaneous_Existing_Water Heating_Natural Gas_Water Heater - Tank Blanket/Insulation_A_Achievable Economic UCT Potential | F7 | Commercial | OR - Miscellaneous | Existing | Water Heating | Natural Gas | Water Heater - Tank Blanket/Insulation | A | Cumulative Energy Savings (MWh or mTherms) | Achievable Economic UCT Potential | 0 | 0 | 0.026811 | 0.058742 | 0.096857 | 0.14015 | 0.18862 | 0.2445 | 0.305 | 0.36603 | 0.4226 | 0.47022 | 0.50622 | 0.53004 | 0.5434 | 0.54791 | 0.54557 | 0.54371 | 0.54226 | 0.54109 | 0.54026 | 0.53967 | 0.53925 | 0.53895 | 0.53854 | 0.53844 | 0.53836
F8_Commercial_OR - Miscellaneous_Existing_Water Heating_Natural Gas_Water Heater - Tank Blanket/Insulation_A_Achievable Economic UCT Potential | F8 | Commercial | OR - Miscellaneous | Existing | Water Heating | Natural Gas | Water Heater - Tank Blanket/Insulation | A | Cumulative Summer Peak Savings (MW) | Achievable Economic UCT Potential | 0 | 0 | 0 | 0 | 0 | 0 | 0 | 0 | 0 | 0 | 0 | 0 | 0 | 0 | 0 | 0 | 0 | 0 | 0 | 0 | 0 | 0 | 0 | 0 | 0 | 0 | 0
F9_Commercial_OR - Miscellaneous_Existing_Water Heating_Natural Gas_Water Heater - Tank Blanket/Insulation_A_Achievable Economic UCT Potential | F9 | Commercial | OR - Miscellaneous | Existing | Water Heating | Natural Gas | Water Heater - Tank Blanket/Insulation | A | Cumulative Winter Peak Savings (MW) | Achievable Economic UCT Potential | 0 | 0 | 0 | 0 | 0 | 0 | 0 | 0 | 0 | 0 | 0 | 0 | 0 | 0 | 0 | 0 | 0 | 0 | 0 | 0 | 0 | 0 | 0 | 0 | 0 | 0 | 0
F10_Commercial_OR - Miscellaneous_Existing_Water Heating_Natural Gas_Water Heater - Tank Blanket/Insulation_A_Achievable Economic UCT Potential | F10 | Commercial | OR - Miscellaneous | Existing | Water Heating | Natural Gas | Water Heater - Tank Blanket/Insulation | A | Purchases (Incremental) | Achievable Economic UCT Potential | 0 | 0 | 0.13865 | 0.17023 | 0.20832 | 0.24182 | 0.27583 | 0.32248 | 0.35376 | 0.3614 | 0.34057 | 0.29275 | 0.22654 | 0.15547 | 0.093035 | 0.043454 | 0 | 0 | 0 | 0 | 0 | 0 | 0 | 0 | 0 | 0 | 0
F11_Commercial_OR - Miscellaneous_Existing_Water Heating_Natural Gas_Water Heater - Tank Blanket/Insulation_A_Achievable Economic UCT Potential | F11 | Commercial | OR - Miscellaneous | Existing | Water Heating | Natural Gas | Water Heater - Tank Blanket/Insulation | A | Purchases (Cumulative) | Achievable Economic UCT Potential | 0 | 0 | 0.13865 | 0.30888 | 0.5172 | 0.75902 | 1.0349 | 1.3573 | 1.7111 | 2.0725 | 2.4131 | 2.7058 | 2.9324 | 3.0878 | 3.1809 | 3.2243 | 3.2243 | 3.2243 | 3.2243 | 3.2243 | 3.2243 | 3.2243 | 3.2243 | 3.2243 | 3.2243 | 3.2243 | 3.2243
F1_Commercial_OR - Miscellaneous_Existing_Water Heating_Natural Gas_Water Heater - Drainwater Heat Recovery_A_Achievable Economic UCT Potential | F1 | Commercial | OR - Miscellaneous | Existing | Water Heating | Natural Gas | Water Heater - Drainwater Heat Recovery | A | Integrated Unit Energy Savings (kWh or therms) | Achievable Economic UCT Potential | 0 | 0 | 10.9729 | 10.7381 | 10.5205 | 10.3127 | 10.114 | 9.9203 | 9.7413 | 9.5762 | 9.4248 | 9.2913 | 9.1831 | 9.0993 | 9.0456 | 8.9925 | 8.9541 | 8.9237 | 8.8998 | 8.8806 | 8.8669 | 8.8572 | 8.8504 | 8.8455 | 8.8388 | 8.8372 | 8.8358
F2_Commercial_OR - Miscellaneous_Existing_Water Heating_Natural Gas_Water Heater - Drainwater Heat Recovery_A_Achievable Economic UCT Potential | F2 | Commercial | OR - Miscellaneous | Existing | Water Heating | Natural Gas | Water Heater - Drainwater Heat Recovery | A | Integrated Unit Summer Peak Savings (kW) | Achievable Economic UCT Potential | 0 | 0 | 0 | 0 | 0 | 0 | 0 | 0 | 0 | 0 | 0 | 0 | 0 | 0 | 0 | 0 | 0 | 0 | 0 | 0 | 0 | 0 | 0 | 0 | 0 | 0 | 0
F3_Commercial_OR - Miscellaneous_Existing_Water Heating_Natural Gas_Water Heater - Drainwater Heat Recovery_A_Achievable Economic UCT Potential | F3 | Commercial | OR - Miscellaneous | Existing | Water Heating | Natural Gas | Water Heater - Drainwater Heat Recovery | A | Integrated Unit Winter Peak Savings (kW) | Achievable Economic UCT Potential | 0 | 0 | 0 | 0 | 0 | 0 | 0 | 0 | 0 | 0 | 0 | 0 | 0 | 0 | 0 | 0 | 0 | 0 | 0 | 0 | 0 | 0 | 0 | 0 | 0 | 0 | 0
F4_Commercial_OR - Miscellaneous_Existing_Water Heating_Natural Gas_Water Heater - Drainwater Heat Recovery_A_Achievable Economic UCT Potential | F4 | Commercial | OR - Miscellaneous | Existing | Water Heating | Natural Gas | Water Heater - Drainwater Heat Recovery | A | Incremental Energy Savings (MWh or mTherms) | Achievable Economic UCT Potential | 0 | 0 | 0 | 0 | 0 | 0 | 0 | 0 | 0 | 0 | 0 | 0 | 0 | 0 | 0 | 0 | 0 | 0 | 0 | 0 | 0 | 0 | 0 | 0 | 0 | 0 | 0
F5_Commercial_OR - Miscellaneous_Existing_Water Heating_Natural Gas_Water Heater - Drainwater Heat Recovery_A_Achievable Economic UCT Potential | F5 | Commercial | OR - Miscellaneous | Existing | Water Heating | Natural Gas | Water Heater - Drainwater Heat Recovery | A | Incremental Summer Peak Savings (MW) | Achievable Economic UCT Potential | 0 | 0 | 0 | 0 | 0 | 0 | 0 | 0 | 0 | 0 | 0 | 0 | 0 | 0 | 0 | 0 | 0 | 0 | 0 | 0 | 0 | 0 | 0 | 0 | 0 | 0 | 0
F6_Commercial_OR - Miscellaneous_Existing_Water Heating_Natural Gas_Water Heater - Drainwater Heat Recovery_A_Achievable Economic UCT Potential | F6 | Commercial | OR - Miscellaneous | Existing | Water Heating | Natural Gas | Water Heater - Drainwater Heat Recovery | A | Incremental Winter Peak Savings (MW) | Achievable Economic UCT Potential | 0 | 0 | 0 | 0 | 0 | 0 | 0 | 0 | 0 | 0 | 0 | 0 | 0 | 0 | 0 | 0 | 0 | 0 | 0 | 0 | 0 | 0 | 0 | 0 | 0 | 0 | 0
F7_Commercial_OR - Miscellaneous_Existing_Water Heating_Natural Gas_Water Heater - Drainwater Heat Recovery_A_Achievable Economic UCT Potential | F7 | Commercial | OR - Miscellaneous | Existing | Water Heating | Natural Gas | Water Heater - Drainwater Heat Recovery | A | Cumulative Energy Savings (MWh or mTherms) | Achievable Economic UCT Potential | 0 | 0 | 0 | 0 | 0 | 0 | 0 | 0 | 0 | 0 | 0 | 0 | 0 | 0 | 0 | 0 | 0 | 0 | 0 | 0 | 0 | 0 | 0 | 0 | 0 | 0 | 0
F8_Commercial_OR - Miscellaneous_Existing_Water Heating_Natural Gas_Water Heater - Drainwater Heat Recovery_A_Achievable Economic UCT Potential | F8 | Commercial | OR - Miscellaneous | Existing | Water Heating | Natural Gas | Water Heater - Drainwater Heat Recovery | A | Cumulative Summer Peak Savings (MW) | Achievable Economic UCT Potential | 0 | 0 | 0 | 0 | 0 | 0 | 0 | 0 | 0 | 0 | 0 | 0 | 0 | 0 | 0 | 0 | 0 | 0 | 0 | 0 | 0 | 0 | 0 | 0 | 0 | 0 | 0
F9_Commercial_OR - Miscellaneous_Existing_Water Heating_Natural Gas_Water Heater - Drainwater Heat Recovery_A_Achievable Economic UCT Potential | F9 | Commercial | OR - Miscellaneous | Existing | Water Heating | Natural Gas | Water Heater - Drainwater Heat Recovery | A | Cumulative Winter Peak Savings (MW) | Achievable Economic UCT Potential | 0 | 0 | 0 | 0 | 0 | 0 | 0 | 0 | 0 | 0 | 0 | 0 | 0 | 0 | 0 | 0 | 0 | 0 | 0 | 0 | 0 | 0 | 0 | 0 | 0 | 0 | 0
F10_Commercial_OR - Miscellaneous_Existing_Water Heating_Natural Gas_Water Heater - Drainwater Heat Recovery_A_Achievable Economic UCT Potential | F10 | Commercial | OR - Miscellaneous | Existing | Water Heating | Natural Gas | Water Heater - Drainwater Heat Recovery | A | Purchases (Incremental) | Achievable Economic UCT Potential | 0 | 0 | 0 | 0 | 0 | 0 | 0 | 0 | 0 | 0 | 0 | 0 | 0 | 0 | 0 | 0 | 0 | 0 | 0 | 0 | 0 | 0 | 0 | 0 | 0 | 0 | 0
F11_Commercial_OR - Miscellaneous_Existing_Water Heating_Natural Gas_Water Heater - Drainwater Heat Recovery_A_Achievable Economic UCT Potential | F11 | Commercial | OR - Miscellaneous | Existing | Water Heating | Natural Gas | Water Heater - Drainwater Heat Recovery | A | Purchases (Cumulative) | Achievable Economic UCT Potential | 0 | 0 | 0 | 0 | 0 | 0 | 0 | 0 | 0 | 0 | 0 | 0 | 0 | 0 | 0 | 0 | 0 | 0 | 0 | 0 | 0 | 0 | 0 | 0 | 0 | 0 | 0
F1_Commercial_OR - Miscellaneous_Existing_Water Heating_Natural Gas_Water Heater - Circulation Pump Controls_A_Achievable Economic UCT Potential | F1 | Commercial | OR - Miscellaneous | Existing | Water Heating | Natural Gas | Water Heater - Circulation Pump Controls | A | Integrated Unit Energy Savings (kWh or therms) | Achievable Economic UCT Potential | 0 | 0 | 577.6431 | 567.0534 | 557.6787 | 549.0596 | 541.1622 | 533.8729 | 527.5637 | 521.9819 | 516.9179 | 512.3473 | 508.505 | 505.3219 | 502.7185 | 499.9731 | 497.841 | 496.1474 | 494.8196 | 493.7514 | 492.9921 | 492.4541 | 492.0722 | 491.7992 | 491.4314 | 491.3386 | 491.2644
F2_Commercial_OR - Miscellaneous_Existing_Water Heating_Natural Gas_Water Heater - Circulation Pump Controls_A_Achievable Economic UCT Potential | F2 | Commercial | OR - Miscellaneous | Existing | Water Heating | Natural Gas | Water Heater - Circulation Pump Controls | A | Integrated Unit Summer Peak Savings (kW) | Achievable Economic UCT Potential | 0 | 0 | 0 | 0 | 0 | 0 | 0 | 0 | 0 | 0 | 0 | 0 | 0 | 0 | 0 | 0 | 0 | 0 | 0 | 0 | 0 | 0 | 0 | 0 | 0 | 0 | 0
F3_Commercial_OR - Miscellaneous_Existing_Water Heating_Natural Gas_Water Heater - Circulation Pump Controls_A_Achievable Economic UCT Potential | F3 | Commercial | OR - Miscellaneous | Existing | Water Heating | Natural Gas | Water Heater - Circulation Pump Controls | A | Integrated Unit Winter Peak Savings (kW) | Achievable Economic UCT Potential | 0 | 0 | 0 | 0 | 0 | 0 | 0 | 0 | 0 | 0 | 0 | 0 | 0 | 0 | 0 | 0 | 0 | 0 | 0 | 0 | 0 | 0 | 0 | 0 | 0 | 0 | 0
F4_Commercial_OR - Miscellaneous_Existing_Water Heating_Natural Gas_Water Heater - Circulation Pump Controls_A_Achievable Economic UCT Potential | F4 | Commercial | OR - Miscellaneous | Existing | Water Heating | Natural Gas | Water Heater - Circulation Pump Controls | A | Incremental Energy Savings (MWh or mTherms) | Achievable Economic UCT Potential | 0 | 0 | 0.069897 | 0.08425 | 0.10139 | 0.11588 | 0.13028 | 0.15026 | 0.16289 | 0.16464 | 0.15365 | 0.13091 | 0.10054 | 0.068567 | 0 | 0 | 0 | 0 | 0 | 0 | 0 | 0 | 0 | 0 | 0 | 0 | 0
F5_Commercial_OR - Miscellaneous_Existing_Water Heating_Natural Gas_Water Heater - Circulation Pump Controls_A_Achievable Economic UCT Potential | F5 | Commercial | OR - Miscellaneous | Existing | Water Heating | Natural Gas | Water Heater - Circulation Pump Controls | A | Incremental Summer Peak Savings (MW) | Achievable Economic UCT Potential | 0 | 0 | 0 | 0 | 0 | 0 | 0 | 0 | 0 | 0 | 0 | 0 | 0 | 0 | 0 | 0 | 0 | 0 | 0 | 0 | 0 | 0 | 0 | 0 | 0 | 0 | 0
F6_Commercial_OR - Miscellaneous_Existing_Water Heating_Natural Gas_Water Heater - Circulation Pump Controls_A_Achievable Economic UCT Potential | F6 | Commercial | OR - Miscellaneous | Existing | Water Heating | Natural Gas | Water Heater - Circulation Pump Controls | A | Incremental Winter Peak Savings (MW) | Achievable Economic UCT Potential | 0 | 0 | 0 | 0 | 0 | 0 | 0 | 0 | 0 | 0 | 0 | 0 | 0 | 0 | 0 | 0 | 0 | 0 | 0 | 0 | 0 | 0 | 0 | 0 | 0 | 0 | 0
F7_Commercial_OR - Miscellaneous_Existing_Water Heating_Natural Gas_Water Heater - Circulation Pump Controls_A_Achievable Economic UCT Potential | F7 | Commercial | OR - Miscellaneous | Existing | Water Heating | Natural Gas | Water Heater - Circulation Pump Controls | A | Cumulative Energy Savings (MWh or mTherms) | Achievable Economic UCT Potential | 0 | 0 | 0.069897 | 0.15287 | 0.25173 | 0.36372 | 0.48877 | 0.63244 | 0.78785 | 0.94416 | 1.0886 | 1.2099 | 1.3014 | 1.3618 | 1.3548 | 1.3474 | 1.3416 | 1.3371 | 1.3335 | 1.3306 | 1.3286 | 1.3271 | 1.3261 | 1.3254 | 1.3244 | 1.3241 | 1.3239
F8_Commercial_OR - Miscellaneous_Existing_Water Heating_Natural Gas_Water Heater - Circulation Pump Controls_A_Achievable Economic UCT Potential | F8 | Commercial | OR - Miscellaneous | Existing | Water Heating | Natural Gas | Water Heater - Circulation Pump Controls | A | Cumulative Summer Peak Savings (MW) | Achievable Economic UCT Potential | 0 | 0 | 0 | 0 | 0 | 0 | 0 | 0 | 0 | 0 | 0 | 0 | 0 | 0 | 0 | 0 | 0 | 0 | 0 | 0 | 0 | 0 | 0 | 0 | 0 | 0 | 0
F9_Commercial_OR - Miscellaneous_Existing_Water Heating_Natural Gas_Water Heater - Circulation Pump Controls_A_Achievable Economic UCT Potential | F9 | Commercial | OR - Miscellaneous | Existing | Water Heating | Natural Gas | Water Heater - Circulation Pump Controls | A | Cumulative Winter Peak Savings (MW) | Achievable Economic UCT Potential | 0 | 0 | 0 | 0 | 0 | 0 | 0 | 0 | 0 | 0 | 0 | 0 | 0 | 0 | 0 | 0 | 0 | 0 | 0 | 0 | 0 | 0 | 0 | 0 | 0 | 0 | 0
F10_Commercial_OR - Miscellaneous_Existing_Water Heating_Natural Gas_Water Heater - Circulation Pump Controls_A_Achievable Economic UCT Potential | F10 | Commercial | OR - Miscellaneous | Existing | Water Heating | Natural Gas | Water Heater - Circulation Pump Controls | A | Purchases (Incremental) | Achievable Economic UCT Potential | 0 | 0 | 0.121 | 0.14857 | 0.18181 | 0.21105 | 0.24073 | 0.28145 | 0.30875 | 0.31541 | 0.29724 | 0.2555 | 0.19772 | 0.13569 | 0 | 0 | 0 | 0 | 0 | 0 | 0 | 0 | 0 | 0 | 0 | 0 | 0
F11_Commercial_OR - Miscellaneous_Existing_Water Heating_Natural Gas_Water Heater - Circulation Pump Controls_A_Achievable Economic UCT Potential | F11 | Commercial | OR - Miscellaneous | Existing | Water Heating | Natural Gas | Water Heater - Circulation Pump Controls | A | Purchases (Cumulative) | Achievable Economic UCT Potential | 0 | 0 | 0.121 | 0.26958 | 0.45139 | 0.66244 | 0.90318 | 1.1846 | 1.4934 | 1.8088 | 2.106 | 2.3615 | 2.5592 | 2.6949 | 2.6949 | 2.6949 | 2.6949 | 2.6949 | 2.6949 | 2.6949 | 2.6949 | 2.6949 | 2.6949 | 2.6949 | 2.6949 | 2.6949 | 2.6949
F1_Commercial_OR - Miscellaneous_Existing_Water Heating_Natural Gas_Water Heater - Pipe Insulation_A_Achievable Economic UCT Potential | F1 | Commercial | OR - Miscellaneous | Existing | Water Heating | Natural Gas | Water Heater - Pipe Insulation | A | Integrated Unit Energy Savings (kWh or therms) | Achievable Economic UCT Potential | 0 | 0 | 4.8211 | 4.7245 | 4.6366 | 4.5538 | 4.4757 | 4.4009 | 4.3331 | 4.2714 | 4.2151 | 4.1652 | 4.1242 | 4.0918 | 4.0707 | 4.0484 | 4.0312 | 4.0175 | 4.0067 | 3.9981 | 3.9919 | 3.9876 | 3.9845 | 3.9823 | 3.9793 | 3.9785 | 3.9779
F2_Commercial_OR - Miscellaneous_Existing_Water Heating_Natural Gas_Water Heater - Pipe Insulation_A_Achievable Economic UCT Potential | F2 | Commercial | OR - Miscellaneous | Existing | Water Heating | Natural Gas | Water Heater - Pipe Insulation | A | Integrated Unit Summer Peak Savings (kW) | Achievable Economic UCT Potential | 0 | 0 | 0 | 0 | 0 | 0 | 0 | 0 | 0 | 0 | 0 | 0 | 0 | 0 | 0 | 0 | 0 | 0 | 0 | 0 | 0 | 0 | 0 | 0 | 0 | 0 | 0
F3_Commercial_OR - Miscellaneous_Existing_Water Heating_Natural Gas_Water Heater - Pipe Insulation_A_Achievable Economic UCT Potential | F3 | Commercial | OR - Miscellaneous | Existing | Water Heating | Natural Gas | Water Heater - Pipe Insulation | A | Integrated Unit Winter Peak Savings (kW) | Achievable Economic UCT Potential | 0 | 0 | 0 | 0 | 0 | 0 | 0 | 0 | 0 | 0 | 0 | 0 | 0 | 0 | 0 | 0 | 0 | 0 | 0 | 0 | 0 | 0 | 0 | 0 | 0 | 0 | 0
F4_Commercial_OR - Miscellaneous_Existing_Water Heating_Natural Gas_Water Heater - Pipe Insulation_A_Achievable Economic UCT Potential | F4 | Commercial | OR - Miscellaneous | Existing | Water Heating | Natural Gas | Water Heater - Pipe Insulation | A | Incremental Energy Savings (MWh or mTherms) | Achievable Economic UCT Potential | 0 | 0 | 0.021051 | 0.02533 | 0.03042 | 0.034682 | 0.038881 | 0.044697 | 0.048278 | 0.048616 | 0.045211 | 0.038403 | 0.029425 | 0.020035 | 0.011927 | 0.0055405 | 0 | 0 | 0 | 0 | 0 | 0 | 0 | 0 | 0 | 0 | 0
F5_Commercial_OR - Miscellaneous_Existing_Water Heating_Natural Gas_Water Heater - Pipe Insulation_A_Achievable Economic UCT Potential | F5 | Commercial | OR - Miscellaneous | Existing | Water Heating | Natural Gas | Water Heater - Pipe Insulation | A | Incremental Summer Peak Savings (MW) | Achievable Economic UCT Potential | 0 | 0 | 0 | 0 | 0 | 0 | 0 | 0 | 0 | 0 | 0 | 0 | 0 | 0 | 0 | 0 | 0 | 0 | 0 | 0 | 0 | 0 | 0 | 0 | 0 | 0 | 0
F6_Commercial_OR - Miscellaneous_Existing_Water Heating_Natural Gas_Water Heater - Pipe Insulation_A_Achievable Economic UCT Potential | F6 | Commercial | OR - Miscellaneous | Existing | Water Heating | Natural Gas | Water Heater - Pipe Insulation | A | Incremental Winter Peak Savings (MW) | Achievable Economic UCT Potential | 0 | 0 | 0 | 0 | 0 | 0 | 0 | 0 | 0 | 0 | 0 | 0 | 0 | 0 | 0 | 0 | 0 | 0 | 0 | 0 | 0 | 0 | 0 | 0 | 0 | 0 | 0
F7_Commercial_OR - Miscellaneous_Existing_Water Heating_Natural Gas_Water Heater - Pipe Insulation_A_Achievable Economic UCT Potential | F7 | Commercial | OR - Miscellaneous | Existing | Water Heating | Natural Gas | Water Heater - Pipe Insulation | A | Cumulative Energy Savings (MWh or mTherms) | Achievable Economic UCT Potential | 0 | 0 | 0.021051 | 0.04596 | 0.075525 | 0.10886 | 0.14587 | 0.18813 | 0.23351 | 0.2788 | 0.32034 | 0.35495 | 0.38088 | 0.39792 | 0.4078 | 0.41111 | 0.40936 | 0.40797 | 0.40687 | 0.40599 | 0.40537 | 0.40493 | 0.40461 | 0.40439 | 0.40409 | 0.40401 | 0.40395
F8_Commercial_OR - Miscellaneous_Existing_Water Heating_Natural Gas_Water Heater - Pipe Insulation_A_Achievable Economic UCT Potential | F8 | Commercial | OR - Miscellaneous | Existing | Water Heating | Natural Gas | Water Heater - Pipe Insulation | A | Cumulative Summer Peak Savings (MW) | Achievable Economic UCT Potential | 0 | 0 | 0 | 0 | 0 | 0 | 0 | 0 | 0 | 0 | 0 | 0 | 0 | 0 | 0 | 0 | 0 | 0 | 0 | 0 | 0 | 0 | 0 | 0 | 0 | 0 | 0
F9_Commercial_OR - Miscellaneous_Existing_Water Heating_Natural Gas_Water Heater - Pipe Insulation_A_Achievable Economic UCT Potential | F9 | Commercial | OR - Miscellaneous | Existing | Water Heating | Natural Gas | Water Heater - Pipe Insulation | A | Cumulative Winter Peak Savings (MW) | Achievable Economic UCT Potential | 0 | 0 | 0 | 0 | 0 | 0 | 0 | 0 | 0 | 0 | 0 | 0 | 0 | 0 | 0 | 0 | 0 | 0 | 0 | 0 | 0 | 0 | 0 | 0 | 0 | 0 | 0
F10_Commercial_OR - Miscellaneous_Existing_Water Heating_Natural Gas_Water Heater - Pipe Insulation_A_Achievable Economic UCT Potential | F10 | Commercial | OR - Miscellaneous | Existing | Water Heating | Natural Gas | Water Heater - Pipe Insulation | A | Purchases (Incremental) | Achievable Economic UCT Potential | 0 | 0 | 4.3666 | 5.3614 | 6.5608 | 7.6161 | 8.6871 | 10.1563 | 11.1416 | 11.3819 | 10.7261 | 9.22 | 7.1348 | 4.8965 | 2.9301 | 1.3685 | 0 | 0 | 0 | 0 | 0 | 0 | 0 | 0 | 0 | 0 | 0
F11_Commercial_OR - Miscellaneous_Existing_Water Heating_Natural Gas_Water Heater - Pipe Insulation_A_Achievable Economic UCT Potential | F11 | Commercial | OR - Miscellaneous | Existing | Water Heating | Natural Gas | Water Heater - Pipe Insulation | A | Purchases (Cumulative) | Achievable Economic UCT Potential | 0 | 0 | 4.3666 | 9.728 | 16.2888 | 23.9049 | 32.592 | 42.7483 | 53.8899 | 65.2718 | 75.9979 | 85.2179 | 92.3527 | 97.2491 | 100.1792 | 101.5478 | 101.5478 | 101.5478 | 101.5478 | 101.5478 | 101.5478 | 101.5478 | 101.5478 | 101.5478 | 101.5478 | 101.5478 | 101.5478
F1_Commercial_OR - Miscellaneous_Existing_Water Heating_Natural Gas_Water Heater - Motion Control Faucet_A_Achievable Economic UCT Potential | F1 | Commercial | OR - Miscellaneous | Existing | Water Heating | Natural Gas | Water Heater - Motion Control Faucet | A | Integrated Unit Energy Savings (kWh or therms) | Achievable Economic UCT Potential | 0 | 0 | 0 | 0 | 0 | 0 | 0 | 0 | 0 | 0 | 0 | 0 | 0 | 0 | 0 | 0 | 0 | 0 | 0 | 0 | 0 | 0 | 0 | 0 | 0 | 0 | 0
F2_Commercial_OR - Miscellaneous_Existing_Water Heating_Natural Gas_Water Heater - Motion Control Faucet_A_Achievable Economic UCT Potential | F2 | Commercial | OR - Miscellaneous | Existing | Water Heating | Natural Gas | Water Heater - Motion Control Faucet | A | Integrated Unit Summer Peak Savings (kW) | Achievable Economic UCT Potential | 0 | 0 | 0 | 0 | 0 | 0 | 0 | 0 | 0 | 0 | 0 | 0 | 0 | 0 | 0 | 0 | 0 | 0 | 0 | 0 | 0 | 0 | 0 | 0 | 0 | 0 | 0
F3_Commercial_OR - Miscellaneous_Existing_Water Heating_Natural Gas_Water Heater - Motion Control Faucet_A_Achievable Economic UCT Potential | F3 | Commercial | OR - Miscellaneous | Existing | Water Heating | Natural Gas | Water Heater - Motion Control Faucet | A | Integrated Unit Winter Peak Savings (kW) | Achievable Economic UCT Potential | 0 | 0 | 0 | 0 | 0 | 0 | 0 | 0 | 0 | 0 | 0 | 0 | 0 | 0 | 0 | 0 | 0 | 0 | 0 | 0 | 0 | 0 | 0 | 0 | 0 | 0 | 0
F4_Commercial_OR - Miscellaneous_Existing_Water Heating_Natural Gas_Water Heater - Motion Control Faucet_A_Achievable Economic UCT Potential | F4 | Commercial | OR - Miscellaneous | Existing | Water Heating | Natural Gas | Water Heater - Motion Control Faucet | A | Incremental Energy Savings (MWh or mTherms) | Achievable Economic UCT Potential | 0 | 0 | 0 | 0 | 0 | 0 | 0 | 0 | 0 | 0 | 0 | 0 | 0 | 0 | 0 | 0 | 0 | 0 | 0 | 0 | 0 | 0 | 0 | 0 | 0 | 0 | 0
F5_Commercial_OR - Miscellaneous_Existing_Water Heating_Natural Gas_Water Heater - Motion Control Faucet_A_Achievable Economic UCT Potential | F5 | Commercial | OR - Miscellaneous | Existing | Water Heating | Natural Gas | Water Heater - Motion Control Faucet | A | Incremental Summer Peak Savings (MW) | Achievable Economic UCT Potential | 0 | 0 | 0 | 0 | 0 | 0 | 0 | 0 | 0 | 0 | 0 | 0 | 0 | 0 | 0 | 0 | 0 | 0 | 0 | 0 | 0 | 0 | 0 | 0 | 0 | 0 | 0
F6_Commercial_OR - Miscellaneous_Existing_Water Heating_Natural Gas_Water Heater - Motion Control Faucet_A_Achievable Economic UCT Potential | F6 | Commercial | OR - Miscellaneous | Existing | Water Heating | Natural Gas | Water Heater - Motion Control Faucet | A | Incremental Winter Peak Savings (MW) | Achievable Economic UCT Potential | 0 | 0 | 0 | 0 | 0 | 0 | 0 | 0 | 0 | 0 | 0 | 0 | 0 | 0 | 0 | 0 | 0 | 0 | 0 | 0 | 0 | 0 | 0 | 0 | 0 | 0 | 0
F7_Commercial_OR - Miscellaneous_Existing_Water Heating_Natural Gas_Water Heater - Motion Control Faucet_A_Achievable Economic UCT Potential | F7 | Commercial | OR - Miscellaneous | Existing | Water Heating | Natural Gas | Water Heater - Motion Control Faucet | A | Cumulative Energy Savings (MWh or mTherms) | Achievable Economic UCT Potential | 0 | 0 | 0 | 0 | 0 | 0 | 0 | 0 | 0 | 0 | 0 | 0 | 0 | 0 | 0 | 0 | 0 | 0 | 0 | 0 | 0 | 0 | 0 | 0 | 0 | 0 | 0
F8_Commercial_OR - Miscellaneous_Existing_Water Heating_Natural Gas_Water Heater - Motion Control Faucet_A_Achievable Economic UCT Potential | F8 | Commercial | OR - Miscellaneous | Existing | Water Heating | Natural Gas | Water Heater - Motion Control Faucet | A | Cumulative Summer Peak Savings (MW) | Achievable Economic UCT Potential | 0 | 0 | 0 | 0 | 0 | 0 | 0 | 0 | 0 | 0 | 0 | 0 | 0 | 0 | 0 | 0 | 0 | 0 | 0 | 0 | 0 | 0 | 0 | 0 | 0 | 0 | 0
F9_Commercial_OR - Miscellaneous_Existing_Water Heating_Natural Gas_Water Heater - Motion Control Faucet_A_Achievable Economic UCT Potential | F9 | Commercial | OR - Miscellaneous | Existing | Water Heating | Natural Gas | Water Heater - Motion Control Faucet | A | Cumulative Winter Peak Savings (MW) | Achievable Economic UCT Potential | 0 | 0 | 0 | 0 | 0 | 0 | 0 | 0 | 0 | 0 | 0 | 0 | 0 | 0 | 0 | 0 | 0 | 0 | 0 | 0 | 0 | 0 | 0 | 0 | 0 | 0 | 0
F10_Commercial_OR - Miscellaneous_Existing_Water Heating_Natural Gas_Water Heater - Motion Control Faucet_A_Achievable Economic UCT Potential | F10 | Commercial | OR - Miscellaneous | Existing | Water Heating | Natural Gas | Water Heater - Motion Control Faucet | A | Purchases (Incremental) | Achievable Economic UCT Potential | 0 | 0 | 0 | 0 | 0 | 0 | 0 | 0 | 0 | 0 | 0 | 0 | 0 | 0 | 0 | 0 | 0 | 0 | 0 | 0 | 0 | 0 | 0 | 0 | 0 | 0 | 0
F11_Commercial_OR - Miscellaneous_Existing_Water Heating_Natural Gas_Water Heater - Motion Control Faucet_A_Achievable Economic UCT Potential | F11 | Commercial | OR - Miscellaneous | Existing | Water Heating | Natural Gas | Water Heater - Motion Control Faucet | A | Purchases (Cumulative) | Achievable Economic UCT Potential | 0 | 0 | 0 | 0 | 0 | 0 | 0 | 0 | 0 | 0 | 0 | 0 | 0 | 0 | 0 | 0 | 0 | 0 | 0 | 0 | 0 | 0 | 0 | 0 | 0 | 0 | 0
F1_Commercial_OR - Miscellaneous_Existing_Water Heating_Natural Gas_Water Heater - Solar System_A_Achievable Economic UCT Potential | F1 | Commercial | OR - Miscellaneous | Existing | Water Heating | Natural Gas | Water Heater - Solar System | A | Integrated Unit Energy Savings (kWh or therms) | Achievable Economic UCT Potential | 0 | 0 | 38.547 | 37.7556 | 37.0296 | 36.341 | 35.6878 | 35.0567 | 34.4797 | 33.9506 | 33.4683 | 33.0422 | 32.6946 | 32.4219 | 32.2456 | 32.0652 | 31.9285 | 31.8199 | 31.7347 | 31.6662 | 31.6175 | 31.583 | 31.5585 | 31.541 | 31.5174 | 31.5115 | 31.5067
F2_Commercial_OR - Miscellaneous_Existing_Water Heating_Natural Gas_Water Heater - Solar System_A_Achievable Economic UCT Potential | F2 | Commercial | OR - Miscellaneous | Existing | Water Heating | Natural Gas | Water Heater - Solar System | A | Integrated Unit Summer Peak Savings (kW) | Achievable Economic UCT Potential | 0 | 0 | 0 | 0 | 0 | 0 | 0 | 0 | 0 | 0 | 0 | 0 | 0 | 0 | 0 | 0 | 0 | 0 | 0 | 0 | 0 | 0 | 0 | 0 | 0 | 0 | 0
F3_Commercial_OR - Miscellaneous_Existing_Water Heating_Natural Gas_Water Heater - Solar System_A_Achievable Economic UCT Potential | F3 | Commercial | OR - Miscellaneous | Existing | Water Heating | Natural Gas | Water Heater - Solar System | A | Integrated Unit Winter Peak Savings (kW) | Achievable Economic UCT Potential | 0 | 0 | 0 | 0 | 0 | 0 | 0 | 0 | 0 | 0 | 0 | 0 | 0 | 0 | 0 | 0 | 0 | 0 | 0 | 0 | 0 | 0 | 0 | 0 | 0 | 0 | 0
F4_Commercial_OR - Miscellaneous_Existing_Water Heating_Natural Gas_Water Heater - Solar System_A_Achievable Economic UCT Potential | F4 | Commercial | OR - Miscellaneous | Existing | Water Heating | Natural Gas | Water Heater - Solar System | A | Incremental Energy Savings (MWh or mTherms) | Achievable Economic UCT Potential | 0 | 0 | 0.038151 | 0.043657 | 0.05026 | 0.055313 | 0.060213 | 0.067549 | 0.071499 | 0.070807 | 0.069883 | 0.061255 | 0.047584 | 0.032476 | 0.019239 | 0.011618 | 0 | 0 | 0 | 0 | 0 | 0 | 0 | 0 | 0 | 0 | 0
F5_Commercial_OR - Miscellaneous_Existing_Water Heating_Natural Gas_Water Heater - Solar System_A_Achievable Economic UCT Potential | F5 | Commercial | OR - Miscellaneous | Existing | Water Heating | Natural Gas | Water Heater - Solar System | A | Incremental Summer Peak Savings (MW) | Achievable Economic UCT Potential | 0 | 0 | 0 | 0 | 0 | 0 | 0 | 0 | 0 | 0 | 0 | 0 | 0 | 0 | 0 | 0 | 0 | 0 | 0 | 0 | 0 | 0 | 0 | 0 | 0 | 0 | 0
F6_Commercial_OR - Miscellaneous_Existing_Water Heating_Natural Gas_Water Heater - Solar System_A_Achievable Economic UCT Potential | F6 | Commercial | OR - Miscellaneous | Existing | Water Heating | Natural Gas | Water Heater - Solar System | A | Incremental Winter Peak Savings (MW) | Achievable Economic UCT Potential | 0 | 0 | 0 | 0 | 0 | 0 | 0 | 0 | 0 | 0 | 0 | 0 | 0 | 0 | 0 | 0 | 0 | 0 | 0 | 0 | 0 | 0 | 0 | 0 | 0 | 0 | 0
F7_Commercial_OR - Miscellaneous_Existing_Water Heating_Natural Gas_Water Heater - Solar System_A_Achievable Economic UCT Potential | F7 | Commercial | OR - Miscellaneous | Existing | Water Heating | Natural Gas | Water Heater - Solar System | A | Cumulative Energy Savings (MWh or mTherms) | Achievable Economic UCT Potential | 0 | 0 | 0.038151 | 0.081025 | 0.12973 | 0.18263 | 0.23956 | 0.30287 | 0.36938 | 0.43452 | 0.49823 | 0.55315 | 0.59491 | 0.62242 | 0.63828 | 0.64633 | 0.64357 | 0.64138 | 0.63966 | 0.63828 | 0.6373 | 0.63661 | 0.63611 | 0.63576 | 0.63528 | 0.63516 | 0.63507
F8_Commercial_OR - Miscellaneous_Existing_Water Heating_Natural Gas_Water Heater - Solar System_A_Achievable Economic UCT Potential | F8 | Commercial | OR - Miscellaneous | Existing | Water Heating | Natural Gas | Water Heater - Solar System | A | Cumulative Summer Peak Savings (MW) | Achievable Economic UCT Potential | 0 | 0 | 0 | 0 | 0 | 0 | 0 | 0 | 0 | 0 | 0 | 0 | 0 | 0 | 0 | 0 | 0 | 0 | 0 | 0 | 0 | 0 | 0 | 0 | 0 | 0 | 0
F9_Commercial_OR - Miscellaneous_Existing_Water Heating_Natural Gas_Water Heater - Solar System_A_Achievable Economic UCT Potential | F9 | Commercial | OR - Miscellaneous | Existing | Water Heating | Natural Gas | Water Heater - Solar System | A | Cumulative Winter Peak Savings (MW) | Achievable Economic UCT Potential | 0 | 0 | 0 | 0 | 0 | 0 | 0 | 0 | 0 | 0 | 0 | 0 | 0 | 0 | 0 | 0 | 0 | 0 | 0 | 0 | 0 | 0 | 0 | 0 | 0 | 0 | 0
F10_Commercial_OR - Miscellaneous_Existing_Water Heating_Natural Gas_Water Heater - Solar System_A_Achievable Economic UCT Potential | F10 | Commercial | OR - Miscellaneous | Existing | Water Heating | Natural Gas | Water Heater - Solar System | A | Purchases (Incremental) | Achievable Economic UCT Potential | 0 | 0 | 0.98973 | 1.1563 | 1.3573 | 1.5221 | 1.6872 | 1.9268 | 2.0736 | 2.0856 | 2.088 | 1.8538 | 1.4554 | 1.0017 | 0.59663 | 0.36234 | 0 | 0 | 0 | 0 | 0 | 0 | 0 | 0 | 0 | 0 | 0
F11_Commercial_OR - Miscellaneous_Existing_Water Heating_Natural Gas_Water Heater - Solar System_A_Achievable Economic UCT Potential | F11 | Commercial | OR - Miscellaneous | Existing | Water Heating | Natural Gas | Water Heater - Solar System | A | Purchases (Cumulative) | Achievable Economic UCT Potential | 0 | 0 | 0.98973 | 2.146 | 3.5033 | 5.0254 | 6.7126 | 8.6394 | 10.7131 | 12.7987 | 14.8867 | 16.7406 | 18.196 | 19.1976 | 19.7943 | 20.1566 | 20.1566 | 20.1566 | 20.1566 | 20.1566 | 20.1566 | 20.1566 | 20.1566 | 20.1566 | 20.1566 | 20.1566 | 20.1566
F1_Commercial_OR - Miscellaneous_Existing_Water Heating_Natural Gas_Commercial Laundry - Ozone Treatment_A_Achievable Economic UCT Potential | F1 | Commercial | OR - Miscellaneous | Existing | Water Heating | Natural Gas | Commercial Laundry - Ozone Treatment | A | Integrated Unit Energy Savings (kWh or therms) | Achievable Economic UCT Potential | 0 | 0 | 144.7755 | 141.1589 | 137.7927 | 134.8161 | 132.2182 | 129.6845 | 127.3426 | 125.1835 | 123.2031 | 121.458 | 120.0431 | 118.9484 | 118.2464 | 117.5514 | 117.0502 | 116.652 | 116.3398 | 116.0886 | 115.9101 | 115.7836 | 115.6938 | 115.6296 | 115.5431 | 115.5213 | 115.5039
F2_Commercial_OR - Miscellaneous_Existing_Water Heating_Natural Gas_Commercial Laundry - Ozone Treatment_A_Achievable Economic UCT Potential | F2 | Commercial | OR - Miscellaneous | Existing | Water Heating | Natural Gas | Commercial Laundry - Ozone Treatment | A | Integrated Unit Summer Peak Savings (kW) | Achievable Economic UCT Potential | 0 | 0 | 0 | 0 | 0 | 0 | 0 | 0 | 0 | 0 | 0 | 0 | 0 | 0 | 0 | 0 | 0 | 0 | 0 | 0 | 0 | 0 | 0 | 0 | 0 | 0 | 0
F3_Commercial_OR - Miscellaneous_Existing_Water Heating_Natural Gas_Commercial Laundry - Ozone Treatment_A_Achievable Economic UCT Potential | F3 | Commercial | OR - Miscellaneous | Existing | Water Heating | Natural Gas | Commercial Laundry - Ozone Treatment | A | Integrated Unit Winter Peak Savings (kW) | Achievable Economic UCT Potential | 0 | 0 | 0 | 0 | 0 | 0 | 0 | 0 | 0 | 0 | 0 | 0 | 0 | 0 | 0 | 0 | 0 | 0 | 0 | 0 | 0 | 0 | 0 | 0 | 0 | 0 | 0
F4_Commercial_OR - Miscellaneous_Existing_Water Heating_Natural Gas_Commercial Laundry - Ozone Treatment_A_Achievable Economic UCT Potential | F4 | Commercial | OR - Miscellaneous | Existing | Water Heating | Natural Gas | Commercial Laundry - Ozone Treatment | A | Incremental Energy Savings (MWh or mTherms) | Achievable Economic UCT Potential | 0 | 0 | 0 | 0 | 0 | 0 | 0 | 0 | 0 | 0 | 0 | 0 | 0 | 0 | 0 | 0 | 0 | 0 | 0 | 0 | 0 | 0 | 0 | 0 | 0 | 0 | 0
F5_Commercial_OR - Miscellaneous_Existing_Water Heating_Natural Gas_Commercial Laundry - Ozone Treatment_A_Achievable Economic UCT Potential | F5 | Commercial | OR - Miscellaneous | Existing | Water Heating | Natural Gas | Commercial Laundry - Ozone Treatment | A | Incremental Summer Peak Savings (MW) | Achievable Economic UCT Potential | 0 | 0 | 0 | 0 | 0 | 0 | 0 | 0 | 0 | 0 | 0 | 0 | 0 | 0 | 0 | 0 | 0 | 0 | 0 | 0 | 0 | 0 | 0 | 0 | 0 | 0 | 0
F6_Commercial_OR - Miscellaneous_Existing_Water Heating_Natural Gas_Commercial Laundry - Ozone Treatment_A_Achievable Economic UCT Potential | F6 | Commercial | OR - Miscellaneous | Existing | Water Heating | Natural Gas | Commercial Laundry - Ozone Treatment | A | Incremental Winter Peak Savings (MW) | Achievable Economic UCT Potential | 0 | 0 | 0 | 0 | 0 | 0 | 0 | 0 | 0 | 0 | 0 | 0 | 0 | 0 | 0 | 0 | 0 | 0 | 0 | 0 | 0 | 0 | 0 | 0 | 0 | 0 | 0
F7_Commercial_OR - Miscellaneous_Existing_Water Heating_Natural Gas_Commercial Laundry - Ozone Treatment_A_Achievable Economic UCT Potential | F7 | Commercial | OR - Miscellaneous | Existing | Water Heating | Natural Gas | Commercial Laundry - Ozone Treatment | A | Cumulative Energy Savings (MWh or mTherms) | Achievable Economic UCT Potential | 0 | 0 | 0 | 0 | 0 | 0 | 0 | 0 | 0 | 0 | 0 | 0 | 0 | 0 | 0 | 0 | 0 | 0 | 0 | 0 | 0 | 0 | 0 | 0 | 0 | 0 | 0
F8_Commercial_OR - Miscellaneous_Existing_Water Heating_Natural Gas_Commercial Laundry - Ozone Treatment_A_Achievable Economic UCT Potential | F8 | Commercial | OR - Miscellaneous | Existing | Water Heating | Natural Gas | Commercial Laundry - Ozone Treatment | A | Cumulative Summer Peak Savings (MW) | Achievable Economic UCT Potential | 0 | 0 | 0 | 0 | 0 | 0 | 0 | 0 | 0 | 0 | 0 | 0 | 0 | 0 | 0 | 0 | 0 | 0 | 0 | 0 | 0 | 0 | 0 | 0 | 0 | 0 | 0
F9_Commercial_OR - Miscellaneous_Existing_Water Heating_Natural Gas_Commercial Laundry - Ozone Treatment_A_Achievable Economic UCT Potential | F9 | Commercial | OR - Miscellaneous | Existing | Water Heating | Natural Gas | Commercial Laundry - Ozone Treatment | A | Cumulative Winter Peak Savings (MW) | Achievable Economic UCT Potential | 0 | 0 | 0 | 0 | 0 | 0 | 0 | 0 | 0 | 0 | 0 | 0 | 0 | 0 | 0 | 0 | 0 | 0 | 0 | 0 | 0 | 0 | 0 | 0 | 0 | 0 | 0
F10_Commercial_OR - Miscellaneous_Existing_Water Heating_Natural Gas_Commercial Laundry - Ozone Treatment_A_Achievable Economic UCT Potential | F10 | Commercial | OR - Miscellaneous | Existing | Water Heating | Natural Gas | Commercial Laundry - Ozone Treatment | A | Purchases (Incremental) | Achievable Economic UCT Potential | 0 | 0 | 0 | 0 | 0 | 0 | 0 | 0 | 0 | 0 | 0 | 0 | 0 | 0 | 0 | 0 | 0 | 0 | 0 | 0 | 0 | 0 | 0 | 0 | 0 | 0 | 0
F11_Commercial_OR - Miscellaneous_Existing_Water Heating_Natural Gas_Commercial Laundry - Ozone Treatment_A_Achievable Economic UCT Potential | F11 | Commercial | OR - Miscellaneous | Existing | Water Heating | Natural Gas | Commercial Laundry - Ozone Treatment | A | Purchases (Cumulative) | Achievable Economic UCT Potential | 0 | 0 | 0 | 0 | 0 | 0 | 0 | 0 | 0 | 0 | 0 | 0 | 0 | 0 | 0 | 0 | 0 | 0 | 0 | 0 | 0 | 0 | 0 | 0 | 0 | 0 | 0
F1_Commercial_OR - Miscellaneous_Existing_Water Heating_Natural Gas_Commercial Laundry - ENERGY STAR Washer_A_Achievable Economic UCT Potential | F1 | Commercial | OR - Miscellaneous | Existing | Water Heating | Natural Gas | Commercial Laundry - ENERGY STAR Washer | A | Integrated Unit Energy Savings (kWh or therms) | Achievable Economic UCT Potential | 0 | 0 | 34.0008 | 33.1516 | 32.3613 | 31.6625 | 31.0526 | 30.4578 | 29.9081 | 29.4014 | 28.9364 | 28.5266 | 28.1943 | 27.9372 | 27.7723 | 27.6091 | 27.4913 | 27.3978 | 27.3245 | 27.2655 | 27.2236 | 27.1939 | 27.1728 | 27.1577 | 27.1374 | 27.1323 | 27.1282
F2_Commercial_OR - Miscellaneous_Existing_Water Heating_Natural Gas_Commercial Laundry - ENERGY STAR Washer_A_Achievable Economic UCT Potential | F2 | Commercial | OR - Miscellaneous | Existing | Water Heating | Natural Gas | Commercial Laundry - ENERGY STAR Washer | A | Integrated Unit Summer Peak Savings (kW) | Achievable Economic UCT Potential | 0 | 0 | 0 | 0 | 0 | 0 | 0 | 0 | 0 | 0 | 0 | 0 | 0 | 0 | 0 | 0 | 0 | 0 | 0 | 0 | 0 | 0 | 0 | 0 | 0 | 0 | 0
F3_Commercial_OR - Miscellaneous_Existing_Water Heating_Natural Gas_Commercial Laundry - ENERGY STAR Washer_A_Achievable Economic UCT Potential | F3 | Commercial | OR - Miscellaneous | Existing | Water Heating | Natural Gas | Commercial Laundry - ENERGY STAR Washer | A | Integrated Unit Winter Peak Savings (kW) | Achievable Economic UCT Potential | 0 | 0 | 0 | 0 | 0 | 0 | 0 | 0 | 0 | 0 | 0 | 0 | 0 | 0 | 0 | 0 | 0 | 0 | 0 | 0 | 0 | 0 | 0 | 0 | 0 | 0 | 0
F4_Commercial_OR - Miscellaneous_Existing_Water Heating_Natural Gas_Commercial Laundry - ENERGY STAR Washer_A_Achievable Economic UCT Potential | F4 | Commercial | OR - Miscellaneous | Existing | Water Heating | Natural Gas | Commercial Laundry - ENERGY STAR Washer | A | Incremental Energy Savings (MWh or mTherms) | Achievable Economic UCT Potential | 0 | 0 | 0 | 0.00025497 | 0.00030457 | 0.00034592 | 0.00038697 | 0.00044374 | 0.00047801 | 0.00048005 | 0.00022268 | 0.00010882 | 0 | 0 | 0 | 0 | 0 | 0 | 0 | 0 | 0 | 0 | 0 | 0 | 0 | 0 | 0
F5_Commercial_OR - Miscellaneous_Existing_Water Heating_Natural Gas_Commercial Laundry - ENERGY STAR Washer_A_Achievable Economic UCT Potential | F5 | Commercial | OR - Miscellaneous | Existing | Water Heating | Natural Gas | Commercial Laundry - ENERGY STAR Washer | A | Incremental Summer Peak Savings (MW) | Achievable Economic UCT Potential | 0 | 0 | 0 | 0 | 0 | 0 | 0 | 0 | 0 | 0 | 0 | 0 | 0 | 0 | 0 | 0 | 0 | 0 | 0 | 0 | 0 | 0 | 0 | 0 | 0 | 0 | 0
F6_Commercial_OR - Miscellaneous_Existing_Water Heating_Natural Gas_Commercial Laundry - ENERGY STAR Washer_A_Achievable Economic UCT Potential | F6 | Commercial | OR - Miscellaneous | Existing | Water Heating | Natural Gas | Commercial Laundry - ENERGY STAR Washer | A | Incremental Winter Peak Savings (MW) | Achievable Economic UCT Potential | 0 | 0 | 0 | 0 | 0 | 0 | 0 | 0 | 0 | 0 | 0 | 0 | 0 | 0 | 0 | 0 | 0 | 0 | 0 | 0 | 0 | 0 | 0 | 0 | 0 | 0 | 0
F7_Commercial_OR - Miscellaneous_Existing_Water Heating_Natural Gas_Commercial Laundry - ENERGY STAR Washer_A_Achievable Economic UCT Potential | F7 | Commercial | OR - Miscellaneous | Existing | Water Heating | Natural Gas | Commercial Laundry - ENERGY STAR Washer | A | Cumulative Energy Savings (MWh or mTherms) | Achievable Economic UCT Potential | 0 | 0 | 0 | 0.00025497 | 0.00055346 | 0.00088743 | 0.0012573 | 0.001677 | 0.0021247 | 0.0025688 | 0.0027508 | 0.0028207 | 0.0027878 | 0.0027624 | 0.0027461 | 0.0027299 | 0.0027183 | 0.0027091 | 0.0027018 | 0.002696 | 0.0026918 | 0.0026889 | 0.0026868 | 0.0026853 | 0.0026833 | 0.0026828 | 0.0026824
F8_Commercial_OR - Miscellaneous_Existing_Water Heating_Natural Gas_Commercial Laundry - ENERGY STAR Washer_A_Achievable Economic UCT Potential | F8 | Commercial | OR - Miscellaneous | Existing | Water Heating | Natural Gas | Commercial Laundry - ENERGY STAR Washer | A | Cumulative Summer Peak Savings (MW) | Achievable Economic UCT Potential | 0 | 0 | 0 | 0 | 0 | 0 | 0 | 0 | 0 | 0 | 0 | 0 | 0 | 0 | 0 | 0 | 0 | 0 | 0 | 0 | 0 | 0 | 0 | 0 | 0 | 0 | 0
F9_Commercial_OR - Miscellaneous_Existing_Water Heating_Natural Gas_Commercial Laundry - ENERGY STAR Washer_A_Achievable Economic UCT Potential | F9 | Commercial | OR - Miscellaneous | Existing | Water Heating | Natural Gas | Commercial Laundry - ENERGY STAR Washer | A | Cumulative Winter Peak Savings (MW) | Achievable Economic UCT Potential | 0 | 0 | 0 | 0 | 0 | 0 | 0 | 0 | 0 | 0 | 0 | 0 | 0 | 0 | 0 | 0 | 0 | 0 | 0 | 0 | 0 | 0 | 0 | 0 | 0 | 0 | 0
F10_Commercial_OR - Miscellaneous_Existing_Water Heating_Natural Gas_Commercial Laundry - ENERGY STAR Washer_A_Achievable Economic UCT Potential | F10 | Commercial | OR - Miscellaneous | Existing | Water Heating | Natural Gas | Commercial Laundry - ENERGY STAR Washer | A | Purchases (Incremental) | Achievable Economic UCT Potential | 0 | 0 | 0 | 0.007691 | 0.0094115 | 0.010925 | 0.012462 | 0.014569 | 0.015983 | 0.016327 | 0.0076956 | 0.0038146 | 0 | 0 | 0 | 0 | 0 | 0 | 0 | 0 | 0 | 0 | 0 | 0 | 0 | 0 | 0
F11_Commercial_OR - Miscellaneous_Existing_Water Heating_Natural Gas_Commercial Laundry - ENERGY STAR Washer_A_Achievable Economic UCT Potential | F11 | Commercial | OR - Miscellaneous | Existing | Water Heating | Natural Gas | Commercial Laundry - ENERGY STAR Washer | A | Purchases (Cumulative) | Achievable Economic UCT Potential | 0 | 0 | 0 | 0.007691 | 0.017102 | 0.028028 | 0.040489 | 0.055058 | 0.071041 | 0.087368 | 0.095064 | 0.098879 | 0.098879 | 0.098879 | 0.098879 | 0.098879 | 0.098879 | 0.098879 | 0.098879 | 0.098879 | 0.098879 | 0.098879 | 0.098879 | 0.098879 | 0.098879 | 0.098879 | 0.098879
F1_Commercial_OR - Miscellaneous_Existing_Water Heating_Natural Gas_Water Heater - Efficient Dishwasher_A_Achievable Economic UCT Potential | F1 | Commercial | OR - Miscellaneous | Existing | Water Heating | Natural Gas | Water Heater - Efficient Dishwasher | A | Integrated Unit Energy Savings (kWh or therms) | Achievable Economic UCT Potential | 0 | 0 | 98.4499 | 95.9906 | 93.7015 | 91.6774 | 89.9108 | 88.1878 | 86.5953 | 85.1271 | 83.7804 | 82.5936 | 81.6315 | 80.8871 | 80.4097 | 79.9371 | 79.5962 | 79.3255 | 79.1132 | 78.9424 | 78.821 | 78.735 | 78.6739 | 78.6303 | 78.5714 | 78.5566 | 78.5447
F2_Commercial_OR - Miscellaneous_Existing_Water Heating_Natural Gas_Water Heater - Efficient Dishwasher_A_Achievable Economic UCT Potential | F2 | Commercial | OR - Miscellaneous | Existing | Water Heating | Natural Gas | Water Heater - Efficient Dishwasher | A | Integrated Unit Summer Peak Savings (kW) | Achievable Economic UCT Potential | 0 | 0 | 0 | 0 | 0 | 0 | 0 | 0 | 0 | 0 | 0 | 0 | 0 | 0 | 0 | 0 | 0 | 0 | 0 | 0 | 0 | 0 | 0 | 0 | 0 | 0 | 0
F3_Commercial_OR - Miscellaneous_Existing_Water Heating_Natural Gas_Water Heater - Efficient Dishwasher_A_Achievable Economic UCT Potential | F3 | Commercial | OR - Miscellaneous | Existing | Water Heating | Natural Gas | Water Heater - Efficient Dishwasher | A | Integrated Unit Winter Peak Savings (kW) | Achievable Economic UCT Potential | 0 | 0 | 0 | 0 | 0 | 0 | 0 | 0 | 0 | 0 | 0 | 0 | 0 | 0 | 0 | 0 | 0 | 0 | 0 | 0 | 0 | 0 | 0 | 0 | 0 | 0 | 0
F4_Commercial_OR - Miscellaneous_Existing_Water Heating_Natural Gas_Water Heater - Efficient Dishwasher_A_Achievable Economic UCT Potential | F4 | Commercial | OR - Miscellaneous | Existing | Water Heating | Natural Gas | Water Heater - Efficient Dishwasher | A | Incremental Energy Savings (MWh or mTherms) | Achievable Economic UCT Potential | 0 | 0 | 0 | 0 | 0 | 0 | 0.13914 | 0.15956 | 0.17188 | 0.17261 | 0.16009 | 0.13566 | 0.10376 | 0.070557 | 0.041973 | 0.019489 | 0 | 0 | 0 | 0 | 0 | 0 | 0 | 0 | 0 | 0 | 0
F5_Commercial_OR - Miscellaneous_Existing_Water Heating_Natural Gas_Water Heater - Efficient Dishwasher_A_Achievable Economic UCT Potential | F5 | Commercial | OR - Miscellaneous | Existing | Water Heating | Natural Gas | Water Heater - Efficient Dishwasher | A | Incremental Summer Peak Savings (MW) | Achievable Economic UCT Potential | 0 | 0 | 0 | 0 | 0 | 0 | 0 | 0 | 0 | 0 | 0 | 0 | 0 | 0 | 0 | 0 | 0 | 0 | 0 | 0 | 0 | 0 | 0 | 0 | 0 | 0 | 0
F6_Commercial_OR - Miscellaneous_Existing_Water Heating_Natural Gas_Water Heater - Efficient Dishwasher_A_Achievable Economic UCT Potential | F6 | Commercial | OR - Miscellaneous | Existing | Water Heating | Natural Gas | Water Heater - Efficient Dishwasher | A | Incremental Winter Peak Savings (MW) | Achievable Economic UCT Potential | 0 | 0 | 0 | 0 | 0 | 0 | 0 | 0 | 0 | 0 | 0 | 0 | 0 | 0 | 0 | 0 | 0 | 0 | 0 | 0 | 0 | 0 | 0 | 0 | 0 | 0 | 0
F7_Commercial_OR - Miscellaneous_Existing_Water Heating_Natural Gas_Water Heater - Efficient Dishwasher_A_Achievable Economic UCT Potential | F7 | Commercial | OR - Miscellaneous | Existing | Water Heating | Natural Gas | Water Heater - Efficient Dishwasher | A | Cumulative Energy Savings (MWh or mTherms) | Achievable Economic UCT Potential | 0 | 0 | 0 | 0 | 0 | 0 | 0.13914 | 0.29604 | 0.46257 | 0.62733 | 0.7775 | 0.90214 | 0.99539 | 1.0569 | 1.0926 | 1.1057 | 1.101 | 1.0972 | 1.0943 | 1.0919 | 1.0902 | 1.089 | 1.0882 | 1.0876 | 1.0868 | 1.0866 | 1.0864
F8_Commercial_OR - Miscellaneous_Existing_Water Heating_Natural Gas_Water Heater - Efficient Dishwasher_A_Achievable Economic UCT Potential | F8 | Commercial | OR - Miscellaneous | Existing | Water Heating | Natural Gas | Water Heater - Efficient Dishwasher | A | Cumulative Summer Peak Savings (MW) | Achievable Economic UCT Potential | 0 | 0 | 0 | 0 | 0 | 0 | 0 | 0 | 0 | 0 | 0 | 0 | 0 | 0 | 0 | 0 | 0 | 0 | 0 | 0 | 0 | 0 | 0 | 0 | 0 | 0 | 0
F9_Commercial_OR - Miscellaneous_Existing_Water Heating_Natural Gas_Water Heater - Efficient Dishwasher_A_Achievable Economic UCT Potential | F9 | Commercial | OR - Miscellaneous | Existing | Water Heating | Natural Gas | Water Heater - Efficient Dishwasher | A | Cumulative Winter Peak Savings (MW) | Achievable Economic UCT Potential | 0 | 0 | 0 | 0 | 0 | 0 | 0 | 0 | 0 | 0 | 0 | 0 | 0 | 0 | 0 | 0 | 0 | 0 | 0 | 0 | 0 | 0 | 0 | 0 | 0 | 0 | 0
F10_Commercial_OR - Miscellaneous_Existing_Water Heating_Natural Gas_Water Heater - Efficient Dishwasher_A_Achievable Economic UCT Potential | F10 | Commercial | OR - Miscellaneous | Existing | Water Heating | Natural Gas | Water Heater - Efficient Dishwasher | A | Purchases (Incremental) | Achievable Economic UCT Potential | 0 | 0 | 0 | 0 | 0 | 0 | 1.5476 | 1.8093 | 1.9848 | 2.0276 | 1.9108 | 1.6425 | 1.271 | 0.87229 | 0.52198 | 0.2438 | 0 | 0 | 0 | 0 | 0 | 0 | 0 | 0 | 0 | 0 | 0
F11_Commercial_OR - Miscellaneous_Existing_Water Heating_Natural Gas_Water Heater - Efficient Dishwasher_A_Achievable Economic UCT Potential | F11 | Commercial | OR - Miscellaneous | Existing | Water Heating | Natural Gas | Water Heater - Efficient Dishwasher | A | Purchases (Cumulative) | Achievable Economic UCT Potential | 0 | 0 | 0 | 0 | 0 | 0 | 1.5476 | 3.3569 | 5.3417 | 7.3694 | 9.2802 | 10.9227 | 12.1937 | 13.066 | 13.588 | 13.8318 | 13.8318 | 13.8318 | 13.8318 | 13.8318 | 13.8318 | 13.8318 | 13.8318 | 13.8318 | 13.8318 | 13.8318 | 13.8318
F1_Commercial_OR - Miscellaneous_Existing_Water Heating_Natural Gas_Commercial Laundry - Alternative Dry-Cleaning Methods_A_Achievable Economic UCT Potential | F1 | Commercial | OR - Miscellaneous | Existing | Water Heating | Natural Gas | Commercial Laundry - Alternative Dry-Cleaning Methods | A | Integrated Unit Energy Savings (kWh or therms) | Achievable Economic UCT Potential | 0 | 0 | 0 | 0 | 0 | 0 | 0 | 0 | 0 | 0 | 0 | 0 | 0 | 0 | 0 | 0 | 0 | 0 | 0 | 0 | 0 | 0 | 0 | 0 | 0 | 0 | 0
F2_Commercial_OR - Miscellaneous_Existing_Water Heating_Natural Gas_Commercial Laundry - Alternative Dry-Cleaning Methods_A_Achievable Economic UCT Potential | F2 | Commercial | OR - Miscellaneous | Existing | Water Heating | Natural Gas | Commercial Laundry - Alternative Dry-Cleaning Methods | A | Integrated Unit Summer Peak Savings (kW) | Achievable Economic UCT Potential | 0 | 0 | 0 | 0 | 0 | 0 | 0 | 0 | 0 | 0 | 0 | 0 | 0 | 0 | 0 | 0 | 0 | 0 | 0 | 0 | 0 | 0 | 0 | 0 | 0 | 0 | 0
F3_Commercial_OR - Miscellaneous_Existing_Water Heating_Natural Gas_Commercial Laundry - Alternative Dry-Cleaning Methods_A_Achievable Economic UCT Potential | F3 | Commercial | OR - Miscellaneous | Existing | Water Heating | Natural Gas | Commercial Laundry - Alternative Dry-Cleaning Methods | A | Integrated Unit Winter Peak Savings (kW) | Achievable Economic UCT Potential | 0 | 0 | 0 | 0 | 0 | 0 | 0 | 0 | 0 | 0 | 0 | 0 | 0 | 0 | 0 | 0 | 0 | 0 | 0 | 0 | 0 | 0 | 0 | 0 | 0 | 0 | 0
F4_Commercial_OR - Miscellaneous_Existing_Water Heating_Natural Gas_Commercial Laundry - Alternative Dry-Cleaning Methods_A_Achievable Economic UCT Potential | F4 | Commercial | OR - Miscellaneous | Existing | Water Heating | Natural Gas | Commercial Laundry - Alternative Dry-Cleaning Methods | A | Incremental Energy Savings (MWh or mTherms) | Achievable Economic UCT Potential | 0 | 0 | 0 | 0 | 0 | 0 | 0 | 0 | 0 | 0 | 0 | 0 | 0 | 0 | 0 | 0 | 0 | 0 | 0 | 0 | 0 | 0 | 0 | 0 | 0 | 0 | 0
F5_Commercial_OR - Miscellaneous_Existing_Water Heating_Natural Gas_Commercial Laundry - Alternative Dry-Cleaning Methods_A_Achievable Economic UCT Potential | F5 | Commercial | OR - Miscellaneous | Existing | Water Heating | Natural Gas | Commercial Laundry - Alternative Dry-Cleaning Methods | A | Incremental Summer Peak Savings (MW) | Achievable Economic UCT Potential | 0 | 0 | 0 | 0 | 0 | 0 | 0 | 0 | 0 | 0 | 0 | 0 | 0 | 0 | 0 | 0 | 0 | 0 | 0 | 0 | 0 | 0 | 0 | 0 | 0 | 0 | 0
F6_Commercial_OR - Miscellaneous_Existing_Water Heating_Natural Gas_Commercial Laundry - Alternative Dry-Cleaning Methods_A_Achievable Economic UCT Potential | F6 | Commercial | OR - Miscellaneous | Existing | Water Heating | Natural Gas | Commercial Laundry - Alternative Dry-Cleaning Methods | A | Incremental Winter Peak Savings (MW) | Achievable Economic UCT Potential | 0 | 0 | 0 | 0 | 0 | 0 | 0 | 0 | 0 | 0 | 0 | 0 | 0 | 0 | 0 | 0 | 0 | 0 | 0 | 0 | 0 | 0 | 0 | 0 | 0 | 0 | 0
F7_Commercial_OR - Miscellaneous_Existing_Water Heating_Natural Gas_Commercial Laundry - Alternative Dry-Cleaning Methods_A_Achievable Economic UCT Potential | F7 | Commercial | OR - Miscellaneous | Existing | Water Heating | Natural Gas | Commercial Laundry - Alternative Dry-Cleaning Methods | A | Cumulative Energy Savings (MWh or mTherms) | Achievable Economic UCT Potential | 0 | 0 | 0 | 0 | 0 | 0 | 0 | 0 | 0 | 0 | 0 | 0 | 0 | 0 | 0 | 0 | 0 | 0 | 0 | 0 | 0 | 0 | 0 | 0 | 0 | 0 | 0
F8_Commercial_OR - Miscellaneous_Existing_Water Heating_Natural Gas_Commercial Laundry - Alternative Dry-Cleaning Methods_A_Achievable Economic UCT Potential | F8 | Commercial | OR - Miscellaneous | Existing | Water Heating | Natural Gas | Commercial Laundry - Alternative Dry-Cleaning Methods | A | Cumulative Summer Peak Savings (MW) | Achievable Economic UCT Potential | 0 | 0 | 0 | 0 | 0 | 0 | 0 | 0 | 0 | 0 | 0 | 0 | 0 | 0 | 0 | 0 | 0 | 0 | 0 | 0 | 0 | 0 | 0 | 0 | 0 | 0 | 0
F9_Commercial_OR - Miscellaneous_Existing_Water Heating_Natural Gas_Commercial Laundry - Alternative Dry-Cleaning Methods_A_Achievable Economic UCT Potential | F9 | Commercial | OR - Miscellaneous | Existing | Water Heating | Natural Gas | Commercial Laundry - Alternative Dry-Cleaning Methods | A | Cumulative Winter Peak Savings (MW) | Achievable Economic UCT Potential | 0 | 0 | 0 | 0 | 0 | 0 | 0 | 0 | 0 | 0 | 0 | 0 | 0 | 0 | 0 | 0 | 0 | 0 | 0 | 0 | 0 | 0 | 0 | 0 | 0 | 0 | 0
F10_Commercial_OR - Miscellaneous_Existing_Water Heating_Natural Gas_Commercial Laundry - Alternative Dry-Cleaning Methods_A_Achievable Economic UCT Potential | F10 | Commercial | OR - Miscellaneous | Existing | Water Heating | Natural Gas | Commercial Laundry - Alternative Dry-Cleaning Methods | A | Purchases (Incremental) | Achievable Economic UCT Potential | 0 | 0 | 0 | 0 | 0 | 0 | 0 | 0 | 0 | 0 | 0 | 0 | 0 | 0 | 0 | 0 | 0 | 0 | 0 | 0 | 0 | 0 | 0 | 0 | 0 | 0 | 0
F11_Commercial_OR - Miscellaneous_Existing_Water Heating_Natural Gas_Commercial Laundry - Alternative Dry-Cleaning Methods_A_Achievable Economic UCT Potential | F11 | Commercial | OR - Miscellaneous | Existing | Water Heating | Natural Gas | Commercial Laundry - Alternative Dry-Cleaning Methods | A | Purchases (Cumulative) | Achievable Economic UCT Potential | 0 | 0 | 0 | 0 | 0 | 0 | 0 | 0 | 0 | 0 | 0 | 0 | 0 | 0 | 0 | 0 | 0 | 0 | 0 | 0 | 0 | 0 | 0 | 0 | 0 | 0 | 0
F1_Commercial_OR - Miscellaneous_Existing_Space Heating_Natural Gas_Advanced Kitchen Ventilation Controls_A_Achievable Economic UCT Potential | F1 | Commercial | OR - Miscellaneous | Existing | Space Heating | Natural Gas | Advanced Kitchen Ventilation Controls | A | Integrated Unit Energy Savings (kWh or therms) | Achievable Economic UCT Potential | 0 | 0 | 0.059966 | 0.059735 | 0.059457 | 0.059139 | 0.058772 | 0.058349 | 0.057865 | 0.057317 | 0.056701 | 0.056023 | 0.055296 | 0.054537 | 0.053772 | 0.053026 | 0.052323 | 0.051679 | 0.051101 | 0.050592 | 0.050162 | 0.049765 | 0.049461 | 0.049171 | 0.048895 | 0.048631 | 0.048378
F2_Commercial_OR - Miscellaneous_Existing_Space Heating_Natural Gas_Advanced Kitchen Ventilation Controls_A_Achievable Economic UCT Potential | F2 | Commercial | OR - Miscellaneous | Existing | Space Heating | Natural Gas | Advanced Kitchen Ventilation Controls | A | Integrated Unit Summer Peak Savings (kW) | Achievable Economic UCT Potential | 0 | 0 | 0 | 0 | 0 | 0 | 0 | 0 | 0 | 0 | 0 | 0 | 0 | 0 | 0 | 0 | 0 | 0 | 0 | 0 | 0 | 0 | 0 | 0 | 0 | 0 | 0
F3_Commercial_OR - Miscellaneous_Existing_Space Heating_Natural Gas_Advanced Kitchen Ventilation Controls_A_Achievable Economic UCT Potential | F3 | Commercial | OR - Miscellaneous | Existing | Space Heating | Natural Gas | Advanced Kitchen Ventilation Controls | A | Integrated Unit Winter Peak Savings (kW) | Achievable Economic UCT Potential | 0 | 0 | 0 | 0 | 0 | 0 | 0 | 0 | 0 | 0 | 0 | 0 | 0 | 0 | 0 | 0 | 0 | 0 | 0 | 0 | 0 | 0 | 0 | 0 | 0 | 0 | 0
F4_Commercial_OR - Miscellaneous_Existing_Space Heating_Natural Gas_Advanced Kitchen Ventilation Controls_A_Achievable Economic UCT Potential | F4 | Commercial | OR - Miscellaneous | Existing | Space Heating | Natural Gas | Advanced Kitchen Ventilation Controls | A | Incremental Energy Savings (MWh or mTherms) | Achievable Economic UCT Potential | 0 | 0 | 0 | 0 | 0 | 0 | 0 | 0 | 0 | 0 | 0 | 0 | 0 | 0 | 0 | 0 | 0 | 0 | 0 | 0 | 0 | 0 | 0 | 0 | 0 | 0 | 0
F5_Commercial_OR - Miscellaneous_Existing_Space Heating_Natural Gas_Advanced Kitchen Ventilation Controls_A_Achievable Economic UCT Potential | F5 | Commercial | OR - Miscellaneous | Existing | Space Heating | Natural Gas | Advanced Kitchen Ventilation Controls | A | Incremental Summer Peak Savings (MW) | Achievable Economic UCT Potential | 0 | 0 | 0 | 0 | 0 | 0 | 0 | 0 | 0 | 0 | 0 | 0 | 0 | 0 | 0 | 0 | 0 | 0 | 0 | 0 | 0 | 0 | 0 | 0 | 0 | 0 | 0
F6_Commercial_OR - Miscellaneous_Existing_Space Heating_Natural Gas_Advanced Kitchen Ventilation Controls_A_Achievable Economic UCT Potential | F6 | Commercial | OR - Miscellaneous | Existing | Space Heating | Natural Gas | Advanced Kitchen Ventilation Controls | A | Incremental Winter Peak Savings (MW) | Achievable Economic UCT Potential | 0 | 0 | 0 | 0 | 0 | 0 | 0 | 0 | 0 | 0 | 0 | 0 | 0 | 0 | 0 | 0 | 0 | 0 | 0 | 0 | 0 | 0 | 0 | 0 | 0 | 0 | 0
F7_Commercial_OR - Miscellaneous_Existing_Space Heating_Natural Gas_Advanced Kitchen Ventilation Controls_A_Achievable Economic UCT Potential | F7 | Commercial | OR - Miscellaneous | Existing | Space Heating | Natural Gas | Advanced Kitchen Ventilation Controls | A | Cumulative Energy Savings (MWh or mTherms) | Achievable Economic UCT Potential | 0 | 0 | 0 | 0 | 0 | 0 | 0 | 0 | 0 | 0 | 0 | 0 | 0 | 0 | 0 | 0 | 0 | 0 | 0 | 0 | 0 | 0 | 0 | 0 | 0 | 0 | 0
F8_Commercial_OR - Miscellaneous_Existing_Space Heating_Natural Gas_Advanced Kitchen Ventilation Controls_A_Achievable Economic UCT Potential | F8 | Commercial | OR - Miscellaneous | Existing | Space Heating | Natural Gas | Advanced Kitchen Ventilation Controls | A | Cumulative Summer Peak Savings (MW) | Achievable Economic UCT Potential | 0 | 0 | 0 | 0 | 0 | 0 | 0 | 0 | 0 | 0 | 0 | 0 | 0 | 0 | 0 | 0 | 0 | 0 | 0 | 0 | 0 | 0 | 0 | 0 | 0 | 0 | 0
F9_Commercial_OR - Miscellaneous_Existing_Space Heating_Natural Gas_Advanced Kitchen Ventilation Controls_A_Achievable Economic UCT Potential | F9 | Commercial | OR - Miscellaneous | Existing | Space Heating | Natural Gas | Advanced Kitchen Ventilation Controls | A | Cumulative Winter Peak Savings (MW) | Achievable Economic UCT Potential | 0 | 0 | 0 | 0 | 0 | 0 | 0 | 0 | 0 | 0 | 0 | 0 | 0 | 0 | 0 | 0 | 0 | 0 | 0 | 0 | 0 | 0 | 0 | 0 | 0 | 0 | 0
F10_Commercial_OR - Miscellaneous_Existing_Space Heating_Natural Gas_Advanced Kitchen Ventilation Controls_A_Achievable Economic UCT Potential | F10 | Commercial | OR - Miscellaneous | Existing | Space Heating | Natural Gas | Advanced Kitchen Ventilation Controls | A | Purchases (Incremental) | Achievable Economic UCT Potential | 0 | 0 | 0 | 0 | 0 | 0 | 0 | 0 | 0 | 0 | 0 | 0 | 0 | 0 | 0 | 0 | 0 | 0 | 0 | 0 | 0 | 0 | 0 | 0 | 0 | 0 | 0
F11_Commercial_OR - Miscellaneous_Existing_Space Heating_Natural Gas_Advanced Kitchen Ventilation Controls_A_Achievable Economic UCT Potential | F11 | Commercial | OR - Miscellaneous | Existing | Space Heating | Natural Gas | Advanced Kitchen Ventilation Controls | A | Purchases (Cumulative) | Achievable Economic UCT Potential | 0 | 0 | 0 | 0 | 0 | 0 | 0 | 0 | 0 | 0 | 0 | 0 | 0 | 0 | 0 | 0 | 0 | 0 | 0 | 0 | 0 | 0 | 0 | 0 | 0 | 0 | 0
F1_Commercial_OR - Miscellaneous_Existing_Space Heating_Natural Gas_Infiltration Control - Loading Dock Sealing_A_Achievable Economic UCT Potential | F1 | Commercial | OR - Miscellaneous | Existing | Space Heating | Natural Gas | Infiltration Control - Loading Dock Sealing | A | Integrated Unit Energy Savings (kWh or therms) | Achievable Economic UCT Potential | 0 | 0 | 213.7567 | 211.8223 | 209.5549 | 207.0032 | 204.1158 | 200.9357 | 197.3659 | 193.4301 | 189.1746 | 184.6911 | 180.1352 | 175.5613 | 171.071 | 166.804 | 162.9025 | 159.5564 | 156.7918 | 154.4378 | 152.5946 | 150.8933 | 149.9611 | 149.0744 | 148.2288 | 147.4205 | 146.6454
F2_Commercial_OR - Miscellaneous_Existing_Space Heating_Natural Gas_Infiltration Control - Loading Dock Sealing_A_Achievable Economic UCT Potential | F2 | Commercial | OR - Miscellaneous | Existing | Space Heating | Natural Gas | Infiltration Control - Loading Dock Sealing | A | Integrated Unit Summer Peak Savings (kW) | Achievable Economic UCT Potential | 0 | 0 | 0 | 0 | 0 | 0 | 0 | 0 | 0 | 0 | 0 | 0 | 0 | 0 | 0 | 0 | 0 | 0 | 0 | 0 | 0 | 0 | 0 | 0 | 0 | 0 | 0
F3_Commercial_OR - Miscellaneous_Existing_Space Heating_Natural Gas_Infiltration Control - Loading Dock Sealing_A_Achievable Economic UCT Potential | F3 | Commercial | OR - Miscellaneous | Existing | Space Heating | Natural Gas | Infiltration Control - Loading Dock Sealing | A | Integrated Unit Winter Peak Savings (kW) | Achievable Economic UCT Potential | 0 | 0 | 0 | 0 | 0 | 0 | 0 | 0 | 0 | 0 | 0 | 0 | 0 | 0 | 0 | 0 | 0 | 0 | 0 | 0 | 0 | 0 | 0 | 0 | 0 | 0 | 0
F4_Commercial_OR - Miscellaneous_Existing_Space Heating_Natural Gas_Infiltration Control - Loading Dock Sealing_A_Achievable Economic UCT Potential | F4 | Commercial | OR - Miscellaneous | Existing | Space Heating | Natural Gas | Infiltration Control - Loading Dock Sealing | A | Incremental Energy Savings (MWh or mTherms) | Achievable Economic UCT Potential | 0 | 0 | 0 | 0 | 0 | 0 | 0 | 0 | 0 | 0 | 0 | 0 | 0 | 0 | 0 | 0 | 0 | 0 | 0 | 0 | 0 | 0 | 0 | 0 | 0 | 0 | 0
F5_Commercial_OR - Miscellaneous_Existing_Space Heating_Natural Gas_Infiltration Control - Loading Dock Sealing_A_Achievable Economic UCT Potential | F5 | Commercial | OR - Miscellaneous | Existing | Space Heating | Natural Gas | Infiltration Control - Loading Dock Sealing | A | Incremental Summer Peak Savings (MW) | Achievable Economic UCT Potential | 0 | 0 | 0 | 0 | 0 | 0 | 0 | 0 | 0 | 0 | 0 | 0 | 0 | 0 | 0 | 0 | 0 | 0 | 0 | 0 | 0 | 0 | 0 | 0 | 0 | 0 | 0
F6_Commercial_OR - Miscellaneous_Existing_Space Heating_Natural Gas_Infiltration Control - Loading Dock Sealing_A_Achievable Economic UCT Potential | F6 | Commercial | OR - Miscellaneous | Existing | Space Heating | Natural Gas | Infiltration Control - Loading Dock Sealing | A | Incremental Winter Peak Savings (MW) | Achievable Economic UCT Potential | 0 | 0 | 0 | 0 | 0 | 0 | 0 | 0 | 0 | 0 | 0 | 0 | 0 | 0 | 0 | 0 | 0 | 0 | 0 | 0 | 0 | 0 | 0 | 0 | 0 | 0 | 0
F7_Commercial_OR - Miscellaneous_Existing_Space Heating_Natural Gas_Infiltration Control - Loading Dock Sealing_A_Achievable Economic UCT Potential | F7 | Commercial | OR - Miscellaneous | Existing | Space Heating | Natural Gas | Infiltration Control - Loading Dock Sealing | A | Cumulative Energy Savings (MWh or mTherms) | Achievable Economic UCT Potential | 0 | 0 | 0 | 0 | 0 | 0 | 0 | 0 | 0 | 0 | 0 | 0 | 0 | 0 | 0 | 0 | 0 | 0 | 0 | 0 | 0 | 0 | 0 | 0 | 0 | 0 | 0
F8_Commercial_OR - Miscellaneous_Existing_Space Heating_Natural Gas_Infiltration Control - Loading Dock Sealing_A_Achievable Economic UCT Potential | F8 | Commercial | OR - Miscellaneous | Existing | Space Heating | Natural Gas | Infiltration Control - Loading Dock Sealing | A | Cumulative Summer Peak Savings (MW) | Achievable Economic UCT Potential | 0 | 0 | 0 | 0 | 0 | 0 | 0 | 0 | 0 | 0 | 0 | 0 | 0 | 0 | 0 | 0 | 0 | 0 | 0 | 0 | 0 | 0 | 0 | 0 | 0 | 0 | 0
F9_Commercial_OR - Miscellaneous_Existing_Space Heating_Natural Gas_Infiltration Control - Loading Dock Sealing_A_Achievable Economic UCT Potential | F9 | Commercial | OR - Miscellaneous | Existing | Space Heating | Natural Gas | Infiltration Control - Loading Dock Sealing | A | Cumulative Winter Peak Savings (MW) | Achievable Economic UCT Potential | 0 | 0 | 0 | 0 | 0 | 0 | 0 | 0 | 0 | 0 | 0 | 0 | 0 | 0 | 0 | 0 | 0 | 0 | 0 | 0 | 0 | 0 | 0 | 0 | 0 | 0 | 0
F10_Commercial_OR - Miscellaneous_Existing_Space Heating_Natural Gas_Infiltration Control - Loading Dock Sealing_A_Achievable Economic UCT Potential | F10 | Commercial | OR - Miscellaneous | Existing | Space Heating | Natural Gas | Infiltration Control - Loading Dock Sealing | A | Purchases (Incremental) | Achievable Economic UCT Potential | 0 | 0 | 0 | 0 | 0 | 0 | 0 | 0 | 0 | 0 | 0 | 0 | 0 | 0 | 0 | 0 | 0 | 0 | 0 | 0 | 0 | 0 | 0 | 0 | 0 | 0 | 0
F11_Commercial_OR - Miscellaneous_Existing_Space Heating_Natural Gas_Infiltration Control - Loading Dock Sealing_A_Achievable Economic UCT Potential | F11 | Commercial | OR - Miscellaneous | Existing | Space Heating | Natural Gas | Infiltration Control - Loading Dock Sealing | A | Purchases (Cumulative) | Achievable Economic UCT Potential | 0 | 0 | 0 | 0 | 0 | 0 | 0 | 0 | 0 | 0 | 0 | 0 | 0 | 0 | 0 | 0 | 0 | 0 | 0 | 0 | 0 | 0 | 0 | 0 | 0 | 0 | 0
F1_Commercial_OR - Miscellaneous_Existing_Space Heating_Natural Gas_Greenhouse Heat Curtain_A_Achievable Economic UCT Potential | F1 | Commercial | OR - Miscellaneous | Existing | Space Heating | Natural Gas | Greenhouse Heat Curtain | A | Integrated Unit Energy Savings (kWh or therms) | Achievable Economic UCT Potential | 0 | 0 | 186.8765 | 185.5326 | 183.9628 | 182.198 | 180.2025 | 177.9305 | 175.372 | 172.5289 | 169.4224 | 166.1052 | 162.7415 | 159.3438 | 155.9678 | 152.7308 | 149.7359 | 147.1287 | 144.9329 | 143.0365 | 141.5226 | 140.1162 | 139.2544 | 138.4346 | 137.6527 | 136.9051 | 136.1882
F2_Commercial_OR - Miscellaneous_Existing_Space Heating_Natural Gas_Greenhouse Heat Curtain_A_Achievable Economic UCT Potential | F2 | Commercial | OR - Miscellaneous | Existing | Space Heating | Natural Gas | Greenhouse Heat Curtain | A | Integrated Unit Summer Peak Savings (kW) | Achievable Economic UCT Potential | 0 | 0 | 0 | 0 | 0 | 0 | 0 | 0 | 0 | 0 | 0 | 0 | 0 | 0 | 0 | 0 | 0 | 0 | 0 | 0 | 0 | 0 | 0 | 0 | 0 | 0 | 0
F3_Commercial_OR - Miscellaneous_Existing_Space Heating_Natural Gas_Greenhouse Heat Curtain_A_Achievable Economic UCT Potential | F3 | Commercial | OR - Miscellaneous | Existing | Space Heating | Natural Gas | Greenhouse Heat Curtain | A | Integrated Unit Winter Peak Savings (kW) | Achievable Economic UCT Potential | 0 | 0 | 0 | 0 | 0 | 0 | 0 | 0 | 0 | 0 | 0 | 0 | 0 | 0 | 0 | 0 | 0 | 0 | 0 | 0 | 0 | 0 | 0 | 0 | 0 | 0 | 0
F4_Commercial_OR - Miscellaneous_Existing_Space Heating_Natural Gas_Greenhouse Heat Curtain_A_Achievable Economic UCT Potential | F4 | Commercial | OR - Miscellaneous | Existing | Space Heating | Natural Gas | Greenhouse Heat Curtain | A | Incremental Energy Savings (MWh or mTherms) | Achievable Economic UCT Potential | 0 | 0 | 0 | 0 | 0 | 0 | 0 | 0 | 0 | 0 | 0 | 0 | 0 | 0 | 0 | 0 | 0 | 0 | 0 | 0 | 0 | 0 | 0 | 0 | 0 | 0 | 0
F5_Commercial_OR - Miscellaneous_Existing_Space Heating_Natural Gas_Greenhouse Heat Curtain_A_Achievable Economic UCT Potential | F5 | Commercial | OR - Miscellaneous | Existing | Space Heating | Natural Gas | Greenhouse Heat Curtain | A | Incremental Summer Peak Savings (MW) | Achievable Economic UCT Potential | 0 | 0 | 0 | 0 | 0 | 0 | 0 | 0 | 0 | 0 | 0 | 0 | 0 | 0 | 0 | 0 | 0 | 0 | 0 | 0 | 0 | 0 | 0 | 0 | 0 | 0 | 0
F6_Commercial_OR - Miscellaneous_Existing_Space Heating_Natural Gas_Greenhouse Heat Curtain_A_Achievable Economic UCT Potential | F6 | Commercial | OR - Miscellaneous | Existing | Space Heating | Natural Gas | Greenhouse Heat Curtain | A | Incremental Winter Peak Savings (MW) | Achievable Economic UCT Potential | 0 | 0 | 0 | 0 | 0 | 0 | 0 | 0 | 0 | 0 | 0 | 0 | 0 | 0 | 0 | 0 | 0 | 0 | 0 | 0 | 0 | 0 | 0 | 0 | 0 | 0 | 0
F7_Commercial_OR - Miscellaneous_Existing_Space Heating_Natural Gas_Greenhouse Heat Curtain_A_Achievable Economic UCT Potential | F7 | Commercial | OR - Miscellaneous | Existing | Space Heating | Natural Gas | Greenhouse Heat Curtain | A | Cumulative Energy Savings (MWh or mTherms) | Achievable Economic UCT Potential | 0 | 0 | 0 | 0 | 0 | 0 | 0 | 0 | 0 | 0 | 0 | 0 | 0 | 0 | 0 | 0 | 0 | 0 | 0 | 0 | 0 | 0 | 0 | 0 | 0 | 0 | 0
F8_Commercial_OR - Miscellaneous_Existing_Space Heating_Natural Gas_Greenhouse Heat Curtain_A_Achievable Economic UCT Potential | F8 | Commercial | OR - Miscellaneous | Existing | Space Heating | Natural Gas | Greenhouse Heat Curtain | A | Cumulative Summer Peak Savings (MW) | Achievable Economic UCT Potential | 0 | 0 | 0 | 0 | 0 | 0 | 0 | 0 | 0 | 0 | 0 | 0 | 0 | 0 | 0 | 0 | 0 | 0 | 0 | 0 | 0 | 0 | 0 | 0 | 0 | 0 | 0
F9_Commercial_OR - Miscellaneous_Existing_Space Heating_Natural Gas_Greenhouse Heat Curtain_A_Achievable Economic UCT Potential | F9 | Commercial | OR - Miscellaneous | Existing | Space Heating | Natural Gas | Greenhouse Heat Curtain | A | Cumulative Winter Peak Savings (MW) | Achievable Economic UCT Potential | 0 | 0 | 0 | 0 | 0 | 0 | 0 | 0 | 0 | 0 | 0 | 0 | 0 | 0 | 0 | 0 | 0 | 0 | 0 | 0 | 0 | 0 | 0 | 0 | 0 | 0 | 0
F10_Commercial_OR - Miscellaneous_Existing_Space Heating_Natural Gas_Greenhouse Heat Curtain_A_Achievable Economic UCT Potential | F10 | Commercial | OR - Miscellaneous | Existing | Space Heating | Natural Gas | Greenhouse Heat Curtain | A | Purchases (Incremental) | Achievable Economic UCT Potential | 0 | 0 | 0 | 0 | 0 | 0 | 0 | 0 | 0 | 0 | 0 | 0 | 0 | 0 | 0 | 0 | 0 | 0 | 0 | 0 | 0 | 0 | 0 | 0 | 0 | 0 | 0
F11_Commercial_OR - Miscellaneous_Existing_Space Heating_Natural Gas_Greenhouse Heat Curtain_A_Achievable Economic UCT Potential | F11 | Commercial | OR - Miscellaneous | Existing | Space Heating | Natural Gas | Greenhouse Heat Curtain | A | Purchases (Cumulative) | Achievable Economic UCT Potential | 0 | 0 | 0 | 0 | 0 | 0 | 0 | 0 | 0 | 0 | 0 | 0 | 0 | 0 | 0 | 0 | 0 | 0 | 0 | 0 | 0 | 0 | 0 | 0 | 0 | 0 | 0
F1_Commercial_OR - Miscellaneous_Existing_Space Heating_Natural Gas_Ventilation - Parking Garages, Demand Controlled_A_Achievable Economic UCT Potential | F1 | Commercial | OR - Miscellaneous | Existing | Space Heating | Natural Gas | Ventilation - Parking Garages, Demand Controlled | A | Integrated Unit Energy Savings (kWh or therms) | Achievable Economic UCT Potential | 0 | 0 | 0 | 0 | 0 | 0 | 0 | 0 | 0 | 0 | 0 | 0 | 0 | 0 | 0 | 0 | 0 | 0 | 0 | 0 | 0 | 0 | 0 | 0 | 0 | 0 | 0
F2_Commercial_OR - Miscellaneous_Existing_Space Heating_Natural Gas_Ventilation - Parking Garages, Demand Controlled_A_Achievable Economic UCT Potential | F2 | Commercial | OR - Miscellaneous | Existing | Space Heating | Natural Gas | Ventilation - Parking Garages, Demand Controlled | A | Integrated Unit Summer Peak Savings (kW) | Achievable Economic UCT Potential | 0 | 0 | 0 | 0 | 0 | 0 | 0 | 0 | 0 | 0 | 0 | 0 | 0 | 0 | 0 | 0 | 0 | 0 | 0 | 0 | 0 | 0 | 0 | 0 | 0 | 0 | 0
F3_Commercial_OR - Miscellaneous_Existing_Space Heating_Natural Gas_Ventilation - Parking Garages, Demand Controlled_A_Achievable Economic UCT Potential | F3 | Commercial | OR - Miscellaneous | Existing | Space Heating | Natural Gas | Ventilation - Parking Garages, Demand Controlled | A | Integrated Unit Winter Peak Savings (kW) | Achievable Economic UCT Potential | 0 | 0 | 0 | 0 | 0 | 0 | 0 | 0 | 0 | 0 | 0 | 0 | 0 | 0 | 0 | 0 | 0 | 0 | 0 | 0 | 0 | 0 | 0 | 0 | 0 | 0 | 0
F4_Commercial_OR - Miscellaneous_Existing_Space Heating_Natural Gas_Ventilation - Parking Garages, Demand Controlled_A_Achievable Economic UCT Potential | F4 | Commercial | OR - Miscellaneous | Existing | Space Heating | Natural Gas | Ventilation - Parking Garages, Demand Controlled | A | Incremental Energy Savings (MWh or mTherms) | Achievable Economic UCT Potential | 0 | 0 | 0 | 0 | 0 | 0 | 0 | 0 | 0 | 0 | 0 | 0 | 0 | 0 | 0 | 0 | 0 | 0 | 0 | 0 | 0 | 0 | 0 | 0 | 0 | 0 | 0
F5_Commercial_OR - Miscellaneous_Existing_Space Heating_Natural Gas_Ventilation - Parking Garages, Demand Controlled_A_Achievable Economic UCT Potential | F5 | Commercial | OR - Miscellaneous | Existing | Space Heating | Natural Gas | Ventilation - Parking Garages, Demand Controlled | A | Incremental Summer Peak Savings (MW) | Achievable Economic UCT Potential | 0 | 0 | 0 | 0 | 0 | 0 | 0 | 0 | 0 | 0 | 0 | 0 | 0 | 0 | 0 | 0 | 0 | 0 | 0 | 0 | 0 | 0 | 0 | 0 | 0 | 0 | 0
F6_Commercial_OR - Miscellaneous_Existing_Space Heating_Natural Gas_Ventilation - Parking Garages, Demand Controlled_A_Achievable Economic UCT Potential | F6 | Commercial | OR - Miscellaneous | Existing | Space Heating | Natural Gas | Ventilation - Parking Garages, Demand Controlled | A | Incremental Winter Peak Savings (MW) | Achievable Economic UCT Potential | 0 | 0 | 0 | 0 | 0 | 0 | 0 | 0 | 0 | 0 | 0 | 0 | 0 | 0 | 0 | 0 | 0 | 0 | 0 | 0 | 0 | 0 | 0 | 0 | 0 | 0 | 0
F7_Commercial_OR - Miscellaneous_Existing_Space Heating_Natural Gas_Ventilation - Parking Garages, Demand Controlled_A_Achievable Economic UCT Potential | F7 | Commercial | OR - Miscellaneous | Existing | Space Heating | Natural Gas | Ventilation - Parking Garages, Demand Controlled | A | Cumulative Energy Savings (MWh or mTherms) | Achievable Economic UCT Potential | 0 | 0 | 0 | 0 | 0 | 0 | 0 | 0 | 0 | 0 | 0 | 0 | 0 | 0 | 0 | 0 | 0 | 0 | 0 | 0 | 0 | 0 | 0 | 0 | 0 | 0 | 0
F8_Commercial_OR - Miscellaneous_Existing_Space Heating_Natural Gas_Ventilation - Parking Garages, Demand Controlled_A_Achievable Economic UCT Potential | F8 | Commercial | OR - Miscellaneous | Existing | Space Heating | Natural Gas | Ventilation - Parking Garages, Demand Controlled | A | Cumulative Summer Peak Savings (MW) | Achievable Economic UCT Potential | 0 | 0 | 0 | 0 | 0 | 0 | 0 | 0 | 0 | 0 | 0 | 0 | 0 | 0 | 0 | 0 | 0 | 0 | 0 | 0 | 0 | 0 | 0 | 0 | 0 | 0 | 0
F9_Commercial_OR - Miscellaneous_Existing_Space Heating_Natural Gas_Ventilation - Parking Garages, Demand Controlled_A_Achievable Economic UCT Potential | F9 | Commercial | OR - Miscellaneous | Existing | Space Heating | Natural Gas | Ventilation - Parking Garages, Demand Controlled | A | Cumulative Winter Peak Savings (MW) | Achievable Economic UCT Potential | 0 | 0 | 0 | 0 | 0 | 0 | 0 | 0 | 0 | 0 | 0 | 0 | 0 | 0 | 0 | 0 | 0 | 0 | 0 | 0 | 0 | 0 | 0 | 0 | 0 | 0 | 0
F10_Commercial_OR - Miscellaneous_Existing_Space Heating_Natural Gas_Ventilation - Parking Garages, Demand Controlled_A_Achievable Economic UCT Potential | F10 | Commercial | OR - Miscellaneous | Existing | Space Heating | Natural Gas | Ventilation - Parking Garages, Demand Controlled | A | Purchases (Incremental) | Achievable Economic UCT Potential | 0 | 0 | 0 | 0 | 0 | 0 | 0 | 0 | 0 | 0 | 0 | 0 | 0 | 0 | 0 | 0 | 0 | 0 | 0 | 0 | 0 | 0 | 0 | 0 | 0 | 0 | 0
F11_Commercial_OR - Miscellaneous_Existing_Space Heating_Natural Gas_Ventilation - Parking Garages, Demand Controlled_A_Achievable Economic UCT Potential | F11 | Commercial | OR - Miscellaneous | Existing | Space Heating | Natural Gas | Ventilation - Parking Garages, Demand Controlled | A | Purchases (Cumulative) | Achievable Economic UCT Potential | 0 | 0 | 0 | 0 | 0 | 0 | 0 | 0 | 0 | 0 | 0 | 0 | 0 | 0 | 0 | 0 | 0 | 0 | 0 | 0 | 0 | 0 | 0 | 0 | 0 | 0 | 0
F1_Commercial_OR - Miscellaneous_Existing_Miscellaneous_Natural Gas_Pool Heater - Night Covers_A_Achievable Economic UCT Potential | F1 | Commercial | OR - Miscellaneous | Existing | Miscellaneous | Natural Gas | Pool Heater - Night Covers | A | Integrated Unit Energy Savings (kWh or therms) | Achievable Economic UCT Potential | 0 | 0 | 0.024915 | 0.024915 | 0.024915 | 0.024915 | 0.024915 | 0.024914 | 0.024913 | 0.024912 | 0.024911 | 0.024908 | 0.024906 | 0.024903 | 0.024899 | 0.024896 | 0.024892 | 0.024888 | 0.024885 | 0.024882 | 0.02488 | 0.024878 | 0.024876 | 0.024875 | 0.024875 | 0.024875 | 0.024875
F2_Commercial_OR - Miscellaneous_Existing_Miscellaneous_Natural Gas_Pool Heater - Night Covers_A_Achievable Economic UCT Potential | F2 | Commercial | OR - Miscellaneous | Existing | Miscellaneous | Natural Gas | Pool Heater - Night Covers | A | Integrated Unit Summer Peak Savings (kW) | Achievable Economic UCT Potential | 0 | 0 | 0 | 0 | 0 | 0 | 0 | 0 | 0 | 0 | 0 | 0 | 0 | 0 | 0 | 0 | 0 | 0 | 0 | 0 | 0 | 0 | 0 | 0 | 0 | 0 | 0
F3_Commercial_OR - Miscellaneous_Existing_Miscellaneous_Natural Gas_Pool Heater - Night Covers_A_Achievable Economic UCT Potential | F3 | Commercial | OR - Miscellaneous | Existing | Miscellaneous | Natural Gas | Pool Heater - Night Covers | A | Integrated Unit Winter Peak Savings (kW) | Achievable Economic UCT Potential | 0 | 0 | 0 | 0 | 0 | 0 | 0 | 0 | 0 | 0 | 0 | 0 | 0 | 0 | 0 | 0 | 0 | 0 | 0 | 0 | 0 | 0 | 0 | 0 | 0 | 0 | 0
F4_Commercial_OR - Miscellaneous_Existing_Miscellaneous_Natural Gas_Pool Heater - Night Covers_A_Achievable Economic UCT Potential | F4 | Commercial | OR - Miscellaneous | Existing | Miscellaneous | Natural Gas | Pool Heater - Night Covers | A | Incremental Energy Savings (MWh or mTherms) | Achievable Economic UCT Potential | 0 | 0 | 0 | 0 | 0 | 0 | 0 | 0 | 0 | 0 | 0 | 0 | 0 | 0 | 0 | 0 | 0 | 0 | 0 | 0 | 0 | 0 | 0 | 0 | 0 | 0 | 0
F5_Commercial_OR - Miscellaneous_Existing_Miscellaneous_Natural Gas_Pool Heater - Night Covers_A_Achievable Economic UCT Potential | F5 | Commercial | OR - Miscellaneous | Existing | Miscellaneous | Natural Gas | Pool Heater - Night Covers | A | Incremental Summer Peak Savings (MW) | Achievable Economic UCT Potential | 0 | 0 | 0 | 0 | 0 | 0 | 0 | 0 | 0 | 0 | 0 | 0 | 0 | 0 | 0 | 0 | 0 | 0 | 0 | 0 | 0 | 0 | 0 | 0 | 0 | 0 | 0
F6_Commercial_OR - Miscellaneous_Existing_Miscellaneous_Natural Gas_Pool Heater - Night Covers_A_Achievable Economic UCT Potential | F6 | Commercial | OR - Miscellaneous | Existing | Miscellaneous | Natural Gas | Pool Heater - Night Covers | A | Incremental Winter Peak Savings (MW) | Achievable Economic UCT Potential | 0 | 0 | 0 | 0 | 0 | 0 | 0 | 0 | 0 | 0 | 0 | 0 | 0 | 0 | 0 | 0 | 0 | 0 | 0 | 0 | 0 | 0 | 0 | 0 | 0 | 0 | 0
F7_Commercial_OR - Miscellaneous_Existing_Miscellaneous_Natural Gas_Pool Heater - Night Covers_A_Achievable Economic UCT Potential | F7 | Commercial | OR - Miscellaneous | Existing | Miscellaneous | Natural Gas | Pool Heater - Night Covers | A | Cumulative Energy Savings (MWh or mTherms) | Achievable Economic UCT Potential | 0 | 0 | 0 | 0 | 0 | 0 | 0 | 0 | 0 | 0 | 0 | 0 | 0 | 0 | 0 | 0 | 0 | 0 | 0 | 0 | 0 | 0 | 0 | 0 | 0 | 0 | 0
F8_Commercial_OR - Miscellaneous_Existing_Miscellaneous_Natural Gas_Pool Heater - Night Covers_A_Achievable Economic UCT Potential | F8 | Commercial | OR - Miscellaneous | Existing | Miscellaneous | Natural Gas | Pool Heater - Night Covers | A | Cumulative Summer Peak Savings (MW) | Achievable Economic UCT Potential | 0 | 0 | 0 | 0 | 0 | 0 | 0 | 0 | 0 | 0 | 0 | 0 | 0 | 0 | 0 | 0 | 0 | 0 | 0 | 0 | 0 | 0 | 0 | 0 | 0 | 0 | 0
F9_Commercial_OR - Miscellaneous_Existing_Miscellaneous_Natural Gas_Pool Heater - Night Covers_A_Achievable Economic UCT Potential | F9 | Commercial | OR - Miscellaneous | Existing | Miscellaneous | Natural Gas | Pool Heater - Night Covers | A | Cumulative Winter Peak Savings (MW) | Achievable Economic UCT Potential | 0 | 0 | 0 | 0 | 0 | 0 | 0 | 0 | 0 | 0 | 0 | 0 | 0 | 0 | 0 | 0 | 0 | 0 | 0 | 0 | 0 | 0 | 0 | 0 | 0 | 0 | 0
F10_Commercial_OR - Miscellaneous_Existing_Miscellaneous_Natural Gas_Pool Heater - Night Covers_A_Achievable Economic UCT Potential | F10 | Commercial | OR - Miscellaneous | Existing | Miscellaneous | Natural Gas | Pool Heater - Night Covers | A | Purchases (Incremental) | Achievable Economic UCT Potential | 0 | 0 | 0 | 0 | 0 | 0 | 0 | 0 | 0 | 0 | 0 | 0 | 0 | 0 | 0 | 0 | 0 | 0 | 0 | 0 | 0 | 0 | 0 | 0 | 0 | 0 | 0
F11_Commercial_OR - Miscellaneous_Existing_Miscellaneous_Natural Gas_Pool Heater - Night Covers_A_Achievable Economic UCT Potential | F11 | Commercial | OR - Miscellaneous | Existing | Miscellaneous | Natural Gas | Pool Heater - Night Covers | A | Purchases (Cumulative) | Achievable Economic UCT Potential | 0 | 0 | 0 | 0 | 0 | 0 | 0 | 0 | 0 | 0 | 0 | 0 | 0 | 0 | 0 | 0 | 0 | 0 | 0 | 0 | 0 | 0 | 0 | 0 | 0 | 0 | 0
F1_Commercial_OR - Miscellaneous_Existing_Space Heating_Natural Gas_Advanced New Construction Designs_A_Achievable Economic UCT Potential | F1 | Commercial | OR - Miscellaneous | Existing | Space Heating | Natural Gas | Advanced New Construction Designs | A | Integrated Unit Energy Savings (kWh or therms) | Achievable Economic UCT Potential | 0 | 0 | 0 | 0 | 0 | 0 | 0 | 0 | 0 | 0 | 0 | 0 | 0 | 0 | 0 | 0 | 0 | 0 | 0 | 0 | 0 | 0 | 0 | 0 | 0 | 0 | 0
F2_Commercial_OR - Miscellaneous_Existing_Space Heating_Natural Gas_Advanced New Construction Designs_A_Achievable Economic UCT Potential | F2 | Commercial | OR - Miscellaneous | Existing | Space Heating | Natural Gas | Advanced New Construction Designs | A | Integrated Unit Summer Peak Savings (kW) | Achievable Economic UCT Potential | 0 | 0 | 0 | 0 | 0 | 0 | 0 | 0 | 0 | 0 | 0 | 0 | 0 | 0 | 0 | 0 | 0 | 0 | 0 | 0 | 0 | 0 | 0 | 0 | 0 | 0 | 0
F3_Commercial_OR - Miscellaneous_Existing_Space Heating_Natural Gas_Advanced New Construction Designs_A_Achievable Economic UCT Potential | F3 | Commercial | OR - Miscellaneous | Existing | Space Heating | Natural Gas | Advanced New Construction Designs | A | Integrated Unit Winter Peak Savings (kW) | Achievable Economic UCT Potential | 0 | 0 | 0 | 0 | 0 | 0 | 0 | 0 | 0 | 0 | 0 | 0 | 0 | 0 | 0 | 0 | 0 | 0 | 0 | 0 | 0 | 0 | 0 | 0 | 0 | 0 | 0
F4_Commercial_OR - Miscellaneous_Existing_Space Heating_Natural Gas_Advanced New Construction Designs_A_Achievable Economic UCT Potential | F4 | Commercial | OR - Miscellaneous | Existing | Space Heating | Natural Gas | Advanced New Construction Designs | A | Incremental Energy Savings (MWh or mTherms) | Achievable Economic UCT Potential | 0 | 0 | 0 | 0 | 0 | 0 | 0 | 0 | 0 | 0 | 0 | 0 | 0 | 0 | 0 | 0 | 0 | 0 | 0 | 0 | 0 | 0 | 0 | 0 | 0 | 0 | 0
F5_Commercial_OR - Miscellaneous_Existing_Space Heating_Natural Gas_Advanced New Construction Designs_A_Achievable Economic UCT Potential | F5 | Commercial | OR - Miscellaneous | Existing | Space Heating | Natural Gas | Advanced New Construction Designs | A | Incremental Summer Peak Savings (MW) | Achievable Economic UCT Potential | 0 | 0 | 0 | 0 | 0 | 0 | 0 | 0 | 0 | 0 | 0 | 0 | 0 | 0 | 0 | 0 | 0 | 0 | 0 | 0 | 0 | 0 | 0 | 0 | 0 | 0 | 0
F6_Commercial_OR - Miscellaneous_Existing_Space Heating_Natural Gas_Advanced New Construction Designs_A_Achievable Economic UCT Potential | F6 | Commercial | OR - Miscellaneous | Existing | Space Heating | Natural Gas | Advanced New Construction Designs | A | Incremental Winter Peak Savings (MW) | Achievable Economic UCT Potential | 0 | 0 | 0 | 0 | 0 | 0 | 0 | 0 | 0 | 0 | 0 | 0 | 0 | 0 | 0 | 0 | 0 | 0 | 0 | 0 | 0 | 0 | 0 | 0 | 0 | 0 | 0
F7_Commercial_OR - Miscellaneous_Existing_Space Heating_Natural Gas_Advanced New Construction Designs_A_Achievable Economic UCT Potential | F7 | Commercial | OR - Miscellaneous | Existing | Space Heating | Natural Gas | Advanced New Construction Designs | A | Cumulative Energy Savings (MWh or mTherms) | Achievable Economic UCT Potential | 0 | 0 | 0 | 0 | 0 | 0 | 0 | 0 | 0 | 0 | 0 | 0 | 0 | 0 | 0 | 0 | 0 | 0 | 0 | 0 | 0 | 0 | 0 | 0 | 0 | 0 | 0
F8_Commercial_OR - Miscellaneous_Existing_Space Heating_Natural Gas_Advanced New Construction Designs_A_Achievable Economic UCT Potential | F8 | Commercial | OR - Miscellaneous | Existing | Space Heating | Natural Gas | Advanced New Construction Designs | A | Cumulative Summer Peak Savings (MW) | Achievable Economic UCT Potential | 0 | 0 | 0 | 0 | 0 | 0 | 0 | 0 | 0 | 0 | 0 | 0 | 0 | 0 | 0 | 0 | 0 | 0 | 0 | 0 | 0 | 0 | 0 | 0 | 0 | 0 | 0
F9_Commercial_OR - Miscellaneous_Existing_Space Heating_Natural Gas_Advanced New Construction Designs_A_Achievable Economic UCT Potential | F9 | Commercial | OR - Miscellaneous | Existing | Space Heating | Natural Gas | Advanced New Construction Designs | A | Cumulative Winter Peak Savings (MW) | Achievable Economic UCT Potential | 0 | 0 | 0 | 0 | 0 | 0 | 0 | 0 | 0 | 0 | 0 | 0 | 0 | 0 | 0 | 0 | 0 | 0 | 0 | 0 | 0 | 0 | 0 | 0 | 0 | 0 | 0
F10_Commercial_OR - Miscellaneous_Existing_Space Heating_Natural Gas_Advanced New Construction Designs_A_Achievable Economic UCT Potential | F10 | Commercial | OR - Miscellaneous | Existing | Space Heating | Natural Gas | Advanced New Construction Designs | A | Purchases (Incremental) | Achievable Economic UCT Potential | 0 | 0 | 0 | 0 | 0 | 0 | 0 | 0 | 0 | 0 | 0 | 0 | 0 | 0 | 0 | 0 | 0 | 0 | 0 | 0 | 0 | 0 | 0 | 0 | 0 | 0 | 0
F11_Commercial_OR - Miscellaneous_Existing_Space Heating_Natural Gas_Advanced New Construction Designs_A_Achievable Economic UCT Potential | F11 | Commercial | OR - Miscellaneous | Existing | Space Heating | Natural Gas | Advanced New Construction Designs | A | Purchases (Cumulative) | Achievable Economic UCT Potential | 0 | 0 | 0 | 0 | 0 | 0 | 0 | 0 | 0 | 0 | 0 | 0 | 0 | 0 | 0 | 0 | 0 | 0 | 0 | 0 | 0 | 0 | 0 | 0 | 0 | 0 | 0
F1_Commercial_OR - Miscellaneous_Existing_Water Heating_Natural Gas_Advanced New Construction Designs_A_Achievable Economic UCT Potential | F1 | Commercial | OR - Miscellaneous | Existing | Water Heating | Natural Gas | Advanced New Construction Designs | A | Integrated Unit Energy Savings (kWh or therms) | Achievable Economic UCT Potential | 0 | 0 | 0 | 0 | 0 | 0 | 0 | 0 | 0 | 0 | 0 | 0 | 0 | 0 | 0 | 0 | 0 | 0 | 0 | 0 | 0 | 0 | 0 | 0 | 0 | 0 | 0
F2_Commercial_OR - Miscellaneous_Existing_Water Heating_Natural Gas_Advanced New Construction Designs_A_Achievable Economic UCT Potential | F2 | Commercial | OR - Miscellaneous | Existing | Water Heating | Natural Gas | Advanced New Construction Designs | A | Integrated Unit Summer Peak Savings (kW) | Achievable Economic UCT Potential | 0 | 0 | 0 | 0 | 0 | 0 | 0 | 0 | 0 | 0 | 0 | 0 | 0 | 0 | 0 | 0 | 0 | 0 | 0 | 0 | 0 | 0 | 0 | 0 | 0 | 0 | 0
F3_Commercial_OR - Miscellaneous_Existing_Water Heating_Natural Gas_Advanced New Construction Designs_A_Achievable Economic UCT Potential | F3 | Commercial | OR - Miscellaneous | Existing | Water Heating | Natural Gas | Advanced New Construction Designs | A | Integrated Unit Winter Peak Savings (kW) | Achievable Economic UCT Potential | 0 | 0 | 0 | 0 | 0 | 0 | 0 | 0 | 0 | 0 | 0 | 0 | 0 | 0 | 0 | 0 | 0 | 0 | 0 | 0 | 0 | 0 | 0 | 0 | 0 | 0 | 0
F4_Commercial_OR - Miscellaneous_Existing_Water Heating_Natural Gas_Advanced New Construction Designs_A_Achievable Economic UCT Potential | F4 | Commercial | OR - Miscellaneous | Existing | Water Heating | Natural Gas | Advanced New Construction Designs | A | Incremental Energy Savings (MWh or mTherms) | Achievable Economic UCT Potential | 0 | 0 | 0 | 0 | 0 | 0 | 0 | 0 | 0 | 0 | 0 | 0 | 0 | 0 | 0 | 0 | 0 | 0 | 0 | 0 | 0 | 0 | 0 | 0 | 0 | 0 | 0
F5_Commercial_OR - Miscellaneous_Existing_Water Heating_Natural Gas_Advanced New Construction Designs_A_Achievable Economic UCT Potential | F5 | Commercial | OR - Miscellaneous | Existing | Water Heating | Natural Gas | Advanced New Construction Designs | A | Incremental Summer Peak Savings (MW) | Achievable Economic UCT Potential | 0 | 0 | 0 | 0 | 0 | 0 | 0 | 0 | 0 | 0 | 0 | 0 | 0 | 0 | 0 | 0 | 0 | 0 | 0 | 0 | 0 | 0 | 0 | 0 | 0 | 0 | 0
F6_Commercial_OR - Miscellaneous_Existing_Water Heating_Natural Gas_Advanced New Construction Designs_A_Achievable Economic UCT Potential | F6 | Commercial | OR - Miscellaneous | Existing | Water Heating | Natural Gas | Advanced New Construction Designs | A | Incremental Winter Peak Savings (MW) | Achievable Economic UCT Potential | 0 | 0 | 0 | 0 | 0 | 0 | 0 | 0 | 0 | 0 | 0 | 0 | 0 | 0 | 0 | 0 | 0 | 0 | 0 | 0 | 0 | 0 | 0 | 0 | 0 | 0 | 0
F7_Commercial_OR - Miscellaneous_Existing_Water Heating_Natural Gas_Advanced New Construction Designs_A_Achievable Economic UCT Potential | F7 | Commercial | OR - Miscellaneous | Existing | Water Heating | Natural Gas | Advanced New Construction Designs | A | Cumulative Energy Savings (MWh or mTherms) | Achievable Economic UCT Potential | 0 | 0 | 0 | 0 | 0 | 0 | 0 | 0 | 0 | 0 | 0 | 0 | 0 | 0 | 0 | 0 | 0 | 0 | 0 | 0 | 0 | 0 | 0 | 0 | 0 | 0 | 0
F8_Commercial_OR - Miscellaneous_Existing_Water Heating_Natural Gas_Advanced New Construction Designs_A_Achievable Economic UCT Potential | F8 | Commercial | OR - Miscellaneous | Existing | Water Heating | Natural Gas | Advanced New Construction Designs | A | Cumulative Summer Peak Savings (MW) | Achievable Economic UCT Potential | 0 | 0 | 0 | 0 | 0 | 0 | 0 | 0 | 0 | 0 | 0 | 0 | 0 | 0 | 0 | 0 | 0 | 0 | 0 | 0 | 0 | 0 | 0 | 0 | 0 | 0 | 0
F9_Commercial_OR - Miscellaneous_Existing_Water Heating_Natural Gas_Advanced New Construction Designs_A_Achievable Economic UCT Potential | F9 | Commercial | OR - Miscellaneous | Existing | Water Heating | Natural Gas | Advanced New Construction Designs | A | Cumulative Winter Peak Savings (MW) | Achievable Economic UCT Potential | 0 | 0 | 0 | 0 | 0 | 0 | 0 | 0 | 0 | 0 | 0 | 0 | 0 | 0 | 0 | 0 | 0 | 0 | 0 | 0 | 0 | 0 | 0 | 0 | 0 | 0 | 0
F10_Commercial_OR - Miscellaneous_Existing_Water Heating_Natural Gas_Advanced New Construction Designs_A_Achievable Economic UCT Potential | F10 | Commercial | OR - Miscellaneous | Existing | Water Heating | Natural Gas | Advanced New Construction Designs | A | Purchases (Incremental) | Achievable Economic UCT Potential | 0 | 0 | 0 | 0 | 0 | 0 | 0 | 0 | 0 | 0 | 0 | 0 | 0 | 0 | 0 | 0 | 0 | 0 | 0 | 0 | 0 | 0 | 0 | 0 | 0 | 0 | 0
F11_Commercial_OR - Miscellaneous_Existing_Water Heating_Natural Gas_Advanced New Construction Designs_A_Achievable Economic UCT Potential | F11 | Commercial | OR - Miscellaneous | Existing | Water Heating | Natural Gas | Advanced New Construction Designs | A | Purchases (Cumulative) | Achievable Economic UCT Potential | 0 | 0 | 0 | 0 | 0 | 0 | 0 | 0 | 0 | 0 | 0 | 0 | 0 | 0 | 0 | 0 | 0 | 0 | 0 | 0 | 0 | 0 | 0 | 0 | 0 | 0 | 0
F1_Commercial_OR - Miscellaneous_Existing_Space Heating_Natural Gas_Strategic Energy Management_A_Achievable Economic UCT Potential | F1 | Commercial | OR - Miscellaneous | Existing | Space Heating | Natural Gas | Strategic Energy Management | A | Integrated Unit Energy Savings (kWh or therms) | Achievable Economic UCT Potential | 0 | 0 | 0.036398 | 0.035872 | 0.03528 | 0.03467 | 0.034032 | 0.03333 | 0.032548 | 0.031689 | 0.030766 | 0.029798 | 0.028818 | 0.027841 | 0.026892 | 0.026002 | 0.025198 | 0.024511 | 0.023943 | 0.023462 | 0.023084 | 0.022735 | 0.022595 | 0.022461 | 0.022333 | 0.022211 | 0.022094
F2_Commercial_OR - Miscellaneous_Existing_Space Heating_Natural Gas_Strategic Energy Management_A_Achievable Economic UCT Potential | F2 | Commercial | OR - Miscellaneous | Existing | Space Heating | Natural Gas | Strategic Energy Management | A | Integrated Unit Summer Peak Savings (kW) | Achievable Economic UCT Potential | 0 | 0 | 0 | 0 | 0 | 0 | 0 | 0 | 0 | 0 | 0 | 0 | 0 | 0 | 0 | 0 | 0 | 0 | 0 | 0 | 0 | 0 | 0 | 0 | 0 | 0 | 0
F3_Commercial_OR - Miscellaneous_Existing_Space Heating_Natural Gas_Strategic Energy Management_A_Achievable Economic UCT Potential | F3 | Commercial | OR - Miscellaneous | Existing | Space Heating | Natural Gas | Strategic Energy Management | A | Integrated Unit Winter Peak Savings (kW) | Achievable Economic UCT Potential | 0 | 0 | 0 | 0 | 0 | 0 | 0 | 0 | 0 | 0 | 0 | 0 | 0 | 0 | 0 | 0 | 0 | 0 | 0 | 0 | 0 | 0 | 0 | 0 | 0 | 0 | 0
F4_Commercial_OR - Miscellaneous_Existing_Space Heating_Natural Gas_Strategic Energy Management_A_Achievable Economic UCT Potential | F4 | Commercial | OR - Miscellaneous | Existing | Space Heating | Natural Gas | Strategic Energy Management | A | Incremental Energy Savings (MWh or mTherms) | Achievable Economic UCT Potential | 0 | 0 | 0.11412 | 0.23087 | 0.22706 | 0.11443 | 0 | 0 | 0 | 0 | 0 | 0 | 0 | 0 | 0 | 0 | 0 | 0 | 0 | 0 | 0 | 0 | 0 | 0 | 0 | 0 | 0
F5_Commercial_OR - Miscellaneous_Existing_Space Heating_Natural Gas_Strategic Energy Management_A_Achievable Economic UCT Potential | F5 | Commercial | OR - Miscellaneous | Existing | Space Heating | Natural Gas | Strategic Energy Management | A | Incremental Summer Peak Savings (MW) | Achievable Economic UCT Potential | 0 | 0 | 0 | 0 | 0 | 0 | 0 | 0 | 0 | 0 | 0 | 0 | 0 | 0 | 0 | 0 | 0 | 0 | 0 | 0 | 0 | 0 | 0 | 0 | 0 | 0 | 0
F6_Commercial_OR - Miscellaneous_Existing_Space Heating_Natural Gas_Strategic Energy Management_A_Achievable Economic UCT Potential | F6 | Commercial | OR - Miscellaneous | Existing | Space Heating | Natural Gas | Strategic Energy Management | A | Incremental Winter Peak Savings (MW) | Achievable Economic UCT Potential | 0 | 0 | 0 | 0 | 0 | 0 | 0 | 0 | 0 | 0 | 0 | 0 | 0 | 0 | 0 | 0 | 0 | 0 | 0 | 0 | 0 | 0 | 0 | 0 | 0 | 0 | 0
F7_Commercial_OR - Miscellaneous_Existing_Space Heating_Natural Gas_Strategic Energy Management_A_Achievable Economic UCT Potential | F7 | Commercial | OR - Miscellaneous | Existing | Space Heating | Natural Gas | Strategic Energy Management | A | Cumulative Energy Savings (MWh or mTherms) | Achievable Economic UCT Potential | 0 | 0 | 0.11412 | 0.34335 | 0.56474 | 0.6694 | 0.65708 | 0.64353 | 0.62842 | 0.61185 | 0.59403 | 0.57534 | 0.5564 | 0.53753 | 0.51922 | 0.50203 | 0.48651 | 0.47324 | 0.46229 | 0.45299 | 0.4457 | 0.43896 | 0.43625 | 0.43366 | 0.4312 | 0.42885 | 0.42659
F8_Commercial_OR - Miscellaneous_Existing_Space Heating_Natural Gas_Strategic Energy Management_A_Achievable Economic UCT Potential | F8 | Commercial | OR - Miscellaneous | Existing | Space Heating | Natural Gas | Strategic Energy Management | A | Cumulative Summer Peak Savings (MW) | Achievable Economic UCT Potential | 0 | 0 | 0 | 0 | 0 | 0 | 0 | 0 | 0 | 0 | 0 | 0 | 0 | 0 | 0 | 0 | 0 | 0 | 0 | 0 | 0 | 0 | 0 | 0 | 0 | 0 | 0
F9_Commercial_OR - Miscellaneous_Existing_Space Heating_Natural Gas_Strategic Energy Management_A_Achievable Economic UCT Potential | F9 | Commercial | OR - Miscellaneous | Existing | Space Heating | Natural Gas | Strategic Energy Management | A | Cumulative Winter Peak Savings (MW) | Achievable Economic UCT Potential | 0 | 0 | 0 | 0 | 0 | 0 | 0 | 0 | 0 | 0 | 0 | 0 | 0 | 0 | 0 | 0 | 0 | 0 | 0 | 0 | 0 | 0 | 0 | 0 | 0 | 0 | 0
F10_Commercial_OR - Miscellaneous_Existing_Space Heating_Natural Gas_Strategic Energy Management_A_Achievable Economic UCT Potential | F10 | Commercial | OR - Miscellaneous | Existing | Space Heating | Natural Gas | Strategic Energy Management | A | Purchases (Incremental) | Achievable Economic UCT Potential | 0 | 0 | 3135.4276 | 6435.8776 | 6435.8776 | 3300.4501 | 0 | 0 | 0 | 0 | 0 | 0 | 0 | 0 | 0 | 0 | 0 | 0 | 0 | 0 | 0 | 0 | 0 | 0 | 0 | 0 | 0
F11_Commercial_OR - Miscellaneous_Existing_Space Heating_Natural Gas_Strategic Energy Management_A_Achievable Economic UCT Potential | F11 | Commercial | OR - Miscellaneous | Existing | Space Heating | Natural Gas | Strategic Energy Management | A | Purchases (Cumulative) | Achievable Economic UCT Potential | 0 | 0 | 3135.4276 | 9571.3052 | 16007.1829 | 19307.6329 | 19307.6329 | 19307.6329 | 19307.6329 | 19307.6329 | 19307.6329 | 19307.6329 | 19307.6329 | 19307.6329 | 19307.6329 | 19307.6329 | 19307.6329 | 19307.6329 | 19307.6329 | 19307.6329 | 19307.6329 | 19307.6329 | 19307.6329 | 19307.6329 | 19307.6329 | 19307.6329 | 19307.6329
F1_Commercial_OR - Miscellaneous_Existing_Water Heating_Natural Gas_Strategic Energy Management_A_Achievable Economic UCT Potential | F1 | Commercial | OR - Miscellaneous | Existing | Water Heating | Natural Gas | Strategic Energy Management | A | Integrated Unit Energy Savings (kWh or therms) | Achievable Economic UCT Potential | 0 | 0 | 0.017158 | 0.01679 | 0.01645 | 0.016125 | 0.015815 | 0.015512 | 0.015232 | 0.014974 | 0.014737 | 0.014528 | 0.014359 | 0.014228 | 0.014144 | 0.014061 | 0.014001 | 0.013953 | 0.013916 | 0.013886 | 0.013865 | 0.013849 | 0.013839 | 0.013831 | 0.013821 | 0.013818 | 0.013816
F2_Commercial_OR - Miscellaneous_Existing_Water Heating_Natural Gas_Strategic Energy Management_A_Achievable Economic UCT Potential | F2 | Commercial | OR - Miscellaneous | Existing | Water Heating | Natural Gas | Strategic Energy Management | A | Integrated Unit Summer Peak Savings (kW) | Achievable Economic UCT Potential | 0 | 0 | 0 | 0 | 0 | 0 | 0 | 0 | 0 | 0 | 0 | 0 | 0 | 0 | 0 | 0 | 0 | 0 | 0 | 0 | 0 | 0 | 0 | 0 | 0 | 0 | 0
F3_Commercial_OR - Miscellaneous_Existing_Water Heating_Natural Gas_Strategic Energy Management_A_Achievable Economic UCT Potential | F3 | Commercial | OR - Miscellaneous | Existing | Water Heating | Natural Gas | Strategic Energy Management | A | Integrated Unit Winter Peak Savings (kW) | Achievable Economic UCT Potential | 0 | 0 | 0 | 0 | 0 | 0 | 0 | 0 | 0 | 0 | 0 | 0 | 0 | 0 | 0 | 0 | 0 | 0 | 0 | 0 | 0 | 0 | 0 | 0 | 0 | 0 | 0
F4_Commercial_OR - Miscellaneous_Existing_Water Heating_Natural Gas_Strategic Energy Management_A_Achievable Economic UCT Potential | F4 | Commercial | OR - Miscellaneous | Existing | Water Heating | Natural Gas | Strategic Energy Management | A | Incremental Energy Savings (MWh or mTherms) | Achievable Economic UCT Potential | 0 | 0 | 0.039833 | 0.080013 | 0.078392 | 0.039407 | 1.4383e-17 | 0 | 1.3853e-17 | 0 | 0 | 0 | 0 | 0 | 0 | 0 | 0 | 0 | 0 | 0 | 0 | 0 | 0 | 0 | 0 | 0 | 0
F5_Commercial_OR - Miscellaneous_Existing_Water Heating_Natural Gas_Strategic Energy Management_A_Achievable Economic UCT Potential | F5 | Commercial | OR - Miscellaneous | Existing | Water Heating | Natural Gas | Strategic Energy Management | A | Incremental Summer Peak Savings (MW) | Achievable Economic UCT Potential | 0 | 0 | 0 | 0 | 0 | 0 | 0 | 0 | 0 | 0 | 0 | 0 | 0 | 0 | 0 | 0 | 0 | 0 | 0 | 0 | 0 | 0 | 0 | 0 | 0 | 0 | 0
F6_Commercial_OR - Miscellaneous_Existing_Water Heating_Natural Gas_Strategic Energy Management_A_Achievable Economic UCT Potential | F6 | Commercial | OR - Miscellaneous | Existing | Water Heating | Natural Gas | Strategic Energy Management | A | Incremental Winter Peak Savings (MW) | Achievable Economic UCT Potential | 0 | 0 | 0 | 0 | 0 | 0 | 0 | 0 | 0 | 0 | 0 | 0 | 0 | 0 | 0 | 0 | 0 | 0 | 0 | 0 | 0 | 0 | 0 | 0 | 0 | 0 | 0
F7_Commercial_OR - Miscellaneous_Existing_Water Heating_Natural Gas_Strategic Energy Management_A_Achievable Economic UCT Potential | F7 | Commercial | OR - Miscellaneous | Existing | Water Heating | Natural Gas | Strategic Energy Management | A | Cumulative Energy Savings (MWh or mTherms) | Achievable Economic UCT Potential | 0 | 0 | 0.039833 | 0.11899 | 0.19497 | 0.23053 | 0.22609 | 0.22176 | 0.21776 | 0.21407 | 0.21068 | 0.2077 | 0.20528 | 0.20341 | 0.20221 | 0.20102 | 0.20016 | 0.19948 | 0.19895 | 0.19852 | 0.19821 | 0.19799 | 0.19784 | 0.19773 | 0.19758 | 0.19755 | 0.19752
F8_Commercial_OR - Miscellaneous_Existing_Water Heating_Natural Gas_Strategic Energy Management_A_Achievable Economic UCT Potential | F8 | Commercial | OR - Miscellaneous | Existing | Water Heating | Natural Gas | Strategic Energy Management | A | Cumulative Summer Peak Savings (MW) | Achievable Economic UCT Potential | 0 | 0 | 0 | 0 | 0 | 0 | 0 | 0 | 0 | 0 | 0 | 0 | 0 | 0 | 0 | 0 | 0 | 0 | 0 | 0 | 0 | 0 | 0 | 0 | 0 | 0 | 0
F9_Commercial_OR - Miscellaneous_Existing_Water Heating_Natural Gas_Strategic Energy Management_A_Achievable Economic UCT Potential | F9 | Commercial | OR - Miscellaneous | Existing | Water Heating | Natural Gas | Strategic Energy Management | A | Cumulative Winter Peak Savings (MW) | Achievable Economic UCT Potential | 0 | 0 | 0 | 0 | 0 | 0 | 0 | 0 | 0 | 0 | 0 | 0 | 0 | 0 | 0 | 0 | 0 | 0 | 0 | 0 | 0 | 0 | 0 | 0 | 0 | 0 | 0
F10_Commercial_OR - Miscellaneous_Existing_Water Heating_Natural Gas_Strategic Energy Management_A_Achievable Economic UCT Potential | F10 | Commercial | OR - Miscellaneous | Existing | Water Heating | Natural Gas | Strategic Energy Management | A | Purchases (Incremental) | Achievable Economic UCT Potential | 0 | 0 | 2321.5981 | 4765.3855 | 4765.3855 | 2443.7874 | 9.0949e-13 | 0 | 9.0949e-13 | 0 | 0 | 0 | 0 | 0 | 0 | 0 | 0 | 0 | 0 | 0 | 0 | 0 | 0 | 0 | 0 | 0 | 0
F11_Commercial_OR - Miscellaneous_Existing_Water Heating_Natural Gas_Strategic Energy Management_A_Achievable Economic UCT Potential | F11 | Commercial | OR - Miscellaneous | Existing | Water Heating | Natural Gas | Strategic Energy Management | A | Purchases (Cumulative) | Achievable Economic UCT Potential | 0 | 0 | 2321.5981 | 7086.9836 | 11852.3691 | 14296.1565 | 14296.1565 | 14296.1565 | 14296.1565 | 14296.1565 | 14296.1565 | 14296.1565 | 14296.1565 | 14296.1565 | 14296.1565 | 14296.1565 | 14296.1565 | 14296.1565 | 14296.1565 | 14296.1565 | 14296.1565 | 14296.1565 | 14296.1565 | 14296.1565 | 14296.1565 | 14296.1565 | 14296.1565
F1_Commercial_OR - Miscellaneous_Existing_Space Heating_Natural Gas_Retrocommissioning_A_Achievable Economic UCT Potential | F1 | Commercial | OR - Miscellaneous | Existing | Space Heating | Natural Gas | Retrocommissioning | A | Integrated Unit Energy Savings (kWh or therms) | Achievable Economic UCT Potential | 0 | 0 | 0.044737 | 0.04418 | 0.043538 | 0.04283 | 0.042041 | 0.041174 | 0.040207 | 0.039147 | 0.038007 | 0.036811 | 0.0356 | 0.034393 | 0.033221 | 0.032121 | 0.031128 | 0.030279 | 0.029578 | 0.028983 | 0.028517 | 0.028086 | 0.027912 | 0.027747 | 0.027589 | 0.027439 | 0.027294
F2_Commercial_OR - Miscellaneous_Existing_Space Heating_Natural Gas_Retrocommissioning_A_Achievable Economic UCT Potential | F2 | Commercial | OR - Miscellaneous | Existing | Space Heating | Natural Gas | Retrocommissioning | A | Integrated Unit Summer Peak Savings (kW) | Achievable Economic UCT Potential | 0 | 0 | 0 | 0 | 0 | 0 | 0 | 0 | 0 | 0 | 0 | 0 | 0 | 0 | 0 | 0 | 0 | 0 | 0 | 0 | 0 | 0 | 0 | 0 | 0 | 0 | 0
F3_Commercial_OR - Miscellaneous_Existing_Space Heating_Natural Gas_Retrocommissioning_A_Achievable Economic UCT Potential | F3 | Commercial | OR - Miscellaneous | Existing | Space Heating | Natural Gas | Retrocommissioning | A | Integrated Unit Winter Peak Savings (kW) | Achievable Economic UCT Potential | 0 | 0 | 0 | 0 | 0 | 0 | 0 | 0 | 0 | 0 | 0 | 0 | 0 | 0 | 0 | 0 | 0 | 0 | 0 | 0 | 0 | 0 | 0 | 0 | 0 | 0 | 0
F4_Commercial_OR - Miscellaneous_Existing_Space Heating_Natural Gas_Retrocommissioning_A_Achievable Economic UCT Potential | F4 | Commercial | OR - Miscellaneous | Existing | Space Heating | Natural Gas | Retrocommissioning | A | Incremental Energy Savings (MWh or mTherms) | Achievable Economic UCT Potential | 0 | 0 | 0.13966 | 0.2831 | 0.27899 | 0.14075 | 0 | 0 | 0 | 0 | 0 | 0 | 0 | 0 | 0 | 0 | 0 | 0 | 0 | 0 | 0 | 0 | 0 | 0 | 0 | 0 | 0
F5_Commercial_OR - Miscellaneous_Existing_Space Heating_Natural Gas_Retrocommissioning_A_Achievable Economic UCT Potential | F5 | Commercial | OR - Miscellaneous | Existing | Space Heating | Natural Gas | Retrocommissioning | A | Incremental Summer Peak Savings (MW) | Achievable Economic UCT Potential | 0 | 0 | 0 | 0 | 0 | 0 | 0 | 0 | 0 | 0 | 0 | 0 | 0 | 0 | 0 | 0 | 0 | 0 | 0 | 0 | 0 | 0 | 0 | 0 | 0 | 0 | 0
F6_Commercial_OR - Miscellaneous_Existing_Space Heating_Natural Gas_Retrocommissioning_A_Achievable Economic UCT Potential | F6 | Commercial | OR - Miscellaneous | Existing | Space Heating | Natural Gas | Retrocommissioning | A | Incremental Winter Peak Savings (MW) | Achievable Economic UCT Potential | 0 | 0 | 0 | 0 | 0 | 0 | 0 | 0 | 0 | 0 | 0 | 0 | 0 | 0 | 0 | 0 | 0 | 0 | 0 | 0 | 0 | 0 | 0 | 0 | 0 | 0 | 0
F7_Commercial_OR - Miscellaneous_Existing_Space Heating_Natural Gas_Retrocommissioning_A_Achievable Economic UCT Potential | F7 | Commercial | OR - Miscellaneous | Existing | Space Heating | Natural Gas | Retrocommissioning | A | Cumulative Energy Savings (MWh or mTherms) | Achievable Economic UCT Potential | 0 | 0 | 0.13966 | 0.42103 | 0.69391 | 0.82336 | 0.80821 | 0.79153 | 0.77295 | 0.75257 | 0.73065 | 0.70766 | 0.68437 | 0.66116 | 0.63864 | 0.6175 | 0.5984 | 0.58209 | 0.56861 | 0.55718 | 0.5482 | 0.53992 | 0.53658 | 0.53341 | 0.53038 | 0.52748 | 0.5247
F8_Commercial_OR - Miscellaneous_Existing_Space Heating_Natural Gas_Retrocommissioning_A_Achievable Economic UCT Potential | F8 | Commercial | OR - Miscellaneous | Existing | Space Heating | Natural Gas | Retrocommissioning | A | Cumulative Summer Peak Savings (MW) | Achievable Economic UCT Potential | 0 | 0 | 0 | 0 | 0 | 0 | 0 | 0 | 0 | 0 | 0 | 0 | 0 | 0 | 0 | 0 | 0 | 0 | 0 | 0 | 0 | 0 | 0 | 0 | 0 | 0 | 0
F9_Commercial_OR - Miscellaneous_Existing_Space Heating_Natural Gas_Retrocommissioning_A_Achievable Economic UCT Potential | F9 | Commercial | OR - Miscellaneous | Existing | Space Heating | Natural Gas | Retrocommissioning | A | Cumulative Winter Peak Savings (MW) | Achievable Economic UCT Potential | 0 | 0 | 0 | 0 | 0 | 0 | 0 | 0 | 0 | 0 | 0 | 0 | 0 | 0 | 0 | 0 | 0 | 0 | 0 | 0 | 0 | 0 | 0 | 0 | 0 | 0 | 0
F10_Commercial_OR - Miscellaneous_Existing_Space Heating_Natural Gas_Retrocommissioning_A_Achievable Economic UCT Potential | F10 | Commercial | OR - Miscellaneous | Existing | Space Heating | Natural Gas | Retrocommissioning | A | Purchases (Incremental) | Achievable Economic UCT Potential | 0 | 0 | 3121.8543 | 6408.0167 | 6408.0167 | 3286.1624 | 0 | 0 | 0 | 0 | 0 | 0 | 0 | 0 | 0 | 0 | 0 | 0 | 0 | 0 | 0 | 0 | 0 | 0 | 0 | 0 | 0
F11_Commercial_OR - Miscellaneous_Existing_Space Heating_Natural Gas_Retrocommissioning_A_Achievable Economic UCT Potential | F11 | Commercial | OR - Miscellaneous | Existing | Space Heating | Natural Gas | Retrocommissioning | A | Purchases (Cumulative) | Achievable Economic UCT Potential | 0 | 0 | 3121.8543 | 9529.871 | 15937.8877 | 19224.0501 | 19224.0501 | 19224.0501 | 19224.0501 | 19224.0501 | 19224.0501 | 19224.0501 | 19224.0501 | 19224.0501 | 19224.0501 | 19224.0501 | 19224.0501 | 19224.0501 | 19224.0501 | 19224.0501 | 19224.0501 | 19224.0501 | 19224.0501 | 19224.0501 | 19224.0501 | 19224.0501 | 19224.0501
F1_Commercial_OR - Miscellaneous_Existing_Water Heating_Natural Gas_Retrocommissioning_A_Achievable Economic UCT Potential | F1 | Commercial | OR - Miscellaneous | Existing | Water Heating | Natural Gas | Retrocommissioning | A | Integrated Unit Energy Savings (kWh or therms) | Achievable Economic UCT Potential | 0 | 0 | 0.021051 | 0.020567 | 0.020117 | 0.019703 | 0.019323 | 0.018953 | 0.018611 | 0.018296 | 0.018006 | 0.017751 | 0.017545 | 0.017385 | 0.017282 | 0.017181 | 0.017107 | 0.017049 | 0.017003 | 0.016967 | 0.016941 | 0.016922 | 0.016909 | 0.0169 | 0.016887 | 0.016884 | 0.016881
F2_Commercial_OR - Miscellaneous_Existing_Water Heating_Natural Gas_Retrocommissioning_A_Achievable Economic UCT Potential | F2 | Commercial | OR - Miscellaneous | Existing | Water Heating | Natural Gas | Retrocommissioning | A | Integrated Unit Summer Peak Savings (kW) | Achievable Economic UCT Potential | 0 | 0 | 0 | 0 | 0 | 0 | 0 | 0 | 0 | 0 | 0 | 0 | 0 | 0 | 0 | 0 | 0 | 0 | 0 | 0 | 0 | 0 | 0 | 0 | 0 | 0 | 0
F3_Commercial_OR - Miscellaneous_Existing_Water Heating_Natural Gas_Retrocommissioning_A_Achievable Economic UCT Potential | F3 | Commercial | OR - Miscellaneous | Existing | Water Heating | Natural Gas | Retrocommissioning | A | Integrated Unit Winter Peak Savings (kW) | Achievable Economic UCT Potential | 0 | 0 | 0 | 0 | 0 | 0 | 0 | 0 | 0 | 0 | 0 | 0 | 0 | 0 | 0 | 0 | 0 | 0 | 0 | 0 | 0 | 0 | 0 | 0 | 0 | 0 | 0
F4_Commercial_OR - Miscellaneous_Existing_Water Heating_Natural Gas_Retrocommissioning_A_Achievable Economic UCT Potential | F4 | Commercial | OR - Miscellaneous | Existing | Water Heating | Natural Gas | Retrocommissioning | A | Incremental Energy Savings (MWh or mTherms) | Achievable Economic UCT Potential | 0 | 0 | 0.048661 | 0.097584 | 0.09545 | 0.047941 | 1.7574e-17 | 0 | 3.3854e-17 | 0 | 0 | 0 | 0 | 0 | 0 | 0 | 0 | 0 | 0 | 0 | 0 | 0 | 0 | 0 | 0 | 0 | 0
F5_Commercial_OR - Miscellaneous_Existing_Water Heating_Natural Gas_Retrocommissioning_A_Achievable Economic UCT Potential | F5 | Commercial | OR - Miscellaneous | Existing | Water Heating | Natural Gas | Retrocommissioning | A | Incremental Summer Peak Savings (MW) | Achievable Economic UCT Potential | 0 | 0 | 0 | 0 | 0 | 0 | 0 | 0 | 0 | 0 | 0 | 0 | 0 | 0 | 0 | 0 | 0 | 0 | 0 | 0 | 0 | 0 | 0 | 0 | 0 | 0 | 0
F6_Commercial_OR - Miscellaneous_Existing_Water Heating_Natural Gas_Retrocommissioning_A_Achievable Economic UCT Potential | F6 | Commercial | OR - Miscellaneous | Existing | Water Heating | Natural Gas | Retrocommissioning | A | Incremental Winter Peak Savings (MW) | Achievable Economic UCT Potential | 0 | 0 | 0 | 0 | 0 | 0 | 0 | 0 | 0 | 0 | 0 | 0 | 0 | 0 | 0 | 0 | 0 | 0 | 0 | 0 | 0 | 0 | 0 | 0 | 0 | 0 | 0
F7_Commercial_OR - Miscellaneous_Existing_Water Heating_Natural Gas_Retrocommissioning_A_Achievable Economic UCT Potential | F7 | Commercial | OR - Miscellaneous | Existing | Water Heating | Natural Gas | Retrocommissioning | A | Cumulative Energy Savings (MWh or mTherms) | Achievable Economic UCT Potential | 0 | 0 | 0.048661 | 0.14513 | 0.2374 | 0.28046 | 0.27505 | 0.26979 | 0.26492 | 0.26043 | 0.25631 | 0.25268 | 0.24974 | 0.24746 | 0.246 | 0.24455 | 0.24351 | 0.24268 | 0.24203 | 0.24151 | 0.24114 | 0.24087 | 0.24069 | 0.24055 | 0.24037 | 0.24033 | 0.24029
F8_Commercial_OR - Miscellaneous_Existing_Water Heating_Natural Gas_Retrocommissioning_A_Achievable Economic UCT Potential | F8 | Commercial | OR - Miscellaneous | Existing | Water Heating | Natural Gas | Retrocommissioning | A | Cumulative Summer Peak Savings (MW) | Achievable Economic UCT Potential | 0 | 0 | 0 | 0 | 0 | 0 | 0 | 0 | 0 | 0 | 0 | 0 | 0 | 0 | 0 | 0 | 0 | 0 | 0 | 0 | 0 | 0 | 0 | 0 | 0 | 0 | 0
F9_Commercial_OR - Miscellaneous_Existing_Water Heating_Natural Gas_Retrocommissioning_A_Achievable Economic UCT Potential | F9 | Commercial | OR - Miscellaneous | Existing | Water Heating | Natural Gas | Retrocommissioning | A | Cumulative Winter Peak Savings (MW) | Achievable Economic UCT Potential | 0 | 0 | 0 | 0 | 0 | 0 | 0 | 0 | 0 | 0 | 0 | 0 | 0 | 0 | 0 | 0 | 0 | 0 | 0 | 0 | 0 | 0 | 0 | 0 | 0 | 0 | 0
F10_Commercial_OR - Miscellaneous_Existing_Water Heating_Natural Gas_Retrocommissioning_A_Achievable Economic UCT Potential | F10 | Commercial | OR - Miscellaneous | Existing | Water Heating | Natural Gas | Retrocommissioning | A | Purchases (Incremental) | Achievable Economic UCT Potential | 0 | 0 | 2311.5479 | 4744.7561 | 4744.7561 | 2433.2083 | 9.0949e-13 | 0 | 1.819e-12 | 0 | 0 | 0 | 0 | 0 | 0 | 0 | 0 | 0 | 0 | 0 | 0 | 0 | 0 | 0 | 0 | 0 | 0
F11_Commercial_OR - Miscellaneous_Existing_Water Heating_Natural Gas_Retrocommissioning_A_Achievable Economic UCT Potential | F11 | Commercial | OR - Miscellaneous | Existing | Water Heating | Natural Gas | Retrocommissioning | A | Purchases (Cumulative) | Achievable Economic UCT Potential | 0 | 0 | 2311.5479 | 7056.304 | 11801.0601 | 14234.2684 | 14234.2684 | 14234.2684 | 14234.2684 | 14234.2684 | 14234.2684 | 14234.2684 | 14234.2684 | 14234.2684 | 14234.2684 | 14234.2684 | 14234.2684 | 14234.2684 | 14234.2684 | 14234.2684 | 14234.2684 | 14234.2684 | 14234.2684 | 14234.2684 | 14234.2684 | 14234.2684 | 14234.2684
F1_Commercial_OR - Miscellaneous_New_Space Heating_Natural Gas_Insulation - Ceiling_A_Achievable Economic UCT Potential | F1 | Commercial | OR - Miscellaneous | New | Space Heating | Natural Gas | Insulation - Ceiling | A | Integrated Unit Energy Savings (kWh or therms) | Achievable Economic UCT Potential | 0 | 0 | 0 | 0 | 0 | 0 | 0 | 0 | 0 | 0 | 0 | 0 | 0 | 0 | 0 | 0 | 0 | 0 | 0 | 0 | 0 | 0 | 0 | 0 | 0 | 0 | 0
F2_Commercial_OR - Miscellaneous_New_Space Heating_Natural Gas_Insulation - Ceiling_A_Achievable Economic UCT Potential | F2 | Commercial | OR - Miscellaneous | New | Space Heating | Natural Gas | Insulation - Ceiling | A | Integrated Unit Summer Peak Savings (kW) | Achievable Economic UCT Potential | 0 | 0 | 0 | 0 | 0 | 0 | 0 | 0 | 0 | 0 | 0 | 0 | 0 | 0 | 0 | 0 | 0 | 0 | 0 | 0 | 0 | 0 | 0 | 0 | 0 | 0 | 0
F3_Commercial_OR - Miscellaneous_New_Space Heating_Natural Gas_Insulation - Ceiling_A_Achievable Economic UCT Potential | F3 | Commercial | OR - Miscellaneous | New | Space Heating | Natural Gas | Insulation - Ceiling | A | Integrated Unit Winter Peak Savings (kW) | Achievable Economic UCT Potential | 0 | 0 | 0 | 0 | 0 | 0 | 0 | 0 | 0 | 0 | 0 | 0 | 0 | 0 | 0 | 0 | 0 | 0 | 0 | 0 | 0 | 0 | 0 | 0 | 0 | 0 | 0
F4_Commercial_OR - Miscellaneous_New_Space Heating_Natural Gas_Insulation - Ceiling_A_Achievable Economic UCT Potential | F4 | Commercial | OR - Miscellaneous | New | Space Heating | Natural Gas | Insulation - Ceiling | A | Incremental Energy Savings (MWh or mTherms) | Achievable Economic UCT Potential | 0 | 0 | 0 | 0 | 0 | 0 | 0 | 0 | 0 | 0 | 0 | 0 | 0 | 0 | 0 | 0 | 0 | 0 | 0 | 0 | 0 | 0 | 0 | 0 | 0 | 0 | 0
F5_Commercial_OR - Miscellaneous_New_Space Heating_Natural Gas_Insulation - Ceiling_A_Achievable Economic UCT Potential | F5 | Commercial | OR - Miscellaneous | New | Space Heating | Natural Gas | Insulation - Ceiling | A | Incremental Summer Peak Savings (MW) | Achievable Economic UCT Potential | 0 | 0 | 0 | 0 | 0 | 0 | 0 | 0 | 0 | 0 | 0 | 0 | 0 | 0 | 0 | 0 | 0 | 0 | 0 | 0 | 0 | 0 | 0 | 0 | 0 | 0 | 0
F6_Commercial_OR - Miscellaneous_New_Space Heating_Natural Gas_Insulation - Ceiling_A_Achievable Economic UCT Potential | F6 | Commercial | OR - Miscellaneous | New | Space Heating | Natural Gas | Insulation - Ceiling | A | Incremental Winter Peak Savings (MW) | Achievable Economic UCT Potential | 0 | 0 | 0 | 0 | 0 | 0 | 0 | 0 | 0 | 0 | 0 | 0 | 0 | 0 | 0 | 0 | 0 | 0 | 0 | 0 | 0 | 0 | 0 | 0 | 0 | 0 | 0
F7_Commercial_OR - Miscellaneous_New_Space Heating_Natural Gas_Insulation - Ceiling_A_Achievable Economic UCT Potential | F7 | Commercial | OR - Miscellaneous | New | Space Heating | Natural Gas | Insulation - Ceiling | A | Cumulative Energy Savings (MWh or mTherms) | Achievable Economic UCT Potential | 0 | 0 | 0 | 0 | 0 | 0 | 0 | 0 | 0 | 0 | 0 | 0 | 0 | 0 | 0 | 0 | 0 | 0 | 0 | 0 | 0 | 0 | 0 | 0 | 0 | 0 | 0
F8_Commercial_OR - Miscellaneous_New_Space Heating_Natural Gas_Insulation - Ceiling_A_Achievable Economic UCT Potential | F8 | Commercial | OR - Miscellaneous | New | Space Heating | Natural Gas | Insulation - Ceiling | A | Cumulative Summer Peak Savings (MW) | Achievable Economic UCT Potential | 0 | 0 | 0 | 0 | 0 | 0 | 0 | 0 | 0 | 0 | 0 | 0 | 0 | 0 | 0 | 0 | 0 | 0 | 0 | 0 | 0 | 0 | 0 | 0 | 0 | 0 | 0
F9_Commercial_OR - Miscellaneous_New_Space Heating_Natural Gas_Insulation - Ceiling_A_Achievable Economic UCT Potential | F9 | Commercial | OR - Miscellaneous | New | Space Heating | Natural Gas | Insulation - Ceiling | A | Cumulative Winter Peak Savings (MW) | Achievable Economic UCT Potential | 0 | 0 | 0 | 0 | 0 | 0 | 0 | 0 | 0 | 0 | 0 | 0 | 0 | 0 | 0 | 0 | 0 | 0 | 0 | 0 | 0 | 0 | 0 | 0 | 0 | 0 | 0
F10_Commercial_OR - Miscellaneous_New_Space Heating_Natural Gas_Insulation - Ceiling_A_Achievable Economic UCT Potential | F10 | Commercial | OR - Miscellaneous | New | Space Heating | Natural Gas | Insulation - Ceiling | A | Purchases (Incremental) | Achievable Economic UCT Potential | 0 | 0 | 0 | 0 | 0 | 0 | 0 | 0 | 0 | 0 | 0 | 0 | 0 | 0 | 0 | 0 | 0 | 0 | 0 | 0 | 0 | 0 | 0 | 0 | 0 | 0 | 0
F11_Commercial_OR - Miscellaneous_New_Space Heating_Natural Gas_Insulation - Ceiling_A_Achievable Economic UCT Potential | F11 | Commercial | OR - Miscellaneous | New | Space Heating | Natural Gas | Insulation - Ceiling | A | Purchases (Cumulative) | Achievable Economic UCT Potential | 0 | 0 | 0 | 0 | 0 | 0 | 0 | 0 | 0 | 0 | 0 | 0 | 0 | 0 | 0 | 0 | 0 | 0 | 0 | 0 | 0 | 0 | 0 | 0 | 0 | 0 | 0
F1_Commercial_OR - Miscellaneous_New_Space Heating_Natural Gas_Insulation - Ducting_A_Achievable Economic UCT Potential | F1 | Commercial | OR - Miscellaneous | New | Space Heating | Natural Gas | Insulation - Ducting | A | Integrated Unit Energy Savings (kWh or therms) | Achievable Economic UCT Potential | 0 | 0 | 0 | 0 | 0 | 0 | 0 | 0 | 0 | 0 | 0 | 0 | 0 | 0 | 0 | 0 | 0 | 0 | 0 | 0 | 0 | 0 | 0 | 0 | 0 | 0 | 0
F2_Commercial_OR - Miscellaneous_New_Space Heating_Natural Gas_Insulation - Ducting_A_Achievable Economic UCT Potential | F2 | Commercial | OR - Miscellaneous | New | Space Heating | Natural Gas | Insulation - Ducting | A | Integrated Unit Summer Peak Savings (kW) | Achievable Economic UCT Potential | 0 | 0 | 0 | 0 | 0 | 0 | 0 | 0 | 0 | 0 | 0 | 0 | 0 | 0 | 0 | 0 | 0 | 0 | 0 | 0 | 0 | 0 | 0 | 0 | 0 | 0 | 0
F3_Commercial_OR - Miscellaneous_New_Space Heating_Natural Gas_Insulation - Ducting_A_Achievable Economic UCT Potential | F3 | Commercial | OR - Miscellaneous | New | Space Heating | Natural Gas | Insulation - Ducting | A | Integrated Unit Winter Peak Savings (kW) | Achievable Economic UCT Potential | 0 | 0 | 0 | 0 | 0 | 0 | 0 | 0 | 0 | 0 | 0 | 0 | 0 | 0 | 0 | 0 | 0 | 0 | 0 | 0 | 0 | 0 | 0 | 0 | 0 | 0 | 0
F4_Commercial_OR - Miscellaneous_New_Space Heating_Natural Gas_Insulation - Ducting_A_Achievable Economic UCT Potential | F4 | Commercial | OR - Miscellaneous | New | Space Heating | Natural Gas | Insulation - Ducting | A | Incremental Energy Savings (MWh or mTherms) | Achievable Economic UCT Potential | 0 | 0 | 0 | 0 | 0 | 0 | 0 | 0 | 0 | 0 | 0 | 0 | 0 | 0 | 0 | 0 | 0 | 0 | 0 | 0 | 0 | 0 | 0 | 0 | 0 | 0 | 0
F5_Commercial_OR - Miscellaneous_New_Space Heating_Natural Gas_Insulation - Ducting_A_Achievable Economic UCT Potential | F5 | Commercial | OR - Miscellaneous | New | Space Heating | Natural Gas | Insulation - Ducting | A | Incremental Summer Peak Savings (MW) | Achievable Economic UCT Potential | 0 | 0 | 0 | 0 | 0 | 0 | 0 | 0 | 0 | 0 | 0 | 0 | 0 | 0 | 0 | 0 | 0 | 0 | 0 | 0 | 0 | 0 | 0 | 0 | 0 | 0 | 0
F6_Commercial_OR - Miscellaneous_New_Space Heating_Natural Gas_Insulation - Ducting_A_Achievable Economic UCT Potential | F6 | Commercial | OR - Miscellaneous | New | Space Heating | Natural Gas | Insulation - Ducting | A | Incremental Winter Peak Savings (MW) | Achievable Economic UCT Potential | 0 | 0 | 0 | 0 | 0 | 0 | 0 | 0 | 0 | 0 | 0 | 0 | 0 | 0 | 0 | 0 | 0 | 0 | 0 | 0 | 0 | 0 | 0 | 0 | 0 | 0 | 0
F7_Commercial_OR - Miscellaneous_New_Space Heating_Natural Gas_Insulation - Ducting_A_Achievable Economic UCT Potential | F7 | Commercial | OR - Miscellaneous | New | Space Heating | Natural Gas | Insulation - Ducting | A | Cumulative Energy Savings (MWh or mTherms) | Achievable Economic UCT Potential | 0 | 0 | 0 | 0 | 0 | 0 | 0 | 0 | 0 | 0 | 0 | 0 | 0 | 0 | 0 | 0 | 0 | 0 | 0 | 0 | 0 | 0 | 0 | 0 | 0 | 0 | 0
F8_Commercial_OR - Miscellaneous_New_Space Heating_Natural Gas_Insulation - Ducting_A_Achievable Economic UCT Potential | F8 | Commercial | OR - Miscellaneous | New | Space Heating | Natural Gas | Insulation - Ducting | A | Cumulative Summer Peak Savings (MW) | Achievable Economic UCT Potential | 0 | 0 | 0 | 0 | 0 | 0 | 0 | 0 | 0 | 0 | 0 | 0 | 0 | 0 | 0 | 0 | 0 | 0 | 0 | 0 | 0 | 0 | 0 | 0 | 0 | 0 | 0
F9_Commercial_OR - Miscellaneous_New_Space Heating_Natural Gas_Insulation - Ducting_A_Achievable Economic UCT Potential | F9 | Commercial | OR - Miscellaneous | New | Space Heating | Natural Gas | Insulation - Ducting | A | Cumulative Winter Peak Savings (MW) | Achievable Economic UCT Potential | 0 | 0 | 0 | 0 | 0 | 0 | 0 | 0 | 0 | 0 | 0 | 0 | 0 | 0 | 0 | 0 | 0 | 0 | 0 | 0 | 0 | 0 | 0 | 0 | 0 | 0 | 0
F10_Commercial_OR - Miscellaneous_New_Space Heating_Natural Gas_Insulation - Ducting_A_Achievable Economic UCT Potential | F10 | Commercial | OR - Miscellaneous | New | Space Heating | Natural Gas | Insulation - Ducting | A | Purchases (Incremental) | Achievable Economic UCT Potential | 0 | 0 | 0 | 0 | 0 | 0 | 0 | 0 | 0 | 0 | 0 | 0 | 0 | 0 | 0 | 0 | 0 | 0 | 0 | 0 | 0 | 0 | 0 | 0 | 0 | 0 | 0
F11_Commercial_OR - Miscellaneous_New_Space Heating_Natural Gas_Insulation - Ducting_A_Achievable Economic UCT Potential | F11 | Commercial | OR - Miscellaneous | New | Space Heating | Natural Gas | Insulation - Ducting | A | Purchases (Cumulative) | Achievable Economic UCT Potential | 0 | 0 | 0 | 0 | 0 | 0 | 0 | 0 | 0 | 0 | 0 | 0 | 0 | 0 | 0 | 0 | 0 | 0 | 0 | 0 | 0 | 0 | 0 | 0 | 0 | 0 | 0
F1_Commercial_OR - Miscellaneous_New_Space Heating_Natural Gas_Insulation - Wall Cavity_A_Achievable Economic UCT Potential | F1 | Commercial | OR - Miscellaneous | New | Space Heating | Natural Gas | Insulation - Wall Cavity | A | Integrated Unit Energy Savings (kWh or therms) | Achievable Economic UCT Potential | 0 | 0 | 0 | 0 | 0 | 0 | 0 | 0 | 0 | 0 | 0 | 0 | 0 | 0 | 0 | 0 | 0 | 0 | 0 | 0 | 0 | 0 | 0 | 0 | 0 | 0 | 0
F2_Commercial_OR - Miscellaneous_New_Space Heating_Natural Gas_Insulation - Wall Cavity_A_Achievable Economic UCT Potential | F2 | Commercial | OR - Miscellaneous | New | Space Heating | Natural Gas | Insulation - Wall Cavity | A | Integrated Unit Summer Peak Savings (kW) | Achievable Economic UCT Potential | 0 | 0 | 0 | 0 | 0 | 0 | 0 | 0 | 0 | 0 | 0 | 0 | 0 | 0 | 0 | 0 | 0 | 0 | 0 | 0 | 0 | 0 | 0 | 0 | 0 | 0 | 0
F3_Commercial_OR - Miscellaneous_New_Space Heating_Natural Gas_Insulation - Wall Cavity_A_Achievable Economic UCT Potential | F3 | Commercial | OR - Miscellaneous | New | Space Heating | Natural Gas | Insulation - Wall Cavity | A | Integrated Unit Winter Peak Savings (kW) | Achievable Economic UCT Potential | 0 | 0 | 0 | 0 | 0 | 0 | 0 | 0 | 0 | 0 | 0 | 0 | 0 | 0 | 0 | 0 | 0 | 0 | 0 | 0 | 0 | 0 | 0 | 0 | 0 | 0 | 0
F4_Commercial_OR - Miscellaneous_New_Space Heating_Natural Gas_Insulation - Wall Cavity_A_Achievable Economic UCT Potential | F4 | Commercial | OR - Miscellaneous | New | Space Heating | Natural Gas | Insulation - Wall Cavity | A | Incremental Energy Savings (MWh or mTherms) | Achievable Economic UCT Potential | 0 | 0 | 0 | 0 | 0 | 0 | 0 | 0 | 0 | 0 | 0 | 0 | 0 | 0 | 0 | 0 | 0 | 0 | 0 | 0 | 0 | 0 | 0 | 0 | 0 | 0 | 0
F5_Commercial_OR - Miscellaneous_New_Space Heating_Natural Gas_Insulation - Wall Cavity_A_Achievable Economic UCT Potential | F5 | Commercial | OR - Miscellaneous | New | Space Heating | Natural Gas | Insulation - Wall Cavity | A | Incremental Summer Peak Savings (MW) | Achievable Economic UCT Potential | 0 | 0 | 0 | 0 | 0 | 0 | 0 | 0 | 0 | 0 | 0 | 0 | 0 | 0 | 0 | 0 | 0 | 0 | 0 | 0 | 0 | 0 | 0 | 0 | 0 | 0 | 0
F6_Commercial_OR - Miscellaneous_New_Space Heating_Natural Gas_Insulation - Wall Cavity_A_Achievable Economic UCT Potential | F6 | Commercial | OR - Miscellaneous | New | Space Heating | Natural Gas | Insulation - Wall Cavity | A | Incremental Winter Peak Savings (MW) | Achievable Economic UCT Potential | 0 | 0 | 0 | 0 | 0 | 0 | 0 | 0 | 0 | 0 | 0 | 0 | 0 | 0 | 0 | 0 | 0 | 0 | 0 | 0 | 0 | 0 | 0 | 0 | 0 | 0 | 0
F7_Commercial_OR - Miscellaneous_New_Space Heating_Natural Gas_Insulation - Wall Cavity_A_Achievable Economic UCT Potential | F7 | Commercial | OR - Miscellaneous | New | Space Heating | Natural Gas | Insulation - Wall Cavity | A | Cumulative Energy Savings (MWh or mTherms) | Achievable Economic UCT Potential | 0 | 0 | 0 | 0 | 0 | 0 | 0 | 0 | 0 | 0 | 0 | 0 | 0 | 0 | 0 | 0 | 0 | 0 | 0 | 0 | 0 | 0 | 0 | 0 | 0 | 0 | 0
F8_Commercial_OR - Miscellaneous_New_Space Heating_Natural Gas_Insulation - Wall Cavity_A_Achievable Economic UCT Potential | F8 | Commercial | OR - Miscellaneous | New | Space Heating | Natural Gas | Insulation - Wall Cavity | A | Cumulative Summer Peak Savings (MW) | Achievable Economic UCT Potential | 0 | 0 | 0 | 0 | 0 | 0 | 0 | 0 | 0 | 0 | 0 | 0 | 0 | 0 | 0 | 0 | 0 | 0 | 0 | 0 | 0 | 0 | 0 | 0 | 0 | 0 | 0
F9_Commercial_OR - Miscellaneous_New_Space Heating_Natural Gas_Insulation - Wall Cavity_A_Achievable Economic UCT Potential | F9 | Commercial | OR - Miscellaneous | New | Space Heating | Natural Gas | Insulation - Wall Cavity | A | Cumulative Winter Peak Savings (MW) | Achievable Economic UCT Potential | 0 | 0 | 0 | 0 | 0 | 0 | 0 | 0 | 0 | 0 | 0 | 0 | 0 | 0 | 0 | 0 | 0 | 0 | 0 | 0 | 0 | 0 | 0 | 0 | 0 | 0 | 0
F10_Commercial_OR - Miscellaneous_New_Space Heating_Natural Gas_Insulation - Wall Cavity_A_Achievable Economic UCT Potential | F10 | Commercial | OR - Miscellaneous | New | Space Heating | Natural Gas | Insulation - Wall Cavity | A | Purchases (Incremental) | Achievable Economic UCT Potential | 0 | 0 | 0 | 0 | 0 | 0 | 0 | 0 | 0 | 0 | 0 | 0 | 0 | 0 | 0 | 0 | 0 | 0 | 0 | 0 | 0 | 0 | 0 | 0 | 0 | 0 | 0
F11_Commercial_OR - Miscellaneous_New_Space Heating_Natural Gas_Insulation - Wall Cavity_A_Achievable Economic UCT Potential | F11 | Commercial | OR - Miscellaneous | New | Space Heating | Natural Gas | Insulation - Wall Cavity | A | Purchases (Cumulative) | Achievable Economic UCT Potential | 0 | 0 | 0 | 0 | 0 | 0 | 0 | 0 | 0 | 0 | 0 | 0 | 0 | 0 | 0 | 0 | 0 | 0 | 0 | 0 | 0 | 0 | 0 | 0 | 0 | 0 | 0
F1_Commercial_OR - Miscellaneous_New_Space Heating_Natural Gas_Green Roof - Vegetated Rooftop_A_Achievable Economic UCT Potential | F1 | Commercial | OR - Miscellaneous | New | Space Heating | Natural Gas | Green Roof - Vegetated Rooftop | A | Integrated Unit Energy Savings (kWh or therms) | Achievable Economic UCT Potential | 0 | 0 | 0 | 0 | 0 | 0 | 0 | 0 | 0 | 0 | 0 | 0 | 0 | 0 | 0 | 0 | 0 | 0 | 0 | 0 | 0 | 0 | 0 | 0 | 0 | 0 | 0
F2_Commercial_OR - Miscellaneous_New_Space Heating_Natural Gas_Green Roof - Vegetated Rooftop_A_Achievable Economic UCT Potential | F2 | Commercial | OR - Miscellaneous | New | Space Heating | Natural Gas | Green Roof - Vegetated Rooftop | A | Integrated Unit Summer Peak Savings (kW) | Achievable Economic UCT Potential | 0 | 0 | 0 | 0 | 0 | 0 | 0 | 0 | 0 | 0 | 0 | 0 | 0 | 0 | 0 | 0 | 0 | 0 | 0 | 0 | 0 | 0 | 0 | 0 | 0 | 0 | 0
F3_Commercial_OR - Miscellaneous_New_Space Heating_Natural Gas_Green Roof - Vegetated Rooftop_A_Achievable Economic UCT Potential | F3 | Commercial | OR - Miscellaneous | New | Space Heating | Natural Gas | Green Roof - Vegetated Rooftop | A | Integrated Unit Winter Peak Savings (kW) | Achievable Economic UCT Potential | 0 | 0 | 0 | 0 | 0 | 0 | 0 | 0 | 0 | 0 | 0 | 0 | 0 | 0 | 0 | 0 | 0 | 0 | 0 | 0 | 0 | 0 | 0 | 0 | 0 | 0 | 0
F4_Commercial_OR - Miscellaneous_New_Space Heating_Natural Gas_Green Roof - Vegetated Rooftop_A_Achievable Economic UCT Potential | F4 | Commercial | OR - Miscellaneous | New | Space Heating | Natural Gas | Green Roof - Vegetated Rooftop | A | Incremental Energy Savings (MWh or mTherms) | Achievable Economic UCT Potential | 0 | 0 | 0 | 0 | 0 | 0 | 0 | 0 | 0 | 0 | 0 | 0 | 0 | 0 | 0 | 0 | 0 | 0 | 0 | 0 | 0 | 0 | 0 | 0 | 0 | 0 | 0
F5_Commercial_OR - Miscellaneous_New_Space Heating_Natural Gas_Green Roof - Vegetated Rooftop_A_Achievable Economic UCT Potential | F5 | Commercial | OR - Miscellaneous | New | Space Heating | Natural Gas | Green Roof - Vegetated Rooftop | A | Incremental Summer Peak Savings (MW) | Achievable Economic UCT Potential | 0 | 0 | 0 | 0 | 0 | 0 | 0 | 0 | 0 | 0 | 0 | 0 | 0 | 0 | 0 | 0 | 0 | 0 | 0 | 0 | 0 | 0 | 0 | 0 | 0 | 0 | 0
F6_Commercial_OR - Miscellaneous_New_Space Heating_Natural Gas_Green Roof - Vegetated Rooftop_A_Achievable Economic UCT Potential | F6 | Commercial | OR - Miscellaneous | New | Space Heating | Natural Gas | Green Roof - Vegetated Rooftop | A | Incremental Winter Peak Savings (MW) | Achievable Economic UCT Potential | 0 | 0 | 0 | 0 | 0 | 0 | 0 | 0 | 0 | 0 | 0 | 0 | 0 | 0 | 0 | 0 | 0 | 0 | 0 | 0 | 0 | 0 | 0 | 0 | 0 | 0 | 0
F7_Commercial_OR - Miscellaneous_New_Space Heating_Natural Gas_Green Roof - Vegetated Rooftop_A_Achievable Economic UCT Potential | F7 | Commercial | OR - Miscellaneous | New | Space Heating | Natural Gas | Green Roof - Vegetated Rooftop | A | Cumulative Energy Savings (MWh or mTherms) | Achievable Economic UCT Potential | 0 | 0 | 0 | 0 | 0 | 0 | 0 | 0 | 0 | 0 | 0 | 0 | 0 | 0 | 0 | 0 | 0 | 0 | 0 | 0 | 0 | 0 | 0 | 0 | 0 | 0 | 0
F8_Commercial_OR - Miscellaneous_New_Space Heating_Natural Gas_Green Roof - Vegetated Rooftop_A_Achievable Economic UCT Potential | F8 | Commercial | OR - Miscellaneous | New | Space Heating | Natural Gas | Green Roof - Vegetated Rooftop | A | Cumulative Summer Peak Savings (MW) | Achievable Economic UCT Potential | 0 | 0 | 0 | 0 | 0 | 0 | 0 | 0 | 0 | 0 | 0 | 0 | 0 | 0 | 0 | 0 | 0 | 0 | 0 | 0 | 0 | 0 | 0 | 0 | 0 | 0 | 0
F9_Commercial_OR - Miscellaneous_New_Space Heating_Natural Gas_Green Roof - Vegetated Rooftop_A_Achievable Economic UCT Potential | F9 | Commercial | OR - Miscellaneous | New | Space Heating | Natural Gas | Green Roof - Vegetated Rooftop | A | Cumulative Winter Peak Savings (MW) | Achievable Economic UCT Potential | 0 | 0 | 0 | 0 | 0 | 0 | 0 | 0 | 0 | 0 | 0 | 0 | 0 | 0 | 0 | 0 | 0 | 0 | 0 | 0 | 0 | 0 | 0 | 0 | 0 | 0 | 0
F10_Commercial_OR - Miscellaneous_New_Space Heating_Natural Gas_Green Roof - Vegetated Rooftop_A_Achievable Economic UCT Potential | F10 | Commercial | OR - Miscellaneous | New | Space Heating | Natural Gas | Green Roof - Vegetated Rooftop | A | Purchases (Incremental) | Achievable Economic UCT Potential | 0 | 0 | 0 | 0 | 0 | 0 | 0 | 0 | 0 | 0 | 0 | 0 | 0 | 0 | 0 | 0 | 0 | 0 | 0 | 0 | 0 | 0 | 0 | 0 | 0 | 0 | 0
F11_Commercial_OR - Miscellaneous_New_Space Heating_Natural Gas_Green Roof - Vegetated Rooftop_A_Achievable Economic UCT Potential | F11 | Commercial | OR - Miscellaneous | New | Space Heating | Natural Gas | Green Roof - Vegetated Rooftop | A | Purchases (Cumulative) | Achievable Economic UCT Potential | 0 | 0 | 0 | 0 | 0 | 0 | 0 | 0 | 0 | 0 | 0 | 0 | 0 | 0 | 0 | 0 | 0 | 0 | 0 | 0 | 0 | 0 | 0 | 0 | 0 | 0 | 0
F1_Commercial_OR - Miscellaneous_New_Space Heating_Natural Gas_Ducting - Repair and Sealing_A_Achievable Economic UCT Potential | F1 | Commercial | OR - Miscellaneous | New | Space Heating | Natural Gas | Ducting - Repair and Sealing | A | Integrated Unit Energy Savings (kWh or therms) | Achievable Economic UCT Potential | 0 | 0 | 0 | 0 | 0 | 0 | 0 | 0 | 0 | 0 | 0 | 0 | 0 | 0 | 0 | 0 | 0 | 0 | 0 | 0 | 0 | 0 | 0 | 0 | 0 | 0 | 0
F2_Commercial_OR - Miscellaneous_New_Space Heating_Natural Gas_Ducting - Repair and Sealing_A_Achievable Economic UCT Potential | F2 | Commercial | OR - Miscellaneous | New | Space Heating | Natural Gas | Ducting - Repair and Sealing | A | Integrated Unit Summer Peak Savings (kW) | Achievable Economic UCT Potential | 0 | 0 | 0 | 0 | 0 | 0 | 0 | 0 | 0 | 0 | 0 | 0 | 0 | 0 | 0 | 0 | 0 | 0 | 0 | 0 | 0 | 0 | 0 | 0 | 0 | 0 | 0
F3_Commercial_OR - Miscellaneous_New_Space Heating_Natural Gas_Ducting - Repair and Sealing_A_Achievable Economic UCT Potential | F3 | Commercial | OR - Miscellaneous | New | Space Heating | Natural Gas | Ducting - Repair and Sealing | A | Integrated Unit Winter Peak Savings (kW) | Achievable Economic UCT Potential | 0 | 0 | 0 | 0 | 0 | 0 | 0 | 0 | 0 | 0 | 0 | 0 | 0 | 0 | 0 | 0 | 0 | 0 | 0 | 0 | 0 | 0 | 0 | 0 | 0 | 0 | 0
F4_Commercial_OR - Miscellaneous_New_Space Heating_Natural Gas_Ducting - Repair and Sealing_A_Achievable Economic UCT Potential | F4 | Commercial | OR - Miscellaneous | New | Space Heating | Natural Gas | Ducting - Repair and Sealing | A | Incremental Energy Savings (MWh or mTherms) | Achievable Economic UCT Potential | 0 | 0 | 0 | 0 | 0 | 0 | 0 | 0 | 0 | 0 | 0 | 0 | 0 | 0 | 0 | 0 | 0 | 0 | 0 | 0 | 0 | 0 | 0 | 0 | 0 | 0 | 0
F5_Commercial_OR - Miscellaneous_New_Space Heating_Natural Gas_Ducting - Repair and Sealing_A_Achievable Economic UCT Potential | F5 | Commercial | OR - Miscellaneous | New | Space Heating | Natural Gas | Ducting - Repair and Sealing | A | Incremental Summer Peak Savings (MW) | Achievable Economic UCT Potential | 0 | 0 | 0 | 0 | 0 | 0 | 0 | 0 | 0 | 0 | 0 | 0 | 0 | 0 | 0 | 0 | 0 | 0 | 0 | 0 | 0 | 0 | 0 | 0 | 0 | 0 | 0
F6_Commercial_OR - Miscellaneous_New_Space Heating_Natural Gas_Ducting - Repair and Sealing_A_Achievable Economic UCT Potential | F6 | Commercial | OR - Miscellaneous | New | Space Heating | Natural Gas | Ducting - Repair and Sealing | A | Incremental Winter Peak Savings (MW) | Achievable Economic UCT Potential | 0 | 0 | 0 | 0 | 0 | 0 | 0 | 0 | 0 | 0 | 0 | 0 | 0 | 0 | 0 | 0 | 0 | 0 | 0 | 0 | 0 | 0 | 0 | 0 | 0 | 0 | 0
F7_Commercial_OR - Miscellaneous_New_Space Heating_Natural Gas_Ducting - Repair and Sealing_A_Achievable Economic UCT Potential | F7 | Commercial | OR - Miscellaneous | New | Space Heating | Natural Gas | Ducting - Repair and Sealing | A | Cumulative Energy Savings (MWh or mTherms) | Achievable Economic UCT Potential | 0 | 0 | 0 | 0 | 0 | 0 | 0 | 0 | 0 | 0 | 0 | 0 | 0 | 0 | 0 | 0 | 0 | 0 | 0 | 0 | 0 | 0 | 0 | 0 | 0 | 0 | 0
F8_Commercial_OR - Miscellaneous_New_Space Heating_Natural Gas_Ducting - Repair and Sealing_A_Achievable Economic UCT Potential | F8 | Commercial | OR - Miscellaneous | New | Space Heating | Natural Gas | Ducting - Repair and Sealing | A | Cumulative Summer Peak Savings (MW) | Achievable Economic UCT Potential | 0 | 0 | 0 | 0 | 0 | 0 | 0 | 0 | 0 | 0 | 0 | 0 | 0 | 0 | 0 | 0 | 0 | 0 | 0 | 0 | 0 | 0 | 0 | 0 | 0 | 0 | 0
F9_Commercial_OR - Miscellaneous_New_Space Heating_Natural Gas_Ducting - Repair and Sealing_A_Achievable Economic UCT Potential | F9 | Commercial | OR - Miscellaneous | New | Space Heating | Natural Gas | Ducting - Repair and Sealing | A | Cumulative Winter Peak Savings (MW) | Achievable Economic UCT Potential | 0 | 0 | 0 | 0 | 0 | 0 | 0 | 0 | 0 | 0 | 0 | 0 | 0 | 0 | 0 | 0 | 0 | 0 | 0 | 0 | 0 | 0 | 0 | 0 | 0 | 0 | 0
F10_Commercial_OR - Miscellaneous_New_Space Heating_Natural Gas_Ducting - Repair and Sealing_A_Achievable Economic UCT Potential | F10 | Commercial | OR - Miscellaneous | New | Space Heating | Natural Gas | Ducting - Repair and Sealing | A | Purchases (Incremental) | Achievable Economic UCT Potential | 0 | 0 | 0 | 0 | 0 | 0 | 0 | 0 | 0 | 0 | 0 | 0 | 0 | 0 | 0 | 0 | 0 | 0 | 0 | 0 | 0 | 0 | 0 | 0 | 0 | 0 | 0
F11_Commercial_OR - Miscellaneous_New_Space Heating_Natural Gas_Ducting - Repair and Sealing_A_Achievable Economic UCT Potential | F11 | Commercial | OR - Miscellaneous | New | Space Heating | Natural Gas | Ducting - Repair and Sealing | A | Purchases (Cumulative) | Achievable Economic UCT Potential | 0 | 0 | 0 | 0 | 0 | 0 | 0 | 0 | 0 | 0 | 0 | 0 | 0 | 0 | 0 | 0 | 0 | 0 | 0 | 0 | 0 | 0 | 0 | 0 | 0 | 0 | 0
F1_Commercial_OR - Miscellaneous_New_Space Heating_Natural Gas_Windows - High Efficiency Glazing_A_Achievable Economic UCT Potential | F1 | Commercial | OR - Miscellaneous | New | Space Heating | Natural Gas | Windows - High Efficiency Glazing | A | Integrated Unit Energy Savings (kWh or therms) | Achievable Economic UCT Potential | 0 | 0 | 0 | 0 | 0 | 0 | 0 | 0 | 0 | 0 | 0 | 0 | 0 | 0 | 0 | 0 | 0 | 0 | 0 | 0 | 0 | 0 | 0 | 0 | 0 | 0 | 0
F2_Commercial_OR - Miscellaneous_New_Space Heating_Natural Gas_Windows - High Efficiency Glazing_A_Achievable Economic UCT Potential | F2 | Commercial | OR - Miscellaneous | New | Space Heating | Natural Gas | Windows - High Efficiency Glazing | A | Integrated Unit Summer Peak Savings (kW) | Achievable Economic UCT Potential | 0 | 0 | 0 | 0 | 0 | 0 | 0 | 0 | 0 | 0 | 0 | 0 | 0 | 0 | 0 | 0 | 0 | 0 | 0 | 0 | 0 | 0 | 0 | 0 | 0 | 0 | 0
F3_Commercial_OR - Miscellaneous_New_Space Heating_Natural Gas_Windows - High Efficiency Glazing_A_Achievable Economic UCT Potential | F3 | Commercial | OR - Miscellaneous | New | Space Heating | Natural Gas | Windows - High Efficiency Glazing | A | Integrated Unit Winter Peak Savings (kW) | Achievable Economic UCT Potential | 0 | 0 | 0 | 0 | 0 | 0 | 0 | 0 | 0 | 0 | 0 | 0 | 0 | 0 | 0 | 0 | 0 | 0 | 0 | 0 | 0 | 0 | 0 | 0 | 0 | 0 | 0
F4_Commercial_OR - Miscellaneous_New_Space Heating_Natural Gas_Windows - High Efficiency Glazing_A_Achievable Economic UCT Potential | F4 | Commercial | OR - Miscellaneous | New | Space Heating | Natural Gas | Windows - High Efficiency Glazing | A | Incremental Energy Savings (MWh or mTherms) | Achievable Economic UCT Potential | 0 | 0 | 0 | 0 | 0 | 0 | 0 | 0 | 0 | 0 | 0 | 0 | 0 | 0 | 0 | 0 | 0 | 0 | 0 | 0 | 0 | 0 | 0 | 0 | 0 | 0 | 0
F5_Commercial_OR - Miscellaneous_New_Space Heating_Natural Gas_Windows - High Efficiency Glazing_A_Achievable Economic UCT Potential | F5 | Commercial | OR - Miscellaneous | New | Space Heating | Natural Gas | Windows - High Efficiency Glazing | A | Incremental Summer Peak Savings (MW) | Achievable Economic UCT Potential | 0 | 0 | 0 | 0 | 0 | 0 | 0 | 0 | 0 | 0 | 0 | 0 | 0 | 0 | 0 | 0 | 0 | 0 | 0 | 0 | 0 | 0 | 0 | 0 | 0 | 0 | 0
F6_Commercial_OR - Miscellaneous_New_Space Heating_Natural Gas_Windows - High Efficiency Glazing_A_Achievable Economic UCT Potential | F6 | Commercial | OR - Miscellaneous | New | Space Heating | Natural Gas | Windows - High Efficiency Glazing | A | Incremental Winter Peak Savings (MW) | Achievable Economic UCT Potential | 0 | 0 | 0 | 0 | 0 | 0 | 0 | 0 | 0 | 0 | 0 | 0 | 0 | 0 | 0 | 0 | 0 | 0 | 0 | 0 | 0 | 0 | 0 | 0 | 0 | 0 | 0
F7_Commercial_OR - Miscellaneous_New_Space Heating_Natural Gas_Windows - High Efficiency Glazing_A_Achievable Economic UCT Potential | F7 | Commercial | OR - Miscellaneous | New | Space Heating | Natural Gas | Windows - High Efficiency Glazing | A | Cumulative Energy Savings (MWh or mTherms) | Achievable Economic UCT Potential | 0 | 0 | 0 | 0 | 0 | 0 | 0 | 0 | 0 | 0 | 0 | 0 | 0 | 0 | 0 | 0 | 0 | 0 | 0 | 0 | 0 | 0 | 0 | 0 | 0 | 0 | 0
F8_Commercial_OR - Miscellaneous_New_Space Heating_Natural Gas_Windows - High Efficiency Glazing_A_Achievable Economic UCT Potential | F8 | Commercial | OR - Miscellaneous | New | Space Heating | Natural Gas | Windows - High Efficiency Glazing | A | Cumulative Summer Peak Savings (MW) | Achievable Economic UCT Potential | 0 | 0 | 0 | 0 | 0 | 0 | 0 | 0 | 0 | 0 | 0 | 0 | 0 | 0 | 0 | 0 | 0 | 0 | 0 | 0 | 0 | 0 | 0 | 0 | 0 | 0 | 0
F9_Commercial_OR - Miscellaneous_New_Space Heating_Natural Gas_Windows - High Efficiency Glazing_A_Achievable Economic UCT Potential | F9 | Commercial | OR - Miscellaneous | New | Space Heating | Natural Gas | Windows - High Efficiency Glazing | A | Cumulative Winter Peak Savings (MW) | Achievable Economic UCT Potential | 0 | 0 | 0 | 0 | 0 | 0 | 0 | 0 | 0 | 0 | 0 | 0 | 0 | 0 | 0 | 0 | 0 | 0 | 0 | 0 | 0 | 0 | 0 | 0 | 0 | 0 | 0
F10_Commercial_OR - Miscellaneous_New_Space Heating_Natural Gas_Windows - High Efficiency Glazing_A_Achievable Economic UCT Potential | F10 | Commercial | OR - Miscellaneous | New | Space Heating | Natural Gas | Windows - High Efficiency Glazing | A | Purchases (Incremental) | Achievable Economic UCT Potential | 0 | 0 | 0 | 0 | 0 | 0 | 0 | 0 | 0 | 0 | 0 | 0 | 0 | 0 | 0 | 0 | 0 | 0 | 0 | 0 | 0 | 0 | 0 | 0 | 0 | 0 | 0
F11_Commercial_OR - Miscellaneous_New_Space Heating_Natural Gas_Windows - High Efficiency Glazing_A_Achievable Economic UCT Potential | F11 | Commercial | OR - Miscellaneous | New | Space Heating | Natural Gas | Windows - High Efficiency Glazing | A | Purchases (Cumulative) | Achievable Economic UCT Potential | 0 | 0 | 0 | 0 | 0 | 0 | 0 | 0 | 0 | 0 | 0 | 0 | 0 | 0 | 0 | 0 | 0 | 0 | 0 | 0 | 0 | 0 | 0 | 0 | 0 | 0 | 0
F1_Commercial_OR - Miscellaneous_New_Space Heating_Natural Gas_Windows - Secondary Glazing Systems_A_Achievable Economic UCT Potential | F1 | Commercial | OR - Miscellaneous | New | Space Heating | Natural Gas | Windows - Secondary Glazing Systems | A | Integrated Unit Energy Savings (kWh or therms) | Achievable Economic UCT Potential | 0 | 0 | 0 | 0 | 0 | 0 | 0 | 0 | 0 | 0 | 0 | 0 | 0 | 0 | 0 | 0 | 0 | 0 | 0 | 0 | 0 | 0 | 0 | 0 | 0 | 0 | 0
F2_Commercial_OR - Miscellaneous_New_Space Heating_Natural Gas_Windows - Secondary Glazing Systems_A_Achievable Economic UCT Potential | F2 | Commercial | OR - Miscellaneous | New | Space Heating | Natural Gas | Windows - Secondary Glazing Systems | A | Integrated Unit Summer Peak Savings (kW) | Achievable Economic UCT Potential | 0 | 0 | 0 | 0 | 0 | 0 | 0 | 0 | 0 | 0 | 0 | 0 | 0 | 0 | 0 | 0 | 0 | 0 | 0 | 0 | 0 | 0 | 0 | 0 | 0 | 0 | 0
F3_Commercial_OR - Miscellaneous_New_Space Heating_Natural Gas_Windows - Secondary Glazing Systems_A_Achievable Economic UCT Potential | F3 | Commercial | OR - Miscellaneous | New | Space Heating | Natural Gas | Windows - Secondary Glazing Systems | A | Integrated Unit Winter Peak Savings (kW) | Achievable Economic UCT Potential | 0 | 0 | 0 | 0 | 0 | 0 | 0 | 0 | 0 | 0 | 0 | 0 | 0 | 0 | 0 | 0 | 0 | 0 | 0 | 0 | 0 | 0 | 0 | 0 | 0 | 0 | 0
F4_Commercial_OR - Miscellaneous_New_Space Heating_Natural Gas_Windows - Secondary Glazing Systems_A_Achievable Economic UCT Potential | F4 | Commercial | OR - Miscellaneous | New | Space Heating | Natural Gas | Windows - Secondary Glazing Systems | A | Incremental Energy Savings (MWh or mTherms) | Achievable Economic UCT Potential | 0 | 0 | 0 | 0 | 0 | 0 | 0 | 0 | 0 | 0 | 0 | 0 | 0 | 0 | 0 | 0 | 0 | 0 | 0 | 0 | 0 | 0 | 0 | 0 | 0 | 0 | 0
F5_Commercial_OR - Miscellaneous_New_Space Heating_Natural Gas_Windows - Secondary Glazing Systems_A_Achievable Economic UCT Potential | F5 | Commercial | OR - Miscellaneous | New | Space Heating | Natural Gas | Windows - Secondary Glazing Systems | A | Incremental Summer Peak Savings (MW) | Achievable Economic UCT Potential | 0 | 0 | 0 | 0 | 0 | 0 | 0 | 0 | 0 | 0 | 0 | 0 | 0 | 0 | 0 | 0 | 0 | 0 | 0 | 0 | 0 | 0 | 0 | 0 | 0 | 0 | 0
F6_Commercial_OR - Miscellaneous_New_Space Heating_Natural Gas_Windows - Secondary Glazing Systems_A_Achievable Economic UCT Potential | F6 | Commercial | OR - Miscellaneous | New | Space Heating | Natural Gas | Windows - Secondary Glazing Systems | A | Incremental Winter Peak Savings (MW) | Achievable Economic UCT Potential | 0 | 0 | 0 | 0 | 0 | 0 | 0 | 0 | 0 | 0 | 0 | 0 | 0 | 0 | 0 | 0 | 0 | 0 | 0 | 0 | 0 | 0 | 0 | 0 | 0 | 0 | 0
F7_Commercial_OR - Miscellaneous_New_Space Heating_Natural Gas_Windows - Secondary Glazing Systems_A_Achievable Economic UCT Potential | F7 | Commercial | OR - Miscellaneous | New | Space Heating | Natural Gas | Windows - Secondary Glazing Systems | A | Cumulative Energy Savings (MWh or mTherms) | Achievable Economic UCT Potential | 0 | 0 | 0 | 0 | 0 | 0 | 0 | 0 | 0 | 0 | 0 | 0 | 0 | 0 | 0 | 0 | 0 | 0 | 0 | 0 | 0 | 0 | 0 | 0 | 0 | 0 | 0
F8_Commercial_OR - Miscellaneous_New_Space Heating_Natural Gas_Windows - Secondary Glazing Systems_A_Achievable Economic UCT Potential | F8 | Commercial | OR - Miscellaneous | New | Space Heating | Natural Gas | Windows - Secondary Glazing Systems | A | Cumulative Summer Peak Savings (MW) | Achievable Economic UCT Potential | 0 | 0 | 0 | 0 | 0 | 0 | 0 | 0 | 0 | 0 | 0 | 0 | 0 | 0 | 0 | 0 | 0 | 0 | 0 | 0 | 0 | 0 | 0 | 0 | 0 | 0 | 0
F9_Commercial_OR - Miscellaneous_New_Space Heating_Natural Gas_Windows - Secondary Glazing Systems_A_Achievable Economic UCT Potential | F9 | Commercial | OR - Miscellaneous | New | Space Heating | Natural Gas | Windows - Secondary Glazing Systems | A | Cumulative Winter Peak Savings (MW) | Achievable Economic UCT Potential | 0 | 0 | 0 | 0 | 0 | 0 | 0 | 0 | 0 | 0 | 0 | 0 | 0 | 0 | 0 | 0 | 0 | 0 | 0 | 0 | 0 | 0 | 0 | 0 | 0 | 0 | 0
F10_Commercial_OR - Miscellaneous_New_Space Heating_Natural Gas_Windows - Secondary Glazing Systems_A_Achievable Economic UCT Potential | F10 | Commercial | OR - Miscellaneous | New | Space Heating | Natural Gas | Windows - Secondary Glazing Systems | A | Purchases (Incremental) | Achievable Economic UCT Potential | 0 | 0 | 0 | 0 | 0 | 0 | 0 | 0 | 0 | 0 | 0 | 0 | 0 | 0 | 0 | 0 | 0 | 0 | 0 | 0 | 0 | 0 | 0 | 0 | 0 | 0 | 0
F11_Commercial_OR - Miscellaneous_New_Space Heating_Natural Gas_Windows - Secondary Glazing Systems_A_Achievable Economic UCT Potential | F11 | Commercial | OR - Miscellaneous | New | Space Heating | Natural Gas | Windows - Secondary Glazing Systems | A | Purchases (Cumulative) | Achievable Economic UCT Potential | 0 | 0 | 0 | 0 | 0 | 0 | 0 | 0 | 0 | 0 | 0 | 0 | 0 | 0 | 0 | 0 | 0 | 0 | 0 | 0 | 0 | 0 | 0 | 0 | 0 | 0 | 0
F1_Commercial_OR - Miscellaneous_New_Space Heating_Natural Gas_HVAC - Energy Recovery Ventilator_A_Achievable Economic UCT Potential | F1 | Commercial | OR - Miscellaneous | New | Space Heating | Natural Gas | HVAC - Energy Recovery Ventilator | A | Integrated Unit Energy Savings (kWh or therms) | Achievable Economic UCT Potential | 0 | 0 | 0 | 0 | 0 | 0 | 0 | 0 | 0 | 0 | 0 | 0 | 0 | 0 | 0 | 0 | 0 | 0 | 0 | 0 | 0 | 0 | 0 | 0 | 0 | 0 | 0
F2_Commercial_OR - Miscellaneous_New_Space Heating_Natural Gas_HVAC - Energy Recovery Ventilator_A_Achievable Economic UCT Potential | F2 | Commercial | OR - Miscellaneous | New | Space Heating | Natural Gas | HVAC - Energy Recovery Ventilator | A | Integrated Unit Summer Peak Savings (kW) | Achievable Economic UCT Potential | 0 | 0 | 0 | 0 | 0 | 0 | 0 | 0 | 0 | 0 | 0 | 0 | 0 | 0 | 0 | 0 | 0 | 0 | 0 | 0 | 0 | 0 | 0 | 0 | 0 | 0 | 0
F3_Commercial_OR - Miscellaneous_New_Space Heating_Natural Gas_HVAC - Energy Recovery Ventilator_A_Achievable Economic UCT Potential | F3 | Commercial | OR - Miscellaneous | New | Space Heating | Natural Gas | HVAC - Energy Recovery Ventilator | A | Integrated Unit Winter Peak Savings (kW) | Achievable Economic UCT Potential | 0 | 0 | 0 | 0 | 0 | 0 | 0 | 0 | 0 | 0 | 0 | 0 | 0 | 0 | 0 | 0 | 0 | 0 | 0 | 0 | 0 | 0 | 0 | 0 | 0 | 0 | 0
F4_Commercial_OR - Miscellaneous_New_Space Heating_Natural Gas_HVAC - Energy Recovery Ventilator_A_Achievable Economic UCT Potential | F4 | Commercial | OR - Miscellaneous | New | Space Heating | Natural Gas | HVAC - Energy Recovery Ventilator | A | Incremental Energy Savings (MWh or mTherms) | Achievable Economic UCT Potential | 0 | 0 | 0 | 0 | 0 | 0 | 0 | 0 | 0 | 0 | 0 | 0 | 0 | 0 | 0 | 0 | 0 | 0 | 0 | 0 | 0 | 0 | 0 | 0 | 0 | 0 | 0
F5_Commercial_OR - Miscellaneous_New_Space Heating_Natural Gas_HVAC - Energy Recovery Ventilator_A_Achievable Economic UCT Potential | F5 | Commercial | OR - Miscellaneous | New | Space Heating | Natural Gas | HVAC - Energy Recovery Ventilator | A | Incremental Summer Peak Savings (MW) | Achievable Economic UCT Potential | 0 | 0 | 0 | 0 | 0 | 0 | 0 | 0 | 0 | 0 | 0 | 0 | 0 | 0 | 0 | 0 | 0 | 0 | 0 | 0 | 0 | 0 | 0 | 0 | 0 | 0 | 0
F6_Commercial_OR - Miscellaneous_New_Space Heating_Natural Gas_HVAC - Energy Recovery Ventilator_A_Achievable Economic UCT Potential | F6 | Commercial | OR - Miscellaneous | New | Space Heating | Natural Gas | HVAC - Energy Recovery Ventilator | A | Incremental Winter Peak Savings (MW) | Achievable Economic UCT Potential | 0 | 0 | 0 | 0 | 0 | 0 | 0 | 0 | 0 | 0 | 0 | 0 | 0 | 0 | 0 | 0 | 0 | 0 | 0 | 0 | 0 | 0 | 0 | 0 | 0 | 0 | 0
F7_Commercial_OR - Miscellaneous_New_Space Heating_Natural Gas_HVAC - Energy Recovery Ventilator_A_Achievable Economic UCT Potential | F7 | Commercial | OR - Miscellaneous | New | Space Heating | Natural Gas | HVAC - Energy Recovery Ventilator | A | Cumulative Energy Savings (MWh or mTherms) | Achievable Economic UCT Potential | 0 | 0 | 0 | 0 | 0 | 0 | 0 | 0 | 0 | 0 | 0 | 0 | 0 | 0 | 0 | 0 | 0 | 0 | 0 | 0 | 0 | 0 | 0 | 0 | 0 | 0 | 0
F8_Commercial_OR - Miscellaneous_New_Space Heating_Natural Gas_HVAC - Energy Recovery Ventilator_A_Achievable Economic UCT Potential | F8 | Commercial | OR - Miscellaneous | New | Space Heating | Natural Gas | HVAC - Energy Recovery Ventilator | A | Cumulative Summer Peak Savings (MW) | Achievable Economic UCT Potential | 0 | 0 | 0 | 0 | 0 | 0 | 0 | 0 | 0 | 0 | 0 | 0 | 0 | 0 | 0 | 0 | 0 | 0 | 0 | 0 | 0 | 0 | 0 | 0 | 0 | 0 | 0
F9_Commercial_OR - Miscellaneous_New_Space Heating_Natural Gas_HVAC - Energy Recovery Ventilator_A_Achievable Economic UCT Potential | F9 | Commercial | OR - Miscellaneous | New | Space Heating | Natural Gas | HVAC - Energy Recovery Ventilator | A | Cumulative Winter Peak Savings (MW) | Achievable Economic UCT Potential | 0 | 0 | 0 | 0 | 0 | 0 | 0 | 0 | 0 | 0 | 0 | 0 | 0 | 0 | 0 | 0 | 0 | 0 | 0 | 0 | 0 | 0 | 0 | 0 | 0 | 0 | 0
F10_Commercial_OR - Miscellaneous_New_Space Heating_Natural Gas_HVAC - Energy Recovery Ventilator_A_Achievable Economic UCT Potential | F10 | Commercial | OR - Miscellaneous | New | Space Heating | Natural Gas | HVAC - Energy Recovery Ventilator | A | Purchases (Incremental) | Achievable Economic UCT Potential | 0 | 0 | 0 | 0 | 0 | 0 | 0 | 0 | 0 | 0 | 0 | 0 | 0 | 0 | 0 | 0 | 0 | 0 | 0 | 0 | 0 | 0 | 0 | 0 | 0 | 0 | 0
F11_Commercial_OR - Miscellaneous_New_Space Heating_Natural Gas_HVAC - Energy Recovery Ventilator_A_Achievable Economic UCT Potential | F11 | Commercial | OR - Miscellaneous | New | Space Heating | Natural Gas | HVAC - Energy Recovery Ventilator | A | Purchases (Cumulative) | Achievable Economic UCT Potential | 0 | 0 | 0 | 0 | 0 | 0 | 0 | 0 | 0 | 0 | 0 | 0 | 0 | 0 | 0 | 0 | 0 | 0 | 0 | 0 | 0 | 0 | 0 | 0 | 0 | 0 | 0
F1_Commercial_OR - Miscellaneous_New_Space Heating_Natural Gas_Building Shell - Air Sealing (Infiltration Control)_A_Achievable Economic UCT Potential | F1 | Commercial | OR - Miscellaneous | New | Space Heating | Natural Gas | Building Shell - Air Sealing (Infiltration Control) | A | Integrated Unit Energy Savings (kWh or therms) | Achievable Economic UCT Potential | 0 | 0 | 0 | 0 | 0 | 0 | 0 | 0 | 0 | 0 | 0 | 0 | 0 | 0 | 0 | 0 | 0 | 0 | 0 | 0 | 0 | 0 | 0 | 0 | 0 | 0 | 0
F2_Commercial_OR - Miscellaneous_New_Space Heating_Natural Gas_Building Shell - Air Sealing (Infiltration Control)_A_Achievable Economic UCT Potential | F2 | Commercial | OR - Miscellaneous | New | Space Heating | Natural Gas | Building Shell - Air Sealing (Infiltration Control) | A | Integrated Unit Summer Peak Savings (kW) | Achievable Economic UCT Potential | 0 | 0 | 0 | 0 | 0 | 0 | 0 | 0 | 0 | 0 | 0 | 0 | 0 | 0 | 0 | 0 | 0 | 0 | 0 | 0 | 0 | 0 | 0 | 0 | 0 | 0 | 0
F3_Commercial_OR - Miscellaneous_New_Space Heating_Natural Gas_Building Shell - Air Sealing (Infiltration Control)_A_Achievable Economic UCT Potential | F3 | Commercial | OR - Miscellaneous | New | Space Heating | Natural Gas | Building Shell - Air Sealing (Infiltration Control) | A | Integrated Unit Winter Peak Savings (kW) | Achievable Economic UCT Potential | 0 | 0 | 0 | 0 | 0 | 0 | 0 | 0 | 0 | 0 | 0 | 0 | 0 | 0 | 0 | 0 | 0 | 0 | 0 | 0 | 0 | 0 | 0 | 0 | 0 | 0 | 0
F4_Commercial_OR - Miscellaneous_New_Space Heating_Natural Gas_Building Shell - Air Sealing (Infiltration Control)_A_Achievable Economic UCT Potential | F4 | Commercial | OR - Miscellaneous | New | Space Heating | Natural Gas | Building Shell - Air Sealing (Infiltration Control) | A | Incremental Energy Savings (MWh or mTherms) | Achievable Economic UCT Potential | 0 | 0 | 0 | 0 | 0 | 0 | 0 | 0 | 0 | 0 | 0 | 0 | 0 | 0 | 0 | 0 | 0 | 0 | 0 | 0 | 0 | 0 | 0 | 0 | 0 | 0 | 0
F5_Commercial_OR - Miscellaneous_New_Space Heating_Natural Gas_Building Shell - Air Sealing (Infiltration Control)_A_Achievable Economic UCT Potential | F5 | Commercial | OR - Miscellaneous | New | Space Heating | Natural Gas | Building Shell - Air Sealing (Infiltration Control) | A | Incremental Summer Peak Savings (MW) | Achievable Economic UCT Potential | 0 | 0 | 0 | 0 | 0 | 0 | 0 | 0 | 0 | 0 | 0 | 0 | 0 | 0 | 0 | 0 | 0 | 0 | 0 | 0 | 0 | 0 | 0 | 0 | 0 | 0 | 0
F6_Commercial_OR - Miscellaneous_New_Space Heating_Natural Gas_Building Shell - Air Sealing (Infiltration Control)_A_Achievable Economic UCT Potential | F6 | Commercial | OR - Miscellaneous | New | Space Heating | Natural Gas | Building Shell - Air Sealing (Infiltration Control) | A | Incremental Winter Peak Savings (MW) | Achievable Economic UCT Potential | 0 | 0 | 0 | 0 | 0 | 0 | 0 | 0 | 0 | 0 | 0 | 0 | 0 | 0 | 0 | 0 | 0 | 0 | 0 | 0 | 0 | 0 | 0 | 0 | 0 | 0 | 0
F7_Commercial_OR - Miscellaneous_New_Space Heating_Natural Gas_Building Shell - Air Sealing (Infiltration Control)_A_Achievable Economic UCT Potential | F7 | Commercial | OR - Miscellaneous | New | Space Heating | Natural Gas | Building Shell - Air Sealing (Infiltration Control) | A | Cumulative Energy Savings (MWh or mTherms) | Achievable Economic UCT Potential | 0 | 0 | 0 | 0 | 0 | 0 | 0 | 0 | 0 | 0 | 0 | 0 | 0 | 0 | 0 | 0 | 0 | 0 | 0 | 0 | 0 | 0 | 0 | 0 | 0 | 0 | 0
F8_Commercial_OR - Miscellaneous_New_Space Heating_Natural Gas_Building Shell - Air Sealing (Infiltration Control)_A_Achievable Economic UCT Potential | F8 | Commercial | OR - Miscellaneous | New | Space Heating | Natural Gas | Building Shell - Air Sealing (Infiltration Control) | A | Cumulative Summer Peak Savings (MW) | Achievable Economic UCT Potential | 0 | 0 | 0 | 0 | 0 | 0 | 0 | 0 | 0 | 0 | 0 | 0 | 0 | 0 | 0 | 0 | 0 | 0 | 0 | 0 | 0 | 0 | 0 | 0 | 0 | 0 | 0
F9_Commercial_OR - Miscellaneous_New_Space Heating_Natural Gas_Building Shell - Air Sealing (Infiltration Control)_A_Achievable Economic UCT Potential | F9 | Commercial | OR - Miscellaneous | New | Space Heating | Natural Gas | Building Shell - Air Sealing (Infiltration Control) | A | Cumulative Winter Peak Savings (MW) | Achievable Economic UCT Potential | 0 | 0 | 0 | 0 | 0 | 0 | 0 | 0 | 0 | 0 | 0 | 0 | 0 | 0 | 0 | 0 | 0 | 0 | 0 | 0 | 0 | 0 | 0 | 0 | 0 | 0 | 0
F10_Commercial_OR - Miscellaneous_New_Space Heating_Natural Gas_Building Shell - Air Sealing (Infiltration Control)_A_Achievable Economic UCT Potential | F10 | Commercial | OR - Miscellaneous | New | Space Heating | Natural Gas | Building Shell - Air Sealing (Infiltration Control) | A | Purchases (Incremental) | Achievable Economic UCT Potential | 0 | 0 | 0 | 0 | 0 | 0 | 0 | 0 | 0 | 0 | 0 | 0 | 0 | 0 | 0 | 0 | 0 | 0 | 0 | 0 | 0 | 0 | 0 | 0 | 0 | 0 | 0
F11_Commercial_OR - Miscellaneous_New_Space Heating_Natural Gas_Building Shell - Air Sealing (Infiltration Control)_A_Achievable Economic UCT Potential | F11 | Commercial | OR - Miscellaneous | New | Space Heating | Natural Gas | Building Shell - Air Sealing (Infiltration Control) | A | Purchases (Cumulative) | Achievable Economic UCT Potential | 0 | 0 | 0 | 0 | 0 | 0 | 0 | 0 | 0 | 0 | 0 | 0 | 0 | 0 | 0 | 0 | 0 | 0 | 0 | 0 | 0 | 0 | 0 | 0 | 0 | 0 | 0
F1_Commercial_OR - Miscellaneous_New_Space Heating_Natural Gas_Ventilation - Demand Controlled_A_Achievable Economic UCT Potential | F1 | Commercial | OR - Miscellaneous | New | Space Heating | Natural Gas | Ventilation - Demand Controlled | A | Integrated Unit Energy Savings (kWh or therms) | Achievable Economic UCT Potential | 0 | 0 | 0 | 0 | 0 | 0 | 0 | 0 | 0 | 0 | 0 | 0 | 0 | 0 | 0 | 0 | 0 | 0 | 0 | 0 | 0 | 0 | 0 | 0 | 0 | 0 | 0
F2_Commercial_OR - Miscellaneous_New_Space Heating_Natural Gas_Ventilation - Demand Controlled_A_Achievable Economic UCT Potential | F2 | Commercial | OR - Miscellaneous | New | Space Heating | Natural Gas | Ventilation - Demand Controlled | A | Integrated Unit Summer Peak Savings (kW) | Achievable Economic UCT Potential | 0 | 0 | 0 | 0 | 0 | 0 | 0 | 0 | 0 | 0 | 0 | 0 | 0 | 0 | 0 | 0 | 0 | 0 | 0 | 0 | 0 | 0 | 0 | 0 | 0 | 0 | 0
F3_Commercial_OR - Miscellaneous_New_Space Heating_Natural Gas_Ventilation - Demand Controlled_A_Achievable Economic UCT Potential | F3 | Commercial | OR - Miscellaneous | New | Space Heating | Natural Gas | Ventilation - Demand Controlled | A | Integrated Unit Winter Peak Savings (kW) | Achievable Economic UCT Potential | 0 | 0 | 0 | 0 | 0 | 0 | 0 | 0 | 0 | 0 | 0 | 0 | 0 | 0 | 0 | 0 | 0 | 0 | 0 | 0 | 0 | 0 | 0 | 0 | 0 | 0 | 0
F4_Commercial_OR - Miscellaneous_New_Space Heating_Natural Gas_Ventilation - Demand Controlled_A_Achievable Economic UCT Potential | F4 | Commercial | OR - Miscellaneous | New | Space Heating | Natural Gas | Ventilation - Demand Controlled | A | Incremental Energy Savings (MWh or mTherms) | Achievable Economic UCT Potential | 0 | 0 | 0 | 0 | 0 | 0 | 0 | 0 | 0 | 0 | 0 | 0 | 0 | 0 | 0 | 0 | 0 | 0 | 0 | 0 | 0 | 0 | 0 | 0 | 0 | 0 | 0
F5_Commercial_OR - Miscellaneous_New_Space Heating_Natural Gas_Ventilation - Demand Controlled_A_Achievable Economic UCT Potential | F5 | Commercial | OR - Miscellaneous | New | Space Heating | Natural Gas | Ventilation - Demand Controlled | A | Incremental Summer Peak Savings (MW) | Achievable Economic UCT Potential | 0 | 0 | 0 | 0 | 0 | 0 | 0 | 0 | 0 | 0 | 0 | 0 | 0 | 0 | 0 | 0 | 0 | 0 | 0 | 0 | 0 | 0 | 0 | 0 | 0 | 0 | 0
F6_Commercial_OR - Miscellaneous_New_Space Heating_Natural Gas_Ventilation - Demand Controlled_A_Achievable Economic UCT Potential | F6 | Commercial | OR - Miscellaneous | New | Space Heating | Natural Gas | Ventilation - Demand Controlled | A | Incremental Winter Peak Savings (MW) | Achievable Economic UCT Potential | 0 | 0 | 0 | 0 | 0 | 0 | 0 | 0 | 0 | 0 | 0 | 0 | 0 | 0 | 0 | 0 | 0 | 0 | 0 | 0 | 0 | 0 | 0 | 0 | 0 | 0 | 0
F7_Commercial_OR - Miscellaneous_New_Space Heating_Natural Gas_Ventilation - Demand Controlled_A_Achievable Economic UCT Potential | F7 | Commercial | OR - Miscellaneous | New | Space Heating | Natural Gas | Ventilation - Demand Controlled | A | Cumulative Energy Savings (MWh or mTherms) | Achievable Economic UCT Potential | 0 | 0 | 0 | 0 | 0 | 0 | 0 | 0 | 0 | 0 | 0 | 0 | 0 | 0 | 0 | 0 | 0 | 0 | 0 | 0 | 0 | 0 | 0 | 0 | 0 | 0 | 0
F8_Commercial_OR - Miscellaneous_New_Space Heating_Natural Gas_Ventilation - Demand Controlled_A_Achievable Economic UCT Potential | F8 | Commercial | OR - Miscellaneous | New | Space Heating | Natural Gas | Ventilation - Demand Controlled | A | Cumulative Summer Peak Savings (MW) | Achievable Economic UCT Potential | 0 | 0 | 0 | 0 | 0 | 0 | 0 | 0 | 0 | 0 | 0 | 0 | 0 | 0 | 0 | 0 | 0 | 0 | 0 | 0 | 0 | 0 | 0 | 0 | 0 | 0 | 0
F9_Commercial_OR - Miscellaneous_New_Space Heating_Natural Gas_Ventilation - Demand Controlled_A_Achievable Economic UCT Potential | F9 | Commercial | OR - Miscellaneous | New | Space Heating | Natural Gas | Ventilation - Demand Controlled | A | Cumulative Winter Peak Savings (MW) | Achievable Economic UCT Potential | 0 | 0 | 0 | 0 | 0 | 0 | 0 | 0 | 0 | 0 | 0 | 0 | 0 | 0 | 0 | 0 | 0 | 0 | 0 | 0 | 0 | 0 | 0 | 0 | 0 | 0 | 0
F10_Commercial_OR - Miscellaneous_New_Space Heating_Natural Gas_Ventilation - Demand Controlled_A_Achievable Economic UCT Potential | F10 | Commercial | OR - Miscellaneous | New | Space Heating | Natural Gas | Ventilation - Demand Controlled | A | Purchases (Incremental) | Achievable Economic UCT Potential | 0 | 0 | 0 | 0 | 0 | 0 | 0 | 0 | 0 | 0 | 0 | 0 | 0 | 0 | 0 | 0 | 0 | 0 | 0 | 0 | 0 | 0 | 0 | 0 | 0 | 0 | 0
F11_Commercial_OR - Miscellaneous_New_Space Heating_Natural Gas_Ventilation - Demand Controlled_A_Achievable Economic UCT Potential | F11 | Commercial | OR - Miscellaneous | New | Space Heating | Natural Gas | Ventilation - Demand Controlled | A | Purchases (Cumulative) | Achievable Economic UCT Potential | 0 | 0 | 0 | 0 | 0 | 0 | 0 | 0 | 0 | 0 | 0 | 0 | 0 | 0 | 0 | 0 | 0 | 0 | 0 | 0 | 0 | 0 | 0 | 0 | 0 | 0 | 0
F1_Commercial_OR - Miscellaneous_New_Space Heating_Natural Gas_HVAC - Dedicated Outdoor Air System (DOAS)_A_Achievable Economic UCT Potential | F1 | Commercial | OR - Miscellaneous | New | Space Heating | Natural Gas | HVAC - Dedicated Outdoor Air System (DOAS) | A | Integrated Unit Energy Savings (kWh or therms) | Achievable Economic UCT Potential | 0 | 0 | 0 | 0 | 0 | 0 | 0 | 0 | 0 | 0 | 0 | 0 | 0 | 0 | 0 | 0 | 0 | 0 | 0 | 0 | 0 | 0 | 0 | 0 | 0 | 0 | 0
F2_Commercial_OR - Miscellaneous_New_Space Heating_Natural Gas_HVAC - Dedicated Outdoor Air System (DOAS)_A_Achievable Economic UCT Potential | F2 | Commercial | OR - Miscellaneous | New | Space Heating | Natural Gas | HVAC - Dedicated Outdoor Air System (DOAS) | A | Integrated Unit Summer Peak Savings (kW) | Achievable Economic UCT Potential | 0 | 0 | 0 | 0 | 0 | 0 | 0 | 0 | 0 | 0 | 0 | 0 | 0 | 0 | 0 | 0 | 0 | 0 | 0 | 0 | 0 | 0 | 0 | 0 | 0 | 0 | 0
F3_Commercial_OR - Miscellaneous_New_Space Heating_Natural Gas_HVAC - Dedicated Outdoor Air System (DOAS)_A_Achievable Economic UCT Potential | F3 | Commercial | OR - Miscellaneous | New | Space Heating | Natural Gas | HVAC - Dedicated Outdoor Air System (DOAS) | A | Integrated Unit Winter Peak Savings (kW) | Achievable Economic UCT Potential | 0 | 0 | 0 | 0 | 0 | 0 | 0 | 0 | 0 | 0 | 0 | 0 | 0 | 0 | 0 | 0 | 0 | 0 | 0 | 0 | 0 | 0 | 0 | 0 | 0 | 0 | 0
F4_Commercial_OR - Miscellaneous_New_Space Heating_Natural Gas_HVAC - Dedicated Outdoor Air System (DOAS)_A_Achievable Economic UCT Potential | F4 | Commercial | OR - Miscellaneous | New | Space Heating | Natural Gas | HVAC - Dedicated Outdoor Air System (DOAS) | A | Incremental Energy Savings (MWh or mTherms) | Achievable Economic UCT Potential | 0 | 0 | 0 | 0 | 0 | 0 | 0 | 0 | 0 | 0 | 0 | 0 | 0 | 0 | 0 | 0 | 0 | 0 | 0 | 0 | 0 | 0 | 0 | 0 | 0 | 0 | 0
F5_Commercial_OR - Miscellaneous_New_Space Heating_Natural Gas_HVAC - Dedicated Outdoor Air System (DOAS)_A_Achievable Economic UCT Potential | F5 | Commercial | OR - Miscellaneous | New | Space Heating | Natural Gas | HVAC - Dedicated Outdoor Air System (DOAS) | A | Incremental Summer Peak Savings (MW) | Achievable Economic UCT Potential | 0 | 0 | 0 | 0 | 0 | 0 | 0 | 0 | 0 | 0 | 0 | 0 | 0 | 0 | 0 | 0 | 0 | 0 | 0 | 0 | 0 | 0 | 0 | 0 | 0 | 0 | 0
F6_Commercial_OR - Miscellaneous_New_Space Heating_Natural Gas_HVAC - Dedicated Outdoor Air System (DOAS)_A_Achievable Economic UCT Potential | F6 | Commercial | OR - Miscellaneous | New | Space Heating | Natural Gas | HVAC - Dedicated Outdoor Air System (DOAS) | A | Incremental Winter Peak Savings (MW) | Achievable Economic UCT Potential | 0 | 0 | 0 | 0 | 0 | 0 | 0 | 0 | 0 | 0 | 0 | 0 | 0 | 0 | 0 | 0 | 0 | 0 | 0 | 0 | 0 | 0 | 0 | 0 | 0 | 0 | 0
F7_Commercial_OR - Miscellaneous_New_Space Heating_Natural Gas_HVAC - Dedicated Outdoor Air System (DOAS)_A_Achievable Economic UCT Potential | F7 | Commercial | OR - Miscellaneous | New | Space Heating | Natural Gas | HVAC - Dedicated Outdoor Air System (DOAS) | A | Cumulative Energy Savings (MWh or mTherms) | Achievable Economic UCT Potential | 0 | 0 | 0 | 0 | 0 | 0 | 0 | 0 | 0 | 0 | 0 | 0 | 0 | 0 | 0 | 0 | 0 | 0 | 0 | 0 | 0 | 0 | 0 | 0 | 0 | 0 | 0
F8_Commercial_OR - Miscellaneous_New_Space Heating_Natural Gas_HVAC - Dedicated Outdoor Air System (DOAS)_A_Achievable Economic UCT Potential | F8 | Commercial | OR - Miscellaneous | New | Space Heating | Natural Gas | HVAC - Dedicated Outdoor Air System (DOAS) | A | Cumulative Summer Peak Savings (MW) | Achievable Economic UCT Potential | 0 | 0 | 0 | 0 | 0 | 0 | 0 | 0 | 0 | 0 | 0 | 0 | 0 | 0 | 0 | 0 | 0 | 0 | 0 | 0 | 0 | 0 | 0 | 0 | 0 | 0 | 0
F9_Commercial_OR - Miscellaneous_New_Space Heating_Natural Gas_HVAC - Dedicated Outdoor Air System (DOAS)_A_Achievable Economic UCT Potential | F9 | Commercial | OR - Miscellaneous | New | Space Heating | Natural Gas | HVAC - Dedicated Outdoor Air System (DOAS) | A | Cumulative Winter Peak Savings (MW) | Achievable Economic UCT Potential | 0 | 0 | 0 | 0 | 0 | 0 | 0 | 0 | 0 | 0 | 0 | 0 | 0 | 0 | 0 | 0 | 0 | 0 | 0 | 0 | 0 | 0 | 0 | 0 | 0 | 0 | 0
F10_Commercial_OR - Miscellaneous_New_Space Heating_Natural Gas_HVAC - Dedicated Outdoor Air System (DOAS)_A_Achievable Economic UCT Potential | F10 | Commercial | OR - Miscellaneous | New | Space Heating | Natural Gas | HVAC - Dedicated Outdoor Air System (DOAS) | A | Purchases (Incremental) | Achievable Economic UCT Potential | 0 | 0 | 0 | 0 | 0 | 0 | 0 | 0 | 0 | 0 | 0 | 0 | 0 | 0 | 0 | 0 | 0 | 0 | 0 | 0 | 0 | 0 | 0 | 0 | 0 | 0 | 0
F11_Commercial_OR - Miscellaneous_New_Space Heating_Natural Gas_HVAC - Dedicated Outdoor Air System (DOAS)_A_Achievable Economic UCT Potential | F11 | Commercial | OR - Miscellaneous | New | Space Heating | Natural Gas | HVAC - Dedicated Outdoor Air System (DOAS) | A | Purchases (Cumulative) | Achievable Economic UCT Potential | 0 | 0 | 0 | 0 | 0 | 0 | 0 | 0 | 0 | 0 | 0 | 0 | 0 | 0 | 0 | 0 | 0 | 0 | 0 | 0 | 0 | 0 | 0 | 0 | 0 | 0 | 0
F1_Commercial_OR - Miscellaneous_New_Space Heating_Natural Gas_Destratification Fans (HVLS)_A_Achievable Economic UCT Potential | F1 | Commercial | OR - Miscellaneous | New | Space Heating | Natural Gas | Destratification Fans (HVLS) | A | Integrated Unit Energy Savings (kWh or therms) | Achievable Economic UCT Potential | 0 | 0 | 0 | 0 | 0 | 0 | 0 | 0 | 0 | 0 | 0 | 0 | 0 | 0 | 0 | 0 | 0 | 0 | 0 | 0 | 0 | 0 | 0 | 0 | 0 | 0 | 0
F2_Commercial_OR - Miscellaneous_New_Space Heating_Natural Gas_Destratification Fans (HVLS)_A_Achievable Economic UCT Potential | F2 | Commercial | OR - Miscellaneous | New | Space Heating | Natural Gas | Destratification Fans (HVLS) | A | Integrated Unit Summer Peak Savings (kW) | Achievable Economic UCT Potential | 0 | 0 | 0 | 0 | 0 | 0 | 0 | 0 | 0 | 0 | 0 | 0 | 0 | 0 | 0 | 0 | 0 | 0 | 0 | 0 | 0 | 0 | 0 | 0 | 0 | 0 | 0
F3_Commercial_OR - Miscellaneous_New_Space Heating_Natural Gas_Destratification Fans (HVLS)_A_Achievable Economic UCT Potential | F3 | Commercial | OR - Miscellaneous | New | Space Heating | Natural Gas | Destratification Fans (HVLS) | A | Integrated Unit Winter Peak Savings (kW) | Achievable Economic UCT Potential | 0 | 0 | 0 | 0 | 0 | 0 | 0 | 0 | 0 | 0 | 0 | 0 | 0 | 0 | 0 | 0 | 0 | 0 | 0 | 0 | 0 | 0 | 0 | 0 | 0 | 0 | 0
F4_Commercial_OR - Miscellaneous_New_Space Heating_Natural Gas_Destratification Fans (HVLS)_A_Achievable Economic UCT Potential | F4 | Commercial | OR - Miscellaneous | New | Space Heating | Natural Gas | Destratification Fans (HVLS) | A | Incremental Energy Savings (MWh or mTherms) | Achievable Economic UCT Potential | 0 | 0 | 0 | 0 | 0 | 0 | 0 | 0 | 0 | 0 | 0 | 0 | 0 | 0 | 0 | 0 | 0 | 0 | 0 | 0 | 0 | 0 | 0 | 0 | 0 | 0 | 0
F5_Commercial_OR - Miscellaneous_New_Space Heating_Natural Gas_Destratification Fans (HVLS)_A_Achievable Economic UCT Potential | F5 | Commercial | OR - Miscellaneous | New | Space Heating | Natural Gas | Destratification Fans (HVLS) | A | Incremental Summer Peak Savings (MW) | Achievable Economic UCT Potential | 0 | 0 | 0 | 0 | 0 | 0 | 0 | 0 | 0 | 0 | 0 | 0 | 0 | 0 | 0 | 0 | 0 | 0 | 0 | 0 | 0 | 0 | 0 | 0 | 0 | 0 | 0
F6_Commercial_OR - Miscellaneous_New_Space Heating_Natural Gas_Destratification Fans (HVLS)_A_Achievable Economic UCT Potential | F6 | Commercial | OR - Miscellaneous | New | Space Heating | Natural Gas | Destratification Fans (HVLS) | A | Incremental Winter Peak Savings (MW) | Achievable Economic UCT Potential | 0 | 0 | 0 | 0 | 0 | 0 | 0 | 0 | 0 | 0 | 0 | 0 | 0 | 0 | 0 | 0 | 0 | 0 | 0 | 0 | 0 | 0 | 0 | 0 | 0 | 0 | 0
F7_Commercial_OR - Miscellaneous_New_Space Heating_Natural Gas_Destratification Fans (HVLS)_A_Achievable Economic UCT Potential | F7 | Commercial | OR - Miscellaneous | New | Space Heating | Natural Gas | Destratification Fans (HVLS) | A | Cumulative Energy Savings (MWh or mTherms) | Achievable Economic UCT Potential | 0 | 0 | 0 | 0 | 0 | 0 | 0 | 0 | 0 | 0 | 0 | 0 | 0 | 0 | 0 | 0 | 0 | 0 | 0 | 0 | 0 | 0 | 0 | 0 | 0 | 0 | 0
F8_Commercial_OR - Miscellaneous_New_Space Heating_Natural Gas_Destratification Fans (HVLS)_A_Achievable Economic UCT Potential | F8 | Commercial | OR - Miscellaneous | New | Space Heating | Natural Gas | Destratification Fans (HVLS) | A | Cumulative Summer Peak Savings (MW) | Achievable Economic UCT Potential | 0 | 0 | 0 | 0 | 0 | 0 | 0 | 0 | 0 | 0 | 0 | 0 | 0 | 0 | 0 | 0 | 0 | 0 | 0 | 0 | 0 | 0 | 0 | 0 | 0 | 0 | 0
F9_Commercial_OR - Miscellaneous_New_Space Heating_Natural Gas_Destratification Fans (HVLS)_A_Achievable Economic UCT Potential | F9 | Commercial | OR - Miscellaneous | New | Space Heating | Natural Gas | Destratification Fans (HVLS) | A | Cumulative Winter Peak Savings (MW) | Achievable Economic UCT Potential | 0 | 0 | 0 | 0 | 0 | 0 | 0 | 0 | 0 | 0 | 0 | 0 | 0 | 0 | 0 | 0 | 0 | 0 | 0 | 0 | 0 | 0 | 0 | 0 | 0 | 0 | 0
F10_Commercial_OR - Miscellaneous_New_Space Heating_Natural Gas_Destratification Fans (HVLS)_A_Achievable Economic UCT Potential | F10 | Commercial | OR - Miscellaneous | New | Space Heating | Natural Gas | Destratification Fans (HVLS) | A | Purchases (Incremental) | Achievable Economic UCT Potential | 0 | 0 | 0 | 0 | 0 | 0 | 0 | 0 | 0 | 0 | 0 | 0 | 0 | 0 | 0 | 0 | 0 | 0 | 0 | 0 | 0 | 0 | 0 | 0 | 0 | 0 | 0
F11_Commercial_OR - Miscellaneous_New_Space Heating_Natural Gas_Destratification Fans (HVLS)_A_Achievable Economic UCT Potential | F11 | Commercial | OR - Miscellaneous | New | Space Heating | Natural Gas | Destratification Fans (HVLS) | A | Purchases (Cumulative) | Achievable Economic UCT Potential | 0 | 0 | 0 | 0 | 0 | 0 | 0 | 0 | 0 | 0 | 0 | 0 | 0 | 0 | 0 | 0 | 0 | 0 | 0 | 0 | 0 | 0 | 0 | 0 | 0 | 0 | 0
F1_Commercial_OR - Miscellaneous_New_Space Heating_Natural Gas_Gas Boiler - Maintenance_A_Achievable Economic UCT Potential | F1 | Commercial | OR - Miscellaneous | New | Space Heating | Natural Gas | Gas Boiler - Maintenance | A | Integrated Unit Energy Savings (kWh or therms) | Achievable Economic UCT Potential | 0 | 0 | 0 | 0 | 0 | 0 | 0 | 0 | 0 | 0 | 0 | 0 | 0 | 0 | 0 | 0 | 0 | 0 | 0 | 0 | 0 | 0 | 0 | 0 | 0 | 0 | 0
F2_Commercial_OR - Miscellaneous_New_Space Heating_Natural Gas_Gas Boiler - Maintenance_A_Achievable Economic UCT Potential | F2 | Commercial | OR - Miscellaneous | New | Space Heating | Natural Gas | Gas Boiler - Maintenance | A | Integrated Unit Summer Peak Savings (kW) | Achievable Economic UCT Potential | 0 | 0 | 0 | 0 | 0 | 0 | 0 | 0 | 0 | 0 | 0 | 0 | 0 | 0 | 0 | 0 | 0 | 0 | 0 | 0 | 0 | 0 | 0 | 0 | 0 | 0 | 0
F3_Commercial_OR - Miscellaneous_New_Space Heating_Natural Gas_Gas Boiler - Maintenance_A_Achievable Economic UCT Potential | F3 | Commercial | OR - Miscellaneous | New | Space Heating | Natural Gas | Gas Boiler - Maintenance | A | Integrated Unit Winter Peak Savings (kW) | Achievable Economic UCT Potential | 0 | 0 | 0 | 0 | 0 | 0 | 0 | 0 | 0 | 0 | 0 | 0 | 0 | 0 | 0 | 0 | 0 | 0 | 0 | 0 | 0 | 0 | 0 | 0 | 0 | 0 | 0
F4_Commercial_OR - Miscellaneous_New_Space Heating_Natural Gas_Gas Boiler - Maintenance_A_Achievable Economic UCT Potential | F4 | Commercial | OR - Miscellaneous | New | Space Heating | Natural Gas | Gas Boiler - Maintenance | A | Incremental Energy Savings (MWh or mTherms) | Achievable Economic UCT Potential | 0 | 0 | 0 | 0 | 0 | 0 | 0 | 0 | 0 | 0 | 0 | 0 | 0 | 0 | 0 | 0 | 0 | 0 | 0 | 0 | 0 | 0 | 0 | 0 | 0 | 0 | 0
F5_Commercial_OR - Miscellaneous_New_Space Heating_Natural Gas_Gas Boiler - Maintenance_A_Achievable Economic UCT Potential | F5 | Commercial | OR - Miscellaneous | New | Space Heating | Natural Gas | Gas Boiler - Maintenance | A | Incremental Summer Peak Savings (MW) | Achievable Economic UCT Potential | 0 | 0 | 0 | 0 | 0 | 0 | 0 | 0 | 0 | 0 | 0 | 0 | 0 | 0 | 0 | 0 | 0 | 0 | 0 | 0 | 0 | 0 | 0 | 0 | 0 | 0 | 0
F6_Commercial_OR - Miscellaneous_New_Space Heating_Natural Gas_Gas Boiler - Maintenance_A_Achievable Economic UCT Potential | F6 | Commercial | OR - Miscellaneous | New | Space Heating | Natural Gas | Gas Boiler - Maintenance | A | Incremental Winter Peak Savings (MW) | Achievable Economic UCT Potential | 0 | 0 | 0 | 0 | 0 | 0 | 0 | 0 | 0 | 0 | 0 | 0 | 0 | 0 | 0 | 0 | 0 | 0 | 0 | 0 | 0 | 0 | 0 | 0 | 0 | 0 | 0
F7_Commercial_OR - Miscellaneous_New_Space Heating_Natural Gas_Gas Boiler - Maintenance_A_Achievable Economic UCT Potential | F7 | Commercial | OR - Miscellaneous | New | Space Heating | Natural Gas | Gas Boiler - Maintenance | A | Cumulative Energy Savings (MWh or mTherms) | Achievable Economic UCT Potential | 0 | 0 | 0 | 0 | 0 | 0 | 0 | 0 | 0 | 0 | 0 | 0 | 0 | 0 | 0 | 0 | 0 | 0 | 0 | 0 | 0 | 0 | 0 | 0 | 0 | 0 | 0
F8_Commercial_OR - Miscellaneous_New_Space Heating_Natural Gas_Gas Boiler - Maintenance_A_Achievable Economic UCT Potential | F8 | Commercial | OR - Miscellaneous | New | Space Heating | Natural Gas | Gas Boiler - Maintenance | A | Cumulative Summer Peak Savings (MW) | Achievable Economic UCT Potential | 0 | 0 | 0 | 0 | 0 | 0 | 0 | 0 | 0 | 0 | 0 | 0 | 0 | 0 | 0 | 0 | 0 | 0 | 0 | 0 | 0 | 0 | 0 | 0 | 0 | 0 | 0
F9_Commercial_OR - Miscellaneous_New_Space Heating_Natural Gas_Gas Boiler - Maintenance_A_Achievable Economic UCT Potential | F9 | Commercial | OR - Miscellaneous | New | Space Heating | Natural Gas | Gas Boiler - Maintenance | A | Cumulative Winter Peak Savings (MW) | Achievable Economic UCT Potential | 0 | 0 | 0 | 0 | 0 | 0 | 0 | 0 | 0 | 0 | 0 | 0 | 0 | 0 | 0 | 0 | 0 | 0 | 0 | 0 | 0 | 0 | 0 | 0 | 0 | 0 | 0
F10_Commercial_OR - Miscellaneous_New_Space Heating_Natural Gas_Gas Boiler - Maintenance_A_Achievable Economic UCT Potential | F10 | Commercial | OR - Miscellaneous | New | Space Heating | Natural Gas | Gas Boiler - Maintenance | A | Purchases (Incremental) | Achievable Economic UCT Potential | 0 | 0 | 0 | 0 | 0 | 0 | 0 | 0 | 0 | 0 | 0 | 0 | 0 | 0 | 0 | 0 | 0 | 0 | 0 | 0 | 0 | 0 | 0 | 0 | 0 | 0 | 0
F11_Commercial_OR - Miscellaneous_New_Space Heating_Natural Gas_Gas Boiler - Maintenance_A_Achievable Economic UCT Potential | F11 | Commercial | OR - Miscellaneous | New | Space Heating | Natural Gas | Gas Boiler - Maintenance | A | Purchases (Cumulative) | Achievable Economic UCT Potential | 0 | 0 | 0 | 0 | 0 | 0 | 0 | 0 | 0 | 0 | 0 | 0 | 0 | 0 | 0 | 0 | 0 | 0 | 0 | 0 | 0 | 0 | 0 | 0 | 0 | 0 | 0
F1_Commercial_OR - Miscellaneous_New_Space Heating_Natural Gas_Gas Furnace - Maintenance_A_Achievable Economic UCT Potential | F1 | Commercial | OR - Miscellaneous | New | Space Heating | Natural Gas | Gas Furnace - Maintenance | A | Integrated Unit Energy Savings (kWh or therms) | Achievable Economic UCT Potential | 0 | 0 | 0 | 0 | 0 | 0 | 0 | 0 | 0 | 0 | 0 | 0 | 0 | 0 | 0 | 0 | 0 | 0 | 0 | 0 | 0 | 0 | 0 | 0 | 0 | 0 | 0
F2_Commercial_OR - Miscellaneous_New_Space Heating_Natural Gas_Gas Furnace - Maintenance_A_Achievable Economic UCT Potential | F2 | Commercial | OR - Miscellaneous | New | Space Heating | Natural Gas | Gas Furnace - Maintenance | A | Integrated Unit Summer Peak Savings (kW) | Achievable Economic UCT Potential | 0 | 0 | 0 | 0 | 0 | 0 | 0 | 0 | 0 | 0 | 0 | 0 | 0 | 0 | 0 | 0 | 0 | 0 | 0 | 0 | 0 | 0 | 0 | 0 | 0 | 0 | 0
F3_Commercial_OR - Miscellaneous_New_Space Heating_Natural Gas_Gas Furnace - Maintenance_A_Achievable Economic UCT Potential | F3 | Commercial | OR - Miscellaneous | New | Space Heating | Natural Gas | Gas Furnace - Maintenance | A | Integrated Unit Winter Peak Savings (kW) | Achievable Economic UCT Potential | 0 | 0 | 0 | 0 | 0 | 0 | 0 | 0 | 0 | 0 | 0 | 0 | 0 | 0 | 0 | 0 | 0 | 0 | 0 | 0 | 0 | 0 | 0 | 0 | 0 | 0 | 0
F4_Commercial_OR - Miscellaneous_New_Space Heating_Natural Gas_Gas Furnace - Maintenance_A_Achievable Economic UCT Potential | F4 | Commercial | OR - Miscellaneous | New | Space Heating | Natural Gas | Gas Furnace - Maintenance | A | Incremental Energy Savings (MWh or mTherms) | Achievable Economic UCT Potential | 0 | 0 | 0 | 0 | 0 | 0 | 0 | 0 | 0 | 0 | 0 | 0 | 0 | 0 | 0 | 0 | 0 | 0 | 0 | 0 | 0 | 0 | 0 | 0 | 0 | 0 | 0
F5_Commercial_OR - Miscellaneous_New_Space Heating_Natural Gas_Gas Furnace - Maintenance_A_Achievable Economic UCT Potential | F5 | Commercial | OR - Miscellaneous | New | Space Heating | Natural Gas | Gas Furnace - Maintenance | A | Incremental Summer Peak Savings (MW) | Achievable Economic UCT Potential | 0 | 0 | 0 | 0 | 0 | 0 | 0 | 0 | 0 | 0 | 0 | 0 | 0 | 0 | 0 | 0 | 0 | 0 | 0 | 0 | 0 | 0 | 0 | 0 | 0 | 0 | 0
F6_Commercial_OR - Miscellaneous_New_Space Heating_Natural Gas_Gas Furnace - Maintenance_A_Achievable Economic UCT Potential | F6 | Commercial | OR - Miscellaneous | New | Space Heating | Natural Gas | Gas Furnace - Maintenance | A | Incremental Winter Peak Savings (MW) | Achievable Economic UCT Potential | 0 | 0 | 0 | 0 | 0 | 0 | 0 | 0 | 0 | 0 | 0 | 0 | 0 | 0 | 0 | 0 | 0 | 0 | 0 | 0 | 0 | 0 | 0 | 0 | 0 | 0 | 0
F7_Commercial_OR - Miscellaneous_New_Space Heating_Natural Gas_Gas Furnace - Maintenance_A_Achievable Economic UCT Potential | F7 | Commercial | OR - Miscellaneous | New | Space Heating | Natural Gas | Gas Furnace - Maintenance | A | Cumulative Energy Savings (MWh or mTherms) | Achievable Economic UCT Potential | 0 | 0 | 0 | 0 | 0 | 0 | 0 | 0 | 0 | 0 | 0 | 0 | 0 | 0 | 0 | 0 | 0 | 0 | 0 | 0 | 0 | 0 | 0 | 0 | 0 | 0 | 0
F8_Commercial_OR - Miscellaneous_New_Space Heating_Natural Gas_Gas Furnace - Maintenance_A_Achievable Economic UCT Potential | F8 | Commercial | OR - Miscellaneous | New | Space Heating | Natural Gas | Gas Furnace - Maintenance | A | Cumulative Summer Peak Savings (MW) | Achievable Economic UCT Potential | 0 | 0 | 0 | 0 | 0 | 0 | 0 | 0 | 0 | 0 | 0 | 0 | 0 | 0 | 0 | 0 | 0 | 0 | 0 | 0 | 0 | 0 | 0 | 0 | 0 | 0 | 0
F9_Commercial_OR - Miscellaneous_New_Space Heating_Natural Gas_Gas Furnace - Maintenance_A_Achievable Economic UCT Potential | F9 | Commercial | OR - Miscellaneous | New | Space Heating | Natural Gas | Gas Furnace - Maintenance | A | Cumulative Winter Peak Savings (MW) | Achievable Economic UCT Potential | 0 | 0 | 0 | 0 | 0 | 0 | 0 | 0 | 0 | 0 | 0 | 0 | 0 | 0 | 0 | 0 | 0 | 0 | 0 | 0 | 0 | 0 | 0 | 0 | 0 | 0 | 0
F10_Commercial_OR - Miscellaneous_New_Space Heating_Natural Gas_Gas Furnace - Maintenance_A_Achievable Economic UCT Potential | F10 | Commercial | OR - Miscellaneous | New | Space Heating | Natural Gas | Gas Furnace - Maintenance | A | Purchases (Incremental) | Achievable Economic UCT Potential | 0 | 0 | 0 | 0 | 0 | 0 | 0 | 0 | 0 | 0 | 0 | 0 | 0 | 0 | 0 | 0 | 0 | 0 | 0 | 0 | 0 | 0 | 0 | 0 | 0 | 0 | 0
F11_Commercial_OR - Miscellaneous_New_Space Heating_Natural Gas_Gas Furnace - Maintenance_A_Achievable Economic UCT Potential | F11 | Commercial | OR - Miscellaneous | New | Space Heating | Natural Gas | Gas Furnace - Maintenance | A | Purchases (Cumulative) | Achievable Economic UCT Potential | 0 | 0 | 0 | 0 | 0 | 0 | 0 | 0 | 0 | 0 | 0 | 0 | 0 | 0 | 0 | 0 | 0 | 0 | 0 | 0 | 0 | 0 | 0 | 0 | 0 | 0 | 0
F1_Commercial_OR - Miscellaneous_New_Space Heating_Natural Gas_Gas Boiler - Hot Water Reset_A_Achievable Economic UCT Potential | F1 | Commercial | OR - Miscellaneous | New | Space Heating | Natural Gas | Gas Boiler - Hot Water Reset | A | Integrated Unit Energy Savings (kWh or therms) | Achievable Economic UCT Potential | 0 | 0 | 0 | 0 | 0 | 0 | 0 | 0 | 0 | 0 | 0 | 0 | 0 | 0 | 0 | 0 | 0 | 0 | 0 | 0 | 0 | 0 | 0 | 0 | 0 | 0 | 0
F2_Commercial_OR - Miscellaneous_New_Space Heating_Natural Gas_Gas Boiler - Hot Water Reset_A_Achievable Economic UCT Potential | F2 | Commercial | OR - Miscellaneous | New | Space Heating | Natural Gas | Gas Boiler - Hot Water Reset | A | Integrated Unit Summer Peak Savings (kW) | Achievable Economic UCT Potential | 0 | 0 | 0 | 0 | 0 | 0 | 0 | 0 | 0 | 0 | 0 | 0 | 0 | 0 | 0 | 0 | 0 | 0 | 0 | 0 | 0 | 0 | 0 | 0 | 0 | 0 | 0
F3_Commercial_OR - Miscellaneous_New_Space Heating_Natural Gas_Gas Boiler - Hot Water Reset_A_Achievable Economic UCT Potential | F3 | Commercial | OR - Miscellaneous | New | Space Heating | Natural Gas | Gas Boiler - Hot Water Reset | A | Integrated Unit Winter Peak Savings (kW) | Achievable Economic UCT Potential | 0 | 0 | 0 | 0 | 0 | 0 | 0 | 0 | 0 | 0 | 0 | 0 | 0 | 0 | 0 | 0 | 0 | 0 | 0 | 0 | 0 | 0 | 0 | 0 | 0 | 0 | 0
F4_Commercial_OR - Miscellaneous_New_Space Heating_Natural Gas_Gas Boiler - Hot Water Reset_A_Achievable Economic UCT Potential | F4 | Commercial | OR - Miscellaneous | New | Space Heating | Natural Gas | Gas Boiler - Hot Water Reset | A | Incremental Energy Savings (MWh or mTherms) | Achievable Economic UCT Potential | 0 | 0 | 0 | 0 | 0 | 0 | 0 | 0 | 0 | 0 | 0 | 0 | 0 | 0 | 0 | 0 | 0 | 0 | 0 | 0 | 0 | 0 | 0 | 0 | 0 | 0 | 0
F5_Commercial_OR - Miscellaneous_New_Space Heating_Natural Gas_Gas Boiler - Hot Water Reset_A_Achievable Economic UCT Potential | F5 | Commercial | OR - Miscellaneous | New | Space Heating | Natural Gas | Gas Boiler - Hot Water Reset | A | Incremental Summer Peak Savings (MW) | Achievable Economic UCT Potential | 0 | 0 | 0 | 0 | 0 | 0 | 0 | 0 | 0 | 0 | 0 | 0 | 0 | 0 | 0 | 0 | 0 | 0 | 0 | 0 | 0 | 0 | 0 | 0 | 0 | 0 | 0
F6_Commercial_OR - Miscellaneous_New_Space Heating_Natural Gas_Gas Boiler - Hot Water Reset_A_Achievable Economic UCT Potential | F6 | Commercial | OR - Miscellaneous | New | Space Heating | Natural Gas | Gas Boiler - Hot Water Reset | A | Incremental Winter Peak Savings (MW) | Achievable Economic UCT Potential | 0 | 0 | 0 | 0 | 0 | 0 | 0 | 0 | 0 | 0 | 0 | 0 | 0 | 0 | 0 | 0 | 0 | 0 | 0 | 0 | 0 | 0 | 0 | 0 | 0 | 0 | 0
F7_Commercial_OR - Miscellaneous_New_Space Heating_Natural Gas_Gas Boiler - Hot Water Reset_A_Achievable Economic UCT Potential | F7 | Commercial | OR - Miscellaneous | New | Space Heating | Natural Gas | Gas Boiler - Hot Water Reset | A | Cumulative Energy Savings (MWh or mTherms) | Achievable Economic UCT Potential | 0 | 0 | 0 | 0 | 0 | 0 | 0 | 0 | 0 | 0 | 0 | 0 | 0 | 0 | 0 | 0 | 0 | 0 | 0 | 0 | 0 | 0 | 0 | 0 | 0 | 0 | 0
F8_Commercial_OR - Miscellaneous_New_Space Heating_Natural Gas_Gas Boiler - Hot Water Reset_A_Achievable Economic UCT Potential | F8 | Commercial | OR - Miscellaneous | New | Space Heating | Natural Gas | Gas Boiler - Hot Water Reset | A | Cumulative Summer Peak Savings (MW) | Achievable Economic UCT Potential | 0 | 0 | 0 | 0 | 0 | 0 | 0 | 0 | 0 | 0 | 0 | 0 | 0 | 0 | 0 | 0 | 0 | 0 | 0 | 0 | 0 | 0 | 0 | 0 | 0 | 0 | 0
F9_Commercial_OR - Miscellaneous_New_Space Heating_Natural Gas_Gas Boiler - Hot Water Reset_A_Achievable Economic UCT Potential | F9 | Commercial | OR - Miscellaneous | New | Space Heating | Natural Gas | Gas Boiler - Hot Water Reset | A | Cumulative Winter Peak Savings (MW) | Achievable Economic UCT Potential | 0 | 0 | 0 | 0 | 0 | 0 | 0 | 0 | 0 | 0 | 0 | 0 | 0 | 0 | 0 | 0 | 0 | 0 | 0 | 0 | 0 | 0 | 0 | 0 | 0 | 0 | 0
F10_Commercial_OR - Miscellaneous_New_Space Heating_Natural Gas_Gas Boiler - Hot Water Reset_A_Achievable Economic UCT Potential | F10 | Commercial | OR - Miscellaneous | New | Space Heating | Natural Gas | Gas Boiler - Hot Water Reset | A | Purchases (Incremental) | Achievable Economic UCT Potential | 0 | 0 | 0 | 0 | 0 | 0 | 0 | 0 | 0 | 0 | 0 | 0 | 0 | 0 | 0 | 0 | 0 | 0 | 0 | 0 | 0 | 0 | 0 | 0 | 0 | 0 | 0
F11_Commercial_OR - Miscellaneous_New_Space Heating_Natural Gas_Gas Boiler - Hot Water Reset_A_Achievable Economic UCT Potential | F11 | Commercial | OR - Miscellaneous | New | Space Heating | Natural Gas | Gas Boiler - Hot Water Reset | A | Purchases (Cumulative) | Achievable Economic UCT Potential | 0 | 0 | 0 | 0 | 0 | 0 | 0 | 0 | 0 | 0 | 0 | 0 | 0 | 0 | 0 | 0 | 0 | 0 | 0 | 0 | 0 | 0 | 0 | 0 | 0 | 0 | 0
F1_Commercial_OR - Miscellaneous_New_Space Heating_Natural Gas_Gas Boiler - Steam Trap Replacement_A_Achievable Economic UCT Potential | F1 | Commercial | OR - Miscellaneous | New | Space Heating | Natural Gas | Gas Boiler - Steam Trap Replacement | A | Integrated Unit Energy Savings (kWh or therms) | Achievable Economic UCT Potential | 0 | 0 | 0 | 0 | 0 | 0 | 0 | 0 | 0 | 0 | 0 | 0 | 0 | 0 | 0 | 0 | 0 | 0 | 0 | 0 | 0 | 0 | 0 | 0 | 0 | 0 | 0
F2_Commercial_OR - Miscellaneous_New_Space Heating_Natural Gas_Gas Boiler - Steam Trap Replacement_A_Achievable Economic UCT Potential | F2 | Commercial | OR - Miscellaneous | New | Space Heating | Natural Gas | Gas Boiler - Steam Trap Replacement | A | Integrated Unit Summer Peak Savings (kW) | Achievable Economic UCT Potential | 0 | 0 | 0 | 0 | 0 | 0 | 0 | 0 | 0 | 0 | 0 | 0 | 0 | 0 | 0 | 0 | 0 | 0 | 0 | 0 | 0 | 0 | 0 | 0 | 0 | 0 | 0
F3_Commercial_OR - Miscellaneous_New_Space Heating_Natural Gas_Gas Boiler - Steam Trap Replacement_A_Achievable Economic UCT Potential | F3 | Commercial | OR - Miscellaneous | New | Space Heating | Natural Gas | Gas Boiler - Steam Trap Replacement | A | Integrated Unit Winter Peak Savings (kW) | Achievable Economic UCT Potential | 0 | 0 | 0 | 0 | 0 | 0 | 0 | 0 | 0 | 0 | 0 | 0 | 0 | 0 | 0 | 0 | 0 | 0 | 0 | 0 | 0 | 0 | 0 | 0 | 0 | 0 | 0
F4_Commercial_OR - Miscellaneous_New_Space Heating_Natural Gas_Gas Boiler - Steam Trap Replacement_A_Achievable Economic UCT Potential | F4 | Commercial | OR - Miscellaneous | New | Space Heating | Natural Gas | Gas Boiler - Steam Trap Replacement | A | Incremental Energy Savings (MWh or mTherms) | Achievable Economic UCT Potential | 0 | 0 | 0 | 0 | 0 | 0 | 0 | 0 | 0 | 0 | 0 | 0 | 0 | 0 | 0 | 0 | 0 | 0 | 0 | 0 | 0 | 0 | 0 | 0 | 0 | 0 | 0
F5_Commercial_OR - Miscellaneous_New_Space Heating_Natural Gas_Gas Boiler - Steam Trap Replacement_A_Achievable Economic UCT Potential | F5 | Commercial | OR - Miscellaneous | New | Space Heating | Natural Gas | Gas Boiler - Steam Trap Replacement | A | Incremental Summer Peak Savings (MW) | Achievable Economic UCT Potential | 0 | 0 | 0 | 0 | 0 | 0 | 0 | 0 | 0 | 0 | 0 | 0 | 0 | 0 | 0 | 0 | 0 | 0 | 0 | 0 | 0 | 0 | 0 | 0 | 0 | 0 | 0
F6_Commercial_OR - Miscellaneous_New_Space Heating_Natural Gas_Gas Boiler - Steam Trap Replacement_A_Achievable Economic UCT Potential | F6 | Commercial | OR - Miscellaneous | New | Space Heating | Natural Gas | Gas Boiler - Steam Trap Replacement | A | Incremental Winter Peak Savings (MW) | Achievable Economic UCT Potential | 0 | 0 | 0 | 0 | 0 | 0 | 0 | 0 | 0 | 0 | 0 | 0 | 0 | 0 | 0 | 0 | 0 | 0 | 0 | 0 | 0 | 0 | 0 | 0 | 0 | 0 | 0
F7_Commercial_OR - Miscellaneous_New_Space Heating_Natural Gas_Gas Boiler - Steam Trap Replacement_A_Achievable Economic UCT Potential | F7 | Commercial | OR - Miscellaneous | New | Space Heating | Natural Gas | Gas Boiler - Steam Trap Replacement | A | Cumulative Energy Savings (MWh or mTherms) | Achievable Economic UCT Potential | 0 | 0 | 0 | 0 | 0 | 0 | 0 | 0 | 0 | 0 | 0 | 0 | 0 | 0 | 0 | 0 | 0 | 0 | 0 | 0 | 0 | 0 | 0 | 0 | 0 | 0 | 0
F8_Commercial_OR - Miscellaneous_New_Space Heating_Natural Gas_Gas Boiler - Steam Trap Replacement_A_Achievable Economic UCT Potential | F8 | Commercial | OR - Miscellaneous | New | Space Heating | Natural Gas | Gas Boiler - Steam Trap Replacement | A | Cumulative Summer Peak Savings (MW) | Achievable Economic UCT Potential | 0 | 0 | 0 | 0 | 0 | 0 | 0 | 0 | 0 | 0 | 0 | 0 | 0 | 0 | 0 | 0 | 0 | 0 | 0 | 0 | 0 | 0 | 0 | 0 | 0 | 0 | 0
F9_Commercial_OR - Miscellaneous_New_Space Heating_Natural Gas_Gas Boiler - Steam Trap Replacement_A_Achievable Economic UCT Potential | F9 | Commercial | OR - Miscellaneous | New | Space Heating | Natural Gas | Gas Boiler - Steam Trap Replacement | A | Cumulative Winter Peak Savings (MW) | Achievable Economic UCT Potential | 0 | 0 | 0 | 0 | 0 | 0 | 0 | 0 | 0 | 0 | 0 | 0 | 0 | 0 | 0 | 0 | 0 | 0 | 0 | 0 | 0 | 0 | 0 | 0 | 0 | 0 | 0
F10_Commercial_OR - Miscellaneous_New_Space Heating_Natural Gas_Gas Boiler - Steam Trap Replacement_A_Achievable Economic UCT Potential | F10 | Commercial | OR - Miscellaneous | New | Space Heating | Natural Gas | Gas Boiler - Steam Trap Replacement | A | Purchases (Incremental) | Achievable Economic UCT Potential | 0 | 0 | 0 | 0 | 0 | 0 | 0 | 0 | 0 | 0 | 0 | 0 | 0 | 0 | 0 | 0 | 0 | 0 | 0 | 0 | 0 | 0 | 0 | 0 | 0 | 0 | 0
F11_Commercial_OR - Miscellaneous_New_Space Heating_Natural Gas_Gas Boiler - Steam Trap Replacement_A_Achievable Economic UCT Potential | F11 | Commercial | OR - Miscellaneous | New | Space Heating | Natural Gas | Gas Boiler - Steam Trap Replacement | A | Purchases (Cumulative) | Achievable Economic UCT Potential | 0 | 0 | 0 | 0 | 0 | 0 | 0 | 0 | 0 | 0 | 0 | 0 | 0 | 0 | 0 | 0 | 0 | 0 | 0 | 0 | 0 | 0 | 0 | 0 | 0 | 0 | 0
F1_Commercial_OR - Miscellaneous_New_Space Heating_Natural Gas_Gas Boiler - High Turndown Burner_A_Achievable Economic UCT Potential | F1 | Commercial | OR - Miscellaneous | New | Space Heating | Natural Gas | Gas Boiler - High Turndown Burner | A | Integrated Unit Energy Savings (kWh or therms) | Achievable Economic UCT Potential | 0 | 0 | 0 | 0 | 0 | 0 | 0 | 0 | 0 | 0 | 0 | 0 | 0 | 0 | 0 | 0 | 0 | 0 | 0 | 0 | 0 | 0 | 0 | 0 | 0 | 0 | 0
F2_Commercial_OR - Miscellaneous_New_Space Heating_Natural Gas_Gas Boiler - High Turndown Burner_A_Achievable Economic UCT Potential | F2 | Commercial | OR - Miscellaneous | New | Space Heating | Natural Gas | Gas Boiler - High Turndown Burner | A | Integrated Unit Summer Peak Savings (kW) | Achievable Economic UCT Potential | 0 | 0 | 0 | 0 | 0 | 0 | 0 | 0 | 0 | 0 | 0 | 0 | 0 | 0 | 0 | 0 | 0 | 0 | 0 | 0 | 0 | 0 | 0 | 0 | 0 | 0 | 0
F3_Commercial_OR - Miscellaneous_New_Space Heating_Natural Gas_Gas Boiler - High Turndown Burner_A_Achievable Economic UCT Potential | F3 | Commercial | OR - Miscellaneous | New | Space Heating | Natural Gas | Gas Boiler - High Turndown Burner | A | Integrated Unit Winter Peak Savings (kW) | Achievable Economic UCT Potential | 0 | 0 | 0 | 0 | 0 | 0 | 0 | 0 | 0 | 0 | 0 | 0 | 0 | 0 | 0 | 0 | 0 | 0 | 0 | 0 | 0 | 0 | 0 | 0 | 0 | 0 | 0
F4_Commercial_OR - Miscellaneous_New_Space Heating_Natural Gas_Gas Boiler - High Turndown Burner_A_Achievable Economic UCT Potential | F4 | Commercial | OR - Miscellaneous | New | Space Heating | Natural Gas | Gas Boiler - High Turndown Burner | A | Incremental Energy Savings (MWh or mTherms) | Achievable Economic UCT Potential | 0 | 0 | 0 | 0 | 0 | 0 | 0 | 0 | 0 | 0 | 0 | 0 | 0 | 0 | 0 | 0 | 0 | 0 | 0 | 0 | 0 | 0 | 0 | 0 | 0 | 0 | 0
F5_Commercial_OR - Miscellaneous_New_Space Heating_Natural Gas_Gas Boiler - High Turndown Burner_A_Achievable Economic UCT Potential | F5 | Commercial | OR - Miscellaneous | New | Space Heating | Natural Gas | Gas Boiler - High Turndown Burner | A | Incremental Summer Peak Savings (MW) | Achievable Economic UCT Potential | 0 | 0 | 0 | 0 | 0 | 0 | 0 | 0 | 0 | 0 | 0 | 0 | 0 | 0 | 0 | 0 | 0 | 0 | 0 | 0 | 0 | 0 | 0 | 0 | 0 | 0 | 0
F6_Commercial_OR - Miscellaneous_New_Space Heating_Natural Gas_Gas Boiler - High Turndown Burner_A_Achievable Economic UCT Potential | F6 | Commercial | OR - Miscellaneous | New | Space Heating | Natural Gas | Gas Boiler - High Turndown Burner | A | Incremental Winter Peak Savings (MW) | Achievable Economic UCT Potential | 0 | 0 | 0 | 0 | 0 | 0 | 0 | 0 | 0 | 0 | 0 | 0 | 0 | 0 | 0 | 0 | 0 | 0 | 0 | 0 | 0 | 0 | 0 | 0 | 0 | 0 | 0
F7_Commercial_OR - Miscellaneous_New_Space Heating_Natural Gas_Gas Boiler - High Turndown Burner_A_Achievable Economic UCT Potential | F7 | Commercial | OR - Miscellaneous | New | Space Heating | Natural Gas | Gas Boiler - High Turndown Burner | A | Cumulative Energy Savings (MWh or mTherms) | Achievable Economic UCT Potential | 0 | 0 | 0 | 0 | 0 | 0 | 0 | 0 | 0 | 0 | 0 | 0 | 0 | 0 | 0 | 0 | 0 | 0 | 0 | 0 | 0 | 0 | 0 | 0 | 0 | 0 | 0
F8_Commercial_OR - Miscellaneous_New_Space Heating_Natural Gas_Gas Boiler - High Turndown Burner_A_Achievable Economic UCT Potential | F8 | Commercial | OR - Miscellaneous | New | Space Heating | Natural Gas | Gas Boiler - High Turndown Burner | A | Cumulative Summer Peak Savings (MW) | Achievable Economic UCT Potential | 0 | 0 | 0 | 0 | 0 | 0 | 0 | 0 | 0 | 0 | 0 | 0 | 0 | 0 | 0 | 0 | 0 | 0 | 0 | 0 | 0 | 0 | 0 | 0 | 0 | 0 | 0
F9_Commercial_OR - Miscellaneous_New_Space Heating_Natural Gas_Gas Boiler - High Turndown Burner_A_Achievable Economic UCT Potential | F9 | Commercial | OR - Miscellaneous | New | Space Heating | Natural Gas | Gas Boiler - High Turndown Burner | A | Cumulative Winter Peak Savings (MW) | Achievable Economic UCT Potential | 0 | 0 | 0 | 0 | 0 | 0 | 0 | 0 | 0 | 0 | 0 | 0 | 0 | 0 | 0 | 0 | 0 | 0 | 0 | 0 | 0 | 0 | 0 | 0 | 0 | 0 | 0
F10_Commercial_OR - Miscellaneous_New_Space Heating_Natural Gas_Gas Boiler - High Turndown Burner_A_Achievable Economic UCT Potential | F10 | Commercial | OR - Miscellaneous | New | Space Heating | Natural Gas | Gas Boiler - High Turndown Burner | A | Purchases (Incremental) | Achievable Economic UCT Potential | 0 | 0 | 0 | 0 | 0 | 0 | 0 | 0 | 0 | 0 | 0 | 0 | 0 | 0 | 0 | 0 | 0 | 0 | 0 | 0 | 0 | 0 | 0 | 0 | 0 | 0 | 0
F11_Commercial_OR - Miscellaneous_New_Space Heating_Natural Gas_Gas Boiler - High Turndown Burner_A_Achievable Economic UCT Potential | F11 | Commercial | OR - Miscellaneous | New | Space Heating | Natural Gas | Gas Boiler - High Turndown Burner | A | Purchases (Cumulative) | Achievable Economic UCT Potential | 0 | 0 | 0 | 0 | 0 | 0 | 0 | 0 | 0 | 0 | 0 | 0 | 0 | 0 | 0 | 0 | 0 | 0 | 0 | 0 | 0 | 0 | 0 | 0 | 0 | 0 | 0
F1_Commercial_OR - Miscellaneous_New_Space Heating_Natural Gas_Gas Boiler - Burner Control Optimization_A_Achievable Economic UCT Potential | F1 | Commercial | OR - Miscellaneous | New | Space Heating | Natural Gas | Gas Boiler - Burner Control Optimization | A | Integrated Unit Energy Savings (kWh or therms) | Achievable Economic UCT Potential | 0 | 0 | 0 | 0 | 0 | 0 | 0 | 0 | 0 | 0 | 0 | 0 | 0 | 0 | 0 | 0 | 0 | 0 | 0 | 0 | 0 | 0 | 0 | 0 | 0 | 0 | 0
F2_Commercial_OR - Miscellaneous_New_Space Heating_Natural Gas_Gas Boiler - Burner Control Optimization_A_Achievable Economic UCT Potential | F2 | Commercial | OR - Miscellaneous | New | Space Heating | Natural Gas | Gas Boiler - Burner Control Optimization | A | Integrated Unit Summer Peak Savings (kW) | Achievable Economic UCT Potential | 0 | 0 | 0 | 0 | 0 | 0 | 0 | 0 | 0 | 0 | 0 | 0 | 0 | 0 | 0 | 0 | 0 | 0 | 0 | 0 | 0 | 0 | 0 | 0 | 0 | 0 | 0
F3_Commercial_OR - Miscellaneous_New_Space Heating_Natural Gas_Gas Boiler - Burner Control Optimization_A_Achievable Economic UCT Potential | F3 | Commercial | OR - Miscellaneous | New | Space Heating | Natural Gas | Gas Boiler - Burner Control Optimization | A | Integrated Unit Winter Peak Savings (kW) | Achievable Economic UCT Potential | 0 | 0 | 0 | 0 | 0 | 0 | 0 | 0 | 0 | 0 | 0 | 0 | 0 | 0 | 0 | 0 | 0 | 0 | 0 | 0 | 0 | 0 | 0 | 0 | 0 | 0 | 0
F4_Commercial_OR - Miscellaneous_New_Space Heating_Natural Gas_Gas Boiler - Burner Control Optimization_A_Achievable Economic UCT Potential | F4 | Commercial | OR - Miscellaneous | New | Space Heating | Natural Gas | Gas Boiler - Burner Control Optimization | A | Incremental Energy Savings (MWh or mTherms) | Achievable Economic UCT Potential | 0 | 0 | 0 | 0 | 0 | 0 | 0 | 0 | 0 | 0 | 0 | 0 | 0 | 0 | 0 | 0 | 0 | 0 | 0 | 0 | 0 | 0 | 0 | 0 | 0 | 0 | 0
F5_Commercial_OR - Miscellaneous_New_Space Heating_Natural Gas_Gas Boiler - Burner Control Optimization_A_Achievable Economic UCT Potential | F5 | Commercial | OR - Miscellaneous | New | Space Heating | Natural Gas | Gas Boiler - Burner Control Optimization | A | Incremental Summer Peak Savings (MW) | Achievable Economic UCT Potential | 0 | 0 | 0 | 0 | 0 | 0 | 0 | 0 | 0 | 0 | 0 | 0 | 0 | 0 | 0 | 0 | 0 | 0 | 0 | 0 | 0 | 0 | 0 | 0 | 0 | 0 | 0
F6_Commercial_OR - Miscellaneous_New_Space Heating_Natural Gas_Gas Boiler - Burner Control Optimization_A_Achievable Economic UCT Potential | F6 | Commercial | OR - Miscellaneous | New | Space Heating | Natural Gas | Gas Boiler - Burner Control Optimization | A | Incremental Winter Peak Savings (MW) | Achievable Economic UCT Potential | 0 | 0 | 0 | 0 | 0 | 0 | 0 | 0 | 0 | 0 | 0 | 0 | 0 | 0 | 0 | 0 | 0 | 0 | 0 | 0 | 0 | 0 | 0 | 0 | 0 | 0 | 0
F7_Commercial_OR - Miscellaneous_New_Space Heating_Natural Gas_Gas Boiler - Burner Control Optimization_A_Achievable Economic UCT Potential | F7 | Commercial | OR - Miscellaneous | New | Space Heating | Natural Gas | Gas Boiler - Burner Control Optimization | A | Cumulative Energy Savings (MWh or mTherms) | Achievable Economic UCT Potential | 0 | 0 | 0 | 0 | 0 | 0 | 0 | 0 | 0 | 0 | 0 | 0 | 0 | 0 | 0 | 0 | 0 | 0 | 0 | 0 | 0 | 0 | 0 | 0 | 0 | 0 | 0
F8_Commercial_OR - Miscellaneous_New_Space Heating_Natural Gas_Gas Boiler - Burner Control Optimization_A_Achievable Economic UCT Potential | F8 | Commercial | OR - Miscellaneous | New | Space Heating | Natural Gas | Gas Boiler - Burner Control Optimization | A | Cumulative Summer Peak Savings (MW) | Achievable Economic UCT Potential | 0 | 0 | 0 | 0 | 0 | 0 | 0 | 0 | 0 | 0 | 0 | 0 | 0 | 0 | 0 | 0 | 0 | 0 | 0 | 0 | 0 | 0 | 0 | 0 | 0 | 0 | 0
F9_Commercial_OR - Miscellaneous_New_Space Heating_Natural Gas_Gas Boiler - Burner Control Optimization_A_Achievable Economic UCT Potential | F9 | Commercial | OR - Miscellaneous | New | Space Heating | Natural Gas | Gas Boiler - Burner Control Optimization | A | Cumulative Winter Peak Savings (MW) | Achievable Economic UCT Potential | 0 | 0 | 0 | 0 | 0 | 0 | 0 | 0 | 0 | 0 | 0 | 0 | 0 | 0 | 0 | 0 | 0 | 0 | 0 | 0 | 0 | 0 | 0 | 0 | 0 | 0 | 0
F10_Commercial_OR - Miscellaneous_New_Space Heating_Natural Gas_Gas Boiler - Burner Control Optimization_A_Achievable Economic UCT Potential | F10 | Commercial | OR - Miscellaneous | New | Space Heating | Natural Gas | Gas Boiler - Burner Control Optimization | A | Purchases (Incremental) | Achievable Economic UCT Potential | 0 | 0 | 0 | 0 | 0 | 0 | 0 | 0 | 0 | 0 | 0 | 0 | 0 | 0 | 0 | 0 | 0 | 0 | 0 | 0 | 0 | 0 | 0 | 0 | 0 | 0 | 0
F11_Commercial_OR - Miscellaneous_New_Space Heating_Natural Gas_Gas Boiler - Burner Control Optimization_A_Achievable Economic UCT Potential | F11 | Commercial | OR - Miscellaneous | New | Space Heating | Natural Gas | Gas Boiler - Burner Control Optimization | A | Purchases (Cumulative) | Achievable Economic UCT Potential | 0 | 0 | 0 | 0 | 0 | 0 | 0 | 0 | 0 | 0 | 0 | 0 | 0 | 0 | 0 | 0 | 0 | 0 | 0 | 0 | 0 | 0 | 0 | 0 | 0 | 0 | 0
F1_Commercial_OR - Miscellaneous_New_Space Heating_Natural Gas_Gas Boiler - Stack Economizer_A_Achievable Economic UCT Potential | F1 | Commercial | OR - Miscellaneous | New | Space Heating | Natural Gas | Gas Boiler - Stack Economizer | A | Integrated Unit Energy Savings (kWh or therms) | Achievable Economic UCT Potential | 0 | 0 | 0 | 0 | 0 | 0 | 0 | 0 | 0 | 0 | 0 | 0 | 0 | 0 | 0 | 0 | 0 | 0 | 0 | 0 | 0 | 0 | 0 | 0 | 0 | 0 | 0
F2_Commercial_OR - Miscellaneous_New_Space Heating_Natural Gas_Gas Boiler - Stack Economizer_A_Achievable Economic UCT Potential | F2 | Commercial | OR - Miscellaneous | New | Space Heating | Natural Gas | Gas Boiler - Stack Economizer | A | Integrated Unit Summer Peak Savings (kW) | Achievable Economic UCT Potential | 0 | 0 | 0 | 0 | 0 | 0 | 0 | 0 | 0 | 0 | 0 | 0 | 0 | 0 | 0 | 0 | 0 | 0 | 0 | 0 | 0 | 0 | 0 | 0 | 0 | 0 | 0
F3_Commercial_OR - Miscellaneous_New_Space Heating_Natural Gas_Gas Boiler - Stack Economizer_A_Achievable Economic UCT Potential | F3 | Commercial | OR - Miscellaneous | New | Space Heating | Natural Gas | Gas Boiler - Stack Economizer | A | Integrated Unit Winter Peak Savings (kW) | Achievable Economic UCT Potential | 0 | 0 | 0 | 0 | 0 | 0 | 0 | 0 | 0 | 0 | 0 | 0 | 0 | 0 | 0 | 0 | 0 | 0 | 0 | 0 | 0 | 0 | 0 | 0 | 0 | 0 | 0
F4_Commercial_OR - Miscellaneous_New_Space Heating_Natural Gas_Gas Boiler - Stack Economizer_A_Achievable Economic UCT Potential | F4 | Commercial | OR - Miscellaneous | New | Space Heating | Natural Gas | Gas Boiler - Stack Economizer | A | Incremental Energy Savings (MWh or mTherms) | Achievable Economic UCT Potential | 0 | 0 | 0 | 0 | 0 | 0 | 0 | 0 | 0 | 0 | 0 | 0 | 0 | 0 | 0 | 0 | 0 | 0 | 0 | 0 | 0 | 0 | 0 | 0 | 0 | 0 | 0
F5_Commercial_OR - Miscellaneous_New_Space Heating_Natural Gas_Gas Boiler - Stack Economizer_A_Achievable Economic UCT Potential | F5 | Commercial | OR - Miscellaneous | New | Space Heating | Natural Gas | Gas Boiler - Stack Economizer | A | Incremental Summer Peak Savings (MW) | Achievable Economic UCT Potential | 0 | 0 | 0 | 0 | 0 | 0 | 0 | 0 | 0 | 0 | 0 | 0 | 0 | 0 | 0 | 0 | 0 | 0 | 0 | 0 | 0 | 0 | 0 | 0 | 0 | 0 | 0
F6_Commercial_OR - Miscellaneous_New_Space Heating_Natural Gas_Gas Boiler - Stack Economizer_A_Achievable Economic UCT Potential | F6 | Commercial | OR - Miscellaneous | New | Space Heating | Natural Gas | Gas Boiler - Stack Economizer | A | Incremental Winter Peak Savings (MW) | Achievable Economic UCT Potential | 0 | 0 | 0 | 0 | 0 | 0 | 0 | 0 | 0 | 0 | 0 | 0 | 0 | 0 | 0 | 0 | 0 | 0 | 0 | 0 | 0 | 0 | 0 | 0 | 0 | 0 | 0
F7_Commercial_OR - Miscellaneous_New_Space Heating_Natural Gas_Gas Boiler - Stack Economizer_A_Achievable Economic UCT Potential | F7 | Commercial | OR - Miscellaneous | New | Space Heating | Natural Gas | Gas Boiler - Stack Economizer | A | Cumulative Energy Savings (MWh or mTherms) | Achievable Economic UCT Potential | 0 | 0 | 0 | 0 | 0 | 0 | 0 | 0 | 0 | 0 | 0 | 0 | 0 | 0 | 0 | 0 | 0 | 0 | 0 | 0 | 0 | 0 | 0 | 0 | 0 | 0 | 0
F8_Commercial_OR - Miscellaneous_New_Space Heating_Natural Gas_Gas Boiler - Stack Economizer_A_Achievable Economic UCT Potential | F8 | Commercial | OR - Miscellaneous | New | Space Heating | Natural Gas | Gas Boiler - Stack Economizer | A | Cumulative Summer Peak Savings (MW) | Achievable Economic UCT Potential | 0 | 0 | 0 | 0 | 0 | 0 | 0 | 0 | 0 | 0 | 0 | 0 | 0 | 0 | 0 | 0 | 0 | 0 | 0 | 0 | 0 | 0 | 0 | 0 | 0 | 0 | 0
F9_Commercial_OR - Miscellaneous_New_Space Heating_Natural Gas_Gas Boiler - Stack Economizer_A_Achievable Economic UCT Potential | F9 | Commercial | OR - Miscellaneous | New | Space Heating | Natural Gas | Gas Boiler - Stack Economizer | A | Cumulative Winter Peak Savings (MW) | Achievable Economic UCT Potential | 0 | 0 | 0 | 0 | 0 | 0 | 0 | 0 | 0 | 0 | 0 | 0 | 0 | 0 | 0 | 0 | 0 | 0 | 0 | 0 | 0 | 0 | 0 | 0 | 0 | 0 | 0
F10_Commercial_OR - Miscellaneous_New_Space Heating_Natural Gas_Gas Boiler - Stack Economizer_A_Achievable Economic UCT Potential | F10 | Commercial | OR - Miscellaneous | New | Space Heating | Natural Gas | Gas Boiler - Stack Economizer | A | Purchases (Incremental) | Achievable Economic UCT Potential | 0 | 0 | 0 | 0 | 0 | 0 | 0 | 0 | 0 | 0 | 0 | 0 | 0 | 0 | 0 | 0 | 0 | 0 | 0 | 0 | 0 | 0 | 0 | 0 | 0 | 0 | 0
F11_Commercial_OR - Miscellaneous_New_Space Heating_Natural Gas_Gas Boiler - Stack Economizer_A_Achievable Economic UCT Potential | F11 | Commercial | OR - Miscellaneous | New | Space Heating | Natural Gas | Gas Boiler - Stack Economizer | A | Purchases (Cumulative) | Achievable Economic UCT Potential | 0 | 0 | 0 | 0 | 0 | 0 | 0 | 0 | 0 | 0 | 0 | 0 | 0 | 0 | 0 | 0 | 0 | 0 | 0 | 0 | 0 | 0 | 0 | 0 | 0 | 0 | 0
F1_Commercial_OR - Miscellaneous_New_Space Heating_Natural Gas_Gas Boiler - Thermostatic Radiator Valves_A_Achievable Economic UCT Potential | F1 | Commercial | OR - Miscellaneous | New | Space Heating | Natural Gas | Gas Boiler - Thermostatic Radiator Valves | A | Integrated Unit Energy Savings (kWh or therms) | Achievable Economic UCT Potential | 0 | 0 | 0 | 0 | 0 | 0 | 0 | 0 | 0 | 0 | 0 | 0 | 0 | 0 | 0 | 0 | 0 | 0 | 0 | 0 | 0 | 0 | 0 | 0 | 0 | 0 | 0
F2_Commercial_OR - Miscellaneous_New_Space Heating_Natural Gas_Gas Boiler - Thermostatic Radiator Valves_A_Achievable Economic UCT Potential | F2 | Commercial | OR - Miscellaneous | New | Space Heating | Natural Gas | Gas Boiler - Thermostatic Radiator Valves | A | Integrated Unit Summer Peak Savings (kW) | Achievable Economic UCT Potential | 0 | 0 | 0 | 0 | 0 | 0 | 0 | 0 | 0 | 0 | 0 | 0 | 0 | 0 | 0 | 0 | 0 | 0 | 0 | 0 | 0 | 0 | 0 | 0 | 0 | 0 | 0
F3_Commercial_OR - Miscellaneous_New_Space Heating_Natural Gas_Gas Boiler - Thermostatic Radiator Valves_A_Achievable Economic UCT Potential | F3 | Commercial | OR - Miscellaneous | New | Space Heating | Natural Gas | Gas Boiler - Thermostatic Radiator Valves | A | Integrated Unit Winter Peak Savings (kW) | Achievable Economic UCT Potential | 0 | 0 | 0 | 0 | 0 | 0 | 0 | 0 | 0 | 0 | 0 | 0 | 0 | 0 | 0 | 0 | 0 | 0 | 0 | 0 | 0 | 0 | 0 | 0 | 0 | 0 | 0
F4_Commercial_OR - Miscellaneous_New_Space Heating_Natural Gas_Gas Boiler - Thermostatic Radiator Valves_A_Achievable Economic UCT Potential | F4 | Commercial | OR - Miscellaneous | New | Space Heating | Natural Gas | Gas Boiler - Thermostatic Radiator Valves | A | Incremental Energy Savings (MWh or mTherms) | Achievable Economic UCT Potential | 0 | 0 | 0 | 0 | 0 | 0 | 0 | 0 | 0 | 0 | 0 | 0 | 0 | 0 | 0 | 0 | 0 | 0 | 0 | 0 | 0 | 0 | 0 | 0 | 0 | 0 | 0
F5_Commercial_OR - Miscellaneous_New_Space Heating_Natural Gas_Gas Boiler - Thermostatic Radiator Valves_A_Achievable Economic UCT Potential | F5 | Commercial | OR - Miscellaneous | New | Space Heating | Natural Gas | Gas Boiler - Thermostatic Radiator Valves | A | Incremental Summer Peak Savings (MW) | Achievable Economic UCT Potential | 0 | 0 | 0 | 0 | 0 | 0 | 0 | 0 | 0 | 0 | 0 | 0 | 0 | 0 | 0 | 0 | 0 | 0 | 0 | 0 | 0 | 0 | 0 | 0 | 0 | 0 | 0
F6_Commercial_OR - Miscellaneous_New_Space Heating_Natural Gas_Gas Boiler - Thermostatic Radiator Valves_A_Achievable Economic UCT Potential | F6 | Commercial | OR - Miscellaneous | New | Space Heating | Natural Gas | Gas Boiler - Thermostatic Radiator Valves | A | Incremental Winter Peak Savings (MW) | Achievable Economic UCT Potential | 0 | 0 | 0 | 0 | 0 | 0 | 0 | 0 | 0 | 0 | 0 | 0 | 0 | 0 | 0 | 0 | 0 | 0 | 0 | 0 | 0 | 0 | 0 | 0 | 0 | 0 | 0
F7_Commercial_OR - Miscellaneous_New_Space Heating_Natural Gas_Gas Boiler - Thermostatic Radiator Valves_A_Achievable Economic UCT Potential | F7 | Commercial | OR - Miscellaneous | New | Space Heating | Natural Gas | Gas Boiler - Thermostatic Radiator Valves | A | Cumulative Energy Savings (MWh or mTherms) | Achievable Economic UCT Potential | 0 | 0 | 0 | 0 | 0 | 0 | 0 | 0 | 0 | 0 | 0 | 0 | 0 | 0 | 0 | 0 | 0 | 0 | 0 | 0 | 0 | 0 | 0 | 0 | 0 | 0 | 0
F8_Commercial_OR - Miscellaneous_New_Space Heating_Natural Gas_Gas Boiler - Thermostatic Radiator Valves_A_Achievable Economic UCT Potential | F8 | Commercial | OR - Miscellaneous | New | Space Heating | Natural Gas | Gas Boiler - Thermostatic Radiator Valves | A | Cumulative Summer Peak Savings (MW) | Achievable Economic UCT Potential | 0 | 0 | 0 | 0 | 0 | 0 | 0 | 0 | 0 | 0 | 0 | 0 | 0 | 0 | 0 | 0 | 0 | 0 | 0 | 0 | 0 | 0 | 0 | 0 | 0 | 0 | 0
F9_Commercial_OR - Miscellaneous_New_Space Heating_Natural Gas_Gas Boiler - Thermostatic Radiator Valves_A_Achievable Economic UCT Potential | F9 | Commercial | OR - Miscellaneous | New | Space Heating | Natural Gas | Gas Boiler - Thermostatic Radiator Valves | A | Cumulative Winter Peak Savings (MW) | Achievable Economic UCT Potential | 0 | 0 | 0 | 0 | 0 | 0 | 0 | 0 | 0 | 0 | 0 | 0 | 0 | 0 | 0 | 0 | 0 | 0 | 0 | 0 | 0 | 0 | 0 | 0 | 0 | 0 | 0
F10_Commercial_OR - Miscellaneous_New_Space Heating_Natural Gas_Gas Boiler - Thermostatic Radiator Valves_A_Achievable Economic UCT Potential | F10 | Commercial | OR - Miscellaneous | New | Space Heating | Natural Gas | Gas Boiler - Thermostatic Radiator Valves | A | Purchases (Incremental) | Achievable Economic UCT Potential | 0 | 0 | 0 | 0 | 0 | 0 | 0 | 0 | 0 | 0 | 0 | 0 | 0 | 0 | 0 | 0 | 0 | 0 | 0 | 0 | 0 | 0 | 0 | 0 | 0 | 0 | 0
F11_Commercial_OR - Miscellaneous_New_Space Heating_Natural Gas_Gas Boiler - Thermostatic Radiator Valves_A_Achievable Economic UCT Potential | F11 | Commercial | OR - Miscellaneous | New | Space Heating | Natural Gas | Gas Boiler - Thermostatic Radiator Valves | A | Purchases (Cumulative) | Achievable Economic UCT Potential | 0 | 0 | 0 | 0 | 0 | 0 | 0 | 0 | 0 | 0 | 0 | 0 | 0 | 0 | 0 | 0 | 0 | 0 | 0 | 0 | 0 | 0 | 0 | 0 | 0 | 0 | 0
F1_Commercial_OR - Miscellaneous_New_Space Heating_Natural Gas_HVAC - Shut Off Damper_A_Achievable Economic UCT Potential | F1 | Commercial | OR - Miscellaneous | New | Space Heating | Natural Gas | HVAC - Shut Off Damper | A | Integrated Unit Energy Savings (kWh or therms) | Achievable Economic UCT Potential | 0 | 0 | 0 | 0 | 0 | 0 | 0 | 0 | 0 | 0 | 0 | 0 | 0 | 0 | 0 | 0 | 0 | 0 | 0 | 0 | 0 | 0 | 0 | 0 | 0 | 0 | 0
F2_Commercial_OR - Miscellaneous_New_Space Heating_Natural Gas_HVAC - Shut Off Damper_A_Achievable Economic UCT Potential | F2 | Commercial | OR - Miscellaneous | New | Space Heating | Natural Gas | HVAC - Shut Off Damper | A | Integrated Unit Summer Peak Savings (kW) | Achievable Economic UCT Potential | 0 | 0 | 0 | 0 | 0 | 0 | 0 | 0 | 0 | 0 | 0 | 0 | 0 | 0 | 0 | 0 | 0 | 0 | 0 | 0 | 0 | 0 | 0 | 0 | 0 | 0 | 0
F3_Commercial_OR - Miscellaneous_New_Space Heating_Natural Gas_HVAC - Shut Off Damper_A_Achievable Economic UCT Potential | F3 | Commercial | OR - Miscellaneous | New | Space Heating | Natural Gas | HVAC - Shut Off Damper | A | Integrated Unit Winter Peak Savings (kW) | Achievable Economic UCT Potential | 0 | 0 | 0 | 0 | 0 | 0 | 0 | 0 | 0 | 0 | 0 | 0 | 0 | 0 | 0 | 0 | 0 | 0 | 0 | 0 | 0 | 0 | 0 | 0 | 0 | 0 | 0
F4_Commercial_OR - Miscellaneous_New_Space Heating_Natural Gas_HVAC - Shut Off Damper_A_Achievable Economic UCT Potential | F4 | Commercial | OR - Miscellaneous | New | Space Heating | Natural Gas | HVAC - Shut Off Damper | A | Incremental Energy Savings (MWh or mTherms) | Achievable Economic UCT Potential | 0 | 0 | 0 | 0 | 0 | 0 | 0 | 0 | 0 | 0 | 0 | 0 | 0 | 0 | 0 | 0 | 0 | 0 | 0 | 0 | 0 | 0 | 0 | 0 | 0 | 0 | 0
F5_Commercial_OR - Miscellaneous_New_Space Heating_Natural Gas_HVAC - Shut Off Damper_A_Achievable Economic UCT Potential | F5 | Commercial | OR - Miscellaneous | New | Space Heating | Natural Gas | HVAC - Shut Off Damper | A | Incremental Summer Peak Savings (MW) | Achievable Economic UCT Potential | 0 | 0 | 0 | 0 | 0 | 0 | 0 | 0 | 0 | 0 | 0 | 0 | 0 | 0 | 0 | 0 | 0 | 0 | 0 | 0 | 0 | 0 | 0 | 0 | 0 | 0 | 0
F6_Commercial_OR - Miscellaneous_New_Space Heating_Natural Gas_HVAC - Shut Off Damper_A_Achievable Economic UCT Potential | F6 | Commercial | OR - Miscellaneous | New | Space Heating | Natural Gas | HVAC - Shut Off Damper | A | Incremental Winter Peak Savings (MW) | Achievable Economic UCT Potential | 0 | 0 | 0 | 0 | 0 | 0 | 0 | 0 | 0 | 0 | 0 | 0 | 0 | 0 | 0 | 0 | 0 | 0 | 0 | 0 | 0 | 0 | 0 | 0 | 0 | 0 | 0
F7_Commercial_OR - Miscellaneous_New_Space Heating_Natural Gas_HVAC - Shut Off Damper_A_Achievable Economic UCT Potential | F7 | Commercial | OR - Miscellaneous | New | Space Heating | Natural Gas | HVAC - Shut Off Damper | A | Cumulative Energy Savings (MWh or mTherms) | Achievable Economic UCT Potential | 0 | 0 | 0 | 0 | 0 | 0 | 0 | 0 | 0 | 0 | 0 | 0 | 0 | 0 | 0 | 0 | 0 | 0 | 0 | 0 | 0 | 0 | 0 | 0 | 0 | 0 | 0
F8_Commercial_OR - Miscellaneous_New_Space Heating_Natural Gas_HVAC - Shut Off Damper_A_Achievable Economic UCT Potential | F8 | Commercial | OR - Miscellaneous | New | Space Heating | Natural Gas | HVAC - Shut Off Damper | A | Cumulative Summer Peak Savings (MW) | Achievable Economic UCT Potential | 0 | 0 | 0 | 0 | 0 | 0 | 0 | 0 | 0 | 0 | 0 | 0 | 0 | 0 | 0 | 0 | 0 | 0 | 0 | 0 | 0 | 0 | 0 | 0 | 0 | 0 | 0
F9_Commercial_OR - Miscellaneous_New_Space Heating_Natural Gas_HVAC - Shut Off Damper_A_Achievable Economic UCT Potential | F9 | Commercial | OR - Miscellaneous | New | Space Heating | Natural Gas | HVAC - Shut Off Damper | A | Cumulative Winter Peak Savings (MW) | Achievable Economic UCT Potential | 0 | 0 | 0 | 0 | 0 | 0 | 0 | 0 | 0 | 0 | 0 | 0 | 0 | 0 | 0 | 0 | 0 | 0 | 0 | 0 | 0 | 0 | 0 | 0 | 0 | 0 | 0
F10_Commercial_OR - Miscellaneous_New_Space Heating_Natural Gas_HVAC - Shut Off Damper_A_Achievable Economic UCT Potential | F10 | Commercial | OR - Miscellaneous | New | Space Heating | Natural Gas | HVAC - Shut Off Damper | A | Purchases (Incremental) | Achievable Economic UCT Potential | 0 | 0 | 0 | 0 | 0 | 0 | 0 | 0 | 0 | 0 | 0 | 0 | 0 | 0 | 0 | 0 | 0 | 0 | 0 | 0 | 0 | 0 | 0 | 0 | 0 | 0 | 0
F11_Commercial_OR - Miscellaneous_New_Space Heating_Natural Gas_HVAC - Shut Off Damper_A_Achievable Economic UCT Potential | F11 | Commercial | OR - Miscellaneous | New | Space Heating | Natural Gas | HVAC - Shut Off Damper | A | Purchases (Cumulative) | Achievable Economic UCT Potential | 0 | 0 | 0 | 0 | 0 | 0 | 0 | 0 | 0 | 0 | 0 | 0 | 0 | 0 | 0 | 0 | 0 | 0 | 0 | 0 | 0 | 0 | 0 | 0 | 0 | 0 | 0
F1_Commercial_OR - Miscellaneous_New_Space Heating_Natural Gas_Gas Furnace - Tube Inserts_A_Achievable Economic UCT Potential | F1 | Commercial | OR - Miscellaneous | New | Space Heating | Natural Gas | Gas Furnace - Tube Inserts | A | Integrated Unit Energy Savings (kWh or therms) | Achievable Economic UCT Potential | 0 | 0 | 0 | 0 | 0 | 0 | 0 | 0 | 0 | 0 | 0 | 0 | 0 | 0 | 0 | 0 | 0 | 0 | 0 | 0 | 0 | 0 | 0 | 0 | 0 | 0 | 0
F2_Commercial_OR - Miscellaneous_New_Space Heating_Natural Gas_Gas Furnace - Tube Inserts_A_Achievable Economic UCT Potential | F2 | Commercial | OR - Miscellaneous | New | Space Heating | Natural Gas | Gas Furnace - Tube Inserts | A | Integrated Unit Summer Peak Savings (kW) | Achievable Economic UCT Potential | 0 | 0 | 0 | 0 | 0 | 0 | 0 | 0 | 0 | 0 | 0 | 0 | 0 | 0 | 0 | 0 | 0 | 0 | 0 | 0 | 0 | 0 | 0 | 0 | 0 | 0 | 0
F3_Commercial_OR - Miscellaneous_New_Space Heating_Natural Gas_Gas Furnace - Tube Inserts_A_Achievable Economic UCT Potential | F3 | Commercial | OR - Miscellaneous | New | Space Heating | Natural Gas | Gas Furnace - Tube Inserts | A | Integrated Unit Winter Peak Savings (kW) | Achievable Economic UCT Potential | 0 | 0 | 0 | 0 | 0 | 0 | 0 | 0 | 0 | 0 | 0 | 0 | 0 | 0 | 0 | 0 | 0 | 0 | 0 | 0 | 0 | 0 | 0 | 0 | 0 | 0 | 0
F4_Commercial_OR - Miscellaneous_New_Space Heating_Natural Gas_Gas Furnace - Tube Inserts_A_Achievable Economic UCT Potential | F4 | Commercial | OR - Miscellaneous | New | Space Heating | Natural Gas | Gas Furnace - Tube Inserts | A | Incremental Energy Savings (MWh or mTherms) | Achievable Economic UCT Potential | 0 | 0 | 0 | 0 | 0 | 0 | 0 | 0 | 0 | 0 | 0 | 0 | 0 | 0 | 0 | 0 | 0 | 0 | 0 | 0 | 0 | 0 | 0 | 0 | 0 | 0 | 0
F5_Commercial_OR - Miscellaneous_New_Space Heating_Natural Gas_Gas Furnace - Tube Inserts_A_Achievable Economic UCT Potential | F5 | Commercial | OR - Miscellaneous | New | Space Heating | Natural Gas | Gas Furnace - Tube Inserts | A | Incremental Summer Peak Savings (MW) | Achievable Economic UCT Potential | 0 | 0 | 0 | 0 | 0 | 0 | 0 | 0 | 0 | 0 | 0 | 0 | 0 | 0 | 0 | 0 | 0 | 0 | 0 | 0 | 0 | 0 | 0 | 0 | 0 | 0 | 0
F6_Commercial_OR - Miscellaneous_New_Space Heating_Natural Gas_Gas Furnace - Tube Inserts_A_Achievable Economic UCT Potential | F6 | Commercial | OR - Miscellaneous | New | Space Heating | Natural Gas | Gas Furnace - Tube Inserts | A | Incremental Winter Peak Savings (MW) | Achievable Economic UCT Potential | 0 | 0 | 0 | 0 | 0 | 0 | 0 | 0 | 0 | 0 | 0 | 0 | 0 | 0 | 0 | 0 | 0 | 0 | 0 | 0 | 0 | 0 | 0 | 0 | 0 | 0 | 0
F7_Commercial_OR - Miscellaneous_New_Space Heating_Natural Gas_Gas Furnace - Tube Inserts_A_Achievable Economic UCT Potential | F7 | Commercial | OR - Miscellaneous | New | Space Heating | Natural Gas | Gas Furnace - Tube Inserts | A | Cumulative Energy Savings (MWh or mTherms) | Achievable Economic UCT Potential | 0 | 0 | 0 | 0 | 0 | 0 | 0 | 0 | 0 | 0 | 0 | 0 | 0 | 0 | 0 | 0 | 0 | 0 | 0 | 0 | 0 | 0 | 0 | 0 | 0 | 0 | 0
F8_Commercial_OR - Miscellaneous_New_Space Heating_Natural Gas_Gas Furnace - Tube Inserts_A_Achievable Economic UCT Potential | F8 | Commercial | OR - Miscellaneous | New | Space Heating | Natural Gas | Gas Furnace - Tube Inserts | A | Cumulative Summer Peak Savings (MW) | Achievable Economic UCT Potential | 0 | 0 | 0 | 0 | 0 | 0 | 0 | 0 | 0 | 0 | 0 | 0 | 0 | 0 | 0 | 0 | 0 | 0 | 0 | 0 | 0 | 0 | 0 | 0 | 0 | 0 | 0
F9_Commercial_OR - Miscellaneous_New_Space Heating_Natural Gas_Gas Furnace - Tube Inserts_A_Achievable Economic UCT Potential | F9 | Commercial | OR - Miscellaneous | New | Space Heating | Natural Gas | Gas Furnace - Tube Inserts | A | Cumulative Winter Peak Savings (MW) | Achievable Economic UCT Potential | 0 | 0 | 0 | 0 | 0 | 0 | 0 | 0 | 0 | 0 | 0 | 0 | 0 | 0 | 0 | 0 | 0 | 0 | 0 | 0 | 0 | 0 | 0 | 0 | 0 | 0 | 0
F10_Commercial_OR - Miscellaneous_New_Space Heating_Natural Gas_Gas Furnace - Tube Inserts_A_Achievable Economic UCT Potential | F10 | Commercial | OR - Miscellaneous | New | Space Heating | Natural Gas | Gas Furnace - Tube Inserts | A | Purchases (Incremental) | Achievable Economic UCT Potential | 0 | 0 | 0 | 0 | 0 | 0 | 0 | 0 | 0 | 0 | 0 | 0 | 0 | 0 | 0 | 0 | 0 | 0 | 0 | 0 | 0 | 0 | 0 | 0 | 0 | 0 | 0
F11_Commercial_OR - Miscellaneous_New_Space Heating_Natural Gas_Gas Furnace - Tube Inserts_A_Achievable Economic UCT Potential | F11 | Commercial | OR - Miscellaneous | New | Space Heating | Natural Gas | Gas Furnace - Tube Inserts | A | Purchases (Cumulative) | Achievable Economic UCT Potential | 0 | 0 | 0 | 0 | 0 | 0 | 0 | 0 | 0 | 0 | 0 | 0 | 0 | 0 | 0 | 0 | 0 | 0 | 0 | 0 | 0 | 0 | 0 | 0 | 0 | 0 | 0
F1_Commercial_OR - Miscellaneous_New_Space Heating_Natural Gas_Gas Boiler - Insulate Steam Lines/Condensate Tank_A_Achievable Economic UCT Potential | F1 | Commercial | OR - Miscellaneous | New | Space Heating | Natural Gas | Gas Boiler - Insulate Steam Lines/Condensate Tank | A | Integrated Unit Energy Savings (kWh or therms) | Achievable Economic UCT Potential | 0 | 0 | 0 | 0 | 0 | 0 | 0 | 0 | 0 | 0 | 0 | 0 | 0 | 0 | 0 | 0 | 0 | 0 | 0 | 0 | 0 | 0 | 0 | 0 | 0 | 0 | 0
F2_Commercial_OR - Miscellaneous_New_Space Heating_Natural Gas_Gas Boiler - Insulate Steam Lines/Condensate Tank_A_Achievable Economic UCT Potential | F2 | Commercial | OR - Miscellaneous | New | Space Heating | Natural Gas | Gas Boiler - Insulate Steam Lines/Condensate Tank | A | Integrated Unit Summer Peak Savings (kW) | Achievable Economic UCT Potential | 0 | 0 | 0 | 0 | 0 | 0 | 0 | 0 | 0 | 0 | 0 | 0 | 0 | 0 | 0 | 0 | 0 | 0 | 0 | 0 | 0 | 0 | 0 | 0 | 0 | 0 | 0
F3_Commercial_OR - Miscellaneous_New_Space Heating_Natural Gas_Gas Boiler - Insulate Steam Lines/Condensate Tank_A_Achievable Economic UCT Potential | F3 | Commercial | OR - Miscellaneous | New | Space Heating | Natural Gas | Gas Boiler - Insulate Steam Lines/Condensate Tank | A | Integrated Unit Winter Peak Savings (kW) | Achievable Economic UCT Potential | 0 | 0 | 0 | 0 | 0 | 0 | 0 | 0 | 0 | 0 | 0 | 0 | 0 | 0 | 0 | 0 | 0 | 0 | 0 | 0 | 0 | 0 | 0 | 0 | 0 | 0 | 0
F4_Commercial_OR - Miscellaneous_New_Space Heating_Natural Gas_Gas Boiler - Insulate Steam Lines/Condensate Tank_A_Achievable Economic UCT Potential | F4 | Commercial | OR - Miscellaneous | New | Space Heating | Natural Gas | Gas Boiler - Insulate Steam Lines/Condensate Tank | A | Incremental Energy Savings (MWh or mTherms) | Achievable Economic UCT Potential | 0 | 0 | 0 | 0 | 0 | 0 | 0 | 0 | 0 | 0 | 0 | 0 | 0 | 0 | 0 | 0 | 0 | 0 | 0 | 0 | 0 | 0 | 0 | 0 | 0 | 0 | 0
F5_Commercial_OR - Miscellaneous_New_Space Heating_Natural Gas_Gas Boiler - Insulate Steam Lines/Condensate Tank_A_Achievable Economic UCT Potential | F5 | Commercial | OR - Miscellaneous | New | Space Heating | Natural Gas | Gas Boiler - Insulate Steam Lines/Condensate Tank | A | Incremental Summer Peak Savings (MW) | Achievable Economic UCT Potential | 0 | 0 | 0 | 0 | 0 | 0 | 0 | 0 | 0 | 0 | 0 | 0 | 0 | 0 | 0 | 0 | 0 | 0 | 0 | 0 | 0 | 0 | 0 | 0 | 0 | 0 | 0
F6_Commercial_OR - Miscellaneous_New_Space Heating_Natural Gas_Gas Boiler - Insulate Steam Lines/Condensate Tank_A_Achievable Economic UCT Potential | F6 | Commercial | OR - Miscellaneous | New | Space Heating | Natural Gas | Gas Boiler - Insulate Steam Lines/Condensate Tank | A | Incremental Winter Peak Savings (MW) | Achievable Economic UCT Potential | 0 | 0 | 0 | 0 | 0 | 0 | 0 | 0 | 0 | 0 | 0 | 0 | 0 | 0 | 0 | 0 | 0 | 0 | 0 | 0 | 0 | 0 | 0 | 0 | 0 | 0 | 0
F7_Commercial_OR - Miscellaneous_New_Space Heating_Natural Gas_Gas Boiler - Insulate Steam Lines/Condensate Tank_A_Achievable Economic UCT Potential | F7 | Commercial | OR - Miscellaneous | New | Space Heating | Natural Gas | Gas Boiler - Insulate Steam Lines/Condensate Tank | A | Cumulative Energy Savings (MWh or mTherms) | Achievable Economic UCT Potential | 0 | 0 | 0 | 0 | 0 | 0 | 0 | 0 | 0 | 0 | 0 | 0 | 0 | 0 | 0 | 0 | 0 | 0 | 0 | 0 | 0 | 0 | 0 | 0 | 0 | 0 | 0
F8_Commercial_OR - Miscellaneous_New_Space Heating_Natural Gas_Gas Boiler - Insulate Steam Lines/Condensate Tank_A_Achievable Economic UCT Potential | F8 | Commercial | OR - Miscellaneous | New | Space Heating | Natural Gas | Gas Boiler - Insulate Steam Lines/Condensate Tank | A | Cumulative Summer Peak Savings (MW) | Achievable Economic UCT Potential | 0 | 0 | 0 | 0 | 0 | 0 | 0 | 0 | 0 | 0 | 0 | 0 | 0 | 0 | 0 | 0 | 0 | 0 | 0 | 0 | 0 | 0 | 0 | 0 | 0 | 0 | 0
F9_Commercial_OR - Miscellaneous_New_Space Heating_Natural Gas_Gas Boiler - Insulate Steam Lines/Condensate Tank_A_Achievable Economic UCT Potential | F9 | Commercial | OR - Miscellaneous | New | Space Heating | Natural Gas | Gas Boiler - Insulate Steam Lines/Condensate Tank | A | Cumulative Winter Peak Savings (MW) | Achievable Economic UCT Potential | 0 | 0 | 0 | 0 | 0 | 0 | 0 | 0 | 0 | 0 | 0 | 0 | 0 | 0 | 0 | 0 | 0 | 0 | 0 | 0 | 0 | 0 | 0 | 0 | 0 | 0 | 0
F10_Commercial_OR - Miscellaneous_New_Space Heating_Natural Gas_Gas Boiler - Insulate Steam Lines/Condensate Tank_A_Achievable Economic UCT Potential | F10 | Commercial | OR - Miscellaneous | New | Space Heating | Natural Gas | Gas Boiler - Insulate Steam Lines/Condensate Tank | A | Purchases (Incremental) | Achievable Economic UCT Potential | 0 | 0 | 0 | 0 | 0 | 0 | 0 | 0 | 0 | 0 | 0 | 0 | 0 | 0 | 0 | 0 | 0 | 0 | 0 | 0 | 0 | 0 | 0 | 0 | 0 | 0 | 0
F11_Commercial_OR - Miscellaneous_New_Space Heating_Natural Gas_Gas Boiler - Insulate Steam Lines/Condensate Tank_A_Achievable Economic UCT Potential | F11 | Commercial | OR - Miscellaneous | New | Space Heating | Natural Gas | Gas Boiler - Insulate Steam Lines/Condensate Tank | A | Purchases (Cumulative) | Achievable Economic UCT Potential | 0 | 0 | 0 | 0 | 0 | 0 | 0 | 0 | 0 | 0 | 0 | 0 | 0 | 0 | 0 | 0 | 0 | 0 | 0 | 0 | 0 | 0 | 0 | 0 | 0 | 0 | 0
F1_Commercial_OR - Miscellaneous_New_Space Heating_Natural Gas_Gas Boiler - Insulate Hot Water Lines_A_Achievable Economic UCT Potential | F1 | Commercial | OR - Miscellaneous | New | Space Heating | Natural Gas | Gas Boiler - Insulate Hot Water Lines | A | Integrated Unit Energy Savings (kWh or therms) | Achievable Economic UCT Potential | 0 | 0 | 0 | 0 | 0 | 0 | 0 | 0 | 0 | 0 | 0 | 0 | 0 | 0 | 0 | 0 | 0 | 0 | 0 | 0 | 0 | 0 | 0 | 0 | 0 | 0 | 0
F2_Commercial_OR - Miscellaneous_New_Space Heating_Natural Gas_Gas Boiler - Insulate Hot Water Lines_A_Achievable Economic UCT Potential | F2 | Commercial | OR - Miscellaneous | New | Space Heating | Natural Gas | Gas Boiler - Insulate Hot Water Lines | A | Integrated Unit Summer Peak Savings (kW) | Achievable Economic UCT Potential | 0 | 0 | 0 | 0 | 0 | 0 | 0 | 0 | 0 | 0 | 0 | 0 | 0 | 0 | 0 | 0 | 0 | 0 | 0 | 0 | 0 | 0 | 0 | 0 | 0 | 0 | 0
F3_Commercial_OR - Miscellaneous_New_Space Heating_Natural Gas_Gas Boiler - Insulate Hot Water Lines_A_Achievable Economic UCT Potential | F3 | Commercial | OR - Miscellaneous | New | Space Heating | Natural Gas | Gas Boiler - Insulate Hot Water Lines | A | Integrated Unit Winter Peak Savings (kW) | Achievable Economic UCT Potential | 0 | 0 | 0 | 0 | 0 | 0 | 0 | 0 | 0 | 0 | 0 | 0 | 0 | 0 | 0 | 0 | 0 | 0 | 0 | 0 | 0 | 0 | 0 | 0 | 0 | 0 | 0
F4_Commercial_OR - Miscellaneous_New_Space Heating_Natural Gas_Gas Boiler - Insulate Hot Water Lines_A_Achievable Economic UCT Potential | F4 | Commercial | OR - Miscellaneous | New | Space Heating | Natural Gas | Gas Boiler - Insulate Hot Water Lines | A | Incremental Energy Savings (MWh or mTherms) | Achievable Economic UCT Potential | 0 | 0 | 0 | 0 | 0 | 0 | 0 | 0 | 0 | 0 | 0 | 0 | 0 | 0 | 0 | 0 | 0 | 0 | 0 | 0 | 0 | 0 | 0 | 0 | 0 | 0 | 0
F5_Commercial_OR - Miscellaneous_New_Space Heating_Natural Gas_Gas Boiler - Insulate Hot Water Lines_A_Achievable Economic UCT Potential | F5 | Commercial | OR - Miscellaneous | New | Space Heating | Natural Gas | Gas Boiler - Insulate Hot Water Lines | A | Incremental Summer Peak Savings (MW) | Achievable Economic UCT Potential | 0 | 0 | 0 | 0 | 0 | 0 | 0 | 0 | 0 | 0 | 0 | 0 | 0 | 0 | 0 | 0 | 0 | 0 | 0 | 0 | 0 | 0 | 0 | 0 | 0 | 0 | 0
F6_Commercial_OR - Miscellaneous_New_Space Heating_Natural Gas_Gas Boiler - Insulate Hot Water Lines_A_Achievable Economic UCT Potential | F6 | Commercial | OR - Miscellaneous | New | Space Heating | Natural Gas | Gas Boiler - Insulate Hot Water Lines | A | Incremental Winter Peak Savings (MW) | Achievable Economic UCT Potential | 0 | 0 | 0 | 0 | 0 | 0 | 0 | 0 | 0 | 0 | 0 | 0 | 0 | 0 | 0 | 0 | 0 | 0 | 0 | 0 | 0 | 0 | 0 | 0 | 0 | 0 | 0
F7_Commercial_OR - Miscellaneous_New_Space Heating_Natural Gas_Gas Boiler - Insulate Hot Water Lines_A_Achievable Economic UCT Potential | F7 | Commercial | OR - Miscellaneous | New | Space Heating | Natural Gas | Gas Boiler - Insulate Hot Water Lines | A | Cumulative Energy Savings (MWh or mTherms) | Achievable Economic UCT Potential | 0 | 0 | 0 | 0 | 0 | 0 | 0 | 0 | 0 | 0 | 0 | 0 | 0 | 0 | 0 | 0 | 0 | 0 | 0 | 0 | 0 | 0 | 0 | 0 | 0 | 0 | 0
F8_Commercial_OR - Miscellaneous_New_Space Heating_Natural Gas_Gas Boiler - Insulate Hot Water Lines_A_Achievable Economic UCT Potential | F8 | Commercial | OR - Miscellaneous | New | Space Heating | Natural Gas | Gas Boiler - Insulate Hot Water Lines | A | Cumulative Summer Peak Savings (MW) | Achievable Economic UCT Potential | 0 | 0 | 0 | 0 | 0 | 0 | 0 | 0 | 0 | 0 | 0 | 0 | 0 | 0 | 0 | 0 | 0 | 0 | 0 | 0 | 0 | 0 | 0 | 0 | 0 | 0 | 0
F9_Commercial_OR - Miscellaneous_New_Space Heating_Natural Gas_Gas Boiler - Insulate Hot Water Lines_A_Achievable Economic UCT Potential | F9 | Commercial | OR - Miscellaneous | New | Space Heating | Natural Gas | Gas Boiler - Insulate Hot Water Lines | A | Cumulative Winter Peak Savings (MW) | Achievable Economic UCT Potential | 0 | 0 | 0 | 0 | 0 | 0 | 0 | 0 | 0 | 0 | 0 | 0 | 0 | 0 | 0 | 0 | 0 | 0 | 0 | 0 | 0 | 0 | 0 | 0 | 0 | 0 | 0
F10_Commercial_OR - Miscellaneous_New_Space Heating_Natural Gas_Gas Boiler - Insulate Hot Water Lines_A_Achievable Economic UCT Potential | F10 | Commercial | OR - Miscellaneous | New | Space Heating | Natural Gas | Gas Boiler - Insulate Hot Water Lines | A | Purchases (Incremental) | Achievable Economic UCT Potential | 0 | 0 | 0 | 0 | 0 | 0 | 0 | 0 | 0 | 0 | 0 | 0 | 0 | 0 | 0 | 0 | 0 | 0 | 0 | 0 | 0 | 0 | 0 | 0 | 0 | 0 | 0
F11_Commercial_OR - Miscellaneous_New_Space Heating_Natural Gas_Gas Boiler - Insulate Hot Water Lines_A_Achievable Economic UCT Potential | F11 | Commercial | OR - Miscellaneous | New | Space Heating | Natural Gas | Gas Boiler - Insulate Hot Water Lines | A | Purchases (Cumulative) | Achievable Economic UCT Potential | 0 | 0 | 0 | 0 | 0 | 0 | 0 | 0 | 0 | 0 | 0 | 0 | 0 | 0 | 0 | 0 | 0 | 0 | 0 | 0 | 0 | 0 | 0 | 0 | 0 | 0 | 0
F1_Commercial_OR - Miscellaneous_New_Space Heating_Natural Gas_Condensing RTU_A_Achievable Economic UCT Potential | F1 | Commercial | OR - Miscellaneous | New | Space Heating | Natural Gas | Condensing RTU | A | Integrated Unit Energy Savings (kWh or therms) | Achievable Economic UCT Potential | 0 | 0 | 0 | 0 | 0 | 0 | 0 | 0 | 0 | 0 | 0 | 0 | 0 | 0 | 0 | 0 | 0 | 0 | 0 | 0 | 0 | 0 | 0 | 0 | 0 | 0 | 0
F2_Commercial_OR - Miscellaneous_New_Space Heating_Natural Gas_Condensing RTU_A_Achievable Economic UCT Potential | F2 | Commercial | OR - Miscellaneous | New | Space Heating | Natural Gas | Condensing RTU | A | Integrated Unit Summer Peak Savings (kW) | Achievable Economic UCT Potential | 0 | 0 | 0 | 0 | 0 | 0 | 0 | 0 | 0 | 0 | 0 | 0 | 0 | 0 | 0 | 0 | 0 | 0 | 0 | 0 | 0 | 0 | 0 | 0 | 0 | 0 | 0
F3_Commercial_OR - Miscellaneous_New_Space Heating_Natural Gas_Condensing RTU_A_Achievable Economic UCT Potential | F3 | Commercial | OR - Miscellaneous | New | Space Heating | Natural Gas | Condensing RTU | A | Integrated Unit Winter Peak Savings (kW) | Achievable Economic UCT Potential | 0 | 0 | 0 | 0 | 0 | 0 | 0 | 0 | 0 | 0 | 0 | 0 | 0 | 0 | 0 | 0 | 0 | 0 | 0 | 0 | 0 | 0 | 0 | 0 | 0 | 0 | 0
F4_Commercial_OR - Miscellaneous_New_Space Heating_Natural Gas_Condensing RTU_A_Achievable Economic UCT Potential | F4 | Commercial | OR - Miscellaneous | New | Space Heating | Natural Gas | Condensing RTU | A | Incremental Energy Savings (MWh or mTherms) | Achievable Economic UCT Potential | 0 | 0 | 0 | 0 | 0 | 0 | 0 | 0 | 0 | 0 | 0 | 0 | 0 | 0 | 0 | 0 | 0 | 0 | 0 | 0 | 0 | 0 | 0 | 0 | 0 | 0 | 0
F5_Commercial_OR - Miscellaneous_New_Space Heating_Natural Gas_Condensing RTU_A_Achievable Economic UCT Potential | F5 | Commercial | OR - Miscellaneous | New | Space Heating | Natural Gas | Condensing RTU | A | Incremental Summer Peak Savings (MW) | Achievable Economic UCT Potential | 0 | 0 | 0 | 0 | 0 | 0 | 0 | 0 | 0 | 0 | 0 | 0 | 0 | 0 | 0 | 0 | 0 | 0 | 0 | 0 | 0 | 0 | 0 | 0 | 0 | 0 | 0
F6_Commercial_OR - Miscellaneous_New_Space Heating_Natural Gas_Condensing RTU_A_Achievable Economic UCT Potential | F6 | Commercial | OR - Miscellaneous | New | Space Heating | Natural Gas | Condensing RTU | A | Incremental Winter Peak Savings (MW) | Achievable Economic UCT Potential | 0 | 0 | 0 | 0 | 0 | 0 | 0 | 0 | 0 | 0 | 0 | 0 | 0 | 0 | 0 | 0 | 0 | 0 | 0 | 0 | 0 | 0 | 0 | 0 | 0 | 0 | 0
F7_Commercial_OR - Miscellaneous_New_Space Heating_Natural Gas_Condensing RTU_A_Achievable Economic UCT Potential | F7 | Commercial | OR - Miscellaneous | New | Space Heating | Natural Gas | Condensing RTU | A | Cumulative Energy Savings (MWh or mTherms) | Achievable Economic UCT Potential | 0 | 0 | 0 | 0 | 0 | 0 | 0 | 0 | 0 | 0 | 0 | 0 | 0 | 0 | 0 | 0 | 0 | 0 | 0 | 0 | 0 | 0 | 0 | 0 | 0 | 0 | 0
F8_Commercial_OR - Miscellaneous_New_Space Heating_Natural Gas_Condensing RTU_A_Achievable Economic UCT Potential | F8 | Commercial | OR - Miscellaneous | New | Space Heating | Natural Gas | Condensing RTU | A | Cumulative Summer Peak Savings (MW) | Achievable Economic UCT Potential | 0 | 0 | 0 | 0 | 0 | 0 | 0 | 0 | 0 | 0 | 0 | 0 | 0 | 0 | 0 | 0 | 0 | 0 | 0 | 0 | 0 | 0 | 0 | 0 | 0 | 0 | 0
F9_Commercial_OR - Miscellaneous_New_Space Heating_Natural Gas_Condensing RTU_A_Achievable Economic UCT Potential | F9 | Commercial | OR - Miscellaneous | New | Space Heating | Natural Gas | Condensing RTU | A | Cumulative Winter Peak Savings (MW) | Achievable Economic UCT Potential | 0 | 0 | 0 | 0 | 0 | 0 | 0 | 0 | 0 | 0 | 0 | 0 | 0 | 0 | 0 | 0 | 0 | 0 | 0 | 0 | 0 | 0 | 0 | 0 | 0 | 0 | 0
F10_Commercial_OR - Miscellaneous_New_Space Heating_Natural Gas_Condensing RTU_A_Achievable Economic UCT Potential | F10 | Commercial | OR - Miscellaneous | New | Space Heating | Natural Gas | Condensing RTU | A | Purchases (Incremental) | Achievable Economic UCT Potential | 0 | 0 | 0 | 0 | 0 | 0 | 0 | 0 | 0 | 0 | 0 | 0 | 0 | 0 | 0 | 0 | 0 | 0 | 0 | 0 | 0 | 0 | 0 | 0 | 0 | 0 | 0
F11_Commercial_OR - Miscellaneous_New_Space Heating_Natural Gas_Condensing RTU_A_Achievable Economic UCT Potential | F11 | Commercial | OR - Miscellaneous | New | Space Heating | Natural Gas | Condensing RTU | A | Purchases (Cumulative) | Achievable Economic UCT Potential | 0 | 0 | 0 | 0 | 0 | 0 | 0 | 0 | 0 | 0 | 0 | 0 | 0 | 0 | 0 | 0 | 0 | 0 | 0 | 0 | 0 | 0 | 0 | 0 | 0 | 0 | 0
F1_Commercial_OR - Miscellaneous_New_Space Heating_Natural Gas_Hydronic Heating Radiator Replacement_A_Achievable Economic UCT Potential | F1 | Commercial | OR - Miscellaneous | New | Space Heating | Natural Gas | Hydronic Heating Radiator Replacement | A | Integrated Unit Energy Savings (kWh or therms) | Achievable Economic UCT Potential | 0 | 0 | 0 | 0 | 0 | 0 | 0 | 0 | 0 | 0 | 0 | 0 | 0 | 0 | 0 | 0 | 0 | 0 | 0 | 0 | 0 | 0 | 0 | 0 | 0 | 0 | 0
F2_Commercial_OR - Miscellaneous_New_Space Heating_Natural Gas_Hydronic Heating Radiator Replacement_A_Achievable Economic UCT Potential | F2 | Commercial | OR - Miscellaneous | New | Space Heating | Natural Gas | Hydronic Heating Radiator Replacement | A | Integrated Unit Summer Peak Savings (kW) | Achievable Economic UCT Potential | 0 | 0 | 0 | 0 | 0 | 0 | 0 | 0 | 0 | 0 | 0 | 0 | 0 | 0 | 0 | 0 | 0 | 0 | 0 | 0 | 0 | 0 | 0 | 0 | 0 | 0 | 0
F3_Commercial_OR - Miscellaneous_New_Space Heating_Natural Gas_Hydronic Heating Radiator Replacement_A_Achievable Economic UCT Potential | F3 | Commercial | OR - Miscellaneous | New | Space Heating | Natural Gas | Hydronic Heating Radiator Replacement | A | Integrated Unit Winter Peak Savings (kW) | Achievable Economic UCT Potential | 0 | 0 | 0 | 0 | 0 | 0 | 0 | 0 | 0 | 0 | 0 | 0 | 0 | 0 | 0 | 0 | 0 | 0 | 0 | 0 | 0 | 0 | 0 | 0 | 0 | 0 | 0
F4_Commercial_OR - Miscellaneous_New_Space Heating_Natural Gas_Hydronic Heating Radiator Replacement_A_Achievable Economic UCT Potential | F4 | Commercial | OR - Miscellaneous | New | Space Heating | Natural Gas | Hydronic Heating Radiator Replacement | A | Incremental Energy Savings (MWh or mTherms) | Achievable Economic UCT Potential | 0 | 0 | 0 | 0 | 0 | 0 | 0 | 0 | 0 | 0 | 0 | 0 | 0 | 0 | 0 | 0 | 0 | 0 | 0 | 0 | 0 | 0 | 0 | 0 | 0 | 0 | 0
F5_Commercial_OR - Miscellaneous_New_Space Heating_Natural Gas_Hydronic Heating Radiator Replacement_A_Achievable Economic UCT Potential | F5 | Commercial | OR - Miscellaneous | New | Space Heating | Natural Gas | Hydronic Heating Radiator Replacement | A | Incremental Summer Peak Savings (MW) | Achievable Economic UCT Potential | 0 | 0 | 0 | 0 | 0 | 0 | 0 | 0 | 0 | 0 | 0 | 0 | 0 | 0 | 0 | 0 | 0 | 0 | 0 | 0 | 0 | 0 | 0 | 0 | 0 | 0 | 0
F6_Commercial_OR - Miscellaneous_New_Space Heating_Natural Gas_Hydronic Heating Radiator Replacement_A_Achievable Economic UCT Potential | F6 | Commercial | OR - Miscellaneous | New | Space Heating | Natural Gas | Hydronic Heating Radiator Replacement | A | Incremental Winter Peak Savings (MW) | Achievable Economic UCT Potential | 0 | 0 | 0 | 0 | 0 | 0 | 0 | 0 | 0 | 0 | 0 | 0 | 0 | 0 | 0 | 0 | 0 | 0 | 0 | 0 | 0 | 0 | 0 | 0 | 0 | 0 | 0
F7_Commercial_OR - Miscellaneous_New_Space Heating_Natural Gas_Hydronic Heating Radiator Replacement_A_Achievable Economic UCT Potential | F7 | Commercial | OR - Miscellaneous | New | Space Heating | Natural Gas | Hydronic Heating Radiator Replacement | A | Cumulative Energy Savings (MWh or mTherms) | Achievable Economic UCT Potential | 0 | 0 | 0 | 0 | 0 | 0 | 0 | 0 | 0 | 0 | 0 | 0 | 0 | 0 | 0 | 0 | 0 | 0 | 0 | 0 | 0 | 0 | 0 | 0 | 0 | 0 | 0
F8_Commercial_OR - Miscellaneous_New_Space Heating_Natural Gas_Hydronic Heating Radiator Replacement_A_Achievable Economic UCT Potential | F8 | Commercial | OR - Miscellaneous | New | Space Heating | Natural Gas | Hydronic Heating Radiator Replacement | A | Cumulative Summer Peak Savings (MW) | Achievable Economic UCT Potential | 0 | 0 | 0 | 0 | 0 | 0 | 0 | 0 | 0 | 0 | 0 | 0 | 0 | 0 | 0 | 0 | 0 | 0 | 0 | 0 | 0 | 0 | 0 | 0 | 0 | 0 | 0
F9_Commercial_OR - Miscellaneous_New_Space Heating_Natural Gas_Hydronic Heating Radiator Replacement_A_Achievable Economic UCT Potential | F9 | Commercial | OR - Miscellaneous | New | Space Heating | Natural Gas | Hydronic Heating Radiator Replacement | A | Cumulative Winter Peak Savings (MW) | Achievable Economic UCT Potential | 0 | 0 | 0 | 0 | 0 | 0 | 0 | 0 | 0 | 0 | 0 | 0 | 0 | 0 | 0 | 0 | 0 | 0 | 0 | 0 | 0 | 0 | 0 | 0 | 0 | 0 | 0
F10_Commercial_OR - Miscellaneous_New_Space Heating_Natural Gas_Hydronic Heating Radiator Replacement_A_Achievable Economic UCT Potential | F10 | Commercial | OR - Miscellaneous | New | Space Heating | Natural Gas | Hydronic Heating Radiator Replacement | A | Purchases (Incremental) | Achievable Economic UCT Potential | 0 | 0 | 0 | 0 | 0 | 0 | 0 | 0 | 0 | 0 | 0 | 0 | 0 | 0 | 0 | 0 | 0 | 0 | 0 | 0 | 0 | 0 | 0 | 0 | 0 | 0 | 0
F11_Commercial_OR - Miscellaneous_New_Space Heating_Natural Gas_Hydronic Heating Radiator Replacement_A_Achievable Economic UCT Potential | F11 | Commercial | OR - Miscellaneous | New | Space Heating | Natural Gas | Hydronic Heating Radiator Replacement | A | Purchases (Cumulative) | Achievable Economic UCT Potential | 0 | 0 | 0 | 0 | 0 | 0 | 0 | 0 | 0 | 0 | 0 | 0 | 0 | 0 | 0 | 0 | 0 | 0 | 0 | 0 | 0 | 0 | 0 | 0 | 0 | 0 | 0
F1_Commercial_OR - Miscellaneous_New_Space Heating_Natural Gas_Thermostat - Connected_A_Achievable Economic UCT Potential | F1 | Commercial | OR - Miscellaneous | New | Space Heating | Natural Gas | Thermostat - Connected | A | Integrated Unit Energy Savings (kWh or therms) | Achievable Economic UCT Potential | 0 | 0 | 0 | 0 | 0 | 0 | 0 | 0 | 0 | 0 | 0 | 0 | 0 | 0 | 0 | 0 | 0 | 0 | 0 | 0 | 0 | 0 | 0 | 0 | 0 | 0 | 0
F2_Commercial_OR - Miscellaneous_New_Space Heating_Natural Gas_Thermostat - Connected_A_Achievable Economic UCT Potential | F2 | Commercial | OR - Miscellaneous | New | Space Heating | Natural Gas | Thermostat - Connected | A | Integrated Unit Summer Peak Savings (kW) | Achievable Economic UCT Potential | 0 | 0 | 0 | 0 | 0 | 0 | 0 | 0 | 0 | 0 | 0 | 0 | 0 | 0 | 0 | 0 | 0 | 0 | 0 | 0 | 0 | 0 | 0 | 0 | 0 | 0 | 0
F3_Commercial_OR - Miscellaneous_New_Space Heating_Natural Gas_Thermostat - Connected_A_Achievable Economic UCT Potential | F3 | Commercial | OR - Miscellaneous | New | Space Heating | Natural Gas | Thermostat - Connected | A | Integrated Unit Winter Peak Savings (kW) | Achievable Economic UCT Potential | 0 | 0 | 0 | 0 | 0 | 0 | 0 | 0 | 0 | 0 | 0 | 0 | 0 | 0 | 0 | 0 | 0 | 0 | 0 | 0 | 0 | 0 | 0 | 0 | 0 | 0 | 0
F4_Commercial_OR - Miscellaneous_New_Space Heating_Natural Gas_Thermostat - Connected_A_Achievable Economic UCT Potential | F4 | Commercial | OR - Miscellaneous | New | Space Heating | Natural Gas | Thermostat - Connected | A | Incremental Energy Savings (MWh or mTherms) | Achievable Economic UCT Potential | 0 | 0 | 0 | 0 | 0 | 0 | 0 | 0 | 0 | 0 | 0 | 0 | 0 | 0 | 0 | 0 | 0 | 0 | 0 | 0 | 0 | 0 | 0 | 0 | 0 | 0 | 0
F5_Commercial_OR - Miscellaneous_New_Space Heating_Natural Gas_Thermostat - Connected_A_Achievable Economic UCT Potential | F5 | Commercial | OR - Miscellaneous | New | Space Heating | Natural Gas | Thermostat - Connected | A | Incremental Summer Peak Savings (MW) | Achievable Economic UCT Potential | 0 | 0 | 0 | 0 | 0 | 0 | 0 | 0 | 0 | 0 | 0 | 0 | 0 | 0 | 0 | 0 | 0 | 0 | 0 | 0 | 0 | 0 | 0 | 0 | 0 | 0 | 0
F6_Commercial_OR - Miscellaneous_New_Space Heating_Natural Gas_Thermostat - Connected_A_Achievable Economic UCT Potential | F6 | Commercial | OR - Miscellaneous | New | Space Heating | Natural Gas | Thermostat - Connected | A | Incremental Winter Peak Savings (MW) | Achievable Economic UCT Potential | 0 | 0 | 0 | 0 | 0 | 0 | 0 | 0 | 0 | 0 | 0 | 0 | 0 | 0 | 0 | 0 | 0 | 0 | 0 | 0 | 0 | 0 | 0 | 0 | 0 | 0 | 0
F7_Commercial_OR - Miscellaneous_New_Space Heating_Natural Gas_Thermostat - Connected_A_Achievable Economic UCT Potential | F7 | Commercial | OR - Miscellaneous | New | Space Heating | Natural Gas | Thermostat - Connected | A | Cumulative Energy Savings (MWh or mTherms) | Achievable Economic UCT Potential | 0 | 0 | 0 | 0 | 0 | 0 | 0 | 0 | 0 | 0 | 0 | 0 | 0 | 0 | 0 | 0 | 0 | 0 | 0 | 0 | 0 | 0 | 0 | 0 | 0 | 0 | 0
F8_Commercial_OR - Miscellaneous_New_Space Heating_Natural Gas_Thermostat - Connected_A_Achievable Economic UCT Potential | F8 | Commercial | OR - Miscellaneous | New | Space Heating | Natural Gas | Thermostat - Connected | A | Cumulative Summer Peak Savings (MW) | Achievable Economic UCT Potential | 0 | 0 | 0 | 0 | 0 | 0 | 0 | 0 | 0 | 0 | 0 | 0 | 0 | 0 | 0 | 0 | 0 | 0 | 0 | 0 | 0 | 0 | 0 | 0 | 0 | 0 | 0
F9_Commercial_OR - Miscellaneous_New_Space Heating_Natural Gas_Thermostat - Connected_A_Achievable Economic UCT Potential | F9 | Commercial | OR - Miscellaneous | New | Space Heating | Natural Gas | Thermostat - Connected | A | Cumulative Winter Peak Savings (MW) | Achievable Economic UCT Potential | 0 | 0 | 0 | 0 | 0 | 0 | 0 | 0 | 0 | 0 | 0 | 0 | 0 | 0 | 0 | 0 | 0 | 0 | 0 | 0 | 0 | 0 | 0 | 0 | 0 | 0 | 0
F10_Commercial_OR - Miscellaneous_New_Space Heating_Natural Gas_Thermostat - Connected_A_Achievable Economic UCT Potential | F10 | Commercial | OR - Miscellaneous | New | Space Heating | Natural Gas | Thermostat - Connected | A | Purchases (Incremental) | Achievable Economic UCT Potential | 0 | 0 | 0 | 0 | 0 | 0 | 0 | 0 | 0 | 0 | 0 | 0 | 0 | 0 | 0 | 0 | 0 | 0 | 0 | 0 | 0 | 0 | 0 | 0 | 0 | 0 | 0
F11_Commercial_OR - Miscellaneous_New_Space Heating_Natural Gas_Thermostat - Connected_A_Achievable Economic UCT Potential | F11 | Commercial | OR - Miscellaneous | New | Space Heating | Natural Gas | Thermostat - Connected | A | Purchases (Cumulative) | Achievable Economic UCT Potential | 0 | 0 | 0 | 0 | 0 | 0 | 0 | 0 | 0 | 0 | 0 | 0 | 0 | 0 | 0 | 0 | 0 | 0 | 0 | 0 | 0 | 0 | 0 | 0 | 0 | 0 | 0
F1_Commercial_OR - Miscellaneous_New_Water Heating_Natural Gas_Water Heater - Thermostatic Shower Restriction Valve_A_Achievable Economic UCT Potential | F1 | Commercial | OR - Miscellaneous | New | Water Heating | Natural Gas | Water Heater - Thermostatic Shower Restriction Valve | A | Integrated Unit Energy Savings (kWh or therms) | Achievable Economic UCT Potential | 0 | 0 | 0 | 0 | 0 | 0 | 0 | 0 | 0 | 0 | 0 | 0 | 0 | 0 | 0 | 0 | 0 | 0 | 0 | 0 | 0 | 0 | 0 | 0 | 0 | 0 | 0
F2_Commercial_OR - Miscellaneous_New_Water Heating_Natural Gas_Water Heater - Thermostatic Shower Restriction Valve_A_Achievable Economic UCT Potential | F2 | Commercial | OR - Miscellaneous | New | Water Heating | Natural Gas | Water Heater - Thermostatic Shower Restriction Valve | A | Integrated Unit Summer Peak Savings (kW) | Achievable Economic UCT Potential | 0 | 0 | 0 | 0 | 0 | 0 | 0 | 0 | 0 | 0 | 0 | 0 | 0 | 0 | 0 | 0 | 0 | 0 | 0 | 0 | 0 | 0 | 0 | 0 | 0 | 0 | 0
F3_Commercial_OR - Miscellaneous_New_Water Heating_Natural Gas_Water Heater - Thermostatic Shower Restriction Valve_A_Achievable Economic UCT Potential | F3 | Commercial | OR - Miscellaneous | New | Water Heating | Natural Gas | Water Heater - Thermostatic Shower Restriction Valve | A | Integrated Unit Winter Peak Savings (kW) | Achievable Economic UCT Potential | 0 | 0 | 0 | 0 | 0 | 0 | 0 | 0 | 0 | 0 | 0 | 0 | 0 | 0 | 0 | 0 | 0 | 0 | 0 | 0 | 0 | 0 | 0 | 0 | 0 | 0 | 0
F4_Commercial_OR - Miscellaneous_New_Water Heating_Natural Gas_Water Heater - Thermostatic Shower Restriction Valve_A_Achievable Economic UCT Potential | F4 | Commercial | OR - Miscellaneous | New | Water Heating | Natural Gas | Water Heater - Thermostatic Shower Restriction Valve | A | Incremental Energy Savings (MWh or mTherms) | Achievable Economic UCT Potential | 0 | 0 | 0 | 0 | 0 | 0 | 0 | 0 | 0 | 0 | 0 | 0 | 0 | 0 | 0 | 0 | 0 | 0 | 0 | 0 | 0 | 0 | 0 | 0 | 0 | 0 | 0
F5_Commercial_OR - Miscellaneous_New_Water Heating_Natural Gas_Water Heater - Thermostatic Shower Restriction Valve_A_Achievable Economic UCT Potential | F5 | Commercial | OR - Miscellaneous | New | Water Heating | Natural Gas | Water Heater - Thermostatic Shower Restriction Valve | A | Incremental Summer Peak Savings (MW) | Achievable Economic UCT Potential | 0 | 0 | 0 | 0 | 0 | 0 | 0 | 0 | 0 | 0 | 0 | 0 | 0 | 0 | 0 | 0 | 0 | 0 | 0 | 0 | 0 | 0 | 0 | 0 | 0 | 0 | 0
F6_Commercial_OR - Miscellaneous_New_Water Heating_Natural Gas_Water Heater - Thermostatic Shower Restriction Valve_A_Achievable Economic UCT Potential | F6 | Commercial | OR - Miscellaneous | New | Water Heating | Natural Gas | Water Heater - Thermostatic Shower Restriction Valve | A | Incremental Winter Peak Savings (MW) | Achievable Economic UCT Potential | 0 | 0 | 0 | 0 | 0 | 0 | 0 | 0 | 0 | 0 | 0 | 0 | 0 | 0 | 0 | 0 | 0 | 0 | 0 | 0 | 0 | 0 | 0 | 0 | 0 | 0 | 0
F7_Commercial_OR - Miscellaneous_New_Water Heating_Natural Gas_Water Heater - Thermostatic Shower Restriction Valve_A_Achievable Economic UCT Potential | F7 | Commercial | OR - Miscellaneous | New | Water Heating | Natural Gas | Water Heater - Thermostatic Shower Restriction Valve | A | Cumulative Energy Savings (MWh or mTherms) | Achievable Economic UCT Potential | 0 | 0 | 0 | 0 | 0 | 0 | 0 | 0 | 0 | 0 | 0 | 0 | 0 | 0 | 0 | 0 | 0 | 0 | 0 | 0 | 0 | 0 | 0 | 0 | 0 | 0 | 0
F8_Commercial_OR - Miscellaneous_New_Water Heating_Natural Gas_Water Heater - Thermostatic Shower Restriction Valve_A_Achievable Economic UCT Potential | F8 | Commercial | OR - Miscellaneous | New | Water Heating | Natural Gas | Water Heater - Thermostatic Shower Restriction Valve | A | Cumulative Summer Peak Savings (MW) | Achievable Economic UCT Potential | 0 | 0 | 0 | 0 | 0 | 0 | 0 | 0 | 0 | 0 | 0 | 0 | 0 | 0 | 0 | 0 | 0 | 0 | 0 | 0 | 0 | 0 | 0 | 0 | 0 | 0 | 0
F9_Commercial_OR - Miscellaneous_New_Water Heating_Natural Gas_Water Heater - Thermostatic Shower Restriction Valve_A_Achievable Economic UCT Potential | F9 | Commercial | OR - Miscellaneous | New | Water Heating | Natural Gas | Water Heater - Thermostatic Shower Restriction Valve | A | Cumulative Winter Peak Savings (MW) | Achievable Economic UCT Potential | 0 | 0 | 0 | 0 | 0 | 0 | 0 | 0 | 0 | 0 | 0 | 0 | 0 | 0 | 0 | 0 | 0 | 0 | 0 | 0 | 0 | 0 | 0 | 0 | 0 | 0 | 0
F10_Commercial_OR - Miscellaneous_New_Water Heating_Natural Gas_Water Heater - Thermostatic Shower Restriction Valve_A_Achievable Economic UCT Potential | F10 | Commercial | OR - Miscellaneous | New | Water Heating | Natural Gas | Water Heater - Thermostatic Shower Restriction Valve | A | Purchases (Incremental) | Achievable Economic UCT Potential | 0 | 0 | 0 | 0 | 0 | 0 | 0 | 0 | 0 | 0 | 0 | 0 | 0 | 0 | 0 | 0 | 0 | 0 | 0 | 0 | 0 | 0 | 0 | 0 | 0 | 0 | 0
F11_Commercial_OR - Miscellaneous_New_Water Heating_Natural Gas_Water Heater - Thermostatic Shower Restriction Valve_A_Achievable Economic UCT Potential | F11 | Commercial | OR - Miscellaneous | New | Water Heating | Natural Gas | Water Heater - Thermostatic Shower Restriction Valve | A | Purchases (Cumulative) | Achievable Economic UCT Potential | 0 | 0 | 0 | 0 | 0 | 0 | 0 | 0 | 0 | 0 | 0 | 0 | 0 | 0 | 0 | 0 | 0 | 0 | 0 | 0 | 0 | 0 | 0 | 0 | 0 | 0 | 0
F1_Commercial_OR - Miscellaneous_New_Water Heating_Natural Gas_Water Heater - Pre-Rinse Spray Valve_A_Achievable Economic UCT Potential | F1 | Commercial | OR - Miscellaneous | New | Water Heating | Natural Gas | Water Heater - Pre-Rinse Spray Valve | A | Integrated Unit Energy Savings (kWh or therms) | Achievable Economic UCT Potential | 0 | 0 | 0 | 0 | 0 | 0 | 0 | 0 | 0 | 0 | 0 | 0 | 0 | 0 | 0 | 0 | 0 | 0 | 0 | 0 | 0 | 0 | 0 | 0 | 0 | 0 | 0
F2_Commercial_OR - Miscellaneous_New_Water Heating_Natural Gas_Water Heater - Pre-Rinse Spray Valve_A_Achievable Economic UCT Potential | F2 | Commercial | OR - Miscellaneous | New | Water Heating | Natural Gas | Water Heater - Pre-Rinse Spray Valve | A | Integrated Unit Summer Peak Savings (kW) | Achievable Economic UCT Potential | 0 | 0 | 0 | 0 | 0 | 0 | 0 | 0 | 0 | 0 | 0 | 0 | 0 | 0 | 0 | 0 | 0 | 0 | 0 | 0 | 0 | 0 | 0 | 0 | 0 | 0 | 0
F3_Commercial_OR - Miscellaneous_New_Water Heating_Natural Gas_Water Heater - Pre-Rinse Spray Valve_A_Achievable Economic UCT Potential | F3 | Commercial | OR - Miscellaneous | New | Water Heating | Natural Gas | Water Heater - Pre-Rinse Spray Valve | A | Integrated Unit Winter Peak Savings (kW) | Achievable Economic UCT Potential | 0 | 0 | 0 | 0 | 0 | 0 | 0 | 0 | 0 | 0 | 0 | 0 | 0 | 0 | 0 | 0 | 0 | 0 | 0 | 0 | 0 | 0 | 0 | 0 | 0 | 0 | 0
F4_Commercial_OR - Miscellaneous_New_Water Heating_Natural Gas_Water Heater - Pre-Rinse Spray Valve_A_Achievable Economic UCT Potential | F4 | Commercial | OR - Miscellaneous | New | Water Heating | Natural Gas | Water Heater - Pre-Rinse Spray Valve | A | Incremental Energy Savings (MWh or mTherms) | Achievable Economic UCT Potential | 0 | 0 | 0 | 0 | 0 | 0 | 0 | 0 | 0 | 0 | 0 | 0 | 0 | 0 | 0 | 0 | 0 | 0 | 0 | 0 | 0 | 0 | 0 | 0 | 0 | 0 | 0
F5_Commercial_OR - Miscellaneous_New_Water Heating_Natural Gas_Water Heater - Pre-Rinse Spray Valve_A_Achievable Economic UCT Potential | F5 | Commercial | OR - Miscellaneous | New | Water Heating | Natural Gas | Water Heater - Pre-Rinse Spray Valve | A | Incremental Summer Peak Savings (MW) | Achievable Economic UCT Potential | 0 | 0 | 0 | 0 | 0 | 0 | 0 | 0 | 0 | 0 | 0 | 0 | 0 | 0 | 0 | 0 | 0 | 0 | 0 | 0 | 0 | 0 | 0 | 0 | 0 | 0 | 0
F6_Commercial_OR - Miscellaneous_New_Water Heating_Natural Gas_Water Heater - Pre-Rinse Spray Valve_A_Achievable Economic UCT Potential | F6 | Commercial | OR - Miscellaneous | New | Water Heating | Natural Gas | Water Heater - Pre-Rinse Spray Valve | A | Incremental Winter Peak Savings (MW) | Achievable Economic UCT Potential | 0 | 0 | 0 | 0 | 0 | 0 | 0 | 0 | 0 | 0 | 0 | 0 | 0 | 0 | 0 | 0 | 0 | 0 | 0 | 0 | 0 | 0 | 0 | 0 | 0 | 0 | 0
F7_Commercial_OR - Miscellaneous_New_Water Heating_Natural Gas_Water Heater - Pre-Rinse Spray Valve_A_Achievable Economic UCT Potential | F7 | Commercial | OR - Miscellaneous | New | Water Heating | Natural Gas | Water Heater - Pre-Rinse Spray Valve | A | Cumulative Energy Savings (MWh or mTherms) | Achievable Economic UCT Potential | 0 | 0 | 0 | 0 | 0 | 0 | 0 | 0 | 0 | 0 | 0 | 0 | 0 | 0 | 0 | 0 | 0 | 0 | 0 | 0 | 0 | 0 | 0 | 0 | 0 | 0 | 0
F8_Commercial_OR - Miscellaneous_New_Water Heating_Natural Gas_Water Heater - Pre-Rinse Spray Valve_A_Achievable Economic UCT Potential | F8 | Commercial | OR - Miscellaneous | New | Water Heating | Natural Gas | Water Heater - Pre-Rinse Spray Valve | A | Cumulative Summer Peak Savings (MW) | Achievable Economic UCT Potential | 0 | 0 | 0 | 0 | 0 | 0 | 0 | 0 | 0 | 0 | 0 | 0 | 0 | 0 | 0 | 0 | 0 | 0 | 0 | 0 | 0 | 0 | 0 | 0 | 0 | 0 | 0
F9_Commercial_OR - Miscellaneous_New_Water Heating_Natural Gas_Water Heater - Pre-Rinse Spray Valve_A_Achievable Economic UCT Potential | F9 | Commercial | OR - Miscellaneous | New | Water Heating | Natural Gas | Water Heater - Pre-Rinse Spray Valve | A | Cumulative Winter Peak Savings (MW) | Achievable Economic UCT Potential | 0 | 0 | 0 | 0 | 0 | 0 | 0 | 0 | 0 | 0 | 0 | 0 | 0 | 0 | 0 | 0 | 0 | 0 | 0 | 0 | 0 | 0 | 0 | 0 | 0 | 0 | 0
F10_Commercial_OR - Miscellaneous_New_Water Heating_Natural Gas_Water Heater - Pre-Rinse Spray Valve_A_Achievable Economic UCT Potential | F10 | Commercial | OR - Miscellaneous | New | Water Heating | Natural Gas | Water Heater - Pre-Rinse Spray Valve | A | Purchases (Incremental) | Achievable Economic UCT Potential | 0 | 0 | 0 | 0 | 0 | 0 | 0 | 0 | 0 | 0 | 0 | 0 | 0 | 0 | 0 | 0 | 0 | 0 | 0 | 0 | 0 | 0 | 0 | 0 | 0 | 0 | 0
F11_Commercial_OR - Miscellaneous_New_Water Heating_Natural Gas_Water Heater - Pre-Rinse Spray Valve_A_Achievable Economic UCT Potential | F11 | Commercial | OR - Miscellaneous | New | Water Heating | Natural Gas | Water Heater - Pre-Rinse Spray Valve | A | Purchases (Cumulative) | Achievable Economic UCT Potential | 0 | 0 | 0 | 0 | 0 | 0 | 0 | 0 | 0 | 0 | 0 | 0 | 0 | 0 | 0 | 0 | 0 | 0 | 0 | 0 | 0 | 0 | 0 | 0 | 0 | 0 | 0
F1_Commercial_OR - Miscellaneous_New_Water Heating_Natural Gas_Water Heater - Temperature Setback_A_Achievable Economic UCT Potential | F1 | Commercial | OR - Miscellaneous | New | Water Heating | Natural Gas | Water Heater - Temperature Setback | A | Integrated Unit Energy Savings (kWh or therms) | Achievable Economic UCT Potential | 0 | 0 | 0 | 0 | 0 | 0 | 0 | 0 | 0 | 0 | 0 | 0 | 0 | 0 | 0 | 0 | 0 | 0 | 0 | 0 | 0 | 0 | 0 | 0 | 0 | 0 | 0
F2_Commercial_OR - Miscellaneous_New_Water Heating_Natural Gas_Water Heater - Temperature Setback_A_Achievable Economic UCT Potential | F2 | Commercial | OR - Miscellaneous | New | Water Heating | Natural Gas | Water Heater - Temperature Setback | A | Integrated Unit Summer Peak Savings (kW) | Achievable Economic UCT Potential | 0 | 0 | 0 | 0 | 0 | 0 | 0 | 0 | 0 | 0 | 0 | 0 | 0 | 0 | 0 | 0 | 0 | 0 | 0 | 0 | 0 | 0 | 0 | 0 | 0 | 0 | 0
F3_Commercial_OR - Miscellaneous_New_Water Heating_Natural Gas_Water Heater - Temperature Setback_A_Achievable Economic UCT Potential | F3 | Commercial | OR - Miscellaneous | New | Water Heating | Natural Gas | Water Heater - Temperature Setback | A | Integrated Unit Winter Peak Savings (kW) | Achievable Economic UCT Potential | 0 | 0 | 0 | 0 | 0 | 0 | 0 | 0 | 0 | 0 | 0 | 0 | 0 | 0 | 0 | 0 | 0 | 0 | 0 | 0 | 0 | 0 | 0 | 0 | 0 | 0 | 0
F4_Commercial_OR - Miscellaneous_New_Water Heating_Natural Gas_Water Heater - Temperature Setback_A_Achievable Economic UCT Potential | F4 | Commercial | OR - Miscellaneous | New | Water Heating | Natural Gas | Water Heater - Temperature Setback | A | Incremental Energy Savings (MWh or mTherms) | Achievable Economic UCT Potential | 0 | 0 | 0 | 0 | 0 | 0 | 0 | 0 | 0 | 0 | 0 | 0 | 0 | 0 | 0 | 0 | 0 | 0 | 0 | 0 | 0 | 0 | 0 | 0 | 0 | 0 | 0
F5_Commercial_OR - Miscellaneous_New_Water Heating_Natural Gas_Water Heater - Temperature Setback_A_Achievable Economic UCT Potential | F5 | Commercial | OR - Miscellaneous | New | Water Heating | Natural Gas | Water Heater - Temperature Setback | A | Incremental Summer Peak Savings (MW) | Achievable Economic UCT Potential | 0 | 0 | 0 | 0 | 0 | 0 | 0 | 0 | 0 | 0 | 0 | 0 | 0 | 0 | 0 | 0 | 0 | 0 | 0 | 0 | 0 | 0 | 0 | 0 | 0 | 0 | 0
F6_Commercial_OR - Miscellaneous_New_Water Heating_Natural Gas_Water Heater - Temperature Setback_A_Achievable Economic UCT Potential | F6 | Commercial | OR - Miscellaneous | New | Water Heating | Natural Gas | Water Heater - Temperature Setback | A | Incremental Winter Peak Savings (MW) | Achievable Economic UCT Potential | 0 | 0 | 0 | 0 | 0 | 0 | 0 | 0 | 0 | 0 | 0 | 0 | 0 | 0 | 0 | 0 | 0 | 0 | 0 | 0 | 0 | 0 | 0 | 0 | 0 | 0 | 0
F7_Commercial_OR - Miscellaneous_New_Water Heating_Natural Gas_Water Heater - Temperature Setback_A_Achievable Economic UCT Potential | F7 | Commercial | OR - Miscellaneous | New | Water Heating | Natural Gas | Water Heater - Temperature Setback | A | Cumulative Energy Savings (MWh or mTherms) | Achievable Economic UCT Potential | 0 | 0 | 0 | 0 | 0 | 0 | 0 | 0 | 0 | 0 | 0 | 0 | 0 | 0 | 0 | 0 | 0 | 0 | 0 | 0 | 0 | 0 | 0 | 0 | 0 | 0 | 0
F8_Commercial_OR - Miscellaneous_New_Water Heating_Natural Gas_Water Heater - Temperature Setback_A_Achievable Economic UCT Potential | F8 | Commercial | OR - Miscellaneous | New | Water Heating | Natural Gas | Water Heater - Temperature Setback | A | Cumulative Summer Peak Savings (MW) | Achievable Economic UCT Potential | 0 | 0 | 0 | 0 | 0 | 0 | 0 | 0 | 0 | 0 | 0 | 0 | 0 | 0 | 0 | 0 | 0 | 0 | 0 | 0 | 0 | 0 | 0 | 0 | 0 | 0 | 0
F9_Commercial_OR - Miscellaneous_New_Water Heating_Natural Gas_Water Heater - Temperature Setback_A_Achievable Economic UCT Potential | F9 | Commercial | OR - Miscellaneous | New | Water Heating | Natural Gas | Water Heater - Temperature Setback | A | Cumulative Winter Peak Savings (MW) | Achievable Economic UCT Potential | 0 | 0 | 0 | 0 | 0 | 0 | 0 | 0 | 0 | 0 | 0 | 0 | 0 | 0 | 0 | 0 | 0 | 0 | 0 | 0 | 0 | 0 | 0 | 0 | 0 | 0 | 0
F10_Commercial_OR - Miscellaneous_New_Water Heating_Natural Gas_Water Heater - Temperature Setback_A_Achievable Economic UCT Potential | F10 | Commercial | OR - Miscellaneous | New | Water Heating | Natural Gas | Water Heater - Temperature Setback | A | Purchases (Incremental) | Achievable Economic UCT Potential | 0 | 0 | 0 | 0 | 0 | 0 | 0 | 0 | 0 | 0 | 0 | 0 | 0 | 0 | 0 | 0 | 0 | 0 | 0 | 0 | 0 | 0 | 0 | 0 | 0 | 0 | 0
F11_Commercial_OR - Miscellaneous_New_Water Heating_Natural Gas_Water Heater - Temperature Setback_A_Achievable Economic UCT Potential | F11 | Commercial | OR - Miscellaneous | New | Water Heating | Natural Gas | Water Heater - Temperature Setback | A | Purchases (Cumulative) | Achievable Economic UCT Potential | 0 | 0 | 0 | 0 | 0 | 0 | 0 | 0 | 0 | 0 | 0 | 0 | 0 | 0 | 0 | 0 | 0 | 0 | 0 | 0 | 0 | 0 | 0 | 0 | 0 | 0 | 0
F1_Commercial_OR - Miscellaneous_New_Water Heating_Natural Gas_Water Heater - Faucet Aerators_A_Achievable Economic UCT Potential | F1 | Commercial | OR - Miscellaneous | New | Water Heating | Natural Gas | Water Heater - Faucet Aerators | A | Integrated Unit Energy Savings (kWh or therms) | Achievable Economic UCT Potential | 0 | 0 | 0 | 0 | 0 | 0 | 0 | 0 | 0 | 0 | 0 | 0 | 0 | 0 | 0 | 0 | 0 | 0 | 0 | 0 | 0 | 0 | 0 | 0 | 0 | 0 | 0
F2_Commercial_OR - Miscellaneous_New_Water Heating_Natural Gas_Water Heater - Faucet Aerators_A_Achievable Economic UCT Potential | F2 | Commercial | OR - Miscellaneous | New | Water Heating | Natural Gas | Water Heater - Faucet Aerators | A | Integrated Unit Summer Peak Savings (kW) | Achievable Economic UCT Potential | 0 | 0 | 0 | 0 | 0 | 0 | 0 | 0 | 0 | 0 | 0 | 0 | 0 | 0 | 0 | 0 | 0 | 0 | 0 | 0 | 0 | 0 | 0 | 0 | 0 | 0 | 0
F3_Commercial_OR - Miscellaneous_New_Water Heating_Natural Gas_Water Heater - Faucet Aerators_A_Achievable Economic UCT Potential | F3 | Commercial | OR - Miscellaneous | New | Water Heating | Natural Gas | Water Heater - Faucet Aerators | A | Integrated Unit Winter Peak Savings (kW) | Achievable Economic UCT Potential | 0 | 0 | 0 | 0 | 0 | 0 | 0 | 0 | 0 | 0 | 0 | 0 | 0 | 0 | 0 | 0 | 0 | 0 | 0 | 0 | 0 | 0 | 0 | 0 | 0 | 0 | 0
F4_Commercial_OR - Miscellaneous_New_Water Heating_Natural Gas_Water Heater - Faucet Aerators_A_Achievable Economic UCT Potential | F4 | Commercial | OR - Miscellaneous | New | Water Heating | Natural Gas | Water Heater - Faucet Aerators | A | Incremental Energy Savings (MWh or mTherms) | Achievable Economic UCT Potential | 0 | 0 | 0 | 0 | 0 | 0 | 0 | 0 | 0 | 0 | 0 | 0 | 0 | 0 | 0 | 0 | 0 | 0 | 0 | 0 | 0 | 0 | 0 | 0 | 0 | 0 | 0
F5_Commercial_OR - Miscellaneous_New_Water Heating_Natural Gas_Water Heater - Faucet Aerators_A_Achievable Economic UCT Potential | F5 | Commercial | OR - Miscellaneous | New | Water Heating | Natural Gas | Water Heater - Faucet Aerators | A | Incremental Summer Peak Savings (MW) | Achievable Economic UCT Potential | 0 | 0 | 0 | 0 | 0 | 0 | 0 | 0 | 0 | 0 | 0 | 0 | 0 | 0 | 0 | 0 | 0 | 0 | 0 | 0 | 0 | 0 | 0 | 0 | 0 | 0 | 0
F6_Commercial_OR - Miscellaneous_New_Water Heating_Natural Gas_Water Heater - Faucet Aerators_A_Achievable Economic UCT Potential | F6 | Commercial | OR - Miscellaneous | New | Water Heating | Natural Gas | Water Heater - Faucet Aerators | A | Incremental Winter Peak Savings (MW) | Achievable Economic UCT Potential | 0 | 0 | 0 | 0 | 0 | 0 | 0 | 0 | 0 | 0 | 0 | 0 | 0 | 0 | 0 | 0 | 0 | 0 | 0 | 0 | 0 | 0 | 0 | 0 | 0 | 0 | 0
F7_Commercial_OR - Miscellaneous_New_Water Heating_Natural Gas_Water Heater - Faucet Aerators_A_Achievable Economic UCT Potential | F7 | Commercial | OR - Miscellaneous | New | Water Heating | Natural Gas | Water Heater - Faucet Aerators | A | Cumulative Energy Savings (MWh or mTherms) | Achievable Economic UCT Potential | 0 | 0 | 0 | 0 | 0 | 0 | 0 | 0 | 0 | 0 | 0 | 0 | 0 | 0 | 0 | 0 | 0 | 0 | 0 | 0 | 0 | 0 | 0 | 0 | 0 | 0 | 0
F8_Commercial_OR - Miscellaneous_New_Water Heating_Natural Gas_Water Heater - Faucet Aerators_A_Achievable Economic UCT Potential | F8 | Commercial | OR - Miscellaneous | New | Water Heating | Natural Gas | Water Heater - Faucet Aerators | A | Cumulative Summer Peak Savings (MW) | Achievable Economic UCT Potential | 0 | 0 | 0 | 0 | 0 | 0 | 0 | 0 | 0 | 0 | 0 | 0 | 0 | 0 | 0 | 0 | 0 | 0 | 0 | 0 | 0 | 0 | 0 | 0 | 0 | 0 | 0
F9_Commercial_OR - Miscellaneous_New_Water Heating_Natural Gas_Water Heater - Faucet Aerators_A_Achievable Economic UCT Potential | F9 | Commercial | OR - Miscellaneous | New | Water Heating | Natural Gas | Water Heater - Faucet Aerators | A | Cumulative Winter Peak Savings (MW) | Achievable Economic UCT Potential | 0 | 0 | 0 | 0 | 0 | 0 | 0 | 0 | 0 | 0 | 0 | 0 | 0 | 0 | 0 | 0 | 0 | 0 | 0 | 0 | 0 | 0 | 0 | 0 | 0 | 0 | 0
F10_Commercial_OR - Miscellaneous_New_Water Heating_Natural Gas_Water Heater - Faucet Aerators_A_Achievable Economic UCT Potential | F10 | Commercial | OR - Miscellaneous | New | Water Heating | Natural Gas | Water Heater - Faucet Aerators | A | Purchases (Incremental) | Achievable Economic UCT Potential | 0 | 0 | 0 | 0 | 0 | 0 | 0 | 0 | 0 | 0 | 0 | 0 | 0 | 0 | 0 | 0 | 0 | 0 | 0 | 0 | 0 | 0 | 0 | 0 | 0 | 0 | 0
F11_Commercial_OR - Miscellaneous_New_Water Heating_Natural Gas_Water Heater - Faucet Aerators_A_Achievable Economic UCT Potential | F11 | Commercial | OR - Miscellaneous | New | Water Heating | Natural Gas | Water Heater - Faucet Aerators | A | Purchases (Cumulative) | Achievable Economic UCT Potential | 0 | 0 | 0 | 0 | 0 | 0 | 0 | 0 | 0 | 0 | 0 | 0 | 0 | 0 | 0 | 0 | 0 | 0 | 0 | 0 | 0 | 0 | 0 | 0 | 0 | 0 | 0
F1_Commercial_OR - Miscellaneous_New_Water Heating_Natural Gas_Water Heater - Low-Flow Showerheads_A_Achievable Economic UCT Potential | F1 | Commercial | OR - Miscellaneous | New | Water Heating | Natural Gas | Water Heater - Low-Flow Showerheads | A | Integrated Unit Energy Savings (kWh or therms) | Achievable Economic UCT Potential | 0 | 0 | 0 | 0 | 0 | 0 | 0 | 0 | 0 | 0 | 0 | 0 | 0 | 0 | 0 | 0 | 0 | 0 | 0 | 0 | 0 | 0 | 0 | 0 | 0 | 0 | 0
F2_Commercial_OR - Miscellaneous_New_Water Heating_Natural Gas_Water Heater - Low-Flow Showerheads_A_Achievable Economic UCT Potential | F2 | Commercial | OR - Miscellaneous | New | Water Heating | Natural Gas | Water Heater - Low-Flow Showerheads | A | Integrated Unit Summer Peak Savings (kW) | Achievable Economic UCT Potential | 0 | 0 | 0 | 0 | 0 | 0 | 0 | 0 | 0 | 0 | 0 | 0 | 0 | 0 | 0 | 0 | 0 | 0 | 0 | 0 | 0 | 0 | 0 | 0 | 0 | 0 | 0
F3_Commercial_OR - Miscellaneous_New_Water Heating_Natural Gas_Water Heater - Low-Flow Showerheads_A_Achievable Economic UCT Potential | F3 | Commercial | OR - Miscellaneous | New | Water Heating | Natural Gas | Water Heater - Low-Flow Showerheads | A | Integrated Unit Winter Peak Savings (kW) | Achievable Economic UCT Potential | 0 | 0 | 0 | 0 | 0 | 0 | 0 | 0 | 0 | 0 | 0 | 0 | 0 | 0 | 0 | 0 | 0 | 0 | 0 | 0 | 0 | 0 | 0 | 0 | 0 | 0 | 0
F4_Commercial_OR - Miscellaneous_New_Water Heating_Natural Gas_Water Heater - Low-Flow Showerheads_A_Achievable Economic UCT Potential | F4 | Commercial | OR - Miscellaneous | New | Water Heating | Natural Gas | Water Heater - Low-Flow Showerheads | A | Incremental Energy Savings (MWh or mTherms) | Achievable Economic UCT Potential | 0 | 0 | 0 | 0 | 0 | 0 | 0 | 0 | 0 | 0 | 0 | 0 | 0 | 0 | 0 | 0 | 0 | 0 | 0 | 0 | 0 | 0 | 0 | 0 | 0 | 0 | 0
F5_Commercial_OR - Miscellaneous_New_Water Heating_Natural Gas_Water Heater - Low-Flow Showerheads_A_Achievable Economic UCT Potential | F5 | Commercial | OR - Miscellaneous | New | Water Heating | Natural Gas | Water Heater - Low-Flow Showerheads | A | Incremental Summer Peak Savings (MW) | Achievable Economic UCT Potential | 0 | 0 | 0 | 0 | 0 | 0 | 0 | 0 | 0 | 0 | 0 | 0 | 0 | 0 | 0 | 0 | 0 | 0 | 0 | 0 | 0 | 0 | 0 | 0 | 0 | 0 | 0
F6_Commercial_OR - Miscellaneous_New_Water Heating_Natural Gas_Water Heater - Low-Flow Showerheads_A_Achievable Economic UCT Potential | F6 | Commercial | OR - Miscellaneous | New | Water Heating | Natural Gas | Water Heater - Low-Flow Showerheads | A | Incremental Winter Peak Savings (MW) | Achievable Economic UCT Potential | 0 | 0 | 0 | 0 | 0 | 0 | 0 | 0 | 0 | 0 | 0 | 0 | 0 | 0 | 0 | 0 | 0 | 0 | 0 | 0 | 0 | 0 | 0 | 0 | 0 | 0 | 0
F7_Commercial_OR - Miscellaneous_New_Water Heating_Natural Gas_Water Heater - Low-Flow Showerheads_A_Achievable Economic UCT Potential | F7 | Commercial | OR - Miscellaneous | New | Water Heating | Natural Gas | Water Heater - Low-Flow Showerheads | A | Cumulative Energy Savings (MWh or mTherms) | Achievable Economic UCT Potential | 0 | 0 | 0 | 0 | 0 | 0 | 0 | 0 | 0 | 0 | 0 | 0 | 0 | 0 | 0 | 0 | 0 | 0 | 0 | 0 | 0 | 0 | 0 | 0 | 0 | 0 | 0
F8_Commercial_OR - Miscellaneous_New_Water Heating_Natural Gas_Water Heater - Low-Flow Showerheads_A_Achievable Economic UCT Potential | F8 | Commercial | OR - Miscellaneous | New | Water Heating | Natural Gas | Water Heater - Low-Flow Showerheads | A | Cumulative Summer Peak Savings (MW) | Achievable Economic UCT Potential | 0 | 0 | 0 | 0 | 0 | 0 | 0 | 0 | 0 | 0 | 0 | 0 | 0 | 0 | 0 | 0 | 0 | 0 | 0 | 0 | 0 | 0 | 0 | 0 | 0 | 0 | 0
F9_Commercial_OR - Miscellaneous_New_Water Heating_Natural Gas_Water Heater - Low-Flow Showerheads_A_Achievable Economic UCT Potential | F9 | Commercial | OR - Miscellaneous | New | Water Heating | Natural Gas | Water Heater - Low-Flow Showerheads | A | Cumulative Winter Peak Savings (MW) | Achievable Economic UCT Potential | 0 | 0 | 0 | 0 | 0 | 0 | 0 | 0 | 0 | 0 | 0 | 0 | 0 | 0 | 0 | 0 | 0 | 0 | 0 | 0 | 0 | 0 | 0 | 0 | 0 | 0 | 0
F10_Commercial_OR - Miscellaneous_New_Water Heating_Natural Gas_Water Heater - Low-Flow Showerheads_A_Achievable Economic UCT Potential | F10 | Commercial | OR - Miscellaneous | New | Water Heating | Natural Gas | Water Heater - Low-Flow Showerheads | A | Purchases (Incremental) | Achievable Economic UCT Potential | 0 | 0 | 0 | 0 | 0 | 0 | 0 | 0 | 0 | 0 | 0 | 0 | 0 | 0 | 0 | 0 | 0 | 0 | 0 | 0 | 0 | 0 | 0 | 0 | 0 | 0 | 0
F11_Commercial_OR - Miscellaneous_New_Water Heating_Natural Gas_Water Heater - Low-Flow Showerheads_A_Achievable Economic UCT Potential | F11 | Commercial | OR - Miscellaneous | New | Water Heating | Natural Gas | Water Heater - Low-Flow Showerheads | A | Purchases (Cumulative) | Achievable Economic UCT Potential | 0 | 0 | 0 | 0 | 0 | 0 | 0 | 0 | 0 | 0 | 0 | 0 | 0 | 0 | 0 | 0 | 0 | 0 | 0 | 0 | 0 | 0 | 0 | 0 | 0 | 0 | 0
F1_Commercial_OR - Miscellaneous_New_Water Heating_Natural Gas_Water Heater - Tank Blanket/Insulation_A_Achievable Economic UCT Potential | F1 | Commercial | OR - Miscellaneous | New | Water Heating | Natural Gas | Water Heater - Tank Blanket/Insulation | A | Integrated Unit Energy Savings (kWh or therms) | Achievable Economic UCT Potential | 0 | 0 | 0 | 0 | 0 | 0 | 0 | 0 | 0 | 0 | 0 | 0 | 0 | 0 | 0 | 0 | 0 | 0 | 0 | 0 | 0 | 0 | 0 | 0 | 0 | 0 | 0
F2_Commercial_OR - Miscellaneous_New_Water Heating_Natural Gas_Water Heater - Tank Blanket/Insulation_A_Achievable Economic UCT Potential | F2 | Commercial | OR - Miscellaneous | New | Water Heating | Natural Gas | Water Heater - Tank Blanket/Insulation | A | Integrated Unit Summer Peak Savings (kW) | Achievable Economic UCT Potential | 0 | 0 | 0 | 0 | 0 | 0 | 0 | 0 | 0 | 0 | 0 | 0 | 0 | 0 | 0 | 0 | 0 | 0 | 0 | 0 | 0 | 0 | 0 | 0 | 0 | 0 | 0
F3_Commercial_OR - Miscellaneous_New_Water Heating_Natural Gas_Water Heater - Tank Blanket/Insulation_A_Achievable Economic UCT Potential | F3 | Commercial | OR - Miscellaneous | New | Water Heating | Natural Gas | Water Heater - Tank Blanket/Insulation | A | Integrated Unit Winter Peak Savings (kW) | Achievable Economic UCT Potential | 0 | 0 | 0 | 0 | 0 | 0 | 0 | 0 | 0 | 0 | 0 | 0 | 0 | 0 | 0 | 0 | 0 | 0 | 0 | 0 | 0 | 0 | 0 | 0 | 0 | 0 | 0
F4_Commercial_OR - Miscellaneous_New_Water Heating_Natural Gas_Water Heater - Tank Blanket/Insulation_A_Achievable Economic UCT Potential | F4 | Commercial | OR - Miscellaneous | New | Water Heating | Natural Gas | Water Heater - Tank Blanket/Insulation | A | Incremental Energy Savings (MWh or mTherms) | Achievable Economic UCT Potential | 0 | 0 | 0 | 0 | 0 | 0 | 0 | 0 | 0 | 0 | 0 | 0 | 0 | 0 | 0 | 0 | 0 | 0 | 0 | 0 | 0 | 0 | 0 | 0 | 0 | 0 | 0
F5_Commercial_OR - Miscellaneous_New_Water Heating_Natural Gas_Water Heater - Tank Blanket/Insulation_A_Achievable Economic UCT Potential | F5 | Commercial | OR - Miscellaneous | New | Water Heating | Natural Gas | Water Heater - Tank Blanket/Insulation | A | Incremental Summer Peak Savings (MW) | Achievable Economic UCT Potential | 0 | 0 | 0 | 0 | 0 | 0 | 0 | 0 | 0 | 0 | 0 | 0 | 0 | 0 | 0 | 0 | 0 | 0 | 0 | 0 | 0 | 0 | 0 | 0 | 0 | 0 | 0
F6_Commercial_OR - Miscellaneous_New_Water Heating_Natural Gas_Water Heater - Tank Blanket/Insulation_A_Achievable Economic UCT Potential | F6 | Commercial | OR - Miscellaneous | New | Water Heating | Natural Gas | Water Heater - Tank Blanket/Insulation | A | Incremental Winter Peak Savings (MW) | Achievable Economic UCT Potential | 0 | 0 | 0 | 0 | 0 | 0 | 0 | 0 | 0 | 0 | 0 | 0 | 0 | 0 | 0 | 0 | 0 | 0 | 0 | 0 | 0 | 0 | 0 | 0 | 0 | 0 | 0
F7_Commercial_OR - Miscellaneous_New_Water Heating_Natural Gas_Water Heater - Tank Blanket/Insulation_A_Achievable Economic UCT Potential | F7 | Commercial | OR - Miscellaneous | New | Water Heating | Natural Gas | Water Heater - Tank Blanket/Insulation | A | Cumulative Energy Savings (MWh or mTherms) | Achievable Economic UCT Potential | 0 | 0 | 0 | 0 | 0 | 0 | 0 | 0 | 0 | 0 | 0 | 0 | 0 | 0 | 0 | 0 | 0 | 0 | 0 | 0 | 0 | 0 | 0 | 0 | 0 | 0 | 0
F8_Commercial_OR - Miscellaneous_New_Water Heating_Natural Gas_Water Heater - Tank Blanket/Insulation_A_Achievable Economic UCT Potential | F8 | Commercial | OR - Miscellaneous | New | Water Heating | Natural Gas | Water Heater - Tank Blanket/Insulation | A | Cumulative Summer Peak Savings (MW) | Achievable Economic UCT Potential | 0 | 0 | 0 | 0 | 0 | 0 | 0 | 0 | 0 | 0 | 0 | 0 | 0 | 0 | 0 | 0 | 0 | 0 | 0 | 0 | 0 | 0 | 0 | 0 | 0 | 0 | 0
F9_Commercial_OR - Miscellaneous_New_Water Heating_Natural Gas_Water Heater - Tank Blanket/Insulation_A_Achievable Economic UCT Potential | F9 | Commercial | OR - Miscellaneous | New | Water Heating | Natural Gas | Water Heater - Tank Blanket/Insulation | A | Cumulative Winter Peak Savings (MW) | Achievable Economic UCT Potential | 0 | 0 | 0 | 0 | 0 | 0 | 0 | 0 | 0 | 0 | 0 | 0 | 0 | 0 | 0 | 0 | 0 | 0 | 0 | 0 | 0 | 0 | 0 | 0 | 0 | 0 | 0
F10_Commercial_OR - Miscellaneous_New_Water Heating_Natural Gas_Water Heater - Tank Blanket/Insulation_A_Achievable Economic UCT Potential | F10 | Commercial | OR - Miscellaneous | New | Water Heating | Natural Gas | Water Heater - Tank Blanket/Insulation | A | Purchases (Incremental) | Achievable Economic UCT Potential | 0 | 0 | 0 | 0 | 0 | 0 | 0 | 0 | 0 | 0 | 0 | 0 | 0 | 0 | 0 | 0 | 0 | 0 | 0 | 0 | 0 | 0 | 0 | 0 | 0 | 0 | 0
F11_Commercial_OR - Miscellaneous_New_Water Heating_Natural Gas_Water Heater - Tank Blanket/Insulation_A_Achievable Economic UCT Potential | F11 | Commercial | OR - Miscellaneous | New | Water Heating | Natural Gas | Water Heater - Tank Blanket/Insulation | A | Purchases (Cumulative) | Achievable Economic UCT Potential | 0 | 0 | 0 | 0 | 0 | 0 | 0 | 0 | 0 | 0 | 0 | 0 | 0 | 0 | 0 | 0 | 0 | 0 | 0 | 0 | 0 | 0 | 0 | 0 | 0 | 0 | 0
F1_Commercial_OR - Miscellaneous_New_Water Heating_Natural Gas_Water Heater - Drainwater Heat Recovery_A_Achievable Economic UCT Potential | F1 | Commercial | OR - Miscellaneous | New | Water Heating | Natural Gas | Water Heater - Drainwater Heat Recovery | A | Integrated Unit Energy Savings (kWh or therms) | Achievable Economic UCT Potential | 0 | 0 | 0 | 0 | 0 | 0 | 0 | 0 | 0 | 0 | 0 | 0 | 0 | 0 | 0 | 0 | 0 | 0 | 0 | 0 | 0 | 0 | 0 | 0 | 0 | 0 | 0
F2_Commercial_OR - Miscellaneous_New_Water Heating_Natural Gas_Water Heater - Drainwater Heat Recovery_A_Achievable Economic UCT Potential | F2 | Commercial | OR - Miscellaneous | New | Water Heating | Natural Gas | Water Heater - Drainwater Heat Recovery | A | Integrated Unit Summer Peak Savings (kW) | Achievable Economic UCT Potential | 0 | 0 | 0 | 0 | 0 | 0 | 0 | 0 | 0 | 0 | 0 | 0 | 0 | 0 | 0 | 0 | 0 | 0 | 0 | 0 | 0 | 0 | 0 | 0 | 0 | 0 | 0
F3_Commercial_OR - Miscellaneous_New_Water Heating_Natural Gas_Water Heater - Drainwater Heat Recovery_A_Achievable Economic UCT Potential | F3 | Commercial | OR - Miscellaneous | New | Water Heating | Natural Gas | Water Heater - Drainwater Heat Recovery | A | Integrated Unit Winter Peak Savings (kW) | Achievable Economic UCT Potential | 0 | 0 | 0 | 0 | 0 | 0 | 0 | 0 | 0 | 0 | 0 | 0 | 0 | 0 | 0 | 0 | 0 | 0 | 0 | 0 | 0 | 0 | 0 | 0 | 0 | 0 | 0
F4_Commercial_OR - Miscellaneous_New_Water Heating_Natural Gas_Water Heater - Drainwater Heat Recovery_A_Achievable Economic UCT Potential | F4 | Commercial | OR - Miscellaneous | New | Water Heating | Natural Gas | Water Heater - Drainwater Heat Recovery | A | Incremental Energy Savings (MWh or mTherms) | Achievable Economic UCT Potential | 0 | 0 | 0 | 0 | 0 | 0 | 0 | 0 | 0 | 0 | 0 | 0 | 0 | 0 | 0 | 0 | 0 | 0 | 0 | 0 | 0 | 0 | 0 | 0 | 0 | 0 | 0
F5_Commercial_OR - Miscellaneous_New_Water Heating_Natural Gas_Water Heater - Drainwater Heat Recovery_A_Achievable Economic UCT Potential | F5 | Commercial | OR - Miscellaneous | New | Water Heating | Natural Gas | Water Heater - Drainwater Heat Recovery | A | Incremental Summer Peak Savings (MW) | Achievable Economic UCT Potential | 0 | 0 | 0 | 0 | 0 | 0 | 0 | 0 | 0 | 0 | 0 | 0 | 0 | 0 | 0 | 0 | 0 | 0 | 0 | 0 | 0 | 0 | 0 | 0 | 0 | 0 | 0
F6_Commercial_OR - Miscellaneous_New_Water Heating_Natural Gas_Water Heater - Drainwater Heat Recovery_A_Achievable Economic UCT Potential | F6 | Commercial | OR - Miscellaneous | New | Water Heating | Natural Gas | Water Heater - Drainwater Heat Recovery | A | Incremental Winter Peak Savings (MW) | Achievable Economic UCT Potential | 0 | 0 | 0 | 0 | 0 | 0 | 0 | 0 | 0 | 0 | 0 | 0 | 0 | 0 | 0 | 0 | 0 | 0 | 0 | 0 | 0 | 0 | 0 | 0 | 0 | 0 | 0
F7_Commercial_OR - Miscellaneous_New_Water Heating_Natural Gas_Water Heater - Drainwater Heat Recovery_A_Achievable Economic UCT Potential | F7 | Commercial | OR - Miscellaneous | New | Water Heating | Natural Gas | Water Heater - Drainwater Heat Recovery | A | Cumulative Energy Savings (MWh or mTherms) | Achievable Economic UCT Potential | 0 | 0 | 0 | 0 | 0 | 0 | 0 | 0 | 0 | 0 | 0 | 0 | 0 | 0 | 0 | 0 | 0 | 0 | 0 | 0 | 0 | 0 | 0 | 0 | 0 | 0 | 0
F8_Commercial_OR - Miscellaneous_New_Water Heating_Natural Gas_Water Heater - Drainwater Heat Recovery_A_Achievable Economic UCT Potential | F8 | Commercial | OR - Miscellaneous | New | Water Heating | Natural Gas | Water Heater - Drainwater Heat Recovery | A | Cumulative Summer Peak Savings (MW) | Achievable Economic UCT Potential | 0 | 0 | 0 | 0 | 0 | 0 | 0 | 0 | 0 | 0 | 0 | 0 | 0 | 0 | 0 | 0 | 0 | 0 | 0 | 0 | 0 | 0 | 0 | 0 | 0 | 0 | 0
F9_Commercial_OR - Miscellaneous_New_Water Heating_Natural Gas_Water Heater - Drainwater Heat Recovery_A_Achievable Economic UCT Potential | F9 | Commercial | OR - Miscellaneous | New | Water Heating | Natural Gas | Water Heater - Drainwater Heat Recovery | A | Cumulative Winter Peak Savings (MW) | Achievable Economic UCT Potential | 0 | 0 | 0 | 0 | 0 | 0 | 0 | 0 | 0 | 0 | 0 | 0 | 0 | 0 | 0 | 0 | 0 | 0 | 0 | 0 | 0 | 0 | 0 | 0 | 0 | 0 | 0
F10_Commercial_OR - Miscellaneous_New_Water Heating_Natural Gas_Water Heater - Drainwater Heat Recovery_A_Achievable Economic UCT Potential | F10 | Commercial | OR - Miscellaneous | New | Water Heating | Natural Gas | Water Heater - Drainwater Heat Recovery | A | Purchases (Incremental) | Achievable Economic UCT Potential | 0 | 0 | 0 | 0 | 0 | 0 | 0 | 0 | 0 | 0 | 0 | 0 | 0 | 0 | 0 | 0 | 0 | 0 | 0 | 0 | 0 | 0 | 0 | 0 | 0 | 0 | 0
F11_Commercial_OR - Miscellaneous_New_Water Heating_Natural Gas_Water Heater - Drainwater Heat Recovery_A_Achievable Economic UCT Potential | F11 | Commercial | OR - Miscellaneous | New | Water Heating | Natural Gas | Water Heater - Drainwater Heat Recovery | A | Purchases (Cumulative) | Achievable Economic UCT Potential | 0 | 0 | 0 | 0 | 0 | 0 | 0 | 0 | 0 | 0 | 0 | 0 | 0 | 0 | 0 | 0 | 0 | 0 | 0 | 0 | 0 | 0 | 0 | 0 | 0 | 0 | 0
F1_Commercial_OR - Miscellaneous_New_Water Heating_Natural Gas_Water Heater - Circulation Pump Controls_A_Achievable Economic UCT Potential | F1 | Commercial | OR - Miscellaneous | New | Water Heating | Natural Gas | Water Heater - Circulation Pump Controls | A | Integrated Unit Energy Savings (kWh or therms) | Achievable Economic UCT Potential | 0 | 0 | 0 | 0 | 0 | 0 | 0 | 0 | 0 | 0 | 0 | 0 | 0 | 0 | 0 | 0 | 0 | 0 | 0 | 0 | 0 | 0 | 0 | 0 | 0 | 0 | 0
F2_Commercial_OR - Miscellaneous_New_Water Heating_Natural Gas_Water Heater - Circulation Pump Controls_A_Achievable Economic UCT Potential | F2 | Commercial | OR - Miscellaneous | New | Water Heating | Natural Gas | Water Heater - Circulation Pump Controls | A | Integrated Unit Summer Peak Savings (kW) | Achievable Economic UCT Potential | 0 | 0 | 0 | 0 | 0 | 0 | 0 | 0 | 0 | 0 | 0 | 0 | 0 | 0 | 0 | 0 | 0 | 0 | 0 | 0 | 0 | 0 | 0 | 0 | 0 | 0 | 0
F3_Commercial_OR - Miscellaneous_New_Water Heating_Natural Gas_Water Heater - Circulation Pump Controls_A_Achievable Economic UCT Potential | F3 | Commercial | OR - Miscellaneous | New | Water Heating | Natural Gas | Water Heater - Circulation Pump Controls | A | Integrated Unit Winter Peak Savings (kW) | Achievable Economic UCT Potential | 0 | 0 | 0 | 0 | 0 | 0 | 0 | 0 | 0 | 0 | 0 | 0 | 0 | 0 | 0 | 0 | 0 | 0 | 0 | 0 | 0 | 0 | 0 | 0 | 0 | 0 | 0
F4_Commercial_OR - Miscellaneous_New_Water Heating_Natural Gas_Water Heater - Circulation Pump Controls_A_Achievable Economic UCT Potential | F4 | Commercial | OR - Miscellaneous | New | Water Heating | Natural Gas | Water Heater - Circulation Pump Controls | A | Incremental Energy Savings (MWh or mTherms) | Achievable Economic UCT Potential | 0 | 0 | 0 | 0 | 0 | 0 | 0 | 0 | 0 | 0 | 0 | 0 | 0 | 0 | 0 | 0 | 0 | 0 | 0 | 0 | 0 | 0 | 0 | 0 | 0 | 0 | 0
F5_Commercial_OR - Miscellaneous_New_Water Heating_Natural Gas_Water Heater - Circulation Pump Controls_A_Achievable Economic UCT Potential | F5 | Commercial | OR - Miscellaneous | New | Water Heating | Natural Gas | Water Heater - Circulation Pump Controls | A | Incremental Summer Peak Savings (MW) | Achievable Economic UCT Potential | 0 | 0 | 0 | 0 | 0 | 0 | 0 | 0 | 0 | 0 | 0 | 0 | 0 | 0 | 0 | 0 | 0 | 0 | 0 | 0 | 0 | 0 | 0 | 0 | 0 | 0 | 0
F6_Commercial_OR - Miscellaneous_New_Water Heating_Natural Gas_Water Heater - Circulation Pump Controls_A_Achievable Economic UCT Potential | F6 | Commercial | OR - Miscellaneous | New | Water Heating | Natural Gas | Water Heater - Circulation Pump Controls | A | Incremental Winter Peak Savings (MW) | Achievable Economic UCT Potential | 0 | 0 | 0 | 0 | 0 | 0 | 0 | 0 | 0 | 0 | 0 | 0 | 0 | 0 | 0 | 0 | 0 | 0 | 0 | 0 | 0 | 0 | 0 | 0 | 0 | 0 | 0
F7_Commercial_OR - Miscellaneous_New_Water Heating_Natural Gas_Water Heater - Circulation Pump Controls_A_Achievable Economic UCT Potential | F7 | Commercial | OR - Miscellaneous | New | Water Heating | Natural Gas | Water Heater - Circulation Pump Controls | A | Cumulative Energy Savings (MWh or mTherms) | Achievable Economic UCT Potential | 0 | 0 | 0 | 0 | 0 | 0 | 0 | 0 | 0 | 0 | 0 | 0 | 0 | 0 | 0 | 0 | 0 | 0 | 0 | 0 | 0 | 0 | 0 | 0 | 0 | 0 | 0
F8_Commercial_OR - Miscellaneous_New_Water Heating_Natural Gas_Water Heater - Circulation Pump Controls_A_Achievable Economic UCT Potential | F8 | Commercial | OR - Miscellaneous | New | Water Heating | Natural Gas | Water Heater - Circulation Pump Controls | A | Cumulative Summer Peak Savings (MW) | Achievable Economic UCT Potential | 0 | 0 | 0 | 0 | 0 | 0 | 0 | 0 | 0 | 0 | 0 | 0 | 0 | 0 | 0 | 0 | 0 | 0 | 0 | 0 | 0 | 0 | 0 | 0 | 0 | 0 | 0
F9_Commercial_OR - Miscellaneous_New_Water Heating_Natural Gas_Water Heater - Circulation Pump Controls_A_Achievable Economic UCT Potential | F9 | Commercial | OR - Miscellaneous | New | Water Heating | Natural Gas | Water Heater - Circulation Pump Controls | A | Cumulative Winter Peak Savings (MW) | Achievable Economic UCT Potential | 0 | 0 | 0 | 0 | 0 | 0 | 0 | 0 | 0 | 0 | 0 | 0 | 0 | 0 | 0 | 0 | 0 | 0 | 0 | 0 | 0 | 0 | 0 | 0 | 0 | 0 | 0
F10_Commercial_OR - Miscellaneous_New_Water Heating_Natural Gas_Water Heater - Circulation Pump Controls_A_Achievable Economic UCT Potential | F10 | Commercial | OR - Miscellaneous | New | Water Heating | Natural Gas | Water Heater - Circulation Pump Controls | A | Purchases (Incremental) | Achievable Economic UCT Potential | 0 | 0 | 0 | 0 | 0 | 0 | 0 | 0 | 0 | 0 | 0 | 0 | 0 | 0 | 0 | 0 | 0 | 0 | 0 | 0 | 0 | 0 | 0 | 0 | 0 | 0 | 0
F11_Commercial_OR - Miscellaneous_New_Water Heating_Natural Gas_Water Heater - Circulation Pump Controls_A_Achievable Economic UCT Potential | F11 | Commercial | OR - Miscellaneous | New | Water Heating | Natural Gas | Water Heater - Circulation Pump Controls | A | Purchases (Cumulative) | Achievable Economic UCT Potential | 0 | 0 | 0 | 0 | 0 | 0 | 0 | 0 | 0 | 0 | 0 | 0 | 0 | 0 | 0 | 0 | 0 | 0 | 0 | 0 | 0 | 0 | 0 | 0 | 0 | 0 | 0
F1_Commercial_OR - Miscellaneous_New_Water Heating_Natural Gas_Water Heater - Pipe Insulation_A_Achievable Economic UCT Potential | F1 | Commercial | OR - Miscellaneous | New | Water Heating | Natural Gas | Water Heater - Pipe Insulation | A | Integrated Unit Energy Savings (kWh or therms) | Achievable Economic UCT Potential | 0 | 0 | 0 | 0 | 0 | 0 | 0 | 0 | 0 | 0 | 0 | 0 | 0 | 0 | 0 | 0 | 0 | 0 | 0 | 0 | 0 | 0 | 0 | 0 | 0 | 0 | 0
F2_Commercial_OR - Miscellaneous_New_Water Heating_Natural Gas_Water Heater - Pipe Insulation_A_Achievable Economic UCT Potential | F2 | Commercial | OR - Miscellaneous | New | Water Heating | Natural Gas | Water Heater - Pipe Insulation | A | Integrated Unit Summer Peak Savings (kW) | Achievable Economic UCT Potential | 0 | 0 | 0 | 0 | 0 | 0 | 0 | 0 | 0 | 0 | 0 | 0 | 0 | 0 | 0 | 0 | 0 | 0 | 0 | 0 | 0 | 0 | 0 | 0 | 0 | 0 | 0
F3_Commercial_OR - Miscellaneous_New_Water Heating_Natural Gas_Water Heater - Pipe Insulation_A_Achievable Economic UCT Potential | F3 | Commercial | OR - Miscellaneous | New | Water Heating | Natural Gas | Water Heater - Pipe Insulation | A | Integrated Unit Winter Peak Savings (kW) | Achievable Economic UCT Potential | 0 | 0 | 0 | 0 | 0 | 0 | 0 | 0 | 0 | 0 | 0 | 0 | 0 | 0 | 0 | 0 | 0 | 0 | 0 | 0 | 0 | 0 | 0 | 0 | 0 | 0 | 0
F4_Commercial_OR - Miscellaneous_New_Water Heating_Natural Gas_Water Heater - Pipe Insulation_A_Achievable Economic UCT Potential | F4 | Commercial | OR - Miscellaneous | New | Water Heating | Natural Gas | Water Heater - Pipe Insulation | A | Incremental Energy Savings (MWh or mTherms) | Achievable Economic UCT Potential | 0 | 0 | 0 | 0 | 0 | 0 | 0 | 0 | 0 | 0 | 0 | 0 | 0 | 0 | 0 | 0 | 0 | 0 | 0 | 0 | 0 | 0 | 0 | 0 | 0 | 0 | 0
F5_Commercial_OR - Miscellaneous_New_Water Heating_Natural Gas_Water Heater - Pipe Insulation_A_Achievable Economic UCT Potential | F5 | Commercial | OR - Miscellaneous | New | Water Heating | Natural Gas | Water Heater - Pipe Insulation | A | Incremental Summer Peak Savings (MW) | Achievable Economic UCT Potential | 0 | 0 | 0 | 0 | 0 | 0 | 0 | 0 | 0 | 0 | 0 | 0 | 0 | 0 | 0 | 0 | 0 | 0 | 0 | 0 | 0 | 0 | 0 | 0 | 0 | 0 | 0
F6_Commercial_OR - Miscellaneous_New_Water Heating_Natural Gas_Water Heater - Pipe Insulation_A_Achievable Economic UCT Potential | F6 | Commercial | OR - Miscellaneous | New | Water Heating | Natural Gas | Water Heater - Pipe Insulation | A | Incremental Winter Peak Savings (MW) | Achievable Economic UCT Potential | 0 | 0 | 0 | 0 | 0 | 0 | 0 | 0 | 0 | 0 | 0 | 0 | 0 | 0 | 0 | 0 | 0 | 0 | 0 | 0 | 0 | 0 | 0 | 0 | 0 | 0 | 0
F7_Commercial_OR - Miscellaneous_New_Water Heating_Natural Gas_Water Heater - Pipe Insulation_A_Achievable Economic UCT Potential | F7 | Commercial | OR - Miscellaneous | New | Water Heating | Natural Gas | Water Heater - Pipe Insulation | A | Cumulative Energy Savings (MWh or mTherms) | Achievable Economic UCT Potential | 0 | 0 | 0 | 0 | 0 | 0 | 0 | 0 | 0 | 0 | 0 | 0 | 0 | 0 | 0 | 0 | 0 | 0 | 0 | 0 | 0 | 0 | 0 | 0 | 0 | 0 | 0
F8_Commercial_OR - Miscellaneous_New_Water Heating_Natural Gas_Water Heater - Pipe Insulation_A_Achievable Economic UCT Potential | F8 | Commercial | OR - Miscellaneous | New | Water Heating | Natural Gas | Water Heater - Pipe Insulation | A | Cumulative Summer Peak Savings (MW) | Achievable Economic UCT Potential | 0 | 0 | 0 | 0 | 0 | 0 | 0 | 0 | 0 | 0 | 0 | 0 | 0 | 0 | 0 | 0 | 0 | 0 | 0 | 0 | 0 | 0 | 0 | 0 | 0 | 0 | 0
F9_Commercial_OR - Miscellaneous_New_Water Heating_Natural Gas_Water Heater - Pipe Insulation_A_Achievable Economic UCT Potential | F9 | Commercial | OR - Miscellaneous | New | Water Heating | Natural Gas | Water Heater - Pipe Insulation | A | Cumulative Winter Peak Savings (MW) | Achievable Economic UCT Potential | 0 | 0 | 0 | 0 | 0 | 0 | 0 | 0 | 0 | 0 | 0 | 0 | 0 | 0 | 0 | 0 | 0 | 0 | 0 | 0 | 0 | 0 | 0 | 0 | 0 | 0 | 0
F10_Commercial_OR - Miscellaneous_New_Water Heating_Natural Gas_Water Heater - Pipe Insulation_A_Achievable Economic UCT Potential | F10 | Commercial | OR - Miscellaneous | New | Water Heating | Natural Gas | Water Heater - Pipe Insulation | A | Purchases (Incremental) | Achievable Economic UCT Potential | 0 | 0 | 0 | 0 | 0 | 0 | 0 | 0 | 0 | 0 | 0 | 0 | 0 | 0 | 0 | 0 | 0 | 0 | 0 | 0 | 0 | 0 | 0 | 0 | 0 | 0 | 0
F11_Commercial_OR - Miscellaneous_New_Water Heating_Natural Gas_Water Heater - Pipe Insulation_A_Achievable Economic UCT Potential | F11 | Commercial | OR - Miscellaneous | New | Water Heating | Natural Gas | Water Heater - Pipe Insulation | A | Purchases (Cumulative) | Achievable Economic UCT Potential | 0 | 0 | 0 | 0 | 0 | 0 | 0 | 0 | 0 | 0 | 0 | 0 | 0 | 0 | 0 | 0 | 0 | 0 | 0 | 0 | 0 | 0 | 0 | 0 | 0 | 0 | 0
F1_Commercial_OR - Miscellaneous_New_Water Heating_Natural Gas_Water Heater - Motion Control Faucet_A_Achievable Economic UCT Potential | F1 | Commercial | OR - Miscellaneous | New | Water Heating | Natural Gas | Water Heater - Motion Control Faucet | A | Integrated Unit Energy Savings (kWh or therms) | Achievable Economic UCT Potential | 0 | 0 | 0 | 0 | 0 | 0 | 0 | 0 | 0 | 0 | 0 | 0 | 0 | 0 | 0 | 0 | 0 | 0 | 0 | 0 | 0 | 0 | 0 | 0 | 0 | 0 | 0
F2_Commercial_OR - Miscellaneous_New_Water Heating_Natural Gas_Water Heater - Motion Control Faucet_A_Achievable Economic UCT Potential | F2 | Commercial | OR - Miscellaneous | New | Water Heating | Natural Gas | Water Heater - Motion Control Faucet | A | Integrated Unit Summer Peak Savings (kW) | Achievable Economic UCT Potential | 0 | 0 | 0 | 0 | 0 | 0 | 0 | 0 | 0 | 0 | 0 | 0 | 0 | 0 | 0 | 0 | 0 | 0 | 0 | 0 | 0 | 0 | 0 | 0 | 0 | 0 | 0
F3_Commercial_OR - Miscellaneous_New_Water Heating_Natural Gas_Water Heater - Motion Control Faucet_A_Achievable Economic UCT Potential | F3 | Commercial | OR - Miscellaneous | New | Water Heating | Natural Gas | Water Heater - Motion Control Faucet | A | Integrated Unit Winter Peak Savings (kW) | Achievable Economic UCT Potential | 0 | 0 | 0 | 0 | 0 | 0 | 0 | 0 | 0 | 0 | 0 | 0 | 0 | 0 | 0 | 0 | 0 | 0 | 0 | 0 | 0 | 0 | 0 | 0 | 0 | 0 | 0
F4_Commercial_OR - Miscellaneous_New_Water Heating_Natural Gas_Water Heater - Motion Control Faucet_A_Achievable Economic UCT Potential | F4 | Commercial | OR - Miscellaneous | New | Water Heating | Natural Gas | Water Heater - Motion Control Faucet | A | Incremental Energy Savings (MWh or mTherms) | Achievable Economic UCT Potential | 0 | 0 | 0 | 0 | 0 | 0 | 0 | 0 | 0 | 0 | 0 | 0 | 0 | 0 | 0 | 0 | 0 | 0 | 0 | 0 | 0 | 0 | 0 | 0 | 0 | 0 | 0
F5_Commercial_OR - Miscellaneous_New_Water Heating_Natural Gas_Water Heater - Motion Control Faucet_A_Achievable Economic UCT Potential | F5 | Commercial | OR - Miscellaneous | New | Water Heating | Natural Gas | Water Heater - Motion Control Faucet | A | Incremental Summer Peak Savings (MW) | Achievable Economic UCT Potential | 0 | 0 | 0 | 0 | 0 | 0 | 0 | 0 | 0 | 0 | 0 | 0 | 0 | 0 | 0 | 0 | 0 | 0 | 0 | 0 | 0 | 0 | 0 | 0 | 0 | 0 | 0
F6_Commercial_OR - Miscellaneous_New_Water Heating_Natural Gas_Water Heater - Motion Control Faucet_A_Achievable Economic UCT Potential | F6 | Commercial | OR - Miscellaneous | New | Water Heating | Natural Gas | Water Heater - Motion Control Faucet | A | Incremental Winter Peak Savings (MW) | Achievable Economic UCT Potential | 0 | 0 | 0 | 0 | 0 | 0 | 0 | 0 | 0 | 0 | 0 | 0 | 0 | 0 | 0 | 0 | 0 | 0 | 0 | 0 | 0 | 0 | 0 | 0 | 0 | 0 | 0
F7_Commercial_OR - Miscellaneous_New_Water Heating_Natural Gas_Water Heater - Motion Control Faucet_A_Achievable Economic UCT Potential | F7 | Commercial | OR - Miscellaneous | New | Water Heating | Natural Gas | Water Heater - Motion Control Faucet | A | Cumulative Energy Savings (MWh or mTherms) | Achievable Economic UCT Potential | 0 | 0 | 0 | 0 | 0 | 0 | 0 | 0 | 0 | 0 | 0 | 0 | 0 | 0 | 0 | 0 | 0 | 0 | 0 | 0 | 0 | 0 | 0 | 0 | 0 | 0 | 0
F8_Commercial_OR - Miscellaneous_New_Water Heating_Natural Gas_Water Heater - Motion Control Faucet_A_Achievable Economic UCT Potential | F8 | Commercial | OR - Miscellaneous | New | Water Heating | Natural Gas | Water Heater - Motion Control Faucet | A | Cumulative Summer Peak Savings (MW) | Achievable Economic UCT Potential | 0 | 0 | 0 | 0 | 0 | 0 | 0 | 0 | 0 | 0 | 0 | 0 | 0 | 0 | 0 | 0 | 0 | 0 | 0 | 0 | 0 | 0 | 0 | 0 | 0 | 0 | 0
F9_Commercial_OR - Miscellaneous_New_Water Heating_Natural Gas_Water Heater - Motion Control Faucet_A_Achievable Economic UCT Potential | F9 | Commercial | OR - Miscellaneous | New | Water Heating | Natural Gas | Water Heater - Motion Control Faucet | A | Cumulative Winter Peak Savings (MW) | Achievable Economic UCT Potential | 0 | 0 | 0 | 0 | 0 | 0 | 0 | 0 | 0 | 0 | 0 | 0 | 0 | 0 | 0 | 0 | 0 | 0 | 0 | 0 | 0 | 0 | 0 | 0 | 0 | 0 | 0
F10_Commercial_OR - Miscellaneous_New_Water Heating_Natural Gas_Water Heater - Motion Control Faucet_A_Achievable Economic UCT Potential | F10 | Commercial | OR - Miscellaneous | New | Water Heating | Natural Gas | Water Heater - Motion Control Faucet | A | Purchases (Incremental) | Achievable Economic UCT Potential | 0 | 0 | 0 | 0 | 0 | 0 | 0 | 0 | 0 | 0 | 0 | 0 | 0 | 0 | 0 | 0 | 0 | 0 | 0 | 0 | 0 | 0 | 0 | 0 | 0 | 0 | 0
F11_Commercial_OR - Miscellaneous_New_Water Heating_Natural Gas_Water Heater - Motion Control Faucet_A_Achievable Economic UCT Potential | F11 | Commercial | OR - Miscellaneous | New | Water Heating | Natural Gas | Water Heater - Motion Control Faucet | A | Purchases (Cumulative) | Achievable Economic UCT Potential | 0 | 0 | 0 | 0 | 0 | 0 | 0 | 0 | 0 | 0 | 0 | 0 | 0 | 0 | 0 | 0 | 0 | 0 | 0 | 0 | 0 | 0 | 0 | 0 | 0 | 0 | 0
F1_Commercial_OR - Miscellaneous_New_Water Heating_Natural Gas_Water Heater - Solar System_A_Achievable Economic UCT Potential | F1 | Commercial | OR - Miscellaneous | New | Water Heating | Natural Gas | Water Heater - Solar System | A | Integrated Unit Energy Savings (kWh or therms) | Achievable Economic UCT Potential | 0 | 0 | 0 | 0 | 0 | 0 | 0 | 0 | 0 | 0 | 0 | 0 | 0 | 0 | 0 | 0 | 0 | 0 | 0 | 0 | 0 | 0 | 0 | 0 | 0 | 0 | 0
F2_Commercial_OR - Miscellaneous_New_Water Heating_Natural Gas_Water Heater - Solar System_A_Achievable Economic UCT Potential | F2 | Commercial | OR - Miscellaneous | New | Water Heating | Natural Gas | Water Heater - Solar System | A | Integrated Unit Summer Peak Savings (kW) | Achievable Economic UCT Potential | 0 | 0 | 0 | 0 | 0 | 0 | 0 | 0 | 0 | 0 | 0 | 0 | 0 | 0 | 0 | 0 | 0 | 0 | 0 | 0 | 0 | 0 | 0 | 0 | 0 | 0 | 0
F3_Commercial_OR - Miscellaneous_New_Water Heating_Natural Gas_Water Heater - Solar System_A_Achievable Economic UCT Potential | F3 | Commercial | OR - Miscellaneous | New | Water Heating | Natural Gas | Water Heater - Solar System | A | Integrated Unit Winter Peak Savings (kW) | Achievable Economic UCT Potential | 0 | 0 | 0 | 0 | 0 | 0 | 0 | 0 | 0 | 0 | 0 | 0 | 0 | 0 | 0 | 0 | 0 | 0 | 0 | 0 | 0 | 0 | 0 | 0 | 0 | 0 | 0
F4_Commercial_OR - Miscellaneous_New_Water Heating_Natural Gas_Water Heater - Solar System_A_Achievable Economic UCT Potential | F4 | Commercial | OR - Miscellaneous | New | Water Heating | Natural Gas | Water Heater - Solar System | A | Incremental Energy Savings (MWh or mTherms) | Achievable Economic UCT Potential | 0 | 0 | 0 | 0 | 0 | 0 | 0 | 0 | 0 | 0 | 0 | 0 | 0 | 0 | 0 | 0 | 0 | 0 | 0 | 0 | 0 | 0 | 0 | 0 | 0 | 0 | 0
F5_Commercial_OR - Miscellaneous_New_Water Heating_Natural Gas_Water Heater - Solar System_A_Achievable Economic UCT Potential | F5 | Commercial | OR - Miscellaneous | New | Water Heating | Natural Gas | Water Heater - Solar System | A | Incremental Summer Peak Savings (MW) | Achievable Economic UCT Potential | 0 | 0 | 0 | 0 | 0 | 0 | 0 | 0 | 0 | 0 | 0 | 0 | 0 | 0 | 0 | 0 | 0 | 0 | 0 | 0 | 0 | 0 | 0 | 0 | 0 | 0 | 0
F6_Commercial_OR - Miscellaneous_New_Water Heating_Natural Gas_Water Heater - Solar System_A_Achievable Economic UCT Potential | F6 | Commercial | OR - Miscellaneous | New | Water Heating | Natural Gas | Water Heater - Solar System | A | Incremental Winter Peak Savings (MW) | Achievable Economic UCT Potential | 0 | 0 | 0 | 0 | 0 | 0 | 0 | 0 | 0 | 0 | 0 | 0 | 0 | 0 | 0 | 0 | 0 | 0 | 0 | 0 | 0 | 0 | 0 | 0 | 0 | 0 | 0
F7_Commercial_OR - Miscellaneous_New_Water Heating_Natural Gas_Water Heater - Solar System_A_Achievable Economic UCT Potential | F7 | Commercial | OR - Miscellaneous | New | Water Heating | Natural Gas | Water Heater - Solar System | A | Cumulative Energy Savings (MWh or mTherms) | Achievable Economic UCT Potential | 0 | 0 | 0 | 0 | 0 | 0 | 0 | 0 | 0 | 0 | 0 | 0 | 0 | 0 | 0 | 0 | 0 | 0 | 0 | 0 | 0 | 0 | 0 | 0 | 0 | 0 | 0
F8_Commercial_OR - Miscellaneous_New_Water Heating_Natural Gas_Water Heater - Solar System_A_Achievable Economic UCT Potential | F8 | Commercial | OR - Miscellaneous | New | Water Heating | Natural Gas | Water Heater - Solar System | A | Cumulative Summer Peak Savings (MW) | Achievable Economic UCT Potential | 0 | 0 | 0 | 0 | 0 | 0 | 0 | 0 | 0 | 0 | 0 | 0 | 0 | 0 | 0 | 0 | 0 | 0 | 0 | 0 | 0 | 0 | 0 | 0 | 0 | 0 | 0
F9_Commercial_OR - Miscellaneous_New_Water Heating_Natural Gas_Water Heater - Solar System_A_Achievable Economic UCT Potential | F9 | Commercial | OR - Miscellaneous | New | Water Heating | Natural Gas | Water Heater - Solar System | A | Cumulative Winter Peak Savings (MW) | Achievable Economic UCT Potential | 0 | 0 | 0 | 0 | 0 | 0 | 0 | 0 | 0 | 0 | 0 | 0 | 0 | 0 | 0 | 0 | 0 | 0 | 0 | 0 | 0 | 0 | 0 | 0 | 0 | 0 | 0
F10_Commercial_OR - Miscellaneous_New_Water Heating_Natural Gas_Water Heater - Solar System_A_Achievable Economic UCT Potential | F10 | Commercial | OR - Miscellaneous | New | Water Heating | Natural Gas | Water Heater - Solar System | A | Purchases (Incremental) | Achievable Economic UCT Potential | 0 | 0 | 0 | 0 | 0 | 0 | 0 | 0 | 0 | 0 | 0 | 0 | 0 | 0 | 0 | 0 | 0 | 0 | 0 | 0 | 0 | 0 | 0 | 0 | 0 | 0 | 0
F11_Commercial_OR - Miscellaneous_New_Water Heating_Natural Gas_Water Heater - Solar System_A_Achievable Economic UCT Potential | F11 | Commercial | OR - Miscellaneous | New | Water Heating | Natural Gas | Water Heater - Solar System | A | Purchases (Cumulative) | Achievable Economic UCT Potential | 0 | 0 | 0 | 0 | 0 | 0 | 0 | 0 | 0 | 0 | 0 | 0 | 0 | 0 | 0 | 0 | 0 | 0 | 0 | 0 | 0 | 0 | 0 | 0 | 0 | 0 | 0
F1_Commercial_OR - Miscellaneous_New_Water Heating_Natural Gas_Commercial Laundry - Ozone Treatment_A_Achievable Economic UCT Potential | F1 | Commercial | OR - Miscellaneous | New | Water Heating | Natural Gas | Commercial Laundry - Ozone Treatment | A | Integrated Unit Energy Savings (kWh or therms) | Achievable Economic UCT Potential | 0 | 0 | 0 | 0 | 0 | 0 | 0 | 0 | 0 | 0 | 0 | 0 | 0 | 0 | 0 | 0 | 0 | 0 | 0 | 0 | 0 | 0 | 0 | 0 | 0 | 0 | 0
F2_Commercial_OR - Miscellaneous_New_Water Heating_Natural Gas_Commercial Laundry - Ozone Treatment_A_Achievable Economic UCT Potential | F2 | Commercial | OR - Miscellaneous | New | Water Heating | Natural Gas | Commercial Laundry - Ozone Treatment | A | Integrated Unit Summer Peak Savings (kW) | Achievable Economic UCT Potential | 0 | 0 | 0 | 0 | 0 | 0 | 0 | 0 | 0 | 0 | 0 | 0 | 0 | 0 | 0 | 0 | 0 | 0 | 0 | 0 | 0 | 0 | 0 | 0 | 0 | 0 | 0
F3_Commercial_OR - Miscellaneous_New_Water Heating_Natural Gas_Commercial Laundry - Ozone Treatment_A_Achievable Economic UCT Potential | F3 | Commercial | OR - Miscellaneous | New | Water Heating | Natural Gas | Commercial Laundry - Ozone Treatment | A | Integrated Unit Winter Peak Savings (kW) | Achievable Economic UCT Potential | 0 | 0 | 0 | 0 | 0 | 0 | 0 | 0 | 0 | 0 | 0 | 0 | 0 | 0 | 0 | 0 | 0 | 0 | 0 | 0 | 0 | 0 | 0 | 0 | 0 | 0 | 0
F4_Commercial_OR - Miscellaneous_New_Water Heating_Natural Gas_Commercial Laundry - Ozone Treatment_A_Achievable Economic UCT Potential | F4 | Commercial | OR - Miscellaneous | New | Water Heating | Natural Gas | Commercial Laundry - Ozone Treatment | A | Incremental Energy Savings (MWh or mTherms) | Achievable Economic UCT Potential | 0 | 0 | 0 | 0 | 0 | 0 | 0 | 0 | 0 | 0 | 0 | 0 | 0 | 0 | 0 | 0 | 0 | 0 | 0 | 0 | 0 | 0 | 0 | 0 | 0 | 0 | 0
F5_Commercial_OR - Miscellaneous_New_Water Heating_Natural Gas_Commercial Laundry - Ozone Treatment_A_Achievable Economic UCT Potential | F5 | Commercial | OR - Miscellaneous | New | Water Heating | Natural Gas | Commercial Laundry - Ozone Treatment | A | Incremental Summer Peak Savings (MW) | Achievable Economic UCT Potential | 0 | 0 | 0 | 0 | 0 | 0 | 0 | 0 | 0 | 0 | 0 | 0 | 0 | 0 | 0 | 0 | 0 | 0 | 0 | 0 | 0 | 0 | 0 | 0 | 0 | 0 | 0
F6_Commercial_OR - Miscellaneous_New_Water Heating_Natural Gas_Commercial Laundry - Ozone Treatment_A_Achievable Economic UCT Potential | F6 | Commercial | OR - Miscellaneous | New | Water Heating | Natural Gas | Commercial Laundry - Ozone Treatment | A | Incremental Winter Peak Savings (MW) | Achievable Economic UCT Potential | 0 | 0 | 0 | 0 | 0 | 0 | 0 | 0 | 0 | 0 | 0 | 0 | 0 | 0 | 0 | 0 | 0 | 0 | 0 | 0 | 0 | 0 | 0 | 0 | 0 | 0 | 0
F7_Commercial_OR - Miscellaneous_New_Water Heating_Natural Gas_Commercial Laundry - Ozone Treatment_A_Achievable Economic UCT Potential | F7 | Commercial | OR - Miscellaneous | New | Water Heating | Natural Gas | Commercial Laundry - Ozone Treatment | A | Cumulative Energy Savings (MWh or mTherms) | Achievable Economic UCT Potential | 0 | 0 | 0 | 0 | 0 | 0 | 0 | 0 | 0 | 0 | 0 | 0 | 0 | 0 | 0 | 0 | 0 | 0 | 0 | 0 | 0 | 0 | 0 | 0 | 0 | 0 | 0
F8_Commercial_OR - Miscellaneous_New_Water Heating_Natural Gas_Commercial Laundry - Ozone Treatment_A_Achievable Economic UCT Potential | F8 | Commercial | OR - Miscellaneous | New | Water Heating | Natural Gas | Commercial Laundry - Ozone Treatment | A | Cumulative Summer Peak Savings (MW) | Achievable Economic UCT Potential | 0 | 0 | 0 | 0 | 0 | 0 | 0 | 0 | 0 | 0 | 0 | 0 | 0 | 0 | 0 | 0 | 0 | 0 | 0 | 0 | 0 | 0 | 0 | 0 | 0 | 0 | 0
F9_Commercial_OR - Miscellaneous_New_Water Heating_Natural Gas_Commercial Laundry - Ozone Treatment_A_Achievable Economic UCT Potential | F9 | Commercial | OR - Miscellaneous | New | Water Heating | Natural Gas | Commercial Laundry - Ozone Treatment | A | Cumulative Winter Peak Savings (MW) | Achievable Economic UCT Potential | 0 | 0 | 0 | 0 | 0 | 0 | 0 | 0 | 0 | 0 | 0 | 0 | 0 | 0 | 0 | 0 | 0 | 0 | 0 | 0 | 0 | 0 | 0 | 0 | 0 | 0 | 0
F10_Commercial_OR - Miscellaneous_New_Water Heating_Natural Gas_Commercial Laundry - Ozone Treatment_A_Achievable Economic UCT Potential | F10 | Commercial | OR - Miscellaneous | New | Water Heating | Natural Gas | Commercial Laundry - Ozone Treatment | A | Purchases (Incremental) | Achievable Economic UCT Potential | 0 | 0 | 0 | 0 | 0 | 0 | 0 | 0 | 0 | 0 | 0 | 0 | 0 | 0 | 0 | 0 | 0 | 0 | 0 | 0 | 0 | 0 | 0 | 0 | 0 | 0 | 0
F11_Commercial_OR - Miscellaneous_New_Water Heating_Natural Gas_Commercial Laundry - Ozone Treatment_A_Achievable Economic UCT Potential | F11 | Commercial | OR - Miscellaneous | New | Water Heating | Natural Gas | Commercial Laundry - Ozone Treatment | A | Purchases (Cumulative) | Achievable Economic UCT Potential | 0 | 0 | 0 | 0 | 0 | 0 | 0 | 0 | 0 | 0 | 0 | 0 | 0 | 0 | 0 | 0 | 0 | 0 | 0 | 0 | 0 | 0 | 0 | 0 | 0 | 0 | 0
F1_Commercial_OR - Miscellaneous_New_Water Heating_Natural Gas_Commercial Laundry - ENERGY STAR Washer_A_Achievable Economic UCT Potential | F1 | Commercial | OR - Miscellaneous | New | Water Heating | Natural Gas | Commercial Laundry - ENERGY STAR Washer | A | Integrated Unit Energy Savings (kWh or therms) | Achievable Economic UCT Potential | 0 | 0 | 0 | 0 | 0 | 0 | 0 | 0 | 0 | 0 | 0 | 0 | 0 | 0 | 0 | 0 | 0 | 0 | 0 | 0 | 0 | 0 | 0 | 0 | 0 | 0 | 0
F2_Commercial_OR - Miscellaneous_New_Water Heating_Natural Gas_Commercial Laundry - ENERGY STAR Washer_A_Achievable Economic UCT Potential | F2 | Commercial | OR - Miscellaneous | New | Water Heating | Natural Gas | Commercial Laundry - ENERGY STAR Washer | A | Integrated Unit Summer Peak Savings (kW) | Achievable Economic UCT Potential | 0 | 0 | 0 | 0 | 0 | 0 | 0 | 0 | 0 | 0 | 0 | 0 | 0 | 0 | 0 | 0 | 0 | 0 | 0 | 0 | 0 | 0 | 0 | 0 | 0 | 0 | 0
F3_Commercial_OR - Miscellaneous_New_Water Heating_Natural Gas_Commercial Laundry - ENERGY STAR Washer_A_Achievable Economic UCT Potential | F3 | Commercial | OR - Miscellaneous | New | Water Heating | Natural Gas | Commercial Laundry - ENERGY STAR Washer | A | Integrated Unit Winter Peak Savings (kW) | Achievable Economic UCT Potential | 0 | 0 | 0 | 0 | 0 | 0 | 0 | 0 | 0 | 0 | 0 | 0 | 0 | 0 | 0 | 0 | 0 | 0 | 0 | 0 | 0 | 0 | 0 | 0 | 0 | 0 | 0
F4_Commercial_OR - Miscellaneous_New_Water Heating_Natural Gas_Commercial Laundry - ENERGY STAR Washer_A_Achievable Economic UCT Potential | F4 | Commercial | OR - Miscellaneous | New | Water Heating | Natural Gas | Commercial Laundry - ENERGY STAR Washer | A | Incremental Energy Savings (MWh or mTherms) | Achievable Economic UCT Potential | 0 | 0 | 0 | 0 | 0 | 0 | 0 | 0 | 0 | 0 | 0 | 0 | 0 | 0 | 0 | 0 | 0 | 0 | 0 | 0 | 0 | 0 | 0 | 0 | 0 | 0 | 0
F5_Commercial_OR - Miscellaneous_New_Water Heating_Natural Gas_Commercial Laundry - ENERGY STAR Washer_A_Achievable Economic UCT Potential | F5 | Commercial | OR - Miscellaneous | New | Water Heating | Natural Gas | Commercial Laundry - ENERGY STAR Washer | A | Incremental Summer Peak Savings (MW) | Achievable Economic UCT Potential | 0 | 0 | 0 | 0 | 0 | 0 | 0 | 0 | 0 | 0 | 0 | 0 | 0 | 0 | 0 | 0 | 0 | 0 | 0 | 0 | 0 | 0 | 0 | 0 | 0 | 0 | 0
F6_Commercial_OR - Miscellaneous_New_Water Heating_Natural Gas_Commercial Laundry - ENERGY STAR Washer_A_Achievable Economic UCT Potential | F6 | Commercial | OR - Miscellaneous | New | Water Heating | Natural Gas | Commercial Laundry - ENERGY STAR Washer | A | Incremental Winter Peak Savings (MW) | Achievable Economic UCT Potential | 0 | 0 | 0 | 0 | 0 | 0 | 0 | 0 | 0 | 0 | 0 | 0 | 0 | 0 | 0 | 0 | 0 | 0 | 0 | 0 | 0 | 0 | 0 | 0 | 0 | 0 | 0
F7_Commercial_OR - Miscellaneous_New_Water Heating_Natural Gas_Commercial Laundry - ENERGY STAR Washer_A_Achievable Economic UCT Potential | F7 | Commercial | OR - Miscellaneous | New | Water Heating | Natural Gas | Commercial Laundry - ENERGY STAR Washer | A | Cumulative Energy Savings (MWh or mTherms) | Achievable Economic UCT Potential | 0 | 0 | 0 | 0 | 0 | 0 | 0 | 0 | 0 | 0 | 0 | 0 | 0 | 0 | 0 | 0 | 0 | 0 | 0 | 0 | 0 | 0 | 0 | 0 | 0 | 0 | 0
F8_Commercial_OR - Miscellaneous_New_Water Heating_Natural Gas_Commercial Laundry - ENERGY STAR Washer_A_Achievable Economic UCT Potential | F8 | Commercial | OR - Miscellaneous | New | Water Heating | Natural Gas | Commercial Laundry - ENERGY STAR Washer | A | Cumulative Summer Peak Savings (MW) | Achievable Economic UCT Potential | 0 | 0 | 0 | 0 | 0 | 0 | 0 | 0 | 0 | 0 | 0 | 0 | 0 | 0 | 0 | 0 | 0 | 0 | 0 | 0 | 0 | 0 | 0 | 0 | 0 | 0 | 0
F9_Commercial_OR - Miscellaneous_New_Water Heating_Natural Gas_Commercial Laundry - ENERGY STAR Washer_A_Achievable Economic UCT Potential | F9 | Commercial | OR - Miscellaneous | New | Water Heating | Natural Gas | Commercial Laundry - ENERGY STAR Washer | A | Cumulative Winter Peak Savings (MW) | Achievable Economic UCT Potential | 0 | 0 | 0 | 0 | 0 | 0 | 0 | 0 | 0 | 0 | 0 | 0 | 0 | 0 | 0 | 0 | 0 | 0 | 0 | 0 | 0 | 0 | 0 | 0 | 0 | 0 | 0
F10_Commercial_OR - Miscellaneous_New_Water Heating_Natural Gas_Commercial Laundry - ENERGY STAR Washer_A_Achievable Economic UCT Potential | F10 | Commercial | OR - Miscellaneous | New | Water Heating | Natural Gas | Commercial Laundry - ENERGY STAR Washer | A | Purchases (Incremental) | Achievable Economic UCT Potential | 0 | 0 | 0 | 0 | 0 | 0 | 0 | 0 | 0 | 0 | 0 | 0 | 0 | 0 | 0 | 0 | 0 | 0 | 0 | 0 | 0 | 0 | 0 | 0 | 0 | 0 | 0
F11_Commercial_OR - Miscellaneous_New_Water Heating_Natural Gas_Commercial Laundry - ENERGY STAR Washer_A_Achievable Economic UCT Potential | F11 | Commercial | OR - Miscellaneous | New | Water Heating | Natural Gas | Commercial Laundry - ENERGY STAR Washer | A | Purchases (Cumulative) | Achievable Economic UCT Potential | 0 | 0 | 0 | 0 | 0 | 0 | 0 | 0 | 0 | 0 | 0 | 0 | 0 | 0 | 0 | 0 | 0 | 0 | 0 | 0 | 0 | 0 | 0 | 0 | 0 | 0 | 0
F1_Commercial_OR - Miscellaneous_New_Water Heating_Natural Gas_Water Heater - Efficient Dishwasher_A_Achievable Economic UCT Potential | F1 | Commercial | OR - Miscellaneous | New | Water Heating | Natural Gas | Water Heater - Efficient Dishwasher | A | Integrated Unit Energy Savings (kWh or therms) | Achievable Economic UCT Potential | 0 | 0 | 0 | 0 | 0 | 0 | 0 | 0 | 0 | 0 | 0 | 0 | 0 | 0 | 0 | 0 | 0 | 0 | 0 | 0 | 0 | 0 | 0 | 0 | 0 | 0 | 0
F2_Commercial_OR - Miscellaneous_New_Water Heating_Natural Gas_Water Heater - Efficient Dishwasher_A_Achievable Economic UCT Potential | F2 | Commercial | OR - Miscellaneous | New | Water Heating | Natural Gas | Water Heater - Efficient Dishwasher | A | Integrated Unit Summer Peak Savings (kW) | Achievable Economic UCT Potential | 0 | 0 | 0 | 0 | 0 | 0 | 0 | 0 | 0 | 0 | 0 | 0 | 0 | 0 | 0 | 0 | 0 | 0 | 0 | 0 | 0 | 0 | 0 | 0 | 0 | 0 | 0
F3_Commercial_OR - Miscellaneous_New_Water Heating_Natural Gas_Water Heater - Efficient Dishwasher_A_Achievable Economic UCT Potential | F3 | Commercial | OR - Miscellaneous | New | Water Heating | Natural Gas | Water Heater - Efficient Dishwasher | A | Integrated Unit Winter Peak Savings (kW) | Achievable Economic UCT Potential | 0 | 0 | 0 | 0 | 0 | 0 | 0 | 0 | 0 | 0 | 0 | 0 | 0 | 0 | 0 | 0 | 0 | 0 | 0 | 0 | 0 | 0 | 0 | 0 | 0 | 0 | 0
F4_Commercial_OR - Miscellaneous_New_Water Heating_Natural Gas_Water Heater - Efficient Dishwasher_A_Achievable Economic UCT Potential | F4 | Commercial | OR - Miscellaneous | New | Water Heating | Natural Gas | Water Heater - Efficient Dishwasher | A | Incremental Energy Savings (MWh or mTherms) | Achievable Economic UCT Potential | 0 | 0 | 0 | 0 | 0 | 0 | 0 | 0 | 0 | 0 | 0 | 0 | 0 | 0 | 0 | 0 | 0 | 0 | 0 | 0 | 0 | 0 | 0 | 0 | 0 | 0 | 0
F5_Commercial_OR - Miscellaneous_New_Water Heating_Natural Gas_Water Heater - Efficient Dishwasher_A_Achievable Economic UCT Potential | F5 | Commercial | OR - Miscellaneous | New | Water Heating | Natural Gas | Water Heater - Efficient Dishwasher | A | Incremental Summer Peak Savings (MW) | Achievable Economic UCT Potential | 0 | 0 | 0 | 0 | 0 | 0 | 0 | 0 | 0 | 0 | 0 | 0 | 0 | 0 | 0 | 0 | 0 | 0 | 0 | 0 | 0 | 0 | 0 | 0 | 0 | 0 | 0
F6_Commercial_OR - Miscellaneous_New_Water Heating_Natural Gas_Water Heater - Efficient Dishwasher_A_Achievable Economic UCT Potential | F6 | Commercial | OR - Miscellaneous | New | Water Heating | Natural Gas | Water Heater - Efficient Dishwasher | A | Incremental Winter Peak Savings (MW) | Achievable Economic UCT Potential | 0 | 0 | 0 | 0 | 0 | 0 | 0 | 0 | 0 | 0 | 0 | 0 | 0 | 0 | 0 | 0 | 0 | 0 | 0 | 0 | 0 | 0 | 0 | 0 | 0 | 0 | 0
F7_Commercial_OR - Miscellaneous_New_Water Heating_Natural Gas_Water Heater - Efficient Dishwasher_A_Achievable Economic UCT Potential | F7 | Commercial | OR - Miscellaneous | New | Water Heating | Natural Gas | Water Heater - Efficient Dishwasher | A | Cumulative Energy Savings (MWh or mTherms) | Achievable Economic UCT Potential | 0 | 0 | 0 | 0 | 0 | 0 | 0 | 0 | 0 | 0 | 0 | 0 | 0 | 0 | 0 | 0 | 0 | 0 | 0 | 0 | 0 | 0 | 0 | 0 | 0 | 0 | 0
F8_Commercial_OR - Miscellaneous_New_Water Heating_Natural Gas_Water Heater - Efficient Dishwasher_A_Achievable Economic UCT Potential | F8 | Commercial | OR - Miscellaneous | New | Water Heating | Natural Gas | Water Heater - Efficient Dishwasher | A | Cumulative Summer Peak Savings (MW) | Achievable Economic UCT Potential | 0 | 0 | 0 | 0 | 0 | 0 | 0 | 0 | 0 | 0 | 0 | 0 | 0 | 0 | 0 | 0 | 0 | 0 | 0 | 0 | 0 | 0 | 0 | 0 | 0 | 0 | 0
F9_Commercial_OR - Miscellaneous_New_Water Heating_Natural Gas_Water Heater - Efficient Dishwasher_A_Achievable Economic UCT Potential | F9 | Commercial | OR - Miscellaneous | New | Water Heating | Natural Gas | Water Heater - Efficient Dishwasher | A | Cumulative Winter Peak Savings (MW) | Achievable Economic UCT Potential | 0 | 0 | 0 | 0 | 0 | 0 | 0 | 0 | 0 | 0 | 0 | 0 | 0 | 0 | 0 | 0 | 0 | 0 | 0 | 0 | 0 | 0 | 0 | 0 | 0 | 0 | 0
F10_Commercial_OR - Miscellaneous_New_Water Heating_Natural Gas_Water Heater - Efficient Dishwasher_A_Achievable Economic UCT Potential | F10 | Commercial | OR - Miscellaneous | New | Water Heating | Natural Gas | Water Heater - Efficient Dishwasher | A | Purchases (Incremental) | Achievable Economic UCT Potential | 0 | 0 | 0 | 0 | 0 | 0 | 0 | 0 | 0 | 0 | 0 | 0 | 0 | 0 | 0 | 0 | 0 | 0 | 0 | 0 | 0 | 0 | 0 | 0 | 0 | 0 | 0
F11_Commercial_OR - Miscellaneous_New_Water Heating_Natural Gas_Water Heater - Efficient Dishwasher_A_Achievable Economic UCT Potential | F11 | Commercial | OR - Miscellaneous | New | Water Heating | Natural Gas | Water Heater - Efficient Dishwasher | A | Purchases (Cumulative) | Achievable Economic UCT Potential | 0 | 0 | 0 | 0 | 0 | 0 | 0 | 0 | 0 | 0 | 0 | 0 | 0 | 0 | 0 | 0 | 0 | 0 | 0 | 0 | 0 | 0 | 0 | 0 | 0 | 0 | 0
F1_Commercial_OR - Miscellaneous_New_Water Heating_Natural Gas_Commercial Laundry - Alternative Dry-Cleaning Methods_A_Achievable Economic UCT Potential | F1 | Commercial | OR - Miscellaneous | New | Water Heating | Natural Gas | Commercial Laundry - Alternative Dry-Cleaning Methods | A | Integrated Unit Energy Savings (kWh or therms) | Achievable Economic UCT Potential | 0 | 0 | 0 | 0 | 0 | 0 | 0 | 0 | 0 | 0 | 0 | 0 | 0 | 0 | 0 | 0 | 0 | 0 | 0 | 0 | 0 | 0 | 0 | 0 | 0 | 0 | 0
F2_Commercial_OR - Miscellaneous_New_Water Heating_Natural Gas_Commercial Laundry - Alternative Dry-Cleaning Methods_A_Achievable Economic UCT Potential | F2 | Commercial | OR - Miscellaneous | New | Water Heating | Natural Gas | Commercial Laundry - Alternative Dry-Cleaning Methods | A | Integrated Unit Summer Peak Savings (kW) | Achievable Economic UCT Potential | 0 | 0 | 0 | 0 | 0 | 0 | 0 | 0 | 0 | 0 | 0 | 0 | 0 | 0 | 0 | 0 | 0 | 0 | 0 | 0 | 0 | 0 | 0 | 0 | 0 | 0 | 0
F3_Commercial_OR - Miscellaneous_New_Water Heating_Natural Gas_Commercial Laundry - Alternative Dry-Cleaning Methods_A_Achievable Economic UCT Potential | F3 | Commercial | OR - Miscellaneous | New | Water Heating | Natural Gas | Commercial Laundry - Alternative Dry-Cleaning Methods | A | Integrated Unit Winter Peak Savings (kW) | Achievable Economic UCT Potential | 0 | 0 | 0 | 0 | 0 | 0 | 0 | 0 | 0 | 0 | 0 | 0 | 0 | 0 | 0 | 0 | 0 | 0 | 0 | 0 | 0 | 0 | 0 | 0 | 0 | 0 | 0
F4_Commercial_OR - Miscellaneous_New_Water Heating_Natural Gas_Commercial Laundry - Alternative Dry-Cleaning Methods_A_Achievable Economic UCT Potential | F4 | Commercial | OR - Miscellaneous | New | Water Heating | Natural Gas | Commercial Laundry - Alternative Dry-Cleaning Methods | A | Incremental Energy Savings (MWh or mTherms) | Achievable Economic UCT Potential | 0 | 0 | 0 | 0 | 0 | 0 | 0 | 0 | 0 | 0 | 0 | 0 | 0 | 0 | 0 | 0 | 0 | 0 | 0 | 0 | 0 | 0 | 0 | 0 | 0 | 0 | 0
F5_Commercial_OR - Miscellaneous_New_Water Heating_Natural Gas_Commercial Laundry - Alternative Dry-Cleaning Methods_A_Achievable Economic UCT Potential | F5 | Commercial | OR - Miscellaneous | New | Water Heating | Natural Gas | Commercial Laundry - Alternative Dry-Cleaning Methods | A | Incremental Summer Peak Savings (MW) | Achievable Economic UCT Potential | 0 | 0 | 0 | 0 | 0 | 0 | 0 | 0 | 0 | 0 | 0 | 0 | 0 | 0 | 0 | 0 | 0 | 0 | 0 | 0 | 0 | 0 | 0 | 0 | 0 | 0 | 0
F6_Commercial_OR - Miscellaneous_New_Water Heating_Natural Gas_Commercial Laundry - Alternative Dry-Cleaning Methods_A_Achievable Economic UCT Potential | F6 | Commercial | OR - Miscellaneous | New | Water Heating | Natural Gas | Commercial Laundry - Alternative Dry-Cleaning Methods | A | Incremental Winter Peak Savings (MW) | Achievable Economic UCT Potential | 0 | 0 | 0 | 0 | 0 | 0 | 0 | 0 | 0 | 0 | 0 | 0 | 0 | 0 | 0 | 0 | 0 | 0 | 0 | 0 | 0 | 0 | 0 | 0 | 0 | 0 | 0
F7_Commercial_OR - Miscellaneous_New_Water Heating_Natural Gas_Commercial Laundry - Alternative Dry-Cleaning Methods_A_Achievable Economic UCT Potential | F7 | Commercial | OR - Miscellaneous | New | Water Heating | Natural Gas | Commercial Laundry - Alternative Dry-Cleaning Methods | A | Cumulative Energy Savings (MWh or mTherms) | Achievable Economic UCT Potential | 0 | 0 | 0 | 0 | 0 | 0 | 0 | 0 | 0 | 0 | 0 | 0 | 0 | 0 | 0 | 0 | 0 | 0 | 0 | 0 | 0 | 0 | 0 | 0 | 0 | 0 | 0
F8_Commercial_OR - Miscellaneous_New_Water Heating_Natural Gas_Commercial Laundry - Alternative Dry-Cleaning Methods_A_Achievable Economic UCT Potential | F8 | Commercial | OR - Miscellaneous | New | Water Heating | Natural Gas | Commercial Laundry - Alternative Dry-Cleaning Methods | A | Cumulative Summer Peak Savings (MW) | Achievable Economic UCT Potential | 0 | 0 | 0 | 0 | 0 | 0 | 0 | 0 | 0 | 0 | 0 | 0 | 0 | 0 | 0 | 0 | 0 | 0 | 0 | 0 | 0 | 0 | 0 | 0 | 0 | 0 | 0
F9_Commercial_OR - Miscellaneous_New_Water Heating_Natural Gas_Commercial Laundry - Alternative Dry-Cleaning Methods_A_Achievable Economic UCT Potential | F9 | Commercial | OR - Miscellaneous | New | Water Heating | Natural Gas | Commercial Laundry - Alternative Dry-Cleaning Methods | A | Cumulative Winter Peak Savings (MW) | Achievable Economic UCT Potential | 0 | 0 | 0 | 0 | 0 | 0 | 0 | 0 | 0 | 0 | 0 | 0 | 0 | 0 | 0 | 0 | 0 | 0 | 0 | 0 | 0 | 0 | 0 | 0 | 0 | 0 | 0
F10_Commercial_OR - Miscellaneous_New_Water Heating_Natural Gas_Commercial Laundry - Alternative Dry-Cleaning Methods_A_Achievable Economic UCT Potential | F10 | Commercial | OR - Miscellaneous | New | Water Heating | Natural Gas | Commercial Laundry - Alternative Dry-Cleaning Methods | A | Purchases (Incremental) | Achievable Economic UCT Potential | 0 | 0 | 0 | 0 | 0 | 0 | 0 | 0 | 0 | 0 | 0 | 0 | 0 | 0 | 0 | 0 | 0 | 0 | 0 | 0 | 0 | 0 | 0 | 0 | 0 | 0 | 0
F11_Commercial_OR - Miscellaneous_New_Water Heating_Natural Gas_Commercial Laundry - Alternative Dry-Cleaning Methods_A_Achievable Economic UCT Potential | F11 | Commercial | OR - Miscellaneous | New | Water Heating | Natural Gas | Commercial Laundry - Alternative Dry-Cleaning Methods | A | Purchases (Cumulative) | Achievable Economic UCT Potential | 0 | 0 | 0 | 0 | 0 | 0 | 0 | 0 | 0 | 0 | 0 | 0 | 0 | 0 | 0 | 0 | 0 | 0 | 0 | 0 | 0 | 0 | 0 | 0 | 0 | 0 | 0
F1_Commercial_OR - Miscellaneous_New_Space Heating_Natural Gas_Advanced Kitchen Ventilation Controls_A_Achievable Economic UCT Potential | F1 | Commercial | OR - Miscellaneous | New | Space Heating | Natural Gas | Advanced Kitchen Ventilation Controls | A | Integrated Unit Energy Savings (kWh or therms) | Achievable Economic UCT Potential | 0 | 0 | 0 | 0 | 0 | 0 | 0 | 0 | 0 | 0 | 0 | 0 | 0 | 0 | 0 | 0 | 0 | 0 | 0 | 0 | 0 | 0 | 0 | 0 | 0 | 0 | 0
F2_Commercial_OR - Miscellaneous_New_Space Heating_Natural Gas_Advanced Kitchen Ventilation Controls_A_Achievable Economic UCT Potential | F2 | Commercial | OR - Miscellaneous | New | Space Heating | Natural Gas | Advanced Kitchen Ventilation Controls | A | Integrated Unit Summer Peak Savings (kW) | Achievable Economic UCT Potential | 0 | 0 | 0 | 0 | 0 | 0 | 0 | 0 | 0 | 0 | 0 | 0 | 0 | 0 | 0 | 0 | 0 | 0 | 0 | 0 | 0 | 0 | 0 | 0 | 0 | 0 | 0
F3_Commercial_OR - Miscellaneous_New_Space Heating_Natural Gas_Advanced Kitchen Ventilation Controls_A_Achievable Economic UCT Potential | F3 | Commercial | OR - Miscellaneous | New | Space Heating | Natural Gas | Advanced Kitchen Ventilation Controls | A | Integrated Unit Winter Peak Savings (kW) | Achievable Economic UCT Potential | 0 | 0 | 0 | 0 | 0 | 0 | 0 | 0 | 0 | 0 | 0 | 0 | 0 | 0 | 0 | 0 | 0 | 0 | 0 | 0 | 0 | 0 | 0 | 0 | 0 | 0 | 0
F4_Commercial_OR - Miscellaneous_New_Space Heating_Natural Gas_Advanced Kitchen Ventilation Controls_A_Achievable Economic UCT Potential | F4 | Commercial | OR - Miscellaneous | New | Space Heating | Natural Gas | Advanced Kitchen Ventilation Controls | A | Incremental Energy Savings (MWh or mTherms) | Achievable Economic UCT Potential | 0 | 0 | 0 | 0 | 0 | 0 | 0 | 0 | 0 | 0 | 0 | 0 | 0 | 0 | 0 | 0 | 0 | 0 | 0 | 0 | 0 | 0 | 0 | 0 | 0 | 0 | 0
F5_Commercial_OR - Miscellaneous_New_Space Heating_Natural Gas_Advanced Kitchen Ventilation Controls_A_Achievable Economic UCT Potential | F5 | Commercial | OR - Miscellaneous | New | Space Heating | Natural Gas | Advanced Kitchen Ventilation Controls | A | Incremental Summer Peak Savings (MW) | Achievable Economic UCT Potential | 0 | 0 | 0 | 0 | 0 | 0 | 0 | 0 | 0 | 0 | 0 | 0 | 0 | 0 | 0 | 0 | 0 | 0 | 0 | 0 | 0 | 0 | 0 | 0 | 0 | 0 | 0
F6_Commercial_OR - Miscellaneous_New_Space Heating_Natural Gas_Advanced Kitchen Ventilation Controls_A_Achievable Economic UCT Potential | F6 | Commercial | OR - Miscellaneous | New | Space Heating | Natural Gas | Advanced Kitchen Ventilation Controls | A | Incremental Winter Peak Savings (MW) | Achievable Economic UCT Potential | 0 | 0 | 0 | 0 | 0 | 0 | 0 | 0 | 0 | 0 | 0 | 0 | 0 | 0 | 0 | 0 | 0 | 0 | 0 | 0 | 0 | 0 | 0 | 0 | 0 | 0 | 0
F7_Commercial_OR - Miscellaneous_New_Space Heating_Natural Gas_Advanced Kitchen Ventilation Controls_A_Achievable Economic UCT Potential | F7 | Commercial | OR - Miscellaneous | New | Space Heating | Natural Gas | Advanced Kitchen Ventilation Controls | A | Cumulative Energy Savings (MWh or mTherms) | Achievable Economic UCT Potential | 0 | 0 | 0 | 0 | 0 | 0 | 0 | 0 | 0 | 0 | 0 | 0 | 0 | 0 | 0 | 0 | 0 | 0 | 0 | 0 | 0 | 0 | 0 | 0 | 0 | 0 | 0
F8_Commercial_OR - Miscellaneous_New_Space Heating_Natural Gas_Advanced Kitchen Ventilation Controls_A_Achievable Economic UCT Potential | F8 | Commercial | OR - Miscellaneous | New | Space Heating | Natural Gas | Advanced Kitchen Ventilation Controls | A | Cumulative Summer Peak Savings (MW) | Achievable Economic UCT Potential | 0 | 0 | 0 | 0 | 0 | 0 | 0 | 0 | 0 | 0 | 0 | 0 | 0 | 0 | 0 | 0 | 0 | 0 | 0 | 0 | 0 | 0 | 0 | 0 | 0 | 0 | 0
F9_Commercial_OR - Miscellaneous_New_Space Heating_Natural Gas_Advanced Kitchen Ventilation Controls_A_Achievable Economic UCT Potential | F9 | Commercial | OR - Miscellaneous | New | Space Heating | Natural Gas | Advanced Kitchen Ventilation Controls | A | Cumulative Winter Peak Savings (MW) | Achievable Economic UCT Potential | 0 | 0 | 0 | 0 | 0 | 0 | 0 | 0 | 0 | 0 | 0 | 0 | 0 | 0 | 0 | 0 | 0 | 0 | 0 | 0 | 0 | 0 | 0 | 0 | 0 | 0 | 0
F10_Commercial_OR - Miscellaneous_New_Space Heating_Natural Gas_Advanced Kitchen Ventilation Controls_A_Achievable Economic UCT Potential | F10 | Commercial | OR - Miscellaneous | New | Space Heating | Natural Gas | Advanced Kitchen Ventilation Controls | A | Purchases (Incremental) | Achievable Economic UCT Potential | 0 | 0 | 0 | 0 | 0 | 0 | 0 | 0 | 0 | 0 | 0 | 0 | 0 | 0 | 0 | 0 | 0 | 0 | 0 | 0 | 0 | 0 | 0 | 0 | 0 | 0 | 0
F11_Commercial_OR - Miscellaneous_New_Space Heating_Natural Gas_Advanced Kitchen Ventilation Controls_A_Achievable Economic UCT Potential | F11 | Commercial | OR - Miscellaneous | New | Space Heating | Natural Gas | Advanced Kitchen Ventilation Controls | A | Purchases (Cumulative) | Achievable Economic UCT Potential | 0 | 0 | 0 | 0 | 0 | 0 | 0 | 0 | 0 | 0 | 0 | 0 | 0 | 0 | 0 | 0 | 0 | 0 | 0 | 0 | 0 | 0 | 0 | 0 | 0 | 0 | 0
F1_Commercial_OR - Miscellaneous_New_Space Heating_Natural Gas_Infiltration Control - Loading Dock Sealing_A_Achievable Economic UCT Potential | F1 | Commercial | OR - Miscellaneous | New | Space Heating | Natural Gas | Infiltration Control - Loading Dock Sealing | A | Integrated Unit Energy Savings (kWh or therms) | Achievable Economic UCT Potential | 0 | 0 | 0 | 0 | 0 | 0 | 0 | 0 | 0 | 0 | 0 | 0 | 0 | 0 | 0 | 0 | 0 | 0 | 0 | 0 | 0 | 0 | 0 | 0 | 0 | 0 | 0
F2_Commercial_OR - Miscellaneous_New_Space Heating_Natural Gas_Infiltration Control - Loading Dock Sealing_A_Achievable Economic UCT Potential | F2 | Commercial | OR - Miscellaneous | New | Space Heating | Natural Gas | Infiltration Control - Loading Dock Sealing | A | Integrated Unit Summer Peak Savings (kW) | Achievable Economic UCT Potential | 0 | 0 | 0 | 0 | 0 | 0 | 0 | 0 | 0 | 0 | 0 | 0 | 0 | 0 | 0 | 0 | 0 | 0 | 0 | 0 | 0 | 0 | 0 | 0 | 0 | 0 | 0
F3_Commercial_OR - Miscellaneous_New_Space Heating_Natural Gas_Infiltration Control - Loading Dock Sealing_A_Achievable Economic UCT Potential | F3 | Commercial | OR - Miscellaneous | New | Space Heating | Natural Gas | Infiltration Control - Loading Dock Sealing | A | Integrated Unit Winter Peak Savings (kW) | Achievable Economic UCT Potential | 0 | 0 | 0 | 0 | 0 | 0 | 0 | 0 | 0 | 0 | 0 | 0 | 0 | 0 | 0 | 0 | 0 | 0 | 0 | 0 | 0 | 0 | 0 | 0 | 0 | 0 | 0
F4_Commercial_OR - Miscellaneous_New_Space Heating_Natural Gas_Infiltration Control - Loading Dock Sealing_A_Achievable Economic UCT Potential | F4 | Commercial | OR - Miscellaneous | New | Space Heating | Natural Gas | Infiltration Control - Loading Dock Sealing | A | Incremental Energy Savings (MWh or mTherms) | Achievable Economic UCT Potential | 0 | 0 | 0 | 0 | 0 | 0 | 0 | 0 | 0 | 0 | 0 | 0 | 0 | 0 | 0 | 0 | 0 | 0 | 0 | 0 | 0 | 0 | 0 | 0 | 0 | 0 | 0
F5_Commercial_OR - Miscellaneous_New_Space Heating_Natural Gas_Infiltration Control - Loading Dock Sealing_A_Achievable Economic UCT Potential | F5 | Commercial | OR - Miscellaneous | New | Space Heating | Natural Gas | Infiltration Control - Loading Dock Sealing | A | Incremental Summer Peak Savings (MW) | Achievable Economic UCT Potential | 0 | 0 | 0 | 0 | 0 | 0 | 0 | 0 | 0 | 0 | 0 | 0 | 0 | 0 | 0 | 0 | 0 | 0 | 0 | 0 | 0 | 0 | 0 | 0 | 0 | 0 | 0
F6_Commercial_OR - Miscellaneous_New_Space Heating_Natural Gas_Infiltration Control - Loading Dock Sealing_A_Achievable Economic UCT Potential | F6 | Commercial | OR - Miscellaneous | New | Space Heating | Natural Gas | Infiltration Control - Loading Dock Sealing | A | Incremental Winter Peak Savings (MW) | Achievable Economic UCT Potential | 0 | 0 | 0 | 0 | 0 | 0 | 0 | 0 | 0 | 0 | 0 | 0 | 0 | 0 | 0 | 0 | 0 | 0 | 0 | 0 | 0 | 0 | 0 | 0 | 0 | 0 | 0
F7_Commercial_OR - Miscellaneous_New_Space Heating_Natural Gas_Infiltration Control - Loading Dock Sealing_A_Achievable Economic UCT Potential | F7 | Commercial | OR - Miscellaneous | New | Space Heating | Natural Gas | Infiltration Control - Loading Dock Sealing | A | Cumulative Energy Savings (MWh or mTherms) | Achievable Economic UCT Potential | 0 | 0 | 0 | 0 | 0 | 0 | 0 | 0 | 0 | 0 | 0 | 0 | 0 | 0 | 0 | 0 | 0 | 0 | 0 | 0 | 0 | 0 | 0 | 0 | 0 | 0 | 0
F8_Commercial_OR - Miscellaneous_New_Space Heating_Natural Gas_Infiltration Control - Loading Dock Sealing_A_Achievable Economic UCT Potential | F8 | Commercial | OR - Miscellaneous | New | Space Heating | Natural Gas | Infiltration Control - Loading Dock Sealing | A | Cumulative Summer Peak Savings (MW) | Achievable Economic UCT Potential | 0 | 0 | 0 | 0 | 0 | 0 | 0 | 0 | 0 | 0 | 0 | 0 | 0 | 0 | 0 | 0 | 0 | 0 | 0 | 0 | 0 | 0 | 0 | 0 | 0 | 0 | 0
F9_Commercial_OR - Miscellaneous_New_Space Heating_Natural Gas_Infiltration Control - Loading Dock Sealing_A_Achievable Economic UCT Potential | F9 | Commercial | OR - Miscellaneous | New | Space Heating | Natural Gas | Infiltration Control - Loading Dock Sealing | A | Cumulative Winter Peak Savings (MW) | Achievable Economic UCT Potential | 0 | 0 | 0 | 0 | 0 | 0 | 0 | 0 | 0 | 0 | 0 | 0 | 0 | 0 | 0 | 0 | 0 | 0 | 0 | 0 | 0 | 0 | 0 | 0 | 0 | 0 | 0
F10_Commercial_OR - Miscellaneous_New_Space Heating_Natural Gas_Infiltration Control - Loading Dock Sealing_A_Achievable Economic UCT Potential | F10 | Commercial | OR - Miscellaneous | New | Space Heating | Natural Gas | Infiltration Control - Loading Dock Sealing | A | Purchases (Incremental) | Achievable Economic UCT Potential | 0 | 0 | 0 | 0 | 0 | 0 | 0 | 0 | 0 | 0 | 0 | 0 | 0 | 0 | 0 | 0 | 0 | 0 | 0 | 0 | 0 | 0 | 0 | 0 | 0 | 0 | 0
F11_Commercial_OR - Miscellaneous_New_Space Heating_Natural Gas_Infiltration Control - Loading Dock Sealing_A_Achievable Economic UCT Potential | F11 | Commercial | OR - Miscellaneous | New | Space Heating | Natural Gas | Infiltration Control - Loading Dock Sealing | A | Purchases (Cumulative) | Achievable Economic UCT Potential | 0 | 0 | 0 | 0 | 0 | 0 | 0 | 0 | 0 | 0 | 0 | 0 | 0 | 0 | 0 | 0 | 0 | 0 | 0 | 0 | 0 | 0 | 0 | 0 | 0 | 0 | 0
F1_Commercial_OR - Miscellaneous_New_Space Heating_Natural Gas_Greenhouse Heat Curtain_A_Achievable Economic UCT Potential | F1 | Commercial | OR - Miscellaneous | New | Space Heating | Natural Gas | Greenhouse Heat Curtain | A | Integrated Unit Energy Savings (kWh or therms) | Achievable Economic UCT Potential | 0 | 0 | 0 | 0 | 0 | 0 | 0 | 0 | 0 | 0 | 0 | 0 | 0 | 0 | 0 | 0 | 0 | 0 | 0 | 0 | 0 | 0 | 0 | 0 | 0 | 0 | 0
F2_Commercial_OR - Miscellaneous_New_Space Heating_Natural Gas_Greenhouse Heat Curtain_A_Achievable Economic UCT Potential | F2 | Commercial | OR - Miscellaneous | New | Space Heating | Natural Gas | Greenhouse Heat Curtain | A | Integrated Unit Summer Peak Savings (kW) | Achievable Economic UCT Potential | 0 | 0 | 0 | 0 | 0 | 0 | 0 | 0 | 0 | 0 | 0 | 0 | 0 | 0 | 0 | 0 | 0 | 0 | 0 | 0 | 0 | 0 | 0 | 0 | 0 | 0 | 0
F3_Commercial_OR - Miscellaneous_New_Space Heating_Natural Gas_Greenhouse Heat Curtain_A_Achievable Economic UCT Potential | F3 | Commercial | OR - Miscellaneous | New | Space Heating | Natural Gas | Greenhouse Heat Curtain | A | Integrated Unit Winter Peak Savings (kW) | Achievable Economic UCT Potential | 0 | 0 | 0 | 0 | 0 | 0 | 0 | 0 | 0 | 0 | 0 | 0 | 0 | 0 | 0 | 0 | 0 | 0 | 0 | 0 | 0 | 0 | 0 | 0 | 0 | 0 | 0
F4_Commercial_OR - Miscellaneous_New_Space Heating_Natural Gas_Greenhouse Heat Curtain_A_Achievable Economic UCT Potential | F4 | Commercial | OR - Miscellaneous | New | Space Heating | Natural Gas | Greenhouse Heat Curtain | A | Incremental Energy Savings (MWh or mTherms) | Achievable Economic UCT Potential | 0 | 0 | 0 | 0 | 0 | 0 | 0 | 0 | 0 | 0 | 0 | 0 | 0 | 0 | 0 | 0 | 0 | 0 | 0 | 0 | 0 | 0 | 0 | 0 | 0 | 0 | 0
F5_Commercial_OR - Miscellaneous_New_Space Heating_Natural Gas_Greenhouse Heat Curtain_A_Achievable Economic UCT Potential | F5 | Commercial | OR - Miscellaneous | New | Space Heating | Natural Gas | Greenhouse Heat Curtain | A | Incremental Summer Peak Savings (MW) | Achievable Economic UCT Potential | 0 | 0 | 0 | 0 | 0 | 0 | 0 | 0 | 0 | 0 | 0 | 0 | 0 | 0 | 0 | 0 | 0 | 0 | 0 | 0 | 0 | 0 | 0 | 0 | 0 | 0 | 0
F6_Commercial_OR - Miscellaneous_New_Space Heating_Natural Gas_Greenhouse Heat Curtain_A_Achievable Economic UCT Potential | F6 | Commercial | OR - Miscellaneous | New | Space Heating | Natural Gas | Greenhouse Heat Curtain | A | Incremental Winter Peak Savings (MW) | Achievable Economic UCT Potential | 0 | 0 | 0 | 0 | 0 | 0 | 0 | 0 | 0 | 0 | 0 | 0 | 0 | 0 | 0 | 0 | 0 | 0 | 0 | 0 | 0 | 0 | 0 | 0 | 0 | 0 | 0
F7_Commercial_OR - Miscellaneous_New_Space Heating_Natural Gas_Greenhouse Heat Curtain_A_Achievable Economic UCT Potential | F7 | Commercial | OR - Miscellaneous | New | Space Heating | Natural Gas | Greenhouse Heat Curtain | A | Cumulative Energy Savings (MWh or mTherms) | Achievable Economic UCT Potential | 0 | 0 | 0 | 0 | 0 | 0 | 0 | 0 | 0 | 0 | 0 | 0 | 0 | 0 | 0 | 0 | 0 | 0 | 0 | 0 | 0 | 0 | 0 | 0 | 0 | 0 | 0
F8_Commercial_OR - Miscellaneous_New_Space Heating_Natural Gas_Greenhouse Heat Curtain_A_Achievable Economic UCT Potential | F8 | Commercial | OR - Miscellaneous | New | Space Heating | Natural Gas | Greenhouse Heat Curtain | A | Cumulative Summer Peak Savings (MW) | Achievable Economic UCT Potential | 0 | 0 | 0 | 0 | 0 | 0 | 0 | 0 | 0 | 0 | 0 | 0 | 0 | 0 | 0 | 0 | 0 | 0 | 0 | 0 | 0 | 0 | 0 | 0 | 0 | 0 | 0
F9_Commercial_OR - Miscellaneous_New_Space Heating_Natural Gas_Greenhouse Heat Curtain_A_Achievable Economic UCT Potential | F9 | Commercial | OR - Miscellaneous | New | Space Heating | Natural Gas | Greenhouse Heat Curtain | A | Cumulative Winter Peak Savings (MW) | Achievable Economic UCT Potential | 0 | 0 | 0 | 0 | 0 | 0 | 0 | 0 | 0 | 0 | 0 | 0 | 0 | 0 | 0 | 0 | 0 | 0 | 0 | 0 | 0 | 0 | 0 | 0 | 0 | 0 | 0
F10_Commercial_OR - Miscellaneous_New_Space Heating_Natural Gas_Greenhouse Heat Curtain_A_Achievable Economic UCT Potential | F10 | Commercial | OR - Miscellaneous | New | Space Heating | Natural Gas | Greenhouse Heat Curtain | A | Purchases (Incremental) | Achievable Economic UCT Potential | 0 | 0 | 0 | 0 | 0 | 0 | 0 | 0 | 0 | 0 | 0 | 0 | 0 | 0 | 0 | 0 | 0 | 0 | 0 | 0 | 0 | 0 | 0 | 0 | 0 | 0 | 0
F11_Commercial_OR - Miscellaneous_New_Space Heating_Natural Gas_Greenhouse Heat Curtain_A_Achievable Economic UCT Potential | F11 | Commercial | OR - Miscellaneous | New | Space Heating | Natural Gas | Greenhouse Heat Curtain | A | Purchases (Cumulative) | Achievable Economic UCT Potential | 0 | 0 | 0 | 0 | 0 | 0 | 0 | 0 | 0 | 0 | 0 | 0 | 0 | 0 | 0 | 0 | 0 | 0 | 0 | 0 | 0 | 0 | 0 | 0 | 0 | 0 | 0
F1_Commercial_OR - Miscellaneous_New_Space Heating_Natural Gas_Ventilation - Parking Garages, Demand Controlled_A_Achievable Economic UCT Potential | F1 | Commercial | OR - Miscellaneous | New | Space Heating | Natural Gas | Ventilation - Parking Garages, Demand Controlled | A | Integrated Unit Energy Savings (kWh or therms) | Achievable Economic UCT Potential | 0 | 0 | 0 | 0 | 0 | 0 | 0 | 0 | 0 | 0 | 0 | 0 | 0 | 0 | 0 | 0 | 0 | 0 | 0 | 0 | 0 | 0 | 0 | 0 | 0 | 0 | 0
F2_Commercial_OR - Miscellaneous_New_Space Heating_Natural Gas_Ventilation - Parking Garages, Demand Controlled_A_Achievable Economic UCT Potential | F2 | Commercial | OR - Miscellaneous | New | Space Heating | Natural Gas | Ventilation - Parking Garages, Demand Controlled | A | Integrated Unit Summer Peak Savings (kW) | Achievable Economic UCT Potential | 0 | 0 | 0 | 0 | 0 | 0 | 0 | 0 | 0 | 0 | 0 | 0 | 0 | 0 | 0 | 0 | 0 | 0 | 0 | 0 | 0 | 0 | 0 | 0 | 0 | 0 | 0
F3_Commercial_OR - Miscellaneous_New_Space Heating_Natural Gas_Ventilation - Parking Garages, Demand Controlled_A_Achievable Economic UCT Potential | F3 | Commercial | OR - Miscellaneous | New | Space Heating | Natural Gas | Ventilation - Parking Garages, Demand Controlled | A | Integrated Unit Winter Peak Savings (kW) | Achievable Economic UCT Potential | 0 | 0 | 0 | 0 | 0 | 0 | 0 | 0 | 0 | 0 | 0 | 0 | 0 | 0 | 0 | 0 | 0 | 0 | 0 | 0 | 0 | 0 | 0 | 0 | 0 | 0 | 0
F4_Commercial_OR - Miscellaneous_New_Space Heating_Natural Gas_Ventilation - Parking Garages, Demand Controlled_A_Achievable Economic UCT Potential | F4 | Commercial | OR - Miscellaneous | New | Space Heating | Natural Gas | Ventilation - Parking Garages, Demand Controlled | A | Incremental Energy Savings (MWh or mTherms) | Achievable Economic UCT Potential | 0 | 0 | 0 | 0 | 0 | 0 | 0 | 0 | 0 | 0 | 0 | 0 | 0 | 0 | 0 | 0 | 0 | 0 | 0 | 0 | 0 | 0 | 0 | 0 | 0 | 0 | 0
F5_Commercial_OR - Miscellaneous_New_Space Heating_Natural Gas_Ventilation - Parking Garages, Demand Controlled_A_Achievable Economic UCT Potential | F5 | Commercial | OR - Miscellaneous | New | Space Heating | Natural Gas | Ventilation - Parking Garages, Demand Controlled | A | Incremental Summer Peak Savings (MW) | Achievable Economic UCT Potential | 0 | 0 | 0 | 0 | 0 | 0 | 0 | 0 | 0 | 0 | 0 | 0 | 0 | 0 | 0 | 0 | 0 | 0 | 0 | 0 | 0 | 0 | 0 | 0 | 0 | 0 | 0
F6_Commercial_OR - Miscellaneous_New_Space Heating_Natural Gas_Ventilation - Parking Garages, Demand Controlled_A_Achievable Economic UCT Potential | F6 | Commercial | OR - Miscellaneous | New | Space Heating | Natural Gas | Ventilation - Parking Garages, Demand Controlled | A | Incremental Winter Peak Savings (MW) | Achievable Economic UCT Potential | 0 | 0 | 0 | 0 | 0 | 0 | 0 | 0 | 0 | 0 | 0 | 0 | 0 | 0 | 0 | 0 | 0 | 0 | 0 | 0 | 0 | 0 | 0 | 0 | 0 | 0 | 0
F7_Commercial_OR - Miscellaneous_New_Space Heating_Natural Gas_Ventilation - Parking Garages, Demand Controlled_A_Achievable Economic UCT Potential | F7 | Commercial | OR - Miscellaneous | New | Space Heating | Natural Gas | Ventilation - Parking Garages, Demand Controlled | A | Cumulative Energy Savings (MWh or mTherms) | Achievable Economic UCT Potential | 0 | 0 | 0 | 0 | 0 | 0 | 0 | 0 | 0 | 0 | 0 | 0 | 0 | 0 | 0 | 0 | 0 | 0 | 0 | 0 | 0 | 0 | 0 | 0 | 0 | 0 | 0
F8_Commercial_OR - Miscellaneous_New_Space Heating_Natural Gas_Ventilation - Parking Garages, Demand Controlled_A_Achievable Economic UCT Potential | F8 | Commercial | OR - Miscellaneous | New | Space Heating | Natural Gas | Ventilation - Parking Garages, Demand Controlled | A | Cumulative Summer Peak Savings (MW) | Achievable Economic UCT Potential | 0 | 0 | 0 | 0 | 0 | 0 | 0 | 0 | 0 | 0 | 0 | 0 | 0 | 0 | 0 | 0 | 0 | 0 | 0 | 0 | 0 | 0 | 0 | 0 | 0 | 0 | 0
F9_Commercial_OR - Miscellaneous_New_Space Heating_Natural Gas_Ventilation - Parking Garages, Demand Controlled_A_Achievable Economic UCT Potential | F9 | Commercial | OR - Miscellaneous | New | Space Heating | Natural Gas | Ventilation - Parking Garages, Demand Controlled | A | Cumulative Winter Peak Savings (MW) | Achievable Economic UCT Potential | 0 | 0 | 0 | 0 | 0 | 0 | 0 | 0 | 0 | 0 | 0 | 0 | 0 | 0 | 0 | 0 | 0 | 0 | 0 | 0 | 0 | 0 | 0 | 0 | 0 | 0 | 0
F10_Commercial_OR - Miscellaneous_New_Space Heating_Natural Gas_Ventilation - Parking Garages, Demand Controlled_A_Achievable Economic UCT Potential | F10 | Commercial | OR - Miscellaneous | New | Space Heating | Natural Gas | Ventilation - Parking Garages, Demand Controlled | A | Purchases (Incremental) | Achievable Economic UCT Potential | 0 | 0 | 0 | 0 | 0 | 0 | 0 | 0 | 0 | 0 | 0 | 0 | 0 | 0 | 0 | 0 | 0 | 0 | 0 | 0 | 0 | 0 | 0 | 0 | 0 | 0 | 0
F11_Commercial_OR - Miscellaneous_New_Space Heating_Natural Gas_Ventilation - Parking Garages, Demand Controlled_A_Achievable Economic UCT Potential | F11 | Commercial | OR - Miscellaneous | New | Space Heating | Natural Gas | Ventilation - Parking Garages, Demand Controlled | A | Purchases (Cumulative) | Achievable Economic UCT Potential | 0 | 0 | 0 | 0 | 0 | 0 | 0 | 0 | 0 | 0 | 0 | 0 | 0 | 0 | 0 | 0 | 0 | 0 | 0 | 0 | 0 | 0 | 0 | 0 | 0 | 0 | 0
F1_Commercial_OR - Miscellaneous_New_Miscellaneous_Natural Gas_Pool Heater - Night Covers_A_Achievable Economic UCT Potential | F1 | Commercial | OR - Miscellaneous | New | Miscellaneous | Natural Gas | Pool Heater - Night Covers | A | Integrated Unit Energy Savings (kWh or therms) | Achievable Economic UCT Potential | 0 | 0 | 0 | 0 | 0 | 0 | 0 | 0 | 0 | 0 | 0 | 0 | 0 | 0 | 0 | 0 | 0 | 0 | 0 | 0 | 0 | 0 | 0 | 0 | 0 | 0 | 0
F2_Commercial_OR - Miscellaneous_New_Miscellaneous_Natural Gas_Pool Heater - Night Covers_A_Achievable Economic UCT Potential | F2 | Commercial | OR - Miscellaneous | New | Miscellaneous | Natural Gas | Pool Heater - Night Covers | A | Integrated Unit Summer Peak Savings (kW) | Achievable Economic UCT Potential | 0 | 0 | 0 | 0 | 0 | 0 | 0 | 0 | 0 | 0 | 0 | 0 | 0 | 0 | 0 | 0 | 0 | 0 | 0 | 0 | 0 | 0 | 0 | 0 | 0 | 0 | 0
F3_Commercial_OR - Miscellaneous_New_Miscellaneous_Natural Gas_Pool Heater - Night Covers_A_Achievable Economic UCT Potential | F3 | Commercial | OR - Miscellaneous | New | Miscellaneous | Natural Gas | Pool Heater - Night Covers | A | Integrated Unit Winter Peak Savings (kW) | Achievable Economic UCT Potential | 0 | 0 | 0 | 0 | 0 | 0 | 0 | 0 | 0 | 0 | 0 | 0 | 0 | 0 | 0 | 0 | 0 | 0 | 0 | 0 | 0 | 0 | 0 | 0 | 0 | 0 | 0
F4_Commercial_OR - Miscellaneous_New_Miscellaneous_Natural Gas_Pool Heater - Night Covers_A_Achievable Economic UCT Potential | F4 | Commercial | OR - Miscellaneous | New | Miscellaneous | Natural Gas | Pool Heater - Night Covers | A | Incremental Energy Savings (MWh or mTherms) | Achievable Economic UCT Potential | 0 | 0 | 0 | 0 | 0 | 0 | 0 | 0 | 0 | 0 | 0 | 0 | 0 | 0 | 0 | 0 | 0 | 0 | 0 | 0 | 0 | 0 | 0 | 0 | 0 | 0 | 0
F5_Commercial_OR - Miscellaneous_New_Miscellaneous_Natural Gas_Pool Heater - Night Covers_A_Achievable Economic UCT Potential | F5 | Commercial | OR - Miscellaneous | New | Miscellaneous | Natural Gas | Pool Heater - Night Covers | A | Incremental Summer Peak Savings (MW) | Achievable Economic UCT Potential | 0 | 0 | 0 | 0 | 0 | 0 | 0 | 0 | 0 | 0 | 0 | 0 | 0 | 0 | 0 | 0 | 0 | 0 | 0 | 0 | 0 | 0 | 0 | 0 | 0 | 0 | 0
F6_Commercial_OR - Miscellaneous_New_Miscellaneous_Natural Gas_Pool Heater - Night Covers_A_Achievable Economic UCT Potential | F6 | Commercial | OR - Miscellaneous | New | Miscellaneous | Natural Gas | Pool Heater - Night Covers | A | Incremental Winter Peak Savings (MW) | Achievable Economic UCT Potential | 0 | 0 | 0 | 0 | 0 | 0 | 0 | 0 | 0 | 0 | 0 | 0 | 0 | 0 | 0 | 0 | 0 | 0 | 0 | 0 | 0 | 0 | 0 | 0 | 0 | 0 | 0
F7_Commercial_OR - Miscellaneous_New_Miscellaneous_Natural Gas_Pool Heater - Night Covers_A_Achievable Economic UCT Potential | F7 | Commercial | OR - Miscellaneous | New | Miscellaneous | Natural Gas | Pool Heater - Night Covers | A | Cumulative Energy Savings (MWh or mTherms) | Achievable Economic UCT Potential | 0 | 0 | 0 | 0 | 0 | 0 | 0 | 0 | 0 | 0 | 0 | 0 | 0 | 0 | 0 | 0 | 0 | 0 | 0 | 0 | 0 | 0 | 0 | 0 | 0 | 0 | 0
F8_Commercial_OR - Miscellaneous_New_Miscellaneous_Natural Gas_Pool Heater - Night Covers_A_Achievable Economic UCT Potential | F8 | Commercial | OR - Miscellaneous | New | Miscellaneous | Natural Gas | Pool Heater - Night Covers | A | Cumulative Summer Peak Savings (MW) | Achievable Economic UCT Potential | 0 | 0 | 0 | 0 | 0 | 0 | 0 | 0 | 0 | 0 | 0 | 0 | 0 | 0 | 0 | 0 | 0 | 0 | 0 | 0 | 0 | 0 | 0 | 0 | 0 | 0 | 0
F9_Commercial_OR - Miscellaneous_New_Miscellaneous_Natural Gas_Pool Heater - Night Covers_A_Achievable Economic UCT Potential | F9 | Commercial | OR - Miscellaneous | New | Miscellaneous | Natural Gas | Pool Heater - Night Covers | A | Cumulative Winter Peak Savings (MW) | Achievable Economic UCT Potential | 0 | 0 | 0 | 0 | 0 | 0 | 0 | 0 | 0 | 0 | 0 | 0 | 0 | 0 | 0 | 0 | 0 | 0 | 0 | 0 | 0 | 0 | 0 | 0 | 0 | 0 | 0
F10_Commercial_OR - Miscellaneous_New_Miscellaneous_Natural Gas_Pool Heater - Night Covers_A_Achievable Economic UCT Potential | F10 | Commercial | OR - Miscellaneous | New | Miscellaneous | Natural Gas | Pool Heater - Night Covers | A | Purchases (Incremental) | Achievable Economic UCT Potential | 0 | 0 | 0 | 0 | 0 | 0 | 0 | 0 | 0 | 0 | 0 | 0 | 0 | 0 | 0 | 0 | 0 | 0 | 0 | 0 | 0 | 0 | 0 | 0 | 0 | 0 | 0
F11_Commercial_OR - Miscellaneous_New_Miscellaneous_Natural Gas_Pool Heater - Night Covers_A_Achievable Economic UCT Potential | F11 | Commercial | OR - Miscellaneous | New | Miscellaneous | Natural Gas | Pool Heater - Night Covers | A | Purchases (Cumulative) | Achievable Economic UCT Potential | 0 | 0 | 0 | 0 | 0 | 0 | 0 | 0 | 0 | 0 | 0 | 0 | 0 | 0 | 0 | 0 | 0 | 0 | 0 | 0 | 0 | 0 | 0 | 0 | 0 | 0 | 0
F1_Commercial_OR - Miscellaneous_New_Space Heating_Natural Gas_Advanced New Construction Designs_A_Achievable Economic UCT Potential | F1 | Commercial | OR - Miscellaneous | New | Space Heating | Natural Gas | Advanced New Construction Designs | A | Integrated Unit Energy Savings (kWh or therms) | Achievable Economic UCT Potential | 0 | 0 | 0 | 0 | 0 | 0 | 0 | 0 | 0 | 0 | 0 | 0 | 0 | 0 | 0 | 0 | 0 | 0 | 0 | 0 | 0 | 0 | 0 | 0 | 0 | 0 | 0
F2_Commercial_OR - Miscellaneous_New_Space Heating_Natural Gas_Advanced New Construction Designs_A_Achievable Economic UCT Potential | F2 | Commercial | OR - Miscellaneous | New | Space Heating | Natural Gas | Advanced New Construction Designs | A | Integrated Unit Summer Peak Savings (kW) | Achievable Economic UCT Potential | 0 | 0 | 0 | 0 | 0 | 0 | 0 | 0 | 0 | 0 | 0 | 0 | 0 | 0 | 0 | 0 | 0 | 0 | 0 | 0 | 0 | 0 | 0 | 0 | 0 | 0 | 0
F3_Commercial_OR - Miscellaneous_New_Space Heating_Natural Gas_Advanced New Construction Designs_A_Achievable Economic UCT Potential | F3 | Commercial | OR - Miscellaneous | New | Space Heating | Natural Gas | Advanced New Construction Designs | A | Integrated Unit Winter Peak Savings (kW) | Achievable Economic UCT Potential | 0 | 0 | 0 | 0 | 0 | 0 | 0 | 0 | 0 | 0 | 0 | 0 | 0 | 0 | 0 | 0 | 0 | 0 | 0 | 0 | 0 | 0 | 0 | 0 | 0 | 0 | 0
F4_Commercial_OR - Miscellaneous_New_Space Heating_Natural Gas_Advanced New Construction Designs_A_Achievable Economic UCT Potential | F4 | Commercial | OR - Miscellaneous | New | Space Heating | Natural Gas | Advanced New Construction Designs | A | Incremental Energy Savings (MWh or mTherms) | Achievable Economic UCT Potential | 0 | 0 | 0 | 0 | 0 | 0 | 0 | 0 | 0 | 0 | 0 | 0 | 0 | 0 | 0 | 0 | 0 | 0 | 0 | 0 | 0 | 0 | 0 | 0 | 0 | 0 | 0
F5_Commercial_OR - Miscellaneous_New_Space Heating_Natural Gas_Advanced New Construction Designs_A_Achievable Economic UCT Potential | F5 | Commercial | OR - Miscellaneous | New | Space Heating | Natural Gas | Advanced New Construction Designs | A | Incremental Summer Peak Savings (MW) | Achievable Economic UCT Potential | 0 | 0 | 0 | 0 | 0 | 0 | 0 | 0 | 0 | 0 | 0 | 0 | 0 | 0 | 0 | 0 | 0 | 0 | 0 | 0 | 0 | 0 | 0 | 0 | 0 | 0 | 0
F6_Commercial_OR - Miscellaneous_New_Space Heating_Natural Gas_Advanced New Construction Designs_A_Achievable Economic UCT Potential | F6 | Commercial | OR - Miscellaneous | New | Space Heating | Natural Gas | Advanced New Construction Designs | A | Incremental Winter Peak Savings (MW) | Achievable Economic UCT Potential | 0 | 0 | 0 | 0 | 0 | 0 | 0 | 0 | 0 | 0 | 0 | 0 | 0 | 0 | 0 | 0 | 0 | 0 | 0 | 0 | 0 | 0 | 0 | 0 | 0 | 0 | 0
F7_Commercial_OR - Miscellaneous_New_Space Heating_Natural Gas_Advanced New Construction Designs_A_Achievable Economic UCT Potential | F7 | Commercial | OR - Miscellaneous | New | Space Heating | Natural Gas | Advanced New Construction Designs | A | Cumulative Energy Savings (MWh or mTherms) | Achievable Economic UCT Potential | 0 | 0 | 0 | 0 | 0 | 0 | 0 | 0 | 0 | 0 | 0 | 0 | 0 | 0 | 0 | 0 | 0 | 0 | 0 | 0 | 0 | 0 | 0 | 0 | 0 | 0 | 0
F8_Commercial_OR - Miscellaneous_New_Space Heating_Natural Gas_Advanced New Construction Designs_A_Achievable Economic UCT Potential | F8 | Commercial | OR - Miscellaneous | New | Space Heating | Natural Gas | Advanced New Construction Designs | A | Cumulative Summer Peak Savings (MW) | Achievable Economic UCT Potential | 0 | 0 | 0 | 0 | 0 | 0 | 0 | 0 | 0 | 0 | 0 | 0 | 0 | 0 | 0 | 0 | 0 | 0 | 0 | 0 | 0 | 0 | 0 | 0 | 0 | 0 | 0
F9_Commercial_OR - Miscellaneous_New_Space Heating_Natural Gas_Advanced New Construction Designs_A_Achievable Economic UCT Potential | F9 | Commercial | OR - Miscellaneous | New | Space Heating | Natural Gas | Advanced New Construction Designs | A | Cumulative Winter Peak Savings (MW) | Achievable Economic UCT Potential | 0 | 0 | 0 | 0 | 0 | 0 | 0 | 0 | 0 | 0 | 0 | 0 | 0 | 0 | 0 | 0 | 0 | 0 | 0 | 0 | 0 | 0 | 0 | 0 | 0 | 0 | 0
F10_Commercial_OR - Miscellaneous_New_Space Heating_Natural Gas_Advanced New Construction Designs_A_Achievable Economic UCT Potential | F10 | Commercial | OR - Miscellaneous | New | Space Heating | Natural Gas | Advanced New Construction Designs | A | Purchases (Incremental) | Achievable Economic UCT Potential | 0 | 0 | 0 | 0 | 0 | 0 | 0 | 0 | 0 | 0 | 0 | 0 | 0 | 0 | 0 | 0 | 0 | 0 | 0 | 0 | 0 | 0 | 0 | 0 | 0 | 0 | 0
F11_Commercial_OR - Miscellaneous_New_Space Heating_Natural Gas_Advanced New Construction Designs_A_Achievable Economic UCT Potential | F11 | Commercial | OR - Miscellaneous | New | Space Heating | Natural Gas | Advanced New Construction Designs | A | Purchases (Cumulative) | Achievable Economic UCT Potential | 0 | 0 | 0 | 0 | 0 | 0 | 0 | 0 | 0 | 0 | 0 | 0 | 0 | 0 | 0 | 0 | 0 | 0 | 0 | 0 | 0 | 0 | 0 | 0 | 0 | 0 | 0
F1_Commercial_OR - Miscellaneous_New_Water Heating_Natural Gas_Advanced New Construction Designs_A_Achievable Economic UCT Potential | F1 | Commercial | OR - Miscellaneous | New | Water Heating | Natural Gas | Advanced New Construction Designs | A | Integrated Unit Energy Savings (kWh or therms) | Achievable Economic UCT Potential | 0 | 0 | 0 | 0 | 0 | 0 | 0 | 0 | 0 | 0 | 0 | 0 | 0 | 0 | 0 | 0 | 0 | 0 | 0 | 0 | 0 | 0 | 0 | 0 | 0 | 0 | 0
F2_Commercial_OR - Miscellaneous_New_Water Heating_Natural Gas_Advanced New Construction Designs_A_Achievable Economic UCT Potential | F2 | Commercial | OR - Miscellaneous | New | Water Heating | Natural Gas | Advanced New Construction Designs | A | Integrated Unit Summer Peak Savings (kW) | Achievable Economic UCT Potential | 0 | 0 | 0 | 0 | 0 | 0 | 0 | 0 | 0 | 0 | 0 | 0 | 0 | 0 | 0 | 0 | 0 | 0 | 0 | 0 | 0 | 0 | 0 | 0 | 0 | 0 | 0
F3_Commercial_OR - Miscellaneous_New_Water Heating_Natural Gas_Advanced New Construction Designs_A_Achievable Economic UCT Potential | F3 | Commercial | OR - Miscellaneous | New | Water Heating | Natural Gas | Advanced New Construction Designs | A | Integrated Unit Winter Peak Savings (kW) | Achievable Economic UCT Potential | 0 | 0 | 0 | 0 | 0 | 0 | 0 | 0 | 0 | 0 | 0 | 0 | 0 | 0 | 0 | 0 | 0 | 0 | 0 | 0 | 0 | 0 | 0 | 0 | 0 | 0 | 0
F4_Commercial_OR - Miscellaneous_New_Water Heating_Natural Gas_Advanced New Construction Designs_A_Achievable Economic UCT Potential | F4 | Commercial | OR - Miscellaneous | New | Water Heating | Natural Gas | Advanced New Construction Designs | A | Incremental Energy Savings (MWh or mTherms) | Achievable Economic UCT Potential | 0 | 0 | 0 | 0 | 0 | 0 | 0 | 0 | 0 | 0 | 0 | 0 | 0 | 0 | 0 | 0 | 0 | 0 | 0 | 0 | 0 | 0 | 0 | 0 | 0 | 0 | 0
F5_Commercial_OR - Miscellaneous_New_Water Heating_Natural Gas_Advanced New Construction Designs_A_Achievable Economic UCT Potential | F5 | Commercial | OR - Miscellaneous | New | Water Heating | Natural Gas | Advanced New Construction Designs | A | Incremental Summer Peak Savings (MW) | Achievable Economic UCT Potential | 0 | 0 | 0 | 0 | 0 | 0 | 0 | 0 | 0 | 0 | 0 | 0 | 0 | 0 | 0 | 0 | 0 | 0 | 0 | 0 | 0 | 0 | 0 | 0 | 0 | 0 | 0
F6_Commercial_OR - Miscellaneous_New_Water Heating_Natural Gas_Advanced New Construction Designs_A_Achievable Economic UCT Potential | F6 | Commercial | OR - Miscellaneous | New | Water Heating | Natural Gas | Advanced New Construction Designs | A | Incremental Winter Peak Savings (MW) | Achievable Economic UCT Potential | 0 | 0 | 0 | 0 | 0 | 0 | 0 | 0 | 0 | 0 | 0 | 0 | 0 | 0 | 0 | 0 | 0 | 0 | 0 | 0 | 0 | 0 | 0 | 0 | 0 | 0 | 0
F7_Commercial_OR - Miscellaneous_New_Water Heating_Natural Gas_Advanced New Construction Designs_A_Achievable Economic UCT Potential | F7 | Commercial | OR - Miscellaneous | New | Water Heating | Natural Gas | Advanced New Construction Designs | A | Cumulative Energy Savings (MWh or mTherms) | Achievable Economic UCT Potential | 0 | 0 | 0 | 0 | 0 | 0 | 0 | 0 | 0 | 0 | 0 | 0 | 0 | 0 | 0 | 0 | 0 | 0 | 0 | 0 | 0 | 0 | 0 | 0 | 0 | 0 | 0
F8_Commercial_OR - Miscellaneous_New_Water Heating_Natural Gas_Advanced New Construction Designs_A_Achievable Economic UCT Potential | F8 | Commercial | OR - Miscellaneous | New | Water Heating | Natural Gas | Advanced New Construction Designs | A | Cumulative Summer Peak Savings (MW) | Achievable Economic UCT Potential | 0 | 0 | 0 | 0 | 0 | 0 | 0 | 0 | 0 | 0 | 0 | 0 | 0 | 0 | 0 | 0 | 0 | 0 | 0 | 0 | 0 | 0 | 0 | 0 | 0 | 0 | 0
F9_Commercial_OR - Miscellaneous_New_Water Heating_Natural Gas_Advanced New Construction Designs_A_Achievable Economic UCT Potential | F9 | Commercial | OR - Miscellaneous | New | Water Heating | Natural Gas | Advanced New Construction Designs | A | Cumulative Winter Peak Savings (MW) | Achievable Economic UCT Potential | 0 | 0 | 0 | 0 | 0 | 0 | 0 | 0 | 0 | 0 | 0 | 0 | 0 | 0 | 0 | 0 | 0 | 0 | 0 | 0 | 0 | 0 | 0 | 0 | 0 | 0 | 0
F10_Commercial_OR - Miscellaneous_New_Water Heating_Natural Gas_Advanced New Construction Designs_A_Achievable Economic UCT Potential | F10 | Commercial | OR - Miscellaneous | New | Water Heating | Natural Gas | Advanced New Construction Designs | A | Purchases (Incremental) | Achievable Economic UCT Potential | 0 | 0 | 0 | 0 | 0 | 0 | 0 | 0 | 0 | 0 | 0 | 0 | 0 | 0 | 0 | 0 | 0 | 0 | 0 | 0 | 0 | 0 | 0 | 0 | 0 | 0 | 0
F11_Commercial_OR - Miscellaneous_New_Water Heating_Natural Gas_Advanced New Construction Designs_A_Achievable Economic UCT Potential | F11 | Commercial | OR - Miscellaneous | New | Water Heating | Natural Gas | Advanced New Construction Designs | A | Purchases (Cumulative) | Achievable Economic UCT Potential | 0 | 0 | 0 | 0 | 0 | 0 | 0 | 0 | 0 | 0 | 0 | 0 | 0 | 0 | 0 | 0 | 0 | 0 | 0 | 0 | 0 | 0 | 0 | 0 | 0 | 0 | 0
F1_Commercial_OR - Miscellaneous_New_Space Heating_Natural Gas_Strategic Energy Management_A_Achievable Economic UCT Potential | F1 | Commercial | OR - Miscellaneous | New | Space Heating | Natural Gas | Strategic Energy Management | A | Integrated Unit Energy Savings (kWh or therms) | Achievable Economic UCT Potential | 0 | 0 | 0 | 0 | 0 | 0 | 0 | 0 | 0 | 0 | 0 | 0 | 0 | 0 | 0 | 0 | 0 | 0 | 0 | 0 | 0 | 0 | 0 | 0 | 0 | 0 | 0
F2_Commercial_OR - Miscellaneous_New_Space Heating_Natural Gas_Strategic Energy Management_A_Achievable Economic UCT Potential | F2 | Commercial | OR - Miscellaneous | New | Space Heating | Natural Gas | Strategic Energy Management | A | Integrated Unit Summer Peak Savings (kW) | Achievable Economic UCT Potential | 0 | 0 | 0 | 0 | 0 | 0 | 0 | 0 | 0 | 0 | 0 | 0 | 0 | 0 | 0 | 0 | 0 | 0 | 0 | 0 | 0 | 0 | 0 | 0 | 0 | 0 | 0
F3_Commercial_OR - Miscellaneous_New_Space Heating_Natural Gas_Strategic Energy Management_A_Achievable Economic UCT Potential | F3 | Commercial | OR - Miscellaneous | New | Space Heating | Natural Gas | Strategic Energy Management | A | Integrated Unit Winter Peak Savings (kW) | Achievable Economic UCT Potential | 0 | 0 | 0 | 0 | 0 | 0 | 0 | 0 | 0 | 0 | 0 | 0 | 0 | 0 | 0 | 0 | 0 | 0 | 0 | 0 | 0 | 0 | 0 | 0 | 0 | 0 | 0
F4_Commercial_OR - Miscellaneous_New_Space Heating_Natural Gas_Strategic Energy Management_A_Achievable Economic UCT Potential | F4 | Commercial | OR - Miscellaneous | New | Space Heating | Natural Gas | Strategic Energy Management | A | Incremental Energy Savings (MWh or mTherms) | Achievable Economic UCT Potential | 0 | 0 | 0 | 0 | 0 | 0 | 0 | 0 | 0 | 0 | 0 | 0 | 0 | 0 | 0 | 0 | 0 | 0 | 0 | 0 | 0 | 0 | 0 | 0 | 0 | 0 | 0
F5_Commercial_OR - Miscellaneous_New_Space Heating_Natural Gas_Strategic Energy Management_A_Achievable Economic UCT Potential | F5 | Commercial | OR - Miscellaneous | New | Space Heating | Natural Gas | Strategic Energy Management | A | Incremental Summer Peak Savings (MW) | Achievable Economic UCT Potential | 0 | 0 | 0 | 0 | 0 | 0 | 0 | 0 | 0 | 0 | 0 | 0 | 0 | 0 | 0 | 0 | 0 | 0 | 0 | 0 | 0 | 0 | 0 | 0 | 0 | 0 | 0
F6_Commercial_OR - Miscellaneous_New_Space Heating_Natural Gas_Strategic Energy Management_A_Achievable Economic UCT Potential | F6 | Commercial | OR - Miscellaneous | New | Space Heating | Natural Gas | Strategic Energy Management | A | Incremental Winter Peak Savings (MW) | Achievable Economic UCT Potential | 0 | 0 | 0 | 0 | 0 | 0 | 0 | 0 | 0 | 0 | 0 | 0 | 0 | 0 | 0 | 0 | 0 | 0 | 0 | 0 | 0 | 0 | 0 | 0 | 0 | 0 | 0
F7_Commercial_OR - Miscellaneous_New_Space Heating_Natural Gas_Strategic Energy Management_A_Achievable Economic UCT Potential | F7 | Commercial | OR - Miscellaneous | New | Space Heating | Natural Gas | Strategic Energy Management | A | Cumulative Energy Savings (MWh or mTherms) | Achievable Economic UCT Potential | 0 | 0 | 0 | 0 | 0 | 0 | 0 | 0 | 0 | 0 | 0 | 0 | 0 | 0 | 0 | 0 | 0 | 0 | 0 | 0 | 0 | 0 | 0 | 0 | 0 | 0 | 0
F8_Commercial_OR - Miscellaneous_New_Space Heating_Natural Gas_Strategic Energy Management_A_Achievable Economic UCT Potential | F8 | Commercial | OR - Miscellaneous | New | Space Heating | Natural Gas | Strategic Energy Management | A | Cumulative Summer Peak Savings (MW) | Achievable Economic UCT Potential | 0 | 0 | 0 | 0 | 0 | 0 | 0 | 0 | 0 | 0 | 0 | 0 | 0 | 0 | 0 | 0 | 0 | 0 | 0 | 0 | 0 | 0 | 0 | 0 | 0 | 0 | 0
F9_Commercial_OR - Miscellaneous_New_Space Heating_Natural Gas_Strategic Energy Management_A_Achievable Economic UCT Potential | F9 | Commercial | OR - Miscellaneous | New | Space Heating | Natural Gas | Strategic Energy Management | A | Cumulative Winter Peak Savings (MW) | Achievable Economic UCT Potential | 0 | 0 | 0 | 0 | 0 | 0 | 0 | 0 | 0 | 0 | 0 | 0 | 0 | 0 | 0 | 0 | 0 | 0 | 0 | 0 | 0 | 0 | 0 | 0 | 0 | 0 | 0
F10_Commercial_OR - Miscellaneous_New_Space Heating_Natural Gas_Strategic Energy Management_A_Achievable Economic UCT Potential | F10 | Commercial | OR - Miscellaneous | New | Space Heating | Natural Gas | Strategic Energy Management | A | Purchases (Incremental) | Achievable Economic UCT Potential | 0 | 0 | 0 | 0 | 0 | 0 | 0 | 0 | 0 | 0 | 0 | 0 | 0 | 0 | 0 | 0 | 0 | 0 | 0 | 0 | 0 | 0 | 0 | 0 | 0 | 0 | 0
F11_Commercial_OR - Miscellaneous_New_Space Heating_Natural Gas_Strategic Energy Management_A_Achievable Economic UCT Potential | F11 | Commercial | OR - Miscellaneous | New | Space Heating | Natural Gas | Strategic Energy Management | A | Purchases (Cumulative) | Achievable Economic UCT Potential | 0 | 0 | 0 | 0 | 0 | 0 | 0 | 0 | 0 | 0 | 0 | 0 | 0 | 0 | 0 | 0 | 0 | 0 | 0 | 0 | 0 | 0 | 0 | 0 | 0 | 0 | 0
F1_Commercial_OR - Miscellaneous_New_Water Heating_Natural Gas_Strategic Energy Management_A_Achievable Economic UCT Potential | F1 | Commercial | OR - Miscellaneous | New | Water Heating | Natural Gas | Strategic Energy Management | A | Integrated Unit Energy Savings (kWh or therms) | Achievable Economic UCT Potential | 0 | 0 | 0 | 0 | 0 | 0 | 0 | 0 | 0 | 0 | 0 | 0 | 0 | 0 | 0 | 0 | 0 | 0 | 0 | 0 | 0 | 0 | 0 | 0 | 0 | 0 | 0
F2_Commercial_OR - Miscellaneous_New_Water Heating_Natural Gas_Strategic Energy Management_A_Achievable Economic UCT Potential | F2 | Commercial | OR - Miscellaneous | New | Water Heating | Natural Gas | Strategic Energy Management | A | Integrated Unit Summer Peak Savings (kW) | Achievable Economic UCT Potential | 0 | 0 | 0 | 0 | 0 | 0 | 0 | 0 | 0 | 0 | 0 | 0 | 0 | 0 | 0 | 0 | 0 | 0 | 0 | 0 | 0 | 0 | 0 | 0 | 0 | 0 | 0
F3_Commercial_OR - Miscellaneous_New_Water Heating_Natural Gas_Strategic Energy Management_A_Achievable Economic UCT Potential | F3 | Commercial | OR - Miscellaneous | New | Water Heating | Natural Gas | Strategic Energy Management | A | Integrated Unit Winter Peak Savings (kW) | Achievable Economic UCT Potential | 0 | 0 | 0 | 0 | 0 | 0 | 0 | 0 | 0 | 0 | 0 | 0 | 0 | 0 | 0 | 0 | 0 | 0 | 0 | 0 | 0 | 0 | 0 | 0 | 0 | 0 | 0
F4_Commercial_OR - Miscellaneous_New_Water Heating_Natural Gas_Strategic Energy Management_A_Achievable Economic UCT Potential | F4 | Commercial | OR - Miscellaneous | New | Water Heating | Natural Gas | Strategic Energy Management | A | Incremental Energy Savings (MWh or mTherms) | Achievable Economic UCT Potential | 0 | 0 | 0 | 0 | 0 | 0 | 0 | 0 | 0 | 0 | 0 | 0 | 0 | 0 | 0 | 0 | 0 | 0 | 0 | 0 | 0 | 0 | 0 | 0 | 0 | 0 | 0
F5_Commercial_OR - Miscellaneous_New_Water Heating_Natural Gas_Strategic Energy Management_A_Achievable Economic UCT Potential | F5 | Commercial | OR - Miscellaneous | New | Water Heating | Natural Gas | Strategic Energy Management | A | Incremental Summer Peak Savings (MW) | Achievable Economic UCT Potential | 0 | 0 | 0 | 0 | 0 | 0 | 0 | 0 | 0 | 0 | 0 | 0 | 0 | 0 | 0 | 0 | 0 | 0 | 0 | 0 | 0 | 0 | 0 | 0 | 0 | 0 | 0
F6_Commercial_OR - Miscellaneous_New_Water Heating_Natural Gas_Strategic Energy Management_A_Achievable Economic UCT Potential | F6 | Commercial | OR - Miscellaneous | New | Water Heating | Natural Gas | Strategic Energy Management | A | Incremental Winter Peak Savings (MW) | Achievable Economic UCT Potential | 0 | 0 | 0 | 0 | 0 | 0 | 0 | 0 | 0 | 0 | 0 | 0 | 0 | 0 | 0 | 0 | 0 | 0 | 0 | 0 | 0 | 0 | 0 | 0 | 0 | 0 | 0
F7_Commercial_OR - Miscellaneous_New_Water Heating_Natural Gas_Strategic Energy Management_A_Achievable Economic UCT Potential | F7 | Commercial | OR - Miscellaneous | New | Water Heating | Natural Gas | Strategic Energy Management | A | Cumulative Energy Savings (MWh or mTherms) | Achievable Economic UCT Potential | 0 | 0 | 0 | 0 | 0 | 0 | 0 | 0 | 0 | 0 | 0 | 0 | 0 | 0 | 0 | 0 | 0 | 0 | 0 | 0 | 0 | 0 | 0 | 0 | 0 | 0 | 0
F8_Commercial_OR - Miscellaneous_New_Water Heating_Natural Gas_Strategic Energy Management_A_Achievable Economic UCT Potential | F8 | Commercial | OR - Miscellaneous | New | Water Heating | Natural Gas | Strategic Energy Management | A | Cumulative Summer Peak Savings (MW) | Achievable Economic UCT Potential | 0 | 0 | 0 | 0 | 0 | 0 | 0 | 0 | 0 | 0 | 0 | 0 | 0 | 0 | 0 | 0 | 0 | 0 | 0 | 0 | 0 | 0 | 0 | 0 | 0 | 0 | 0
F9_Commercial_OR - Miscellaneous_New_Water Heating_Natural Gas_Strategic Energy Management_A_Achievable Economic UCT Potential | F9 | Commercial | OR - Miscellaneous | New | Water Heating | Natural Gas | Strategic Energy Management | A | Cumulative Winter Peak Savings (MW) | Achievable Economic UCT Potential | 0 | 0 | 0 | 0 | 0 | 0 | 0 | 0 | 0 | 0 | 0 | 0 | 0 | 0 | 0 | 0 | 0 | 0 | 0 | 0 | 0 | 0 | 0 | 0 | 0 | 0 | 0
F10_Commercial_OR - Miscellaneous_New_Water Heating_Natural Gas_Strategic Energy Management_A_Achievable Economic UCT Potential | F10 | Commercial | OR - Miscellaneous | New | Water Heating | Natural Gas | Strategic Energy Management | A | Purchases (Incremental) | Achievable Economic UCT Potential | 0 | 0 | 0 | 0 | 0 | 0 | 0 | 0 | 0 | 0 | 0 | 0 | 0 | 0 | 0 | 0 | 0 | 0 | 0 | 0 | 0 | 0 | 0 | 0 | 0 | 0 | 0
F11_Commercial_OR - Miscellaneous_New_Water Heating_Natural Gas_Strategic Energy Management_A_Achievable Economic UCT Potential | F11 | Commercial | OR - Miscellaneous | New | Water Heating | Natural Gas | Strategic Energy Management | A | Purchases (Cumulative) | Achievable Economic UCT Potential | 0 | 0 | 0 | 0 | 0 | 0 | 0 | 0 | 0 | 0 | 0 | 0 | 0 | 0 | 0 | 0 | 0 | 0 | 0 | 0 | 0 | 0 | 0 | 0 | 0 | 0 | 0
F1_Commercial_OR - Miscellaneous_New_Space Heating_Natural Gas_Retrocommissioning_A_Achievable Economic UCT Potential | F1 | Commercial | OR - Miscellaneous | New | Space Heating | Natural Gas | Retrocommissioning | A | Integrated Unit Energy Savings (kWh or therms) | Achievable Economic UCT Potential | 0 | 0 | 0 | 0 | 0 | 0 | 0 | 0 | 0 | 0 | 0 | 0 | 0 | 0 | 0 | 0 | 0 | 0 | 0 | 0 | 0 | 0 | 0 | 0 | 0 | 0 | 0
F2_Commercial_OR - Miscellaneous_New_Space Heating_Natural Gas_Retrocommissioning_A_Achievable Economic UCT Potential | F2 | Commercial | OR - Miscellaneous | New | Space Heating | Natural Gas | Retrocommissioning | A | Integrated Unit Summer Peak Savings (kW) | Achievable Economic UCT Potential | 0 | 0 | 0 | 0 | 0 | 0 | 0 | 0 | 0 | 0 | 0 | 0 | 0 | 0 | 0 | 0 | 0 | 0 | 0 | 0 | 0 | 0 | 0 | 0 | 0 | 0 | 0
F3_Commercial_OR - Miscellaneous_New_Space Heating_Natural Gas_Retrocommissioning_A_Achievable Economic UCT Potential | F3 | Commercial | OR - Miscellaneous | New | Space Heating | Natural Gas | Retrocommissioning | A | Integrated Unit Winter Peak Savings (kW) | Achievable Economic UCT Potential | 0 | 0 | 0 | 0 | 0 | 0 | 0 | 0 | 0 | 0 | 0 | 0 | 0 | 0 | 0 | 0 | 0 | 0 | 0 | 0 | 0 | 0 | 0 | 0 | 0 | 0 | 0
F4_Commercial_OR - Miscellaneous_New_Space Heating_Natural Gas_Retrocommissioning_A_Achievable Economic UCT Potential | F4 | Commercial | OR - Miscellaneous | New | Space Heating | Natural Gas | Retrocommissioning | A | Incremental Energy Savings (MWh or mTherms) | Achievable Economic UCT Potential | 0 | 0 | 0 | 0 | 0 | 0 | 0 | 0 | 0 | 0 | 0 | 0 | 0 | 0 | 0 | 0 | 0 | 0 | 0 | 0 | 0 | 0 | 0 | 0 | 0 | 0 | 0
F5_Commercial_OR - Miscellaneous_New_Space Heating_Natural Gas_Retrocommissioning_A_Achievable Economic UCT Potential | F5 | Commercial | OR - Miscellaneous | New | Space Heating | Natural Gas | Retrocommissioning | A | Incremental Summer Peak Savings (MW) | Achievable Economic UCT Potential | 0 | 0 | 0 | 0 | 0 | 0 | 0 | 0 | 0 | 0 | 0 | 0 | 0 | 0 | 0 | 0 | 0 | 0 | 0 | 0 | 0 | 0 | 0 | 0 | 0 | 0 | 0
F6_Commercial_OR - Miscellaneous_New_Space Heating_Natural Gas_Retrocommissioning_A_Achievable Economic UCT Potential | F6 | Commercial | OR - Miscellaneous | New | Space Heating | Natural Gas | Retrocommissioning | A | Incremental Winter Peak Savings (MW) | Achievable Economic UCT Potential | 0 | 0 | 0 | 0 | 0 | 0 | 0 | 0 | 0 | 0 | 0 | 0 | 0 | 0 | 0 | 0 | 0 | 0 | 0 | 0 | 0 | 0 | 0 | 0 | 0 | 0 | 0
F7_Commercial_OR - Miscellaneous_New_Space Heating_Natural Gas_Retrocommissioning_A_Achievable Economic UCT Potential | F7 | Commercial | OR - Miscellaneous | New | Space Heating | Natural Gas | Retrocommissioning | A | Cumulative Energy Savings (MWh or mTherms) | Achievable Economic UCT Potential | 0 | 0 | 0 | 0 | 0 | 0 | 0 | 0 | 0 | 0 | 0 | 0 | 0 | 0 | 0 | 0 | 0 | 0 | 0 | 0 | 0 | 0 | 0 | 0 | 0 | 0 | 0
F8_Commercial_OR - Miscellaneous_New_Space Heating_Natural Gas_Retrocommissioning_A_Achievable Economic UCT Potential | F8 | Commercial | OR - Miscellaneous | New | Space Heating | Natural Gas | Retrocommissioning | A | Cumulative Summer Peak Savings (MW) | Achievable Economic UCT Potential | 0 | 0 | 0 | 0 | 0 | 0 | 0 | 0 | 0 | 0 | 0 | 0 | 0 | 0 | 0 | 0 | 0 | 0 | 0 | 0 | 0 | 0 | 0 | 0 | 0 | 0 | 0
F9_Commercial_OR - Miscellaneous_New_Space Heating_Natural Gas_Retrocommissioning_A_Achievable Economic UCT Potential | F9 | Commercial | OR - Miscellaneous | New | Space Heating | Natural Gas | Retrocommissioning | A | Cumulative Winter Peak Savings (MW) | Achievable Economic UCT Potential | 0 | 0 | 0 | 0 | 0 | 0 | 0 | 0 | 0 | 0 | 0 | 0 | 0 | 0 | 0 | 0 | 0 | 0 | 0 | 0 | 0 | 0 | 0 | 0 | 0 | 0 | 0
F10_Commercial_OR - Miscellaneous_New_Space Heating_Natural Gas_Retrocommissioning_A_Achievable Economic UCT Potential | F10 | Commercial | OR - Miscellaneous | New | Space Heating | Natural Gas | Retrocommissioning | A | Purchases (Incremental) | Achievable Economic UCT Potential | 0 | 0 | 0 | 0 | 0 | 0 | 0 | 0 | 0 | 0 | 0 | 0 | 0 | 0 | 0 | 0 | 0 | 0 | 0 | 0 | 0 | 0 | 0 | 0 | 0 | 0 | 0
F11_Commercial_OR - Miscellaneous_New_Space Heating_Natural Gas_Retrocommissioning_A_Achievable Economic UCT Potential | F11 | Commercial | OR - Miscellaneous | New | Space Heating | Natural Gas | Retrocommissioning | A | Purchases (Cumulative) | Achievable Economic UCT Potential | 0 | 0 | 0 | 0 | 0 | 0 | 0 | 0 | 0 | 0 | 0 | 0 | 0 | 0 | 0 | 0 | 0 | 0 | 0 | 0 | 0 | 0 | 0 | 0 | 0 | 0 | 0
F1_Commercial_OR - Miscellaneous_New_Water Heating_Natural Gas_Retrocommissioning_A_Achievable Economic UCT Potential | F1 | Commercial | OR - Miscellaneous | New | Water Heating | Natural Gas | Retrocommissioning | A | Integrated Unit Energy Savings (kWh or therms) | Achievable Economic UCT Potential | 0 | 0 | 0 | 0 | 0 | 0 | 0 | 0 | 0 | 0 | 0 | 0 | 0 | 0 | 0 | 0 | 0 | 0 | 0 | 0 | 0 | 0 | 0 | 0 | 0 | 0 | 0
F2_Commercial_OR - Miscellaneous_New_Water Heating_Natural Gas_Retrocommissioning_A_Achievable Economic UCT Potential | F2 | Commercial | OR - Miscellaneous | New | Water Heating | Natural Gas | Retrocommissioning | A | Integrated Unit Summer Peak Savings (kW) | Achievable Economic UCT Potential | 0 | 0 | 0 | 0 | 0 | 0 | 0 | 0 | 0 | 0 | 0 | 0 | 0 | 0 | 0 | 0 | 0 | 0 | 0 | 0 | 0 | 0 | 0 | 0 | 0 | 0 | 0
F3_Commercial_OR - Miscellaneous_New_Water Heating_Natural Gas_Retrocommissioning_A_Achievable Economic UCT Potential | F3 | Commercial | OR - Miscellaneous | New | Water Heating | Natural Gas | Retrocommissioning | A | Integrated Unit Winter Peak Savings (kW) | Achievable Economic UCT Potential | 0 | 0 | 0 | 0 | 0 | 0 | 0 | 0 | 0 | 0 | 0 | 0 | 0 | 0 | 0 | 0 | 0 | 0 | 0 | 0 | 0 | 0 | 0 | 0 | 0 | 0 | 0
F4_Commercial_OR - Miscellaneous_New_Water Heating_Natural Gas_Retrocommissioning_A_Achievable Economic UCT Potential | F4 | Commercial | OR - Miscellaneous | New | Water Heating | Natural Gas | Retrocommissioning | A | Incremental Energy Savings (MWh or mTherms) | Achievable Economic UCT Potential | 0 | 0 | 0 | 0 | 0 | 0 | 0 | 0 | 0 | 0 | 0 | 0 | 0 | 0 | 0 | 0 | 0 | 0 | 0 | 0 | 0 | 0 | 0 | 0 | 0 | 0 | 0
F5_Commercial_OR - Miscellaneous_New_Water Heating_Natural Gas_Retrocommissioning_A_Achievable Economic UCT Potential | F5 | Commercial | OR - Miscellaneous | New | Water Heating | Natural Gas | Retrocommissioning | A | Incremental Summer Peak Savings (MW) | Achievable Economic UCT Potential | 0 | 0 | 0 | 0 | 0 | 0 | 0 | 0 | 0 | 0 | 0 | 0 | 0 | 0 | 0 | 0 | 0 | 0 | 0 | 0 | 0 | 0 | 0 | 0 | 0 | 0 | 0
F6_Commercial_OR - Miscellaneous_New_Water Heating_Natural Gas_Retrocommissioning_A_Achievable Economic UCT Potential | F6 | Commercial | OR - Miscellaneous | New | Water Heating | Natural Gas | Retrocommissioning | A | Incremental Winter Peak Savings (MW) | Achievable Economic UCT Potential | 0 | 0 | 0 | 0 | 0 | 0 | 0 | 0 | 0 | 0 | 0 | 0 | 0 | 0 | 0 | 0 | 0 | 0 | 0 | 0 | 0 | 0 | 0 | 0 | 0 | 0 | 0
F7_Commercial_OR - Miscellaneous_New_Water Heating_Natural Gas_Retrocommissioning_A_Achievable Economic UCT Potential | F7 | Commercial | OR - Miscellaneous | New | Water Heating | Natural Gas | Retrocommissioning | A | Cumulative Energy Savings (MWh or mTherms) | Achievable Economic UCT Potential | 0 | 0 | 0 | 0 | 0 | 0 | 0 | 0 | 0 | 0 | 0 | 0 | 0 | 0 | 0 | 0 | 0 | 0 | 0 | 0 | 0 | 0 | 0 | 0 | 0 | 0 | 0
F8_Commercial_OR - Miscellaneous_New_Water Heating_Natural Gas_Retrocommissioning_A_Achievable Economic UCT Potential | F8 | Commercial | OR - Miscellaneous | New | Water Heating | Natural Gas | Retrocommissioning | A | Cumulative Summer Peak Savings (MW) | Achievable Economic UCT Potential | 0 | 0 | 0 | 0 | 0 | 0 | 0 | 0 | 0 | 0 | 0 | 0 | 0 | 0 | 0 | 0 | 0 | 0 | 0 | 0 | 0 | 0 | 0 | 0 | 0 | 0 | 0
F9_Commercial_OR - Miscellaneous_New_Water Heating_Natural Gas_Retrocommissioning_A_Achievable Economic UCT Potential | F9 | Commercial | OR - Miscellaneous | New | Water Heating | Natural Gas | Retrocommissioning | A | Cumulative Winter Peak Savings (MW) | Achievable Economic UCT Potential | 0 | 0 | 0 | 0 | 0 | 0 | 0 | 0 | 0 | 0 | 0 | 0 | 0 | 0 | 0 | 0 | 0 | 0 | 0 | 0 | 0 | 0 | 0 | 0 | 0 | 0 | 0
F10_Commercial_OR - Miscellaneous_New_Water Heating_Natural Gas_Retrocommissioning_A_Achievable Economic UCT Potential | F10 | Commercial | OR - Miscellaneous | New | Water Heating | Natural Gas | Retrocommissioning | A | Purchases (Incremental) | Achievable Economic UCT Potential | 0 | 0 | 0 | 0 | 0 | 0 | 0 | 0 | 0 | 0 | 0 | 0 | 0 | 0 | 0 | 0 | 0 | 0 | 0 | 0 | 0 | 0 | 0 | 0 | 0 | 0 | 0
F11_Commercial_OR - Miscellaneous_New_Water Heating_Natural Gas_Retrocommissioning_A_Achievable Economic UCT Potential | F11 | Commercial | OR - Miscellaneous | New | Water Heating | Natural Gas | Retrocommissioning | A | Purchases (Cumulative) | Achievable Economic UCT Potential | 0 | 0 | 0 | 0 | 0 | 0 | 0 | 0 | 0 | 0 | 0 | 0 | 0 | 0 | 0 | 0 | 0 | 0 | 0 | 0 | 0 | 0 | 0 | 0 | 0 | 0 | 0
F1_Commercial_OR - Health_Existing_Space Heating_Natural Gas_Insulation - Ceiling_A_Achievable Economic UCT Potential | F1 | Commercial | OR - Health | Existing | Space Heating | Natural Gas | Insulation - Ceiling | A | Integrated Unit Energy Savings (kWh or therms) | Achievable Economic UCT Potential | 0 | 0 | 0.016436 | 0.016318 | 0.016185 | 0.016039 | 0.015877 | 0.015694 | 0.015488 | 0.015257 | 0.015001 | 0.014722 | 0.014428 | 0.014127 | 0.013831 | 0.013553 | 0.013303 | 0.013105 | 0.012961 | 0.012844 | 0.012764 | 0.012691 | 0.012657 | 0.012624 | 0.012592 | 0.012562 | 0.012533
F2_Commercial_OR - Health_Existing_Space Heating_Natural Gas_Insulation - Ceiling_A_Achievable Economic UCT Potential | F2 | Commercial | OR - Health | Existing | Space Heating | Natural Gas | Insulation - Ceiling | A | Integrated Unit Summer Peak Savings (kW) | Achievable Economic UCT Potential | 0 | 0 | 0 | 0 | 0 | 0 | 0 | 0 | 0 | 0 | 0 | 0 | 0 | 0 | 0 | 0 | 0 | 0 | 0 | 0 | 0 | 0 | 0 | 0 | 0 | 0 | 0
F3_Commercial_OR - Health_Existing_Space Heating_Natural Gas_Insulation - Ceiling_A_Achievable Economic UCT Potential | F3 | Commercial | OR - Health | Existing | Space Heating | Natural Gas | Insulation - Ceiling | A | Integrated Unit Winter Peak Savings (kW) | Achievable Economic UCT Potential | 0 | 0 | 0 | 0 | 0 | 0 | 0 | 0 | 0 | 0 | 0 | 0 | 0 | 0 | 0 | 0 | 0 | 0 | 0 | 0 | 0 | 0 | 0 | 0 | 0 | 0 | 0
F4_Commercial_OR - Health_Existing_Space Heating_Natural Gas_Insulation - Ceiling_A_Achievable Economic UCT Potential | F4 | Commercial | OR - Health | Existing | Space Heating | Natural Gas | Insulation - Ceiling | A | Incremental Energy Savings (MWh or mTherms) | Achievable Economic UCT Potential | 0 | 0 | 0.051485 | 0.027505 | 0.092288 | 0.14877 | 0.22352 | 0.31643 | 0.42479 | 0.54247 | 0.65967 | 0.76346 | 0.83942 | 0.87437 | 0.85966 | 0.79409 | 0.68529 | 0.54952 | 0.40622 | 0.29495 | 0.15993 | 0.12722 | 0 | 0 | 0 | 0 | 0
F5_Commercial_OR - Health_Existing_Space Heating_Natural Gas_Insulation - Ceiling_A_Achievable Economic UCT Potential | F5 | Commercial | OR - Health | Existing | Space Heating | Natural Gas | Insulation - Ceiling | A | Incremental Summer Peak Savings (MW) | Achievable Economic UCT Potential | 0 | 0 | 0 | 0 | 0 | 0 | 0 | 0 | 0 | 0 | 0 | 0 | 0 | 0 | 0 | 0 | 0 | 0 | 0 | 0 | 0 | 0 | 0 | 0 | 0 | 0 | 0
F6_Commercial_OR - Health_Existing_Space Heating_Natural Gas_Insulation - Ceiling_A_Achievable Economic UCT Potential | F6 | Commercial | OR - Health | Existing | Space Heating | Natural Gas | Insulation - Ceiling | A | Incremental Winter Peak Savings (MW) | Achievable Economic UCT Potential | 0 | 0 | 0 | 0 | 0 | 0 | 0 | 0 | 0 | 0 | 0 | 0 | 0 | 0 | 0 | 0 | 0 | 0 | 0 | 0 | 0 | 0 | 0 | 0 | 0 | 0 | 0
F7_Commercial_OR - Health_Existing_Space Heating_Natural Gas_Insulation - Ceiling_A_Achievable Economic UCT Potential | F7 | Commercial | OR - Health | Existing | Space Heating | Natural Gas | Insulation - Ceiling | A | Cumulative Energy Savings (MWh or mTherms) | Achievable Economic UCT Potential | 0 | 0 | 0.051485 | 0.078621 | 0.17027 | 0.3175 | 0.5378 | 0.84803 | 1.2617 | 1.7853 | 2.415 | 3.1336 | 3.9104 | 4.7032 | 5.4645 | 6.1488 | 6.7205 | 7.1698 | 7.4972 | 7.7248 | 7.8364 | 7.9191 | 7.8976 | 7.877 | 7.8574 | 7.8386 | 7.8206
F8_Commercial_OR - Health_Existing_Space Heating_Natural Gas_Insulation - Ceiling_A_Achievable Economic UCT Potential | F8 | Commercial | OR - Health | Existing | Space Heating | Natural Gas | Insulation - Ceiling | A | Cumulative Summer Peak Savings (MW) | Achievable Economic UCT Potential | 0 | 0 | 0 | 0 | 0 | 0 | 0 | 0 | 0 | 0 | 0 | 0 | 0 | 0 | 0 | 0 | 0 | 0 | 0 | 0 | 0 | 0 | 0 | 0 | 0 | 0 | 0
F9_Commercial_OR - Health_Existing_Space Heating_Natural Gas_Insulation - Ceiling_A_Achievable Economic UCT Potential | F9 | Commercial | OR - Health | Existing | Space Heating | Natural Gas | Insulation - Ceiling | A | Cumulative Winter Peak Savings (MW) | Achievable Economic UCT Potential | 0 | 0 | 0 | 0 | 0 | 0 | 0 | 0 | 0 | 0 | 0 | 0 | 0 | 0 | 0 | 0 | 0 | 0 | 0 | 0 | 0 | 0 | 0 | 0 | 0 | 0 | 0
F10_Commercial_OR - Health_Existing_Space Heating_Natural Gas_Insulation - Ceiling_A_Achievable Economic UCT Potential | F10 | Commercial | OR - Health | Existing | Space Heating | Natural Gas | Insulation - Ceiling | A | Purchases (Incremental) | Achievable Economic UCT Potential | 0 | 0 | 3132.4133 | 1685.5257 | 5701.9659 | 9275.0291 | 14078.1987 | 20162.9888 | 27427.2019 | 35555.5597 | 43976.0994 | 51858.2678 | 58181.6063 | 61894.2748 | 62152.6752 | 58589.3782 | 51513.1673 | 41932.7178 | 31342.6546 | 22963.6197 | 12529.653 | 10023.7224 | 0 | 0 | 0 | 0 | 0
F11_Commercial_OR - Health_Existing_Space Heating_Natural Gas_Insulation - Ceiling_A_Achievable Economic UCT Potential | F11 | Commercial | OR - Health | Existing | Space Heating | Natural Gas | Insulation - Ceiling | A | Purchases (Cumulative) | Achievable Economic UCT Potential | 0 | 0 | 3132.4133 | 4817.9389 | 10519.9048 | 19794.9339 | 33873.1327 | 54036.1214 | 81463.3233 | 117018.883 | 160994.9824 | 212853.2502 | 271034.8564 | 332929.1312 | 395081.8064 | 453671.1846 | 505184.3519 | 547117.0697 | 578459.7243 | 601423.344 | 613952.997 | 623976.7194 | 623976.7194 | 623976.7194 | 623976.7194 | 623976.7194 | 623976.7194
F1_Commercial_OR - Health_Existing_Space Heating_Natural Gas_Insulation - Ducting_A_Achievable Economic UCT Potential | F1 | Commercial | OR - Health | Existing | Space Heating | Natural Gas | Insulation - Ducting | A | Integrated Unit Energy Savings (kWh or therms) | Achievable Economic UCT Potential | 0 | 0 | 0 | 0 | 0 | 0 | 0 | 0 | 0 | 0 | 0 | 0 | 0 | 0 | 0 | 0 | 0 | 0 | 0 | 0 | 0 | 0 | 0 | 0 | 0 | 0 | 0
F2_Commercial_OR - Health_Existing_Space Heating_Natural Gas_Insulation - Ducting_A_Achievable Economic UCT Potential | F2 | Commercial | OR - Health | Existing | Space Heating | Natural Gas | Insulation - Ducting | A | Integrated Unit Summer Peak Savings (kW) | Achievable Economic UCT Potential | 0 | 0 | 0 | 0 | 0 | 0 | 0 | 0 | 0 | 0 | 0 | 0 | 0 | 0 | 0 | 0 | 0 | 0 | 0 | 0 | 0 | 0 | 0 | 0 | 0 | 0 | 0
F3_Commercial_OR - Health_Existing_Space Heating_Natural Gas_Insulation - Ducting_A_Achievable Economic UCT Potential | F3 | Commercial | OR - Health | Existing | Space Heating | Natural Gas | Insulation - Ducting | A | Integrated Unit Winter Peak Savings (kW) | Achievable Economic UCT Potential | 0 | 0 | 0 | 0 | 0 | 0 | 0 | 0 | 0 | 0 | 0 | 0 | 0 | 0 | 0 | 0 | 0 | 0 | 0 | 0 | 0 | 0 | 0 | 0 | 0 | 0 | 0
F4_Commercial_OR - Health_Existing_Space Heating_Natural Gas_Insulation - Ducting_A_Achievable Economic UCT Potential | F4 | Commercial | OR - Health | Existing | Space Heating | Natural Gas | Insulation - Ducting | A | Incremental Energy Savings (MWh or mTherms) | Achievable Economic UCT Potential | 0 | 0 | 0 | 0 | 0 | 0 | 0 | 0 | 0 | 0 | 0 | 0 | 0 | 0 | 0 | 0 | 0 | 0 | 0 | 0 | 0 | 0 | 0 | 0 | 0 | 0 | 0
F5_Commercial_OR - Health_Existing_Space Heating_Natural Gas_Insulation - Ducting_A_Achievable Economic UCT Potential | F5 | Commercial | OR - Health | Existing | Space Heating | Natural Gas | Insulation - Ducting | A | Incremental Summer Peak Savings (MW) | Achievable Economic UCT Potential | 0 | 0 | 0 | 0 | 0 | 0 | 0 | 0 | 0 | 0 | 0 | 0 | 0 | 0 | 0 | 0 | 0 | 0 | 0 | 0 | 0 | 0 | 0 | 0 | 0 | 0 | 0
F6_Commercial_OR - Health_Existing_Space Heating_Natural Gas_Insulation - Ducting_A_Achievable Economic UCT Potential | F6 | Commercial | OR - Health | Existing | Space Heating | Natural Gas | Insulation - Ducting | A | Incremental Winter Peak Savings (MW) | Achievable Economic UCT Potential | 0 | 0 | 0 | 0 | 0 | 0 | 0 | 0 | 0 | 0 | 0 | 0 | 0 | 0 | 0 | 0 | 0 | 0 | 0 | 0 | 0 | 0 | 0 | 0 | 0 | 0 | 0
F7_Commercial_OR - Health_Existing_Space Heating_Natural Gas_Insulation - Ducting_A_Achievable Economic UCT Potential | F7 | Commercial | OR - Health | Existing | Space Heating | Natural Gas | Insulation - Ducting | A | Cumulative Energy Savings (MWh or mTherms) | Achievable Economic UCT Potential | 0 | 0 | 0 | 0 | 0 | 0 | 0 | 0 | 0 | 0 | 0 | 0 | 0 | 0 | 0 | 0 | 0 | 0 | 0 | 0 | 0 | 0 | 0 | 0 | 0 | 0 | 0
F8_Commercial_OR - Health_Existing_Space Heating_Natural Gas_Insulation - Ducting_A_Achievable Economic UCT Potential | F8 | Commercial | OR - Health | Existing | Space Heating | Natural Gas | Insulation - Ducting | A | Cumulative Summer Peak Savings (MW) | Achievable Economic UCT Potential | 0 | 0 | 0 | 0 | 0 | 0 | 0 | 0 | 0 | 0 | 0 | 0 | 0 | 0 | 0 | 0 | 0 | 0 | 0 | 0 | 0 | 0 | 0 | 0 | 0 | 0 | 0
F9_Commercial_OR - Health_Existing_Space Heating_Natural Gas_Insulation - Ducting_A_Achievable Economic UCT Potential | F9 | Commercial | OR - Health | Existing | Space Heating | Natural Gas | Insulation - Ducting | A | Cumulative Winter Peak Savings (MW) | Achievable Economic UCT Potential | 0 | 0 | 0 | 0 | 0 | 0 | 0 | 0 | 0 | 0 | 0 | 0 | 0 | 0 | 0 | 0 | 0 | 0 | 0 | 0 | 0 | 0 | 0 | 0 | 0 | 0 | 0
F10_Commercial_OR - Health_Existing_Space Heating_Natural Gas_Insulation - Ducting_A_Achievable Economic UCT Potential | F10 | Commercial | OR - Health | Existing | Space Heating | Natural Gas | Insulation - Ducting | A | Purchases (Incremental) | Achievable Economic UCT Potential | 0 | 0 | 0 | 0 | 0 | 0 | 0 | 0 | 0 | 0 | 0 | 0 | 0 | 0 | 0 | 0 | 0 | 0 | 0 | 0 | 0 | 0 | 0 | 0 | 0 | 0 | 0
F11_Commercial_OR - Health_Existing_Space Heating_Natural Gas_Insulation - Ducting_A_Achievable Economic UCT Potential | F11 | Commercial | OR - Health | Existing | Space Heating | Natural Gas | Insulation - Ducting | A | Purchases (Cumulative) | Achievable Economic UCT Potential | 0 | 0 | 0 | 0 | 0 | 0 | 0 | 0 | 0 | 0 | 0 | 0 | 0 | 0 | 0 | 0 | 0 | 0 | 0 | 0 | 0 | 0 | 0 | 0 | 0 | 0 | 0
F1_Commercial_OR - Health_Existing_Space Heating_Natural Gas_Insulation - Wall Cavity_A_Achievable Economic UCT Potential | F1 | Commercial | OR - Health | Existing | Space Heating | Natural Gas | Insulation - Wall Cavity | A | Integrated Unit Energy Savings (kWh or therms) | Achievable Economic UCT Potential | 0 | 0 | 0.051835 | 0.051568 | 0.051279 | 0.050972 | 0.050642 | 0.050285 | 0.049897 | 0.049478 | 0.049023 | 0.048538 | 0.04803 | 0.047512 | 0.047 | 0.04651 | 0.04606 | 0.045679 | 0.045372 | 0.045107 | 0.044893 | 0.044695 | 0.044573 | 0.044457 | 0.044346 | 0.04424 | 0.044139
F2_Commercial_OR - Health_Existing_Space Heating_Natural Gas_Insulation - Wall Cavity_A_Achievable Economic UCT Potential | F2 | Commercial | OR - Health | Existing | Space Heating | Natural Gas | Insulation - Wall Cavity | A | Integrated Unit Summer Peak Savings (kW) | Achievable Economic UCT Potential | 0 | 0 | 0 | 0 | 0 | 0 | 0 | 0 | 0 | 0 | 0 | 0 | 0 | 0 | 0 | 0 | 0 | 0 | 0 | 0 | 0 | 0 | 0 | 0 | 0 | 0 | 0
F3_Commercial_OR - Health_Existing_Space Heating_Natural Gas_Insulation - Wall Cavity_A_Achievable Economic UCT Potential | F3 | Commercial | OR - Health | Existing | Space Heating | Natural Gas | Insulation - Wall Cavity | A | Integrated Unit Winter Peak Savings (kW) | Achievable Economic UCT Potential | 0 | 0 | 0 | 0 | 0 | 0 | 0 | 0 | 0 | 0 | 0 | 0 | 0 | 0 | 0 | 0 | 0 | 0 | 0 | 0 | 0 | 0 | 0 | 0 | 0 | 0 | 0
F4_Commercial_OR - Health_Existing_Space Heating_Natural Gas_Insulation - Wall Cavity_A_Achievable Economic UCT Potential | F4 | Commercial | OR - Health | Existing | Space Heating | Natural Gas | Insulation - Wall Cavity | A | Incremental Energy Savings (MWh or mTherms) | Achievable Economic UCT Potential | 0 | 0 | 0.061863 | 0.033116 | 0.1114 | 0.18012 | 0.27163 | 0.38629 | 0.52142 | 0.67026 | 0.82138 | 0.95902 | 1.0647 | 1.1204 | 1.113 | 1.0382 | 0.904 | 0.72978 | 0.54181 | 0.39465 | 0.21431 | 0.17069 | 0 | 0 | 0 | 0 | 0
F5_Commercial_OR - Health_Existing_Space Heating_Natural Gas_Insulation - Wall Cavity_A_Achievable Economic UCT Potential | F5 | Commercial | OR - Health | Existing | Space Heating | Natural Gas | Insulation - Wall Cavity | A | Incremental Summer Peak Savings (MW) | Achievable Economic UCT Potential | 0 | 0 | 0 | 0 | 0 | 0 | 0 | 0 | 0 | 0 | 0 | 0 | 0 | 0 | 0 | 0 | 0 | 0 | 0 | 0 | 0 | 0 | 0 | 0 | 0 | 0 | 0
F6_Commercial_OR - Health_Existing_Space Heating_Natural Gas_Insulation - Wall Cavity_A_Achievable Economic UCT Potential | F6 | Commercial | OR - Health | Existing | Space Heating | Natural Gas | Insulation - Wall Cavity | A | Incremental Winter Peak Savings (MW) | Achievable Economic UCT Potential | 0 | 0 | 0 | 0 | 0 | 0 | 0 | 0 | 0 | 0 | 0 | 0 | 0 | 0 | 0 | 0 | 0 | 0 | 0 | 0 | 0 | 0 | 0 | 0 | 0 | 0 | 0
F7_Commercial_OR - Health_Existing_Space Heating_Natural Gas_Insulation - Wall Cavity_A_Achievable Economic UCT Potential | F7 | Commercial | OR - Health | Existing | Space Heating | Natural Gas | Insulation - Wall Cavity | A | Cumulative Energy Savings (MWh or mTherms) | Achievable Economic UCT Potential | 0 | 0 | 0.061863 | 0.094661 | 0.20553 | 0.38443 | 0.65357 | 1.0352 | 1.5487 | 2.2059 | 3.007 | 3.9363 | 4.9598 | 6.0267 | 7.0747 | 8.0393 | 8.8654 | 9.5218 | 9.9997 | 10.336 | 10.5011 | 10.6255 | 10.5965 | 10.569 | 10.5427 | 10.5175 | 10.4933
F8_Commercial_OR - Health_Existing_Space Heating_Natural Gas_Insulation - Wall Cavity_A_Achievable Economic UCT Potential | F8 | Commercial | OR - Health | Existing | Space Heating | Natural Gas | Insulation - Wall Cavity | A | Cumulative Summer Peak Savings (MW) | Achievable Economic UCT Potential | 0 | 0 | 0 | 0 | 0 | 0 | 0 | 0 | 0 | 0 | 0 | 0 | 0 | 0 | 0 | 0 | 0 | 0 | 0 | 0 | 0 | 0 | 0 | 0 | 0 | 0 | 0
F9_Commercial_OR - Health_Existing_Space Heating_Natural Gas_Insulation - Wall Cavity_A_Achievable Economic UCT Potential | F9 | Commercial | OR - Health | Existing | Space Heating | Natural Gas | Insulation - Wall Cavity | A | Cumulative Winter Peak Savings (MW) | Achievable Economic UCT Potential | 0 | 0 | 0 | 0 | 0 | 0 | 0 | 0 | 0 | 0 | 0 | 0 | 0 | 0 | 0 | 0 | 0 | 0 | 0 | 0 | 0 | 0 | 0 | 0 | 0 | 0 | 0
F10_Commercial_OR - Health_Existing_Space Heating_Natural Gas_Insulation - Wall Cavity_A_Achievable Economic UCT Potential | F10 | Commercial | OR - Health | Existing | Space Heating | Natural Gas | Insulation - Wall Cavity | A | Purchases (Incremental) | Achievable Economic UCT Potential | 0 | 0 | 1193.4494 | 642.1853 | 2172.449 | 3533.7861 | 5363.7937 | 7682.0987 | 10449.7639 | 13546.6682 | 16754.8939 | 19758 | 22167.192 | 23581.7187 | 23680.1692 | 22322.5531 | 19626.5168 | 15976.3655 | 11941.5514 | 8749.1391 | 4773.7978 | 3819.0382 | 0 | 0 | 0 | 0 | 0
F11_Commercial_OR - Health_Existing_Space Heating_Natural Gas_Insulation - Wall Cavity_A_Achievable Economic UCT Potential | F11 | Commercial | OR - Health | Existing | Space Heating | Natural Gas | Insulation - Wall Cavity | A | Purchases (Cumulative) | Achievable Economic UCT Potential | 0 | 0 | 1193.4494 | 1835.6347 | 4008.0837 | 7541.8698 | 12905.6635 | 20587.7623 | 31037.5262 | 44584.1944 | 61339.0883 | 81097.0883 | 103264.2803 | 126845.999 | 150526.1682 | 172848.7213 | 192475.2381 | 208451.6036 | 220393.155 | 229142.2941 | 233916.0919 | 237735.1301 | 237735.1301 | 237735.1301 | 237735.1301 | 237735.1301 | 237735.1301
F1_Commercial_OR - Health_Existing_Space Heating_Natural Gas_Green Roof - Vegetated Rooftop_A_Achievable Economic UCT Potential | F1 | Commercial | OR - Health | Existing | Space Heating | Natural Gas | Green Roof - Vegetated Rooftop | A | Integrated Unit Energy Savings (kWh or therms) | Achievable Economic UCT Potential | 0 | 0 | 0.00093253 | 0.00091763 | 0.00090151 | 0.00088541 | 0.0008691 | 0.00085166 | 0.00083269 | 0.00081232 | 0.00079078 | 0.00076851 | 0.00074621 | 0.0007243 | 0.00070326 | 0.00068359 | 0.00066591 | 0.00065176 | 0.0006412 | 0.00063242 | 0.0006259 | 0.0006199 | 0.0006182 | 0.00061659 | 0.00061505 | 0.00061358 | 0.00061216
F2_Commercial_OR - Health_Existing_Space Heating_Natural Gas_Green Roof - Vegetated Rooftop_A_Achievable Economic UCT Potential | F2 | Commercial | OR - Health | Existing | Space Heating | Natural Gas | Green Roof - Vegetated Rooftop | A | Integrated Unit Summer Peak Savings (kW) | Achievable Economic UCT Potential | 0 | 0 | 0 | 0 | 0 | 0 | 0 | 0 | 0 | 0 | 0 | 0 | 0 | 0 | 0 | 0 | 0 | 0 | 0 | 0 | 0 | 0 | 0 | 0 | 0 | 0 | 0
F3_Commercial_OR - Health_Existing_Space Heating_Natural Gas_Green Roof - Vegetated Rooftop_A_Achievable Economic UCT Potential | F3 | Commercial | OR - Health | Existing | Space Heating | Natural Gas | Green Roof - Vegetated Rooftop | A | Integrated Unit Winter Peak Savings (kW) | Achievable Economic UCT Potential | 0 | 0 | 0 | 0 | 0 | 0 | 0 | 0 | 0 | 0 | 0 | 0 | 0 | 0 | 0 | 0 | 0 | 0 | 0 | 0 | 0 | 0 | 0 | 0 | 0 | 0 | 0
F4_Commercial_OR - Health_Existing_Space Heating_Natural Gas_Green Roof - Vegetated Rooftop_A_Achievable Economic UCT Potential | F4 | Commercial | OR - Health | Existing | Space Heating | Natural Gas | Green Roof - Vegetated Rooftop | A | Incremental Energy Savings (MWh or mTherms) | Achievable Economic UCT Potential | 0 | 0 | 0 | 0 | 0 | 0 | 0 | 0 | 0 | 0 | 0 | 0 | 0 | 0 | 0 | 0 | 0 | 0 | 0 | 0 | 0 | 0 | 0 | 0 | 0 | 0 | 0
F5_Commercial_OR - Health_Existing_Space Heating_Natural Gas_Green Roof - Vegetated Rooftop_A_Achievable Economic UCT Potential | F5 | Commercial | OR - Health | Existing | Space Heating | Natural Gas | Green Roof - Vegetated Rooftop | A | Incremental Summer Peak Savings (MW) | Achievable Economic UCT Potential | 0 | 0 | 0 | 0 | 0 | 0 | 0 | 0 | 0 | 0 | 0 | 0 | 0 | 0 | 0 | 0 | 0 | 0 | 0 | 0 | 0 | 0 | 0 | 0 | 0 | 0 | 0
F6_Commercial_OR - Health_Existing_Space Heating_Natural Gas_Green Roof - Vegetated Rooftop_A_Achievable Economic UCT Potential | F6 | Commercial | OR - Health | Existing | Space Heating | Natural Gas | Green Roof - Vegetated Rooftop | A | Incremental Winter Peak Savings (MW) | Achievable Economic UCT Potential | 0 | 0 | 0 | 0 | 0 | 0 | 0 | 0 | 0 | 0 | 0 | 0 | 0 | 0 | 0 | 0 | 0 | 0 | 0 | 0 | 0 | 0 | 0 | 0 | 0 | 0 | 0
F7_Commercial_OR - Health_Existing_Space Heating_Natural Gas_Green Roof - Vegetated Rooftop_A_Achievable Economic UCT Potential | F7 | Commercial | OR - Health | Existing | Space Heating | Natural Gas | Green Roof - Vegetated Rooftop | A | Cumulative Energy Savings (MWh or mTherms) | Achievable Economic UCT Potential | 0 | 0 | 0 | 0 | 0 | 0 | 0 | 0 | 0 | 0 | 0 | 0 | 0 | 0 | 0 | 0 | 0 | 0 | 0 | 0 | 0 | 0 | 0 | 0 | 0 | 0 | 0
F8_Commercial_OR - Health_Existing_Space Heating_Natural Gas_Green Roof - Vegetated Rooftop_A_Achievable Economic UCT Potential | F8 | Commercial | OR - Health | Existing | Space Heating | Natural Gas | Green Roof - Vegetated Rooftop | A | Cumulative Summer Peak Savings (MW) | Achievable Economic UCT Potential | 0 | 0 | 0 | 0 | 0 | 0 | 0 | 0 | 0 | 0 | 0 | 0 | 0 | 0 | 0 | 0 | 0 | 0 | 0 | 0 | 0 | 0 | 0 | 0 | 0 | 0 | 0
F9_Commercial_OR - Health_Existing_Space Heating_Natural Gas_Green Roof - Vegetated Rooftop_A_Achievable Economic UCT Potential | F9 | Commercial | OR - Health | Existing | Space Heating | Natural Gas | Green Roof - Vegetated Rooftop | A | Cumulative Winter Peak Savings (MW) | Achievable Economic UCT Potential | 0 | 0 | 0 | 0 | 0 | 0 | 0 | 0 | 0 | 0 | 0 | 0 | 0 | 0 | 0 | 0 | 0 | 0 | 0 | 0 | 0 | 0 | 0 | 0 | 0 | 0 | 0
F10_Commercial_OR - Health_Existing_Space Heating_Natural Gas_Green Roof - Vegetated Rooftop_A_Achievable Economic UCT Potential | F10 | Commercial | OR - Health | Existing | Space Heating | Natural Gas | Green Roof - Vegetated Rooftop | A | Purchases (Incremental) | Achievable Economic UCT Potential | 0 | 0 | 0 | 0 | 0 | 0 | 0 | 0 | 0 | 0 | 0 | 0 | 0 | 0 | 0 | 0 | 0 | 0 | 0 | 0 | 0 | 0 | 0 | 0 | 0 | 0 | 0
F11_Commercial_OR - Health_Existing_Space Heating_Natural Gas_Green Roof - Vegetated Rooftop_A_Achievable Economic UCT Potential | F11 | Commercial | OR - Health | Existing | Space Heating | Natural Gas | Green Roof - Vegetated Rooftop | A | Purchases (Cumulative) | Achievable Economic UCT Potential | 0 | 0 | 0 | 0 | 0 | 0 | 0 | 0 | 0 | 0 | 0 | 0 | 0 | 0 | 0 | 0 | 0 | 0 | 0 | 0 | 0 | 0 | 0 | 0 | 0 | 0 | 0
F1_Commercial_OR - Health_Existing_Space Heating_Natural Gas_Ducting - Repair and Sealing_A_Achievable Economic UCT Potential | F1 | Commercial | OR - Health | Existing | Space Heating | Natural Gas | Ducting - Repair and Sealing | A | Integrated Unit Energy Savings (kWh or therms) | Achievable Economic UCT Potential | 0 | 0 | 0.053605 | 0.053305 | 0.052969 | 0.052603 | 0.052198 | 0.051745 | 0.05124 | 0.050677 | 0.050054 | 0.049378 | 0.048664 | 0.047931 | 0.047208 | 0.046524 | 0.045904 | 0.045392 | 0.044995 | 0.044665 | 0.044416 | 0.044192 | 0.044071 | 0.043957 | 0.043847 | 0.043743 | 0.043642
F2_Commercial_OR - Health_Existing_Space Heating_Natural Gas_Ducting - Repair and Sealing_A_Achievable Economic UCT Potential | F2 | Commercial | OR - Health | Existing | Space Heating | Natural Gas | Ducting - Repair and Sealing | A | Integrated Unit Summer Peak Savings (kW) | Achievable Economic UCT Potential | 0 | 0 | 0 | 0 | 0 | 0 | 0 | 0 | 0 | 0 | 0 | 0 | 0 | 0 | 0 | 0 | 0 | 0 | 0 | 0 | 0 | 0 | 0 | 0 | 0 | 0 | 0
F3_Commercial_OR - Health_Existing_Space Heating_Natural Gas_Ducting - Repair and Sealing_A_Achievable Economic UCT Potential | F3 | Commercial | OR - Health | Existing | Space Heating | Natural Gas | Ducting - Repair and Sealing | A | Integrated Unit Winter Peak Savings (kW) | Achievable Economic UCT Potential | 0 | 0 | 0 | 0 | 0 | 0 | 0 | 0 | 0 | 0 | 0 | 0 | 0 | 0 | 0 | 0 | 0 | 0 | 0 | 0 | 0 | 0 | 0 | 0 | 0 | 0 | 0
F4_Commercial_OR - Health_Existing_Space Heating_Natural Gas_Ducting - Repair and Sealing_A_Achievable Economic UCT Potential | F4 | Commercial | OR - Health | Existing | Space Heating | Natural Gas | Ducting - Repair and Sealing | A | Incremental Energy Savings (MWh or mTherms) | Achievable Economic UCT Potential | 0 | 0 | 0.068491 | 0.036648 | 0.1232 | 0.19901 | 0.29974 | 0.42557 | 0.57324 | 0.73497 | 0.89786 | 1.0445 | 1.1549 | 1.2101 | 1.1968 | 1.1119 | 0.96453 | 0.77639 | 0.57524 | 0.41837 | 0.17025 | 0.1503 | 0 | 0 | 0 | 0 | 0
F5_Commercial_OR - Health_Existing_Space Heating_Natural Gas_Ducting - Repair and Sealing_A_Achievable Economic UCT Potential | F5 | Commercial | OR - Health | Existing | Space Heating | Natural Gas | Ducting - Repair and Sealing | A | Incremental Summer Peak Savings (MW) | Achievable Economic UCT Potential | 0 | 0 | 0 | 0 | 0 | 0 | 0 | 0 | 0 | 0 | 0 | 0 | 0 | 0 | 0 | 0 | 0 | 0 | 0 | 0 | 0 | 0 | 0 | 0 | 0 | 0 | 0
F6_Commercial_OR - Health_Existing_Space Heating_Natural Gas_Ducting - Repair and Sealing_A_Achievable Economic UCT Potential | F6 | Commercial | OR - Health | Existing | Space Heating | Natural Gas | Ducting - Repair and Sealing | A | Incremental Winter Peak Savings (MW) | Achievable Economic UCT Potential | 0 | 0 | 0 | 0 | 0 | 0 | 0 | 0 | 0 | 0 | 0 | 0 | 0 | 0 | 0 | 0 | 0 | 0 | 0 | 0 | 0 | 0 | 0 | 0 | 0 | 0 | 0
F7_Commercial_OR - Health_Existing_Space Heating_Natural Gas_Ducting - Repair and Sealing_A_Achievable Economic UCT Potential | F7 | Commercial | OR - Health | Existing | Space Heating | Natural Gas | Ducting - Repair and Sealing | A | Cumulative Energy Savings (MWh or mTherms) | Achievable Economic UCT Potential | 0 | 0 | 0.068491 | 0.10476 | 0.22729 | 0.42473 | 0.7212 | 1.1405 | 1.7026 | 2.4189 | 3.287 | 4.2871 | 5.38 | 6.509 | 7.6077 | 8.6093 | 9.4591 | 10.13 | 10.6166 | 10.9572 | 11.0664 | 11.1606 | 11.1303 | 11.1013 | 11.0737 | 11.0472 | 11.0219
F8_Commercial_OR - Health_Existing_Space Heating_Natural Gas_Ducting - Repair and Sealing_A_Achievable Economic UCT Potential | F8 | Commercial | OR - Health | Existing | Space Heating | Natural Gas | Ducting - Repair and Sealing | A | Cumulative Summer Peak Savings (MW) | Achievable Economic UCT Potential | 0 | 0 | 0 | 0 | 0 | 0 | 0 | 0 | 0 | 0 | 0 | 0 | 0 | 0 | 0 | 0 | 0 | 0 | 0 | 0 | 0 | 0 | 0 | 0 | 0 | 0 | 0
F9_Commercial_OR - Health_Existing_Space Heating_Natural Gas_Ducting - Repair and Sealing_A_Achievable Economic UCT Potential | F9 | Commercial | OR - Health | Existing | Space Heating | Natural Gas | Ducting - Repair and Sealing | A | Cumulative Winter Peak Savings (MW) | Achievable Economic UCT Potential | 0 | 0 | 0 | 0 | 0 | 0 | 0 | 0 | 0 | 0 | 0 | 0 | 0 | 0 | 0 | 0 | 0 | 0 | 0 | 0 | 0 | 0 | 0 | 0 | 0 | 0 | 0
F10_Commercial_OR - Health_Existing_Space Heating_Natural Gas_Ducting - Repair and Sealing_A_Achievable Economic UCT Potential | F10 | Commercial | OR - Health | Existing | Space Heating | Natural Gas | Ducting - Repair and Sealing | A | Purchases (Incremental) | Achievable Economic UCT Potential | 0 | 0 | 1277.6949 | 687.517 | 2325.8019 | 3783.2356 | 5742.4232 | 8224.377 | 11187.4113 | 14502.9257 | 17937.6195 | 21152.7145 | 23731.971 | 25246.3489 | 25351.7491 | 23898.299 | 21011.9498 | 17104.1349 | 12784.5038 | 9366.7396 | 3833.0846 | 3401.1066 | 0 | 0 | 0 | 0 | 0
F11_Commercial_OR - Health_Existing_Space Heating_Natural Gas_Ducting - Repair and Sealing_A_Achievable Economic UCT Potential | F11 | Commercial | OR - Health | Existing | Space Heating | Natural Gas | Ducting - Repair and Sealing | A | Purchases (Cumulative) | Achievable Economic UCT Potential | 0 | 0 | 1277.6949 | 1965.2119 | 4291.0138 | 8074.2494 | 13816.6725 | 22041.0495 | 33228.4608 | 47731.3865 | 65669.006 | 86821.7205 | 110553.6914 | 135800.0404 | 161151.7894 | 185050.0884 | 206062.0383 | 223166.1732 | 235950.677 | 245317.4166 | 249150.5013 | 252551.6078 | 252551.6078 | 252551.6078 | 252551.6078 | 252551.6078 | 252551.6078
F1_Commercial_OR - Health_Existing_Space Heating_Natural Gas_Windows - High Efficiency Glazing_A_Achievable Economic UCT Potential | F1 | Commercial | OR - Health | Existing | Space Heating | Natural Gas | Windows - High Efficiency Glazing | A | Integrated Unit Energy Savings (kWh or therms) | Achievable Economic UCT Potential | 0 | 0 | 0 | 0 | 0 | 0 | 0 | 0 | 0 | 0 | 0 | 0 | 0 | 0 | 0 | 0 | 0 | 0 | 0 | 0 | 0 | 0 | 0 | 0 | 0 | 0 | 0
F2_Commercial_OR - Health_Existing_Space Heating_Natural Gas_Windows - High Efficiency Glazing_A_Achievable Economic UCT Potential | F2 | Commercial | OR - Health | Existing | Space Heating | Natural Gas | Windows - High Efficiency Glazing | A | Integrated Unit Summer Peak Savings (kW) | Achievable Economic UCT Potential | 0 | 0 | 0 | 0 | 0 | 0 | 0 | 0 | 0 | 0 | 0 | 0 | 0 | 0 | 0 | 0 | 0 | 0 | 0 | 0 | 0 | 0 | 0 | 0 | 0 | 0 | 0
F3_Commercial_OR - Health_Existing_Space Heating_Natural Gas_Windows - High Efficiency Glazing_A_Achievable Economic UCT Potential | F3 | Commercial | OR - Health | Existing | Space Heating | Natural Gas | Windows - High Efficiency Glazing | A | Integrated Unit Winter Peak Savings (kW) | Achievable Economic UCT Potential | 0 | 0 | 0 | 0 | 0 | 0 | 0 | 0 | 0 | 0 | 0 | 0 | 0 | 0 | 0 | 0 | 0 | 0 | 0 | 0 | 0 | 0 | 0 | 0 | 0 | 0 | 0
F4_Commercial_OR - Health_Existing_Space Heating_Natural Gas_Windows - High Efficiency Glazing_A_Achievable Economic UCT Potential | F4 | Commercial | OR - Health | Existing | Space Heating | Natural Gas | Windows - High Efficiency Glazing | A | Incremental Energy Savings (MWh or mTherms) | Achievable Economic UCT Potential | 0 | 0 | 0 | 0 | 0 | 0 | 0 | 0 | 0 | 0 | 0 | 0 | 0 | 0 | 0 | 0 | 0 | 0 | 0 | 0 | 0 | 0 | 0 | 0 | 0 | 0 | 0
F5_Commercial_OR - Health_Existing_Space Heating_Natural Gas_Windows - High Efficiency Glazing_A_Achievable Economic UCT Potential | F5 | Commercial | OR - Health | Existing | Space Heating | Natural Gas | Windows - High Efficiency Glazing | A | Incremental Summer Peak Savings (MW) | Achievable Economic UCT Potential | 0 | 0 | 0 | 0 | 0 | 0 | 0 | 0 | 0 | 0 | 0 | 0 | 0 | 0 | 0 | 0 | 0 | 0 | 0 | 0 | 0 | 0 | 0 | 0 | 0 | 0 | 0
F6_Commercial_OR - Health_Existing_Space Heating_Natural Gas_Windows - High Efficiency Glazing_A_Achievable Economic UCT Potential | F6 | Commercial | OR - Health | Existing | Space Heating | Natural Gas | Windows - High Efficiency Glazing | A | Incremental Winter Peak Savings (MW) | Achievable Economic UCT Potential | 0 | 0 | 0 | 0 | 0 | 0 | 0 | 0 | 0 | 0 | 0 | 0 | 0 | 0 | 0 | 0 | 0 | 0 | 0 | 0 | 0 | 0 | 0 | 0 | 0 | 0 | 0
F7_Commercial_OR - Health_Existing_Space Heating_Natural Gas_Windows - High Efficiency Glazing_A_Achievable Economic UCT Potential | F7 | Commercial | OR - Health | Existing | Space Heating | Natural Gas | Windows - High Efficiency Glazing | A | Cumulative Energy Savings (MWh or mTherms) | Achievable Economic UCT Potential | 0 | 0 | 0 | 0 | 0 | 0 | 0 | 0 | 0 | 0 | 0 | 0 | 0 | 0 | 0 | 0 | 0 | 0 | 0 | 0 | 0 | 0 | 0 | 0 | 0 | 0 | 0
F8_Commercial_OR - Health_Existing_Space Heating_Natural Gas_Windows - High Efficiency Glazing_A_Achievable Economic UCT Potential | F8 | Commercial | OR - Health | Existing | Space Heating | Natural Gas | Windows - High Efficiency Glazing | A | Cumulative Summer Peak Savings (MW) | Achievable Economic UCT Potential | 0 | 0 | 0 | 0 | 0 | 0 | 0 | 0 | 0 | 0 | 0 | 0 | 0 | 0 | 0 | 0 | 0 | 0 | 0 | 0 | 0 | 0 | 0 | 0 | 0 | 0 | 0
F9_Commercial_OR - Health_Existing_Space Heating_Natural Gas_Windows - High Efficiency Glazing_A_Achievable Economic UCT Potential | F9 | Commercial | OR - Health | Existing | Space Heating | Natural Gas | Windows - High Efficiency Glazing | A | Cumulative Winter Peak Savings (MW) | Achievable Economic UCT Potential | 0 | 0 | 0 | 0 | 0 | 0 | 0 | 0 | 0 | 0 | 0 | 0 | 0 | 0 | 0 | 0 | 0 | 0 | 0 | 0 | 0 | 0 | 0 | 0 | 0 | 0 | 0
F10_Commercial_OR - Health_Existing_Space Heating_Natural Gas_Windows - High Efficiency Glazing_A_Achievable Economic UCT Potential | F10 | Commercial | OR - Health | Existing | Space Heating | Natural Gas | Windows - High Efficiency Glazing | A | Purchases (Incremental) | Achievable Economic UCT Potential | 0 | 0 | 0 | 0 | 0 | 0 | 0 | 0 | 0 | 0 | 0 | 0 | 0 | 0 | 0 | 0 | 0 | 0 | 0 | 0 | 0 | 0 | 0 | 0 | 0 | 0 | 0
F11_Commercial_OR - Health_Existing_Space Heating_Natural Gas_Windows - High Efficiency Glazing_A_Achievable Economic UCT Potential | F11 | Commercial | OR - Health | Existing | Space Heating | Natural Gas | Windows - High Efficiency Glazing | A | Purchases (Cumulative) | Achievable Economic UCT Potential | 0 | 0 | 0 | 0 | 0 | 0 | 0 | 0 | 0 | 0 | 0 | 0 | 0 | 0 | 0 | 0 | 0 | 0 | 0 | 0 | 0 | 0 | 0 | 0 | 0 | 0 | 0
F1_Commercial_OR - Health_Existing_Space Heating_Natural Gas_Windows - Secondary Glazing Systems_A_Achievable Economic UCT Potential | F1 | Commercial | OR - Health | Existing | Space Heating | Natural Gas | Windows - Secondary Glazing Systems | A | Integrated Unit Energy Savings (kWh or therms) | Achievable Economic UCT Potential | 0 | 0 | 0.56891 | 0.56606 | 0.56317 | 0.56025 | 0.5573 | 0.55434 | 0.55139 | 0.54846 | 0.54553 | 0.54261 | 0.53972 | 0.53685 | 0.53403 | 0.53127 | 0.52859 | 0.52622 | 0.52418 | 0.52222 | 0.52033 | 0.51852 | 0.5171 | 0.51576 | 0.51448 | 0.51325 | 0.51207
F2_Commercial_OR - Health_Existing_Space Heating_Natural Gas_Windows - Secondary Glazing Systems_A_Achievable Economic UCT Potential | F2 | Commercial | OR - Health | Existing | Space Heating | Natural Gas | Windows - Secondary Glazing Systems | A | Integrated Unit Summer Peak Savings (kW) | Achievable Economic UCT Potential | 0 | 0 | 0 | 0 | 0 | 0 | 0 | 0 | 0 | 0 | 0 | 0 | 0 | 0 | 0 | 0 | 0 | 0 | 0 | 0 | 0 | 0 | 0 | 0 | 0 | 0 | 0
F3_Commercial_OR - Health_Existing_Space Heating_Natural Gas_Windows - Secondary Glazing Systems_A_Achievable Economic UCT Potential | F3 | Commercial | OR - Health | Existing | Space Heating | Natural Gas | Windows - Secondary Glazing Systems | A | Integrated Unit Winter Peak Savings (kW) | Achievable Economic UCT Potential | 0 | 0 | 0 | 0 | 0 | 0 | 0 | 0 | 0 | 0 | 0 | 0 | 0 | 0 | 0 | 0 | 0 | 0 | 0 | 0 | 0 | 0 | 0 | 0 | 0 | 0 | 0
F4_Commercial_OR - Health_Existing_Space Heating_Natural Gas_Windows - Secondary Glazing Systems_A_Achievable Economic UCT Potential | F4 | Commercial | OR - Health | Existing | Space Heating | Natural Gas | Windows - Secondary Glazing Systems | A | Incremental Energy Savings (MWh or mTherms) | Achievable Economic UCT Potential | 0 | 0 | 0.085467 | 0.045759 | 0.15401 | 0.24921 | 0.37628 | 0.53606 | 0.7253 | 0.93526 | 1.1506 | 1.3495 | 1.506 | 1.5936 | 1.5918 | 1.4928 | 1.3059 | 1.0583 | 0.78794 | 0.57514 | 0.31268 | 0.24927 | 0 | 0 | 0 | 0 | 0
F5_Commercial_OR - Health_Existing_Space Heating_Natural Gas_Windows - Secondary Glazing Systems_A_Achievable Economic UCT Potential | F5 | Commercial | OR - Health | Existing | Space Heating | Natural Gas | Windows - Secondary Glazing Systems | A | Incremental Summer Peak Savings (MW) | Achievable Economic UCT Potential | 0 | 0 | 0 | 0 | 0 | 0 | 0 | 0 | 0 | 0 | 0 | 0 | 0 | 0 | 0 | 0 | 0 | 0 | 0 | 0 | 0 | 0 | 0 | 0 | 0 | 0 | 0
F6_Commercial_OR - Health_Existing_Space Heating_Natural Gas_Windows - Secondary Glazing Systems_A_Achievable Economic UCT Potential | F6 | Commercial | OR - Health | Existing | Space Heating | Natural Gas | Windows - Secondary Glazing Systems | A | Incremental Winter Peak Savings (MW) | Achievable Economic UCT Potential | 0 | 0 | 0 | 0 | 0 | 0 | 0 | 0 | 0 | 0 | 0 | 0 | 0 | 0 | 0 | 0 | 0 | 0 | 0 | 0 | 0 | 0 | 0 | 0 | 0 | 0 | 0
F7_Commercial_OR - Health_Existing_Space Heating_Natural Gas_Windows - Secondary Glazing Systems_A_Achievable Economic UCT Potential | F7 | Commercial | OR - Health | Existing | Space Heating | Natural Gas | Windows - Secondary Glazing Systems | A | Cumulative Energy Savings (MWh or mTherms) | Achievable Economic UCT Potential | 0 | 0 | 0.085467 | 0.1308 | 0.28414 | 0.53188 | 0.90536 | 1.4366 | 2.1543 | 3.0781 | 4.2122 | 5.5392 | 7.0156 | 8.5719 | 10.1188 | 11.5594 | 12.8069 | 13.8078 | 14.5423 | 15.063 | 15.3212 | 15.517 | 15.4747 | 15.4345 | 15.3961 | 15.3593 | 15.324
F8_Commercial_OR - Health_Existing_Space Heating_Natural Gas_Windows - Secondary Glazing Systems_A_Achievable Economic UCT Potential | F8 | Commercial | OR - Health | Existing | Space Heating | Natural Gas | Windows - Secondary Glazing Systems | A | Cumulative Summer Peak Savings (MW) | Achievable Economic UCT Potential | 0 | 0 | 0 | 0 | 0 | 0 | 0 | 0 | 0 | 0 | 0 | 0 | 0 | 0 | 0 | 0 | 0 | 0 | 0 | 0 | 0 | 0 | 0 | 0 | 0 | 0 | 0
F9_Commercial_OR - Health_Existing_Space Heating_Natural Gas_Windows - Secondary Glazing Systems_A_Achievable Economic UCT Potential | F9 | Commercial | OR - Health | Existing | Space Heating | Natural Gas | Windows - Secondary Glazing Systems | A | Cumulative Winter Peak Savings (MW) | Achievable Economic UCT Potential | 0 | 0 | 0 | 0 | 0 | 0 | 0 | 0 | 0 | 0 | 0 | 0 | 0 | 0 | 0 | 0 | 0 | 0 | 0 | 0 | 0 | 0 | 0 | 0 | 0 | 0 | 0
F10_Commercial_OR - Health_Existing_Space Heating_Natural Gas_Windows - Secondary Glazing Systems_A_Achievable Economic UCT Potential | F10 | Commercial | OR - Health | Existing | Space Heating | Natural Gas | Windows - Secondary Glazing Systems | A | Purchases (Incremental) | Achievable Economic UCT Potential | 0 | 0 | 150.2298 | 80.8374 | 273.465 | 444.8282 | 675.1871 | 967.0122 | 1315.4022 | 1705.2363 | 2109.0834 | 2487.1104 | 2790.3762 | 2968.4349 | 2980.8278 | 2809.9329 | 2470.5595 | 2011.0833 | 1503.1864 | 1101.3298 | 600.9192 | 480.7354 | 0 | 0 | 0 | 0 | 0
F11_Commercial_OR - Health_Existing_Space Heating_Natural Gas_Windows - Secondary Glazing Systems_A_Achievable Economic UCT Potential | F11 | Commercial | OR - Health | Existing | Space Heating | Natural Gas | Windows - Secondary Glazing Systems | A | Purchases (Cumulative) | Achievable Economic UCT Potential | 0 | 0 | 150.2298 | 231.0672 | 504.5322 | 949.3604 | 1624.5475 | 2591.5597 | 3906.9619 | 5612.1982 | 7721.2817 | 10208.3921 | 12998.7683 | 15967.2032 | 18948.031 | 21757.9639 | 24228.5233 | 26239.6066 | 27742.793 | 28844.1228 | 29445.0421 | 29925.7775 | 29925.7775 | 29925.7775 | 29925.7775 | 29925.7775 | 29925.7775
F1_Commercial_OR - Health_Existing_Space Heating_Natural Gas_HVAC - Energy Recovery Ventilator_A_Achievable Economic UCT Potential | F1 | Commercial | OR - Health | Existing | Space Heating | Natural Gas | HVAC - Energy Recovery Ventilator | A | Integrated Unit Energy Savings (kWh or therms) | Achievable Economic UCT Potential | 0 | 0 | 0.04016 | 0.039868 | 0.039531 | 0.039156 | 0.03873 | 0.038243 | 0.037687 | 0.037055 | 0.036348 | 0.035575 | 0.034757 | 0.03392 | 0.033101 | 0.032334 | 0.031649 | 0.031106 | 0.030712 | 0.030398 | 0.030188 | 0.03 | 0.029918 | 0.029841 | 0.029766 | 0.029695 | 0.029627
F2_Commercial_OR - Health_Existing_Space Heating_Natural Gas_HVAC - Energy Recovery Ventilator_A_Achievable Economic UCT Potential | F2 | Commercial | OR - Health | Existing | Space Heating | Natural Gas | HVAC - Energy Recovery Ventilator | A | Integrated Unit Summer Peak Savings (kW) | Achievable Economic UCT Potential | 0 | 0 | 0 | 0 | 0 | 0 | 0 | 0 | 0 | 0 | 0 | 0 | 0 | 0 | 0 | 0 | 0 | 0 | 0 | 0 | 0 | 0 | 0 | 0 | 0 | 0 | 0
F3_Commercial_OR - Health_Existing_Space Heating_Natural Gas_HVAC - Energy Recovery Ventilator_A_Achievable Economic UCT Potential | F3 | Commercial | OR - Health | Existing | Space Heating | Natural Gas | HVAC - Energy Recovery Ventilator | A | Integrated Unit Winter Peak Savings (kW) | Achievable Economic UCT Potential | 0 | 0 | 0 | 0 | 0 | 0 | 0 | 0 | 0 | 0 | 0 | 0 | 0 | 0 | 0 | 0 | 0 | 0 | 0 | 0 | 0 | 0 | 0 | 0 | 0 | 0 | 0
F4_Commercial_OR - Health_Existing_Space Heating_Natural Gas_HVAC - Energy Recovery Ventilator_A_Achievable Economic UCT Potential | F4 | Commercial | OR - Health | Existing | Space Heating | Natural Gas | HVAC - Energy Recovery Ventilator | A | Incremental Energy Savings (MWh or mTherms) | Achievable Economic UCT Potential | 0 | 0 | 0.29794 | 0.60712 | 0.60199 | 0.59627 | 0.58979 | 0.58238 | 0.5739 | 0.56429 | 0.55352 | 0.54175 | 0.52928 | 0.51654 | 0.50406 | 0.49238 | 0.48195 | 0.47369 | 0.46769 | 0.46291 | 0.4597 | 0.45685 | 0 | 0 | 0 | 0 | 0
F5_Commercial_OR - Health_Existing_Space Heating_Natural Gas_HVAC - Energy Recovery Ventilator_A_Achievable Economic UCT Potential | F5 | Commercial | OR - Health | Existing | Space Heating | Natural Gas | HVAC - Energy Recovery Ventilator | A | Incremental Summer Peak Savings (MW) | Achievable Economic UCT Potential | 0 | 0 | 0 | 0 | 0 | 0 | 0 | 0 | 0 | 0 | 0 | 0 | 0 | 0 | 0 | 0 | 0 | 0 | 0 | 0 | 0 | 0 | 0 | 0 | 0 | 0 | 0
F6_Commercial_OR - Health_Existing_Space Heating_Natural Gas_HVAC - Energy Recovery Ventilator_A_Achievable Economic UCT Potential | F6 | Commercial | OR - Health | Existing | Space Heating | Natural Gas | HVAC - Energy Recovery Ventilator | A | Incremental Winter Peak Savings (MW) | Achievable Economic UCT Potential | 0 | 0 | 0 | 0 | 0 | 0 | 0 | 0 | 0 | 0 | 0 | 0 | 0 | 0 | 0 | 0 | 0 | 0 | 0 | 0 | 0 | 0 | 0 | 0 | 0 | 0 | 0
F7_Commercial_OR - Health_Existing_Space Heating_Natural Gas_HVAC - Energy Recovery Ventilator_A_Achievable Economic UCT Potential | F7 | Commercial | OR - Health | Existing | Space Heating | Natural Gas | HVAC - Energy Recovery Ventilator | A | Cumulative Energy Savings (MWh or mTherms) | Achievable Economic UCT Potential | 0 | 0 | 0.29794 | 0.9029 | 1.4973 | 2.0793 | 2.6465 | 3.1956 | 3.723 | 4.2249 | 4.6978 | 5.1397 | 5.5507 | 5.9336 | 6.2943 | 6.6408 | 6.9821 | 7.3362 | 7.7109 | 8.0951 | 8.4986 | 8.9027 | 8.8784 | 8.8553 | 8.8333 | 8.8121 | 8.7919
F8_Commercial_OR - Health_Existing_Space Heating_Natural Gas_HVAC - Energy Recovery Ventilator_A_Achievable Economic UCT Potential | F8 | Commercial | OR - Health | Existing | Space Heating | Natural Gas | HVAC - Energy Recovery Ventilator | A | Cumulative Summer Peak Savings (MW) | Achievable Economic UCT Potential | 0 | 0 | 0 | 0 | 0 | 0 | 0 | 0 | 0 | 0 | 0 | 0 | 0 | 0 | 0 | 0 | 0 | 0 | 0 | 0 | 0 | 0 | 0 | 0 | 0 | 0 | 0
F9_Commercial_OR - Health_Existing_Space Heating_Natural Gas_HVAC - Energy Recovery Ventilator_A_Achievable Economic UCT Potential | F9 | Commercial | OR - Health | Existing | Space Heating | Natural Gas | HVAC - Energy Recovery Ventilator | A | Cumulative Winter Peak Savings (MW) | Achievable Economic UCT Potential | 0 | 0 | 0 | 0 | 0 | 0 | 0 | 0 | 0 | 0 | 0 | 0 | 0 | 0 | 0 | 0 | 0 | 0 | 0 | 0 | 0 | 0 | 0 | 0 | 0 | 0 | 0
F10_Commercial_OR - Health_Existing_Space Heating_Natural Gas_HVAC - Energy Recovery Ventilator_A_Achievable Economic UCT Potential | F10 | Commercial | OR - Health | Existing | Space Heating | Natural Gas | HVAC - Energy Recovery Ventilator | A | Purchases (Incremental) | Achievable Economic UCT Potential | 0 | 0 | 7418.8735 | 15228.214 | 15228.214 | 15228.214 | 15228.214 | 15228.214 | 15228.214 | 15228.214 | 15228.214 | 15228.214 | 15228.214 | 15228.214 | 15228.214 | 15228.214 | 15228.214 | 15228.214 | 15228.214 | 15228.214 | 15228.214 | 15228.214 | 0 | 0 | 0 | 0 | 0
F11_Commercial_OR - Health_Existing_Space Heating_Natural Gas_HVAC - Energy Recovery Ventilator_A_Achievable Economic UCT Potential | F11 | Commercial | OR - Health | Existing | Space Heating | Natural Gas | HVAC - Energy Recovery Ventilator | A | Purchases (Cumulative) | Achievable Economic UCT Potential | 0 | 0 | 7418.8735 | 22647.0875 | 37875.3015 | 53103.5155 | 68331.7295 | 83559.9435 | 98788.1575 | 114016.3715 | 129244.5855 | 144472.7995 | 159701.0135 | 174929.2275 | 190157.4415 | 205385.6555 | 220613.8695 | 235842.0835 | 251070.2975 | 266298.5115 | 281526.7255 | 296754.9395 | 296754.9395 | 296754.9395 | 296754.9395 | 296754.9395 | 296754.9395
F1_Commercial_OR - Health_Existing_Space Heating_Natural Gas_Building Shell - Air Sealing (Infiltration Control)_A_Achievable Economic UCT Potential | F1 | Commercial | OR - Health | Existing | Space Heating | Natural Gas | Building Shell - Air Sealing (Infiltration Control) | A | Integrated Unit Energy Savings (kWh or therms) | Achievable Economic UCT Potential | 0 | 0 | 1.2508 | 1.2466 | 1.2422 | 1.2377 | 1.2333 | 1.2287 | 1.2242 | 1.2197 | 1.2153 | 1.2108 | 1.2065 | 1.2021 | 1.1979 | 1.1938 | 1.1897 | 1.1858 | 1.182 | 1.1783 | 1.1748 | 1.1714 | 1.1683 | 1.1652 | 1.1623 | 1.1596 | 1.1569
F2_Commercial_OR - Health_Existing_Space Heating_Natural Gas_Building Shell - Air Sealing (Infiltration Control)_A_Achievable Economic UCT Potential | F2 | Commercial | OR - Health | Existing | Space Heating | Natural Gas | Building Shell - Air Sealing (Infiltration Control) | A | Integrated Unit Summer Peak Savings (kW) | Achievable Economic UCT Potential | 0 | 0 | 0 | 0 | 0 | 0 | 0 | 0 | 0 | 0 | 0 | 0 | 0 | 0 | 0 | 0 | 0 | 0 | 0 | 0 | 0 | 0 | 0 | 0 | 0 | 0 | 0
F3_Commercial_OR - Health_Existing_Space Heating_Natural Gas_Building Shell - Air Sealing (Infiltration Control)_A_Achievable Economic UCT Potential | F3 | Commercial | OR - Health | Existing | Space Heating | Natural Gas | Building Shell - Air Sealing (Infiltration Control) | A | Integrated Unit Winter Peak Savings (kW) | Achievable Economic UCT Potential | 0 | 0 | 0 | 0 | 0 | 0 | 0 | 0 | 0 | 0 | 0 | 0 | 0 | 0 | 0 | 0 | 0 | 0 | 0 | 0 | 0 | 0 | 0 | 0 | 0 | 0 | 0
F4_Commercial_OR - Health_Existing_Space Heating_Natural Gas_Building Shell - Air Sealing (Infiltration Control)_A_Achievable Economic UCT Potential | F4 | Commercial | OR - Health | Existing | Space Heating | Natural Gas | Building Shell - Air Sealing (Infiltration Control) | A | Incremental Energy Savings (MWh or mTherms) | Achievable Economic UCT Potential | 0 | 0 | 0.0037532 | 0.0020126 | 0.0067846 | 0.010997 | 0.016631 | 0.023732 | 0.032164 | 0.041542 | 0.051192 | 0.060148 | 0.063618 | 0.069332 | 0.064776 | 0.056391 | 0.042662 | 0.024728 | 0.0044331 | 0 | 0 | 0 | 0 | 0 | 0 | 0 | 0
F5_Commercial_OR - Health_Existing_Space Heating_Natural Gas_Building Shell - Air Sealing (Infiltration Control)_A_Achievable Economic UCT Potential | F5 | Commercial | OR - Health | Existing | Space Heating | Natural Gas | Building Shell - Air Sealing (Infiltration Control) | A | Incremental Summer Peak Savings (MW) | Achievable Economic UCT Potential | 0 | 0 | 0 | 0 | 0 | 0 | 0 | 0 | 0 | 0 | 0 | 0 | 0 | 0 | 0 | 0 | 0 | 0 | 0 | 0 | 0 | 0 | 0 | 0 | 0 | 0 | 0
F6_Commercial_OR - Health_Existing_Space Heating_Natural Gas_Building Shell - Air Sealing (Infiltration Control)_A_Achievable Economic UCT Potential | F6 | Commercial | OR - Health | Existing | Space Heating | Natural Gas | Building Shell - Air Sealing (Infiltration Control) | A | Incremental Winter Peak Savings (MW) | Achievable Economic UCT Potential | 0 | 0 | 0 | 0 | 0 | 0 | 0 | 0 | 0 | 0 | 0 | 0 | 0 | 0 | 0 | 0 | 0 | 0 | 0 | 0 | 0 | 0 | 0 | 0 | 0 | 0 | 0
F7_Commercial_OR - Health_Existing_Space Heating_Natural Gas_Building Shell - Air Sealing (Infiltration Control)_A_Achievable Economic UCT Potential | F7 | Commercial | OR - Health | Existing | Space Heating | Natural Gas | Building Shell - Air Sealing (Infiltration Control) | A | Cumulative Energy Savings (MWh or mTherms) | Achievable Economic UCT Potential | 0 | 0 | 0.0037532 | 0.005753 | 0.012517 | 0.023469 | 0.040015 | 0.063601 | 0.095531 | 0.13672 | 0.18741 | 0.24688 | 0.3096 | 0.37783 | 0.44128 | 0.49614 | 0.53712 | 0.56007 | 0.5627 | 0.56096 | 0.55928 | 0.55769 | 0.55617 | 0.55473 | 0.55335 | 0.55203 | 0.55076
F8_Commercial_OR - Health_Existing_Space Heating_Natural Gas_Building Shell - Air Sealing (Infiltration Control)_A_Achievable Economic UCT Potential | F8 | Commercial | OR - Health | Existing | Space Heating | Natural Gas | Building Shell - Air Sealing (Infiltration Control) | A | Cumulative Summer Peak Savings (MW) | Achievable Economic UCT Potential | 0 | 0 | 0 | 0 | 0 | 0 | 0 | 0 | 0 | 0 | 0 | 0 | 0 | 0 | 0 | 0 | 0 | 0 | 0 | 0 | 0 | 0 | 0 | 0 | 0 | 0 | 0
F9_Commercial_OR - Health_Existing_Space Heating_Natural Gas_Building Shell - Air Sealing (Infiltration Control)_A_Achievable Economic UCT Potential | F9 | Commercial | OR - Health | Existing | Space Heating | Natural Gas | Building Shell - Air Sealing (Infiltration Control) | A | Cumulative Winter Peak Savings (MW) | Achievable Economic UCT Potential | 0 | 0 | 0 | 0 | 0 | 0 | 0 | 0 | 0 | 0 | 0 | 0 | 0 | 0 | 0 | 0 | 0 | 0 | 0 | 0 | 0 | 0 | 0 | 0 | 0 | 0 | 0
F10_Commercial_OR - Health_Existing_Space Heating_Natural Gas_Building Shell - Air Sealing (Infiltration Control)_A_Achievable Economic UCT Potential | F10 | Commercial | OR - Health | Existing | Space Heating | Natural Gas | Building Shell - Air Sealing (Infiltration Control) | A | Purchases (Incremental) | Achievable Economic UCT Potential | 0 | 0 | 3.0005 | 1.6146 | 5.4619 | 8.8845 | 13.4854 | 19.314 | 26.2724 | 34.0585 | 42.1245 | 49.6748 | 52.7313 | 57.6736 | 54.0738 | 47.238 | 35.8588 | 20.8531 | 3.7506 | 0 | 0 | 0 | 0 | 0 | 0 | 0 | 0
F11_Commercial_OR - Health_Existing_Space Heating_Natural Gas_Building Shell - Air Sealing (Infiltration Control)_A_Achievable Economic UCT Potential | F11 | Commercial | OR - Health | Existing | Space Heating | Natural Gas | Building Shell - Air Sealing (Infiltration Control) | A | Purchases (Cumulative) | Achievable Economic UCT Potential | 0 | 0 | 3.0005 | 4.6151 | 10.077 | 18.9615 | 32.4469 | 51.7609 | 78.0333 | 112.0918 | 154.2162 | 203.891 | 256.6223 | 314.296 | 368.3698 | 415.6078 | 451.4665 | 472.3196 | 476.0702 | 476.0702 | 476.0702 | 476.0702 | 476.0702 | 476.0702 | 476.0702 | 476.0702 | 476.0702
F1_Commercial_OR - Health_Existing_Space Heating_Natural Gas_Ventilation - Demand Controlled_A_Achievable Economic UCT Potential | F1 | Commercial | OR - Health | Existing | Space Heating | Natural Gas | Ventilation - Demand Controlled | A | Integrated Unit Energy Savings (kWh or therms) | Achievable Economic UCT Potential | 0 | 0 | 0.0098707 | 0.0097742 | 0.0096669 | 0.0095506 | 0.0094227 | 0.0092805 | 0.0091221 | 0.0089462 | 0.008753 | 0.0085448 | 0.0083266 | 0.0081075 | 0.0078958 | 0.0076974 | 0.0075193 | 0.0073756 | 0.0072674 | 0.0071787 | 0.0071145 | 0.007056 | 0.0070368 | 0.0070185 | 0.007001 | 0.0069842 | 0.0069682
F2_Commercial_OR - Health_Existing_Space Heating_Natural Gas_Ventilation - Demand Controlled_A_Achievable Economic UCT Potential | F2 | Commercial | OR - Health | Existing | Space Heating | Natural Gas | Ventilation - Demand Controlled | A | Integrated Unit Summer Peak Savings (kW) | Achievable Economic UCT Potential | 0 | 0 | 0 | 0 | 0 | 0 | 0 | 0 | 0 | 0 | 0 | 0 | 0 | 0 | 0 | 0 | 0 | 0 | 0 | 0 | 0 | 0 | 0 | 0 | 0 | 0 | 0
F3_Commercial_OR - Health_Existing_Space Heating_Natural Gas_Ventilation - Demand Controlled_A_Achievable Economic UCT Potential | F3 | Commercial | OR - Health | Existing | Space Heating | Natural Gas | Ventilation - Demand Controlled | A | Integrated Unit Winter Peak Savings (kW) | Achievable Economic UCT Potential | 0 | 0 | 0 | 0 | 0 | 0 | 0 | 0 | 0 | 0 | 0 | 0 | 0 | 0 | 0 | 0 | 0 | 0 | 0 | 0 | 0 | 0 | 0 | 0 | 0 | 0 | 0
F4_Commercial_OR - Health_Existing_Space Heating_Natural Gas_Ventilation - Demand Controlled_A_Achievable Economic UCT Potential | F4 | Commercial | OR - Health | Existing | Space Heating | Natural Gas | Ventilation - Demand Controlled | A | Incremental Energy Savings (MWh or mTherms) | Achievable Economic UCT Potential | 0 | 0 | 0.16794 | 0.20419 | 0.24712 | 0.28342 | 0.31895 | 0.36726 | 0.39601 | 0.39675 | 0.36582 | 0.30697 | 0.089813 | 0 | 0 | 0 | 0 | 0 | 0 | 0 | 0 | 0 | 0 | 0 | 0 | 0 | 0
F5_Commercial_OR - Health_Existing_Space Heating_Natural Gas_Ventilation - Demand Controlled_A_Achievable Economic UCT Potential | F5 | Commercial | OR - Health | Existing | Space Heating | Natural Gas | Ventilation - Demand Controlled | A | Incremental Summer Peak Savings (MW) | Achievable Economic UCT Potential | 0 | 0 | 0 | 0 | 0 | 0 | 0 | 0 | 0 | 0 | 0 | 0 | 0 | 0 | 0 | 0 | 0 | 0 | 0 | 0 | 0 | 0 | 0 | 0 | 0 | 0 | 0
F6_Commercial_OR - Health_Existing_Space Heating_Natural Gas_Ventilation - Demand Controlled_A_Achievable Economic UCT Potential | F6 | Commercial | OR - Health | Existing | Space Heating | Natural Gas | Ventilation - Demand Controlled | A | Incremental Winter Peak Savings (MW) | Achievable Economic UCT Potential | 0 | 0 | 0 | 0 | 0 | 0 | 0 | 0 | 0 | 0 | 0 | 0 | 0 | 0 | 0 | 0 | 0 | 0 | 0 | 0 | 0 | 0 | 0 | 0 | 0 | 0 | 0
F7_Commercial_OR - Health_Existing_Space Heating_Natural Gas_Ventilation - Demand Controlled_A_Achievable Economic UCT Potential | F7 | Commercial | OR - Health | Existing | Space Heating | Natural Gas | Ventilation - Demand Controlled | A | Cumulative Energy Savings (MWh or mTherms) | Achievable Economic UCT Potential | 0 | 0 | 0.16794 | 0.37048 | 0.61354 | 0.88958 | 1.1966 | 1.5458 | 1.9154 | 2.2753 | 2.5919 | 2.8373 | 2.8546 | 2.7795 | 2.7069 | 2.6389 | 2.5778 | 2.5286 | 2.4915 | 2.4611 | 2.4391 | 2.419 | 2.4124 | 2.4062 | 2.4002 | 2.3944 | 2.3889
F8_Commercial_OR - Health_Existing_Space Heating_Natural Gas_Ventilation - Demand Controlled_A_Achievable Economic UCT Potential | F8 | Commercial | OR - Health | Existing | Space Heating | Natural Gas | Ventilation - Demand Controlled | A | Cumulative Summer Peak Savings (MW) | Achievable Economic UCT Potential | 0 | 0 | 0 | 0 | 0 | 0 | 0 | 0 | 0 | 0 | 0 | 0 | 0 | 0 | 0 | 0 | 0 | 0 | 0 | 0 | 0 | 0 | 0 | 0 | 0 | 0 | 0
F9_Commercial_OR - Health_Existing_Space Heating_Natural Gas_Ventilation - Demand Controlled_A_Achievable Economic UCT Potential | F9 | Commercial | OR - Health | Existing | Space Heating | Natural Gas | Ventilation - Demand Controlled | A | Cumulative Winter Peak Savings (MW) | Achievable Economic UCT Potential | 0 | 0 | 0 | 0 | 0 | 0 | 0 | 0 | 0 | 0 | 0 | 0 | 0 | 0 | 0 | 0 | 0 | 0 | 0 | 0 | 0 | 0 | 0 | 0 | 0 | 0 | 0
F10_Commercial_OR - Health_Existing_Space Heating_Natural Gas_Ventilation - Demand Controlled_A_Achievable Economic UCT Potential | F10 | Commercial | OR - Health | Existing | Space Heating | Natural Gas | Ventilation - Demand Controlled | A | Purchases (Incremental) | Achievable Economic UCT Potential | 0 | 0 | 17013.9499 | 20890.417 | 25563.757 | 29675.4939 | 33848.6587 | 39573.1508 | 43412.361 | 44348.7932 | 41793.4153 | 35924.9805 | 10786.3168 | 0 | 0 | 0 | 0 | 0 | 0 | 0 | 0 | 0 | 0 | 0 | 0 | 0 | 0
F11_Commercial_OR - Health_Existing_Space Heating_Natural Gas_Ventilation - Demand Controlled_A_Achievable Economic UCT Potential | F11 | Commercial | OR - Health | Existing | Space Heating | Natural Gas | Ventilation - Demand Controlled | A | Purchases (Cumulative) | Achievable Economic UCT Potential | 0 | 0 | 17013.9499 | 37904.3669 | 63468.1239 | 93143.6178 | 126992.2766 | 166565.4274 | 209977.7883 | 254326.5815 | 296119.9968 | 332044.9773 | 342831.2941 | 342831.2941 | 342831.2941 | 342831.2941 | 342831.2941 | 342831.2941 | 342831.2941 | 342831.2941 | 342831.2941 | 342831.2941 | 342831.2941 | 342831.2941 | 342831.2941 | 342831.2941 | 342831.2941
F1_Commercial_OR - Health_Existing_Space Heating_Natural Gas_HVAC - Dedicated Outdoor Air System (DOAS)_A_Achievable Economic UCT Potential | F1 | Commercial | OR - Health | Existing | Space Heating | Natural Gas | HVAC - Dedicated Outdoor Air System (DOAS) | A | Integrated Unit Energy Savings (kWh or therms) | Achievable Economic UCT Potential | 0 | 0 | 0.064169 | 0.063144 | 0.062035 | 0.060927 | 0.059804 | 0.058604 | 0.057299 | 0.055897 | 0.054415 | 0.052882 | 0.051348 | 0.049841 | 0.048393 | 0.047039 | 0.045823 | 0.044849 | 0.044122 | 0.043518 | 0.043069 | 0.042656 | 0.04254 | 0.042429 | 0.042323 | 0.042221 | 0.042124
F2_Commercial_OR - Health_Existing_Space Heating_Natural Gas_HVAC - Dedicated Outdoor Air System (DOAS)_A_Achievable Economic UCT Potential | F2 | Commercial | OR - Health | Existing | Space Heating | Natural Gas | HVAC - Dedicated Outdoor Air System (DOAS) | A | Integrated Unit Summer Peak Savings (kW) | Achievable Economic UCT Potential | 0 | 0 | 0 | 0 | 0 | 0 | 0 | 0 | 0 | 0 | 0 | 0 | 0 | 0 | 0 | 0 | 0 | 0 | 0 | 0 | 0 | 0 | 0 | 0 | 0 | 0 | 0
F3_Commercial_OR - Health_Existing_Space Heating_Natural Gas_HVAC - Dedicated Outdoor Air System (DOAS)_A_Achievable Economic UCT Potential | F3 | Commercial | OR - Health | Existing | Space Heating | Natural Gas | HVAC - Dedicated Outdoor Air System (DOAS) | A | Integrated Unit Winter Peak Savings (kW) | Achievable Economic UCT Potential | 0 | 0 | 0 | 0 | 0 | 0 | 0 | 0 | 0 | 0 | 0 | 0 | 0 | 0 | 0 | 0 | 0 | 0 | 0 | 0 | 0 | 0 | 0 | 0 | 0 | 0 | 0
F4_Commercial_OR - Health_Existing_Space Heating_Natural Gas_HVAC - Dedicated Outdoor Air System (DOAS)_A_Achievable Economic UCT Potential | F4 | Commercial | OR - Health | Existing | Space Heating | Natural Gas | HVAC - Dedicated Outdoor Air System (DOAS) | A | Incremental Energy Savings (MWh or mTherms) | Achievable Economic UCT Potential | 0 | 0 | 0 | 0 | 0 | 0 | 0 | 0 | 0 | 0 | 0 | 0 | 0 | 0 | 0 | 0 | 0 | 0 | 0 | 0 | 0 | 0 | 0 | 0 | 0 | 0 | 0
F5_Commercial_OR - Health_Existing_Space Heating_Natural Gas_HVAC - Dedicated Outdoor Air System (DOAS)_A_Achievable Economic UCT Potential | F5 | Commercial | OR - Health | Existing | Space Heating | Natural Gas | HVAC - Dedicated Outdoor Air System (DOAS) | A | Incremental Summer Peak Savings (MW) | Achievable Economic UCT Potential | 0 | 0 | 0 | 0 | 0 | 0 | 0 | 0 | 0 | 0 | 0 | 0 | 0 | 0 | 0 | 0 | 0 | 0 | 0 | 0 | 0 | 0 | 0 | 0 | 0 | 0 | 0
F6_Commercial_OR - Health_Existing_Space Heating_Natural Gas_HVAC - Dedicated Outdoor Air System (DOAS)_A_Achievable Economic UCT Potential | F6 | Commercial | OR - Health | Existing | Space Heating | Natural Gas | HVAC - Dedicated Outdoor Air System (DOAS) | A | Incremental Winter Peak Savings (MW) | Achievable Economic UCT Potential | 0 | 0 | 0 | 0 | 0 | 0 | 0 | 0 | 0 | 0 | 0 | 0 | 0 | 0 | 0 | 0 | 0 | 0 | 0 | 0 | 0 | 0 | 0 | 0 | 0 | 0 | 0
F7_Commercial_OR - Health_Existing_Space Heating_Natural Gas_HVAC - Dedicated Outdoor Air System (DOAS)_A_Achievable Economic UCT Potential | F7 | Commercial | OR - Health | Existing | Space Heating | Natural Gas | HVAC - Dedicated Outdoor Air System (DOAS) | A | Cumulative Energy Savings (MWh or mTherms) | Achievable Economic UCT Potential | 0 | 0 | 0 | 0 | 0 | 0 | 0 | 0 | 0 | 0 | 0 | 0 | 0 | 0 | 0 | 0 | 0 | 0 | 0 | 0 | 0 | 0 | 0 | 0 | 0 | 0 | 0
F8_Commercial_OR - Health_Existing_Space Heating_Natural Gas_HVAC - Dedicated Outdoor Air System (DOAS)_A_Achievable Economic UCT Potential | F8 | Commercial | OR - Health | Existing | Space Heating | Natural Gas | HVAC - Dedicated Outdoor Air System (DOAS) | A | Cumulative Summer Peak Savings (MW) | Achievable Economic UCT Potential | 0 | 0 | 0 | 0 | 0 | 0 | 0 | 0 | 0 | 0 | 0 | 0 | 0 | 0 | 0 | 0 | 0 | 0 | 0 | 0 | 0 | 0 | 0 | 0 | 0 | 0 | 0
F9_Commercial_OR - Health_Existing_Space Heating_Natural Gas_HVAC - Dedicated Outdoor Air System (DOAS)_A_Achievable Economic UCT Potential | F9 | Commercial | OR - Health | Existing | Space Heating | Natural Gas | HVAC - Dedicated Outdoor Air System (DOAS) | A | Cumulative Winter Peak Savings (MW) | Achievable Economic UCT Potential | 0 | 0 | 0 | 0 | 0 | 0 | 0 | 0 | 0 | 0 | 0 | 0 | 0 | 0 | 0 | 0 | 0 | 0 | 0 | 0 | 0 | 0 | 0 | 0 | 0 | 0 | 0
F10_Commercial_OR - Health_Existing_Space Heating_Natural Gas_HVAC - Dedicated Outdoor Air System (DOAS)_A_Achievable Economic UCT Potential | F10 | Commercial | OR - Health | Existing | Space Heating | Natural Gas | HVAC - Dedicated Outdoor Air System (DOAS) | A | Purchases (Incremental) | Achievable Economic UCT Potential | 0 | 0 | 0 | 0 | 0 | 0 | 0 | 0 | 0 | 0 | 0 | 0 | 0 | 0 | 0 | 0 | 0 | 0 | 0 | 0 | 0 | 0 | 0 | 0 | 0 | 0 | 0
F11_Commercial_OR - Health_Existing_Space Heating_Natural Gas_HVAC - Dedicated Outdoor Air System (DOAS)_A_Achievable Economic UCT Potential | F11 | Commercial | OR - Health | Existing | Space Heating | Natural Gas | HVAC - Dedicated Outdoor Air System (DOAS) | A | Purchases (Cumulative) | Achievable Economic UCT Potential | 0 | 0 | 0 | 0 | 0 | 0 | 0 | 0 | 0 | 0 | 0 | 0 | 0 | 0 | 0 | 0 | 0 | 0 | 0 | 0 | 0 | 0 | 0 | 0 | 0 | 0 | 0
F1_Commercial_OR - Health_Existing_Space Heating_Natural Gas_Destratification Fans (HVLS)_A_Achievable Economic UCT Potential | F1 | Commercial | OR - Health | Existing | Space Heating | Natural Gas | Destratification Fans (HVLS) | A | Integrated Unit Energy Savings (kWh or therms) | Achievable Economic UCT Potential | 0 | 0 | 201.1873 | 199.0255 | 196.5996 | 193.955 | 191.0367 | 187.7778 | 184.1594 | 180.1847 | 175.8858 | 171.3414 | 166.7588 | 162.2403 | 157.895 | 153.8384 | 150.2118 | 147.2884 | 145.0897 | 143.29 | 141.9971 | 140.8195 | 140.4352 | 140.0693 | 139.72 | 139.3856 | 139.0647
F2_Commercial_OR - Health_Existing_Space Heating_Natural Gas_Destratification Fans (HVLS)_A_Achievable Economic UCT Potential | F2 | Commercial | OR - Health | Existing | Space Heating | Natural Gas | Destratification Fans (HVLS) | A | Integrated Unit Summer Peak Savings (kW) | Achievable Economic UCT Potential | 0 | 0 | 0 | 0 | 0 | 0 | 0 | 0 | 0 | 0 | 0 | 0 | 0 | 0 | 0 | 0 | 0 | 0 | 0 | 0 | 0 | 0 | 0 | 0 | 0 | 0 | 0
F3_Commercial_OR - Health_Existing_Space Heating_Natural Gas_Destratification Fans (HVLS)_A_Achievable Economic UCT Potential | F3 | Commercial | OR - Health | Existing | Space Heating | Natural Gas | Destratification Fans (HVLS) | A | Integrated Unit Winter Peak Savings (kW) | Achievable Economic UCT Potential | 0 | 0 | 0 | 0 | 0 | 0 | 0 | 0 | 0 | 0 | 0 | 0 | 0 | 0 | 0 | 0 | 0 | 0 | 0 | 0 | 0 | 0 | 0 | 0 | 0 | 0 | 0
F4_Commercial_OR - Health_Existing_Space Heating_Natural Gas_Destratification Fans (HVLS)_A_Achievable Economic UCT Potential | F4 | Commercial | OR - Health | Existing | Space Heating | Natural Gas | Destratification Fans (HVLS) | A | Incremental Energy Savings (MWh or mTherms) | Achievable Economic UCT Potential | 0 | 0 | 0.15726 | 0.31934 | 0.31545 | 0.3112 | 0.30652 | 0.30129 | 0.29548 | 0.28911 | 0.28221 | 0.27492 | 0.26757 | 0.26032 | 0.25334 | 0.24683 | 0.24102 | 0.12119 | 3.2216e-17 | 4.4543e-16 | 0 | 0 | 0 | 0 | 0 | 0 | 0
F5_Commercial_OR - Health_Existing_Space Heating_Natural Gas_Destratification Fans (HVLS)_A_Achievable Economic UCT Potential | F5 | Commercial | OR - Health | Existing | Space Heating | Natural Gas | Destratification Fans (HVLS) | A | Incremental Summer Peak Savings (MW) | Achievable Economic UCT Potential | 0 | 0 | 0 | 0 | 0 | 0 | 0 | 0 | 0 | 0 | 0 | 0 | 0 | 0 | 0 | 0 | 0 | 0 | 0 | 0 | 0 | 0 | 0 | 0 | 0 | 0 | 0
F6_Commercial_OR - Health_Existing_Space Heating_Natural Gas_Destratification Fans (HVLS)_A_Achievable Economic UCT Potential | F6 | Commercial | OR - Health | Existing | Space Heating | Natural Gas | Destratification Fans (HVLS) | A | Incremental Winter Peak Savings (MW) | Achievable Economic UCT Potential | 0 | 0 | 0 | 0 | 0 | 0 | 0 | 0 | 0 | 0 | 0 | 0 | 0 | 0 | 0 | 0 | 0 | 0 | 0 | 0 | 0 | 0 | 0 | 0 | 0 | 0 | 0
F7_Commercial_OR - Health_Existing_Space Heating_Natural Gas_Destratification Fans (HVLS)_A_Achievable Economic UCT Potential | F7 | Commercial | OR - Health | Existing | Space Heating | Natural Gas | Destratification Fans (HVLS) | A | Cumulative Energy Savings (MWh or mTherms) | Achievable Economic UCT Potential | 0 | 0 | 0.15726 | 0.47491 | 0.78457 | 1.0852 | 1.3754 | 1.6532 | 1.9169 | 2.1646 | 2.3952 | 2.6082 | 2.806 | 2.9903 | 3.1635 | 3.3291 | 3.4916 | 3.5449 | 3.492 | 3.4486 | 3.4175 | 3.3892 | 3.3799 | 3.3711 | 3.3627 | 3.3547 | 3.347
F8_Commercial_OR - Health_Existing_Space Heating_Natural Gas_Destratification Fans (HVLS)_A_Achievable Economic UCT Potential | F8 | Commercial | OR - Health | Existing | Space Heating | Natural Gas | Destratification Fans (HVLS) | A | Cumulative Summer Peak Savings (MW) | Achievable Economic UCT Potential | 0 | 0 | 0 | 0 | 0 | 0 | 0 | 0 | 0 | 0 | 0 | 0 | 0 | 0 | 0 | 0 | 0 | 0 | 0 | 0 | 0 | 0 | 0 | 0 | 0 | 0 | 0
F9_Commercial_OR - Health_Existing_Space Heating_Natural Gas_Destratification Fans (HVLS)_A_Achievable Economic UCT Potential | F9 | Commercial | OR - Health | Existing | Space Heating | Natural Gas | Destratification Fans (HVLS) | A | Cumulative Winter Peak Savings (MW) | Achievable Economic UCT Potential | 0 | 0 | 0 | 0 | 0 | 0 | 0 | 0 | 0 | 0 | 0 | 0 | 0 | 0 | 0 | 0 | 0 | 0 | 0 | 0 | 0 | 0 | 0 | 0 | 0 | 0 | 0
F10_Commercial_OR - Health_Existing_Space Heating_Natural Gas_Destratification Fans (HVLS)_A_Achievable Economic UCT Potential | F10 | Commercial | OR - Health | Existing | Space Heating | Natural Gas | Destratification Fans (HVLS) | A | Purchases (Incremental) | Achievable Economic UCT Potential | 0 | 0 | 0.78168 | 1.6045 | 1.6045 | 1.6045 | 1.6045 | 1.6045 | 1.6045 | 1.6045 | 1.6045 | 1.6045 | 1.6045 | 1.6045 | 1.6045 | 1.6045 | 1.6045 | 0.82282 | 2.2204e-16 | 3.1086e-15 | 0 | 0 | 0 | 0 | 0 | 0 | 0
F11_Commercial_OR - Health_Existing_Space Heating_Natural Gas_Destratification Fans (HVLS)_A_Achievable Economic UCT Potential | F11 | Commercial | OR - Health | Existing | Space Heating | Natural Gas | Destratification Fans (HVLS) | A | Purchases (Cumulative) | Achievable Economic UCT Potential | 0 | 0 | 0.78168 | 2.3862 | 3.9907 | 5.5952 | 7.1997 | 8.8042 | 10.4087 | 12.0132 | 13.6177 | 15.2222 | 16.8267 | 18.4312 | 20.0357 | 21.6403 | 23.2448 | 24.0676 | 24.0676 | 24.0676 | 24.0676 | 24.0676 | 24.0676 | 24.0676 | 24.0676 | 24.0676 | 24.0676
F1_Commercial_OR - Health_Existing_Space Heating_Natural Gas_Gas Boiler - Maintenance_A_Achievable Economic UCT Potential | F1 | Commercial | OR - Health | Existing | Space Heating | Natural Gas | Gas Boiler - Maintenance | A | Integrated Unit Energy Savings (kWh or therms) | Achievable Economic UCT Potential | 0 | 0 | 0.039265 | 0.03864 | 0.037963 | 0.037288 | 0.036605 | 0.035875 | 0.035082 | 0.034229 | 0.033328 | 0.032396 | 0.031462 | 0.030545 | 0.029664 | 0.02884 | 0.028101 | 0.027509 | 0.027068 | 0.026703 | 0.026432 | 0.026183 | 0.026115 | 0.026051 | 0.025989 | 0.02593 | 0.025873
F2_Commercial_OR - Health_Existing_Space Heating_Natural Gas_Gas Boiler - Maintenance_A_Achievable Economic UCT Potential | F2 | Commercial | OR - Health | Existing | Space Heating | Natural Gas | Gas Boiler - Maintenance | A | Integrated Unit Summer Peak Savings (kW) | Achievable Economic UCT Potential | 0 | 0 | 0 | 0 | 0 | 0 | 0 | 0 | 0 | 0 | 0 | 0 | 0 | 0 | 0 | 0 | 0 | 0 | 0 | 0 | 0 | 0 | 0 | 0 | 0 | 0 | 0
F3_Commercial_OR - Health_Existing_Space Heating_Natural Gas_Gas Boiler - Maintenance_A_Achievable Economic UCT Potential | F3 | Commercial | OR - Health | Existing | Space Heating | Natural Gas | Gas Boiler - Maintenance | A | Integrated Unit Winter Peak Savings (kW) | Achievable Economic UCT Potential | 0 | 0 | 0 | 0 | 0 | 0 | 0 | 0 | 0 | 0 | 0 | 0 | 0 | 0 | 0 | 0 | 0 | 0 | 0 | 0 | 0 | 0 | 0 | 0 | 0 | 0 | 0
F4_Commercial_OR - Health_Existing_Space Heating_Natural Gas_Gas Boiler - Maintenance_A_Achievable Economic UCT Potential | F4 | Commercial | OR - Health | Existing | Space Heating | Natural Gas | Gas Boiler - Maintenance | A | Incremental Energy Savings (MWh or mTherms) | Achievable Economic UCT Potential | 0 | 0 | 0 | 0.046015 | 0.045209 | 0.044405 | 0 | 0 | 0 | 0 | 0 | 0 | 0 | 0 | 0 | 0 | 0 | 0 | 0 | 0 | 0 | 0 | 0 | 0 | 0 | 0 | 0
F5_Commercial_OR - Health_Existing_Space Heating_Natural Gas_Gas Boiler - Maintenance_A_Achievable Economic UCT Potential | F5 | Commercial | OR - Health | Existing | Space Heating | Natural Gas | Gas Boiler - Maintenance | A | Incremental Summer Peak Savings (MW) | Achievable Economic UCT Potential | 0 | 0 | 0 | 0 | 0 | 0 | 0 | 0 | 0 | 0 | 0 | 0 | 0 | 0 | 0 | 0 | 0 | 0 | 0 | 0 | 0 | 0 | 0 | 0 | 0 | 0 | 0
F6_Commercial_OR - Health_Existing_Space Heating_Natural Gas_Gas Boiler - Maintenance_A_Achievable Economic UCT Potential | F6 | Commercial | OR - Health | Existing | Space Heating | Natural Gas | Gas Boiler - Maintenance | A | Incremental Winter Peak Savings (MW) | Achievable Economic UCT Potential | 0 | 0 | 0 | 0 | 0 | 0 | 0 | 0 | 0 | 0 | 0 | 0 | 0 | 0 | 0 | 0 | 0 | 0 | 0 | 0 | 0 | 0 | 0 | 0 | 0 | 0 | 0
F7_Commercial_OR - Health_Existing_Space Heating_Natural Gas_Gas Boiler - Maintenance_A_Achievable Economic UCT Potential | F7 | Commercial | OR - Health | Existing | Space Heating | Natural Gas | Gas Boiler - Maintenance | A | Cumulative Energy Savings (MWh or mTherms) | Achievable Economic UCT Potential | 0 | 0 | 0 | 0.046015 | 0.090418 | 0.13322 | 0.13078 | 0.12817 | 0.12533 | 0.12229 | 0.11907 | 0.11574 | 0.1124 | 0.10912 | 0.10598 | 0.10304 | 0.10039 | 0.098278 | 0.096704 | 0.095398 | 0.09443 | 0.09354 | 0.093298 | 0.093068 | 0.092847 | 0.092636 | 0.092433
F8_Commercial_OR - Health_Existing_Space Heating_Natural Gas_Gas Boiler - Maintenance_A_Achievable Economic UCT Potential | F8 | Commercial | OR - Health | Existing | Space Heating | Natural Gas | Gas Boiler - Maintenance | A | Cumulative Summer Peak Savings (MW) | Achievable Economic UCT Potential | 0 | 0 | 0 | 0 | 0 | 0 | 0 | 0 | 0 | 0 | 0 | 0 | 0 | 0 | 0 | 0 | 0 | 0 | 0 | 0 | 0 | 0 | 0 | 0 | 0 | 0 | 0
F9_Commercial_OR - Health_Existing_Space Heating_Natural Gas_Gas Boiler - Maintenance_A_Achievable Economic UCT Potential | F9 | Commercial | OR - Health | Existing | Space Heating | Natural Gas | Gas Boiler - Maintenance | A | Cumulative Winter Peak Savings (MW) | Achievable Economic UCT Potential | 0 | 0 | 0 | 0 | 0 | 0 | 0 | 0 | 0 | 0 | 0 | 0 | 0 | 0 | 0 | 0 | 0 | 0 | 0 | 0 | 0 | 0 | 0 | 0 | 0 | 0 | 0
F10_Commercial_OR - Health_Existing_Space Heating_Natural Gas_Gas Boiler - Maintenance_A_Achievable Economic UCT Potential | F10 | Commercial | OR - Health | Existing | Space Heating | Natural Gas | Gas Boiler - Maintenance | A | Purchases (Incremental) | Achievable Economic UCT Potential | 0 | 0 | 0 | 1190.8646 | 1190.8646 | 1190.8646 | 0 | 0 | 0 | 0 | 0 | 0 | 0 | 0 | 0 | 0 | 0 | 0 | 0 | 0 | 0 | 0 | 0 | 0 | 0 | 0 | 0
F11_Commercial_OR - Health_Existing_Space Heating_Natural Gas_Gas Boiler - Maintenance_A_Achievable Economic UCT Potential | F11 | Commercial | OR - Health | Existing | Space Heating | Natural Gas | Gas Boiler - Maintenance | A | Purchases (Cumulative) | Achievable Economic UCT Potential | 0 | 0 | 0 | 1190.8646 | 2381.7292 | 3572.5938 | 3572.5938 | 3572.5938 | 3572.5938 | 3572.5938 | 3572.5938 | 3572.5938 | 3572.5938 | 3572.5938 | 3572.5938 | 3572.5938 | 3572.5938 | 3572.5938 | 3572.5938 | 3572.5938 | 3572.5938 | 3572.5938 | 3572.5938 | 3572.5938 | 3572.5938 | 3572.5938 | 3572.5938
F1_Commercial_OR - Health_Existing_Space Heating_Natural Gas_Gas Furnace - Maintenance_A_Achievable Economic UCT Potential | F1 | Commercial | OR - Health | Existing | Space Heating | Natural Gas | Gas Furnace - Maintenance | A | Integrated Unit Energy Savings (kWh or therms) | Achievable Economic UCT Potential | 0 | 0 | 0.017722 | 0.017427 | 0.017104 | 0.016776 | 0.016442 | 0.016082 | 0.01569 | 0.015269 | 0.014824 | 0.014365 | 0.013907 | 0.013458 | 0.013026 | 0.012622 | 0.012258 | 0.011962 | 0.011735 | 0.011543 | 0.011395 | 0.011259 | 0.011204 | 0.011151 | 0.011102 | 0.011056 | 0.011012
F2_Commercial_OR - Health_Existing_Space Heating_Natural Gas_Gas Furnace - Maintenance_A_Achievable Economic UCT Potential | F2 | Commercial | OR - Health | Existing | Space Heating | Natural Gas | Gas Furnace - Maintenance | A | Integrated Unit Summer Peak Savings (kW) | Achievable Economic UCT Potential | 0 | 0 | 0 | 0 | 0 | 0 | 0 | 0 | 0 | 0 | 0 | 0 | 0 | 0 | 0 | 0 | 0 | 0 | 0 | 0 | 0 | 0 | 0 | 0 | 0 | 0 | 0
F3_Commercial_OR - Health_Existing_Space Heating_Natural Gas_Gas Furnace - Maintenance_A_Achievable Economic UCT Potential | F3 | Commercial | OR - Health | Existing | Space Heating | Natural Gas | Gas Furnace - Maintenance | A | Integrated Unit Winter Peak Savings (kW) | Achievable Economic UCT Potential | 0 | 0 | 0 | 0 | 0 | 0 | 0 | 0 | 0 | 0 | 0 | 0 | 0 | 0 | 0 | 0 | 0 | 0 | 0 | 0 | 0 | 0 | 0 | 0 | 0 | 0 | 0
F4_Commercial_OR - Health_Existing_Space Heating_Natural Gas_Gas Furnace - Maintenance_A_Achievable Economic UCT Potential | F4 | Commercial | OR - Health | Existing | Space Heating | Natural Gas | Gas Furnace - Maintenance | A | Incremental Energy Savings (MWh or mTherms) | Achievable Economic UCT Potential | 0 | 0 | 0 | 0 | 0 | 0 | 0 | 0 | 0 | 0 | 0 | 0 | 0 | 0 | 0 | 0 | 0 | 0 | 0 | 0 | 0 | 0 | 0 | 0 | 0 | 0 | 0
F5_Commercial_OR - Health_Existing_Space Heating_Natural Gas_Gas Furnace - Maintenance_A_Achievable Economic UCT Potential | F5 | Commercial | OR - Health | Existing | Space Heating | Natural Gas | Gas Furnace - Maintenance | A | Incremental Summer Peak Savings (MW) | Achievable Economic UCT Potential | 0 | 0 | 0 | 0 | 0 | 0 | 0 | 0 | 0 | 0 | 0 | 0 | 0 | 0 | 0 | 0 | 0 | 0 | 0 | 0 | 0 | 0 | 0 | 0 | 0 | 0 | 0
F6_Commercial_OR - Health_Existing_Space Heating_Natural Gas_Gas Furnace - Maintenance_A_Achievable Economic UCT Potential | F6 | Commercial | OR - Health | Existing | Space Heating | Natural Gas | Gas Furnace - Maintenance | A | Incremental Winter Peak Savings (MW) | Achievable Economic UCT Potential | 0 | 0 | 0 | 0 | 0 | 0 | 0 | 0 | 0 | 0 | 0 | 0 | 0 | 0 | 0 | 0 | 0 | 0 | 0 | 0 | 0 | 0 | 0 | 0 | 0 | 0 | 0
F7_Commercial_OR - Health_Existing_Space Heating_Natural Gas_Gas Furnace - Maintenance_A_Achievable Economic UCT Potential | F7 | Commercial | OR - Health | Existing | Space Heating | Natural Gas | Gas Furnace - Maintenance | A | Cumulative Energy Savings (MWh or mTherms) | Achievable Economic UCT Potential | 0 | 0 | 0 | 0 | 0 | 0 | 0 | 0 | 0 | 0 | 0 | 0 | 0 | 0 | 0 | 0 | 0 | 0 | 0 | 0 | 0 | 0 | 0 | 0 | 0 | 0 | 0
F8_Commercial_OR - Health_Existing_Space Heating_Natural Gas_Gas Furnace - Maintenance_A_Achievable Economic UCT Potential | F8 | Commercial | OR - Health | Existing | Space Heating | Natural Gas | Gas Furnace - Maintenance | A | Cumulative Summer Peak Savings (MW) | Achievable Economic UCT Potential | 0 | 0 | 0 | 0 | 0 | 0 | 0 | 0 | 0 | 0 | 0 | 0 | 0 | 0 | 0 | 0 | 0 | 0 | 0 | 0 | 0 | 0 | 0 | 0 | 0 | 0 | 0
F9_Commercial_OR - Health_Existing_Space Heating_Natural Gas_Gas Furnace - Maintenance_A_Achievable Economic UCT Potential | F9 | Commercial | OR - Health | Existing | Space Heating | Natural Gas | Gas Furnace - Maintenance | A | Cumulative Winter Peak Savings (MW) | Achievable Economic UCT Potential | 0 | 0 | 0 | 0 | 0 | 0 | 0 | 0 | 0 | 0 | 0 | 0 | 0 | 0 | 0 | 0 | 0 | 0 | 0 | 0 | 0 | 0 | 0 | 0 | 0 | 0 | 0
F10_Commercial_OR - Health_Existing_Space Heating_Natural Gas_Gas Furnace - Maintenance_A_Achievable Economic UCT Potential | F10 | Commercial | OR - Health | Existing | Space Heating | Natural Gas | Gas Furnace - Maintenance | A | Purchases (Incremental) | Achievable Economic UCT Potential | 0 | 0 | 0 | 0 | 0 | 0 | 0 | 0 | 0 | 0 | 0 | 0 | 0 | 0 | 0 | 0 | 0 | 0 | 0 | 0 | 0 | 0 | 0 | 0 | 0 | 0 | 0
F11_Commercial_OR - Health_Existing_Space Heating_Natural Gas_Gas Furnace - Maintenance_A_Achievable Economic UCT Potential | F11 | Commercial | OR - Health | Existing | Space Heating | Natural Gas | Gas Furnace - Maintenance | A | Purchases (Cumulative) | Achievable Economic UCT Potential | 0 | 0 | 0 | 0 | 0 | 0 | 0 | 0 | 0 | 0 | 0 | 0 | 0 | 0 | 0 | 0 | 0 | 0 | 0 | 0 | 0 | 0 | 0 | 0 | 0 | 0 | 0
F1_Commercial_OR - Health_Existing_Space Heating_Natural Gas_Gas Boiler - Hot Water Reset_A_Achievable Economic UCT Potential | F1 | Commercial | OR - Health | Existing | Space Heating | Natural Gas | Gas Boiler - Hot Water Reset | A | Integrated Unit Energy Savings (kWh or therms) | Achievable Economic UCT Potential | 0 | 0 | 70.2879 | 69.9826 | 69.6727 | 69.3604 | 69.0467 | 68.732 | 68.4197 | 68.1104 | 67.8019 | 67.4948 | 67.1909 | 66.8902 | 66.5954 | 66.3076 | 66.0285 | 65.7878 | 65.5875 | 65.3957 | 65.2118 | 65.0359 | 64.8685 | 64.709 | 64.5564 | 64.41 | 64.2693
F2_Commercial_OR - Health_Existing_Space Heating_Natural Gas_Gas Boiler - Hot Water Reset_A_Achievable Economic UCT Potential | F2 | Commercial | OR - Health | Existing | Space Heating | Natural Gas | Gas Boiler - Hot Water Reset | A | Integrated Unit Summer Peak Savings (kW) | Achievable Economic UCT Potential | 0 | 0 | 0 | 0 | 0 | 0 | 0 | 0 | 0 | 0 | 0 | 0 | 0 | 0 | 0 | 0 | 0 | 0 | 0 | 0 | 0 | 0 | 0 | 0 | 0 | 0 | 0
F3_Commercial_OR - Health_Existing_Space Heating_Natural Gas_Gas Boiler - Hot Water Reset_A_Achievable Economic UCT Potential | F3 | Commercial | OR - Health | Existing | Space Heating | Natural Gas | Gas Boiler - Hot Water Reset | A | Integrated Unit Winter Peak Savings (kW) | Achievable Economic UCT Potential | 0 | 0 | 0 | 0 | 0 | 0 | 0 | 0 | 0 | 0 | 0 | 0 | 0 | 0 | 0 | 0 | 0 | 0 | 0 | 0 | 0 | 0 | 0 | 0 | 0 | 0 | 0
F4_Commercial_OR - Health_Existing_Space Heating_Natural Gas_Gas Boiler - Hot Water Reset_A_Achievable Economic UCT Potential | F4 | Commercial | OR - Health | Existing | Space Heating | Natural Gas | Gas Boiler - Hot Water Reset | A | Incremental Energy Savings (MWh or mTherms) | Achievable Economic UCT Potential | 0 | 0 | 0.095661 | 0.1955 | 0.19464 | 0.19377 | 0.19289 | 0.19201 | 0.19114 | 0.19027 | 0.18941 | 0.18855 | 0.18771 | 0.18687 | 0.18604 | 0.18524 | 0.18446 | 0.18379 | 0.18323 | 0.18269 | 0.18218 | 0.18169 | 0 | 0 | 0 | 0 | 0
F5_Commercial_OR - Health_Existing_Space Heating_Natural Gas_Gas Boiler - Hot Water Reset_A_Achievable Economic UCT Potential | F5 | Commercial | OR - Health | Existing | Space Heating | Natural Gas | Gas Boiler - Hot Water Reset | A | Incremental Summer Peak Savings (MW) | Achievable Economic UCT Potential | 0 | 0 | 0 | 0 | 0 | 0 | 0 | 0 | 0 | 0 | 0 | 0 | 0 | 0 | 0 | 0 | 0 | 0 | 0 | 0 | 0 | 0 | 0 | 0 | 0 | 0 | 0
F6_Commercial_OR - Health_Existing_Space Heating_Natural Gas_Gas Boiler - Hot Water Reset_A_Achievable Economic UCT Potential | F6 | Commercial | OR - Health | Existing | Space Heating | Natural Gas | Gas Boiler - Hot Water Reset | A | Incremental Winter Peak Savings (MW) | Achievable Economic UCT Potential | 0 | 0 | 0 | 0 | 0 | 0 | 0 | 0 | 0 | 0 | 0 | 0 | 0 | 0 | 0 | 0 | 0 | 0 | 0 | 0 | 0 | 0 | 0 | 0 | 0 | 0 | 0
F7_Commercial_OR - Health_Existing_Space Heating_Natural Gas_Gas Boiler - Hot Water Reset_A_Achievable Economic UCT Potential | F7 | Commercial | OR - Health | Existing | Space Heating | Natural Gas | Gas Boiler - Hot Water Reset | A | Cumulative Energy Savings (MWh or mTherms) | Achievable Economic UCT Potential | 0 | 0 | 0.095661 | 0.29075 | 0.4841 | 0.6757 | 0.86553 | 1.0536 | 1.2399 | 1.4246 | 1.6076 | 1.7889 | 1.9685 | 2.1466 | 2.3231 | 2.4983 | 2.6723 | 2.8463 | 3.0209 | 3.1947 | 3.3679 | 3.5405 | 3.5314 | 3.5227 | 3.5144 | 3.5065 | 3.4988
F8_Commercial_OR - Health_Existing_Space Heating_Natural Gas_Gas Boiler - Hot Water Reset_A_Achievable Economic UCT Potential | F8 | Commercial | OR - Health | Existing | Space Heating | Natural Gas | Gas Boiler - Hot Water Reset | A | Cumulative Summer Peak Savings (MW) | Achievable Economic UCT Potential | 0 | 0 | 0 | 0 | 0 | 0 | 0 | 0 | 0 | 0 | 0 | 0 | 0 | 0 | 0 | 0 | 0 | 0 | 0 | 0 | 0 | 0 | 0 | 0 | 0 | 0 | 0
F9_Commercial_OR - Health_Existing_Space Heating_Natural Gas_Gas Boiler - Hot Water Reset_A_Achievable Economic UCT Potential | F9 | Commercial | OR - Health | Existing | Space Heating | Natural Gas | Gas Boiler - Hot Water Reset | A | Cumulative Winter Peak Savings (MW) | Achievable Economic UCT Potential | 0 | 0 | 0 | 0 | 0 | 0 | 0 | 0 | 0 | 0 | 0 | 0 | 0 | 0 | 0 | 0 | 0 | 0 | 0 | 0 | 0 | 0 | 0 | 0 | 0 | 0 | 0
F10_Commercial_OR - Health_Existing_Space Heating_Natural Gas_Gas Boiler - Hot Water Reset_A_Achievable Economic UCT Potential | F10 | Commercial | OR - Health | Existing | Space Heating | Natural Gas | Gas Boiler - Hot Water Reset | A | Purchases (Incremental) | Achievable Economic UCT Potential | 0 | 0 | 1.361 | 2.7936 | 2.7936 | 2.7936 | 2.7936 | 2.7936 | 2.7936 | 2.7936 | 2.7936 | 2.7936 | 2.7936 | 2.7936 | 2.7936 | 2.7936 | 2.7936 | 2.7936 | 2.7936 | 2.7936 | 2.7936 | 2.7936 | 0 | 0 | 0 | 0 | 0
F11_Commercial_OR - Health_Existing_Space Heating_Natural Gas_Gas Boiler - Hot Water Reset_A_Achievable Economic UCT Potential | F11 | Commercial | OR - Health | Existing | Space Heating | Natural Gas | Gas Boiler - Hot Water Reset | A | Purchases (Cumulative) | Achievable Economic UCT Potential | 0 | 0 | 1.361 | 4.1546 | 6.9482 | 9.7418 | 12.5355 | 15.3291 | 18.1227 | 20.9163 | 23.7099 | 26.5036 | 29.2972 | 32.0908 | 34.8844 | 37.678 | 40.4716 | 43.2653 | 46.0589 | 48.8525 | 51.6461 | 54.4397 | 54.4397 | 54.4397 | 54.4397 | 54.4397 | 54.4397
F1_Commercial_OR - Health_Existing_Space Heating_Natural Gas_Gas Boiler - Steam Trap Replacement_A_Achievable Economic UCT Potential | F1 | Commercial | OR - Health | Existing | Space Heating | Natural Gas | Gas Boiler - Steam Trap Replacement | A | Integrated Unit Energy Savings (kWh or therms) | Achievable Economic UCT Potential | 0 | 0 | 21.0203 | 20.949 | 20.8762 | 20.8026 | 20.7283 | 20.6537 | 20.5788 | 20.5039 | 20.4291 | 20.3547 | 20.281 | 20.2082 | 20.1371 | 20.068 | 20.0013 | 19.9376 | 19.877 | 19.8189 | 19.7632 | 19.7099 | 19.6592 | 19.6109 | 19.5647 | 19.5204 | 19.4778
F2_Commercial_OR - Health_Existing_Space Heating_Natural Gas_Gas Boiler - Steam Trap Replacement_A_Achievable Economic UCT Potential | F2 | Commercial | OR - Health | Existing | Space Heating | Natural Gas | Gas Boiler - Steam Trap Replacement | A | Integrated Unit Summer Peak Savings (kW) | Achievable Economic UCT Potential | 0 | 0 | 0 | 0 | 0 | 0 | 0 | 0 | 0 | 0 | 0 | 0 | 0 | 0 | 0 | 0 | 0 | 0 | 0 | 0 | 0 | 0 | 0 | 0 | 0 | 0 | 0
F3_Commercial_OR - Health_Existing_Space Heating_Natural Gas_Gas Boiler - Steam Trap Replacement_A_Achievable Economic UCT Potential | F3 | Commercial | OR - Health | Existing | Space Heating | Natural Gas | Gas Boiler - Steam Trap Replacement | A | Integrated Unit Winter Peak Savings (kW) | Achievable Economic UCT Potential | 0 | 0 | 0 | 0 | 0 | 0 | 0 | 0 | 0 | 0 | 0 | 0 | 0 | 0 | 0 | 0 | 0 | 0 | 0 | 0 | 0 | 0 | 0 | 0 | 0 | 0 | 0
F4_Commercial_OR - Health_Existing_Space Heating_Natural Gas_Gas Boiler - Steam Trap Replacement_A_Achievable Economic UCT Potential | F4 | Commercial | OR - Health | Existing | Space Heating | Natural Gas | Gas Boiler - Steam Trap Replacement | A | Incremental Energy Savings (MWh or mTherms) | Achievable Economic UCT Potential | 0 | 0 | 0.01192 | 0.024385 | 0.0243 | 0.024214 | 0.024128 | 0.024041 | 0.012284 | 0 | 0 | 0 | 0 | 0 | 0 | 4.9016e-17 | 0 | 4.427e-17 | 4.4136e-18 | 5.7209e-17 | 0 | 0 | 0 | 0 | 0 | 0 | 0
F5_Commercial_OR - Health_Existing_Space Heating_Natural Gas_Gas Boiler - Steam Trap Replacement_A_Achievable Economic UCT Potential | F5 | Commercial | OR - Health | Existing | Space Heating | Natural Gas | Gas Boiler - Steam Trap Replacement | A | Incremental Summer Peak Savings (MW) | Achievable Economic UCT Potential | 0 | 0 | 0 | 0 | 0 | 0 | 0 | 0 | 0 | 0 | 0 | 0 | 0 | 0 | 0 | 0 | 0 | 0 | 0 | 0 | 0 | 0 | 0 | 0 | 0 | 0 | 0
F6_Commercial_OR - Health_Existing_Space Heating_Natural Gas_Gas Boiler - Steam Trap Replacement_A_Achievable Economic UCT Potential | F6 | Commercial | OR - Health | Existing | Space Heating | Natural Gas | Gas Boiler - Steam Trap Replacement | A | Incremental Winter Peak Savings (MW) | Achievable Economic UCT Potential | 0 | 0 | 0 | 0 | 0 | 0 | 0 | 0 | 0 | 0 | 0 | 0 | 0 | 0 | 0 | 0 | 0 | 0 | 0 | 0 | 0 | 0 | 0 | 0 | 0 | 0 | 0
F7_Commercial_OR - Health_Existing_Space Heating_Natural Gas_Gas Boiler - Steam Trap Replacement_A_Achievable Economic UCT Potential | F7 | Commercial | OR - Health | Existing | Space Heating | Natural Gas | Gas Boiler - Steam Trap Replacement | A | Cumulative Energy Savings (MWh or mTherms) | Achievable Economic UCT Potential | 0 | 0 | 0.01192 | 0.036265 | 0.060439 | 0.08444 | 0.10827 | 0.13192 | 0.14372 | 0.1432 | 0.14268 | 0.14216 | 0.14164 | 0.14114 | 0.14064 | 0.14016 | 0.13969 | 0.13924 | 0.13882 | 0.13842 | 0.13803 | 0.13765 | 0.1373 | 0.13696 | 0.13664 | 0.13633 | 0.13603
F8_Commercial_OR - Health_Existing_Space Heating_Natural Gas_Gas Boiler - Steam Trap Replacement_A_Achievable Economic UCT Potential | F8 | Commercial | OR - Health | Existing | Space Heating | Natural Gas | Gas Boiler - Steam Trap Replacement | A | Cumulative Summer Peak Savings (MW) | Achievable Economic UCT Potential | 0 | 0 | 0 | 0 | 0 | 0 | 0 | 0 | 0 | 0 | 0 | 0 | 0 | 0 | 0 | 0 | 0 | 0 | 0 | 0 | 0 | 0 | 0 | 0 | 0 | 0 | 0
F9_Commercial_OR - Health_Existing_Space Heating_Natural Gas_Gas Boiler - Steam Trap Replacement_A_Achievable Economic UCT Potential | F9 | Commercial | OR - Health | Existing | Space Heating | Natural Gas | Gas Boiler - Steam Trap Replacement | A | Cumulative Winter Peak Savings (MW) | Achievable Economic UCT Potential | 0 | 0 | 0 | 0 | 0 | 0 | 0 | 0 | 0 | 0 | 0 | 0 | 0 | 0 | 0 | 0 | 0 | 0 | 0 | 0 | 0 | 0 | 0 | 0 | 0 | 0 | 0
F10_Commercial_OR - Health_Existing_Space Heating_Natural Gas_Gas Boiler - Steam Trap Replacement_A_Achievable Economic UCT Potential | F10 | Commercial | OR - Health | Existing | Space Heating | Natural Gas | Gas Boiler - Steam Trap Replacement | A | Purchases (Incremental) | Achievable Economic UCT Potential | 0 | 0 | 0.56708 | 1.164 | 1.164 | 1.164 | 1.164 | 1.164 | 0.59693 | 0 | 0 | 0 | 0 | 0 | 0 | 2.4425e-15 | 0 | 2.2204e-15 | 2.2204e-16 | 2.8866e-15 | 0 | 0 | 0 | 0 | 0 | 0 | 0
F11_Commercial_OR - Health_Existing_Space Heating_Natural Gas_Gas Boiler - Steam Trap Replacement_A_Achievable Economic UCT Potential | F11 | Commercial | OR - Health | Existing | Space Heating | Natural Gas | Gas Boiler - Steam Trap Replacement | A | Purchases (Cumulative) | Achievable Economic UCT Potential | 0 | 0 | 0.56708 | 1.7311 | 2.8951 | 4.0591 | 5.2231 | 6.3871 | 6.984 | 6.984 | 6.984 | 6.984 | 6.984 | 6.984 | 6.984 | 6.984 | 6.984 | 6.984 | 6.984 | 6.984 | 6.984 | 6.984 | 6.984 | 6.984 | 6.984 | 6.984 | 6.984
F1_Commercial_OR - Health_Existing_Space Heating_Natural Gas_Gas Boiler - High Turndown Burner_A_Achievable Economic UCT Potential | F1 | Commercial | OR - Health | Existing | Space Heating | Natural Gas | Gas Boiler - High Turndown Burner | A | Integrated Unit Energy Savings (kWh or therms) | Achievable Economic UCT Potential | 0 | 0 | 0.065644 | 0.064962 | 0.0642 | 0.063374 | 0.062465 | 0.061454 | 0.06033 | 0.059094 | 0.057752 | 0.056325 | 0.054879 | 0.053446 | 0.052062 | 0.050765 | 0.0496 | 0.048663 | 0.047958 | 0.047382 | 0.046966 | 0.046587 | 0.046467 | 0.046353 | 0.046243 | 0.046138 | 0.046037
F2_Commercial_OR - Health_Existing_Space Heating_Natural Gas_Gas Boiler - High Turndown Burner_A_Achievable Economic UCT Potential | F2 | Commercial | OR - Health | Existing | Space Heating | Natural Gas | Gas Boiler - High Turndown Burner | A | Integrated Unit Summer Peak Savings (kW) | Achievable Economic UCT Potential | 0 | 0 | 0 | 0 | 0 | 0 | 0 | 0 | 0 | 0 | 0 | 0 | 0 | 0 | 0 | 0 | 0 | 0 | 0 | 0 | 0 | 0 | 0 | 0 | 0 | 0 | 0
F3_Commercial_OR - Health_Existing_Space Heating_Natural Gas_Gas Boiler - High Turndown Burner_A_Achievable Economic UCT Potential | F3 | Commercial | OR - Health | Existing | Space Heating | Natural Gas | Gas Boiler - High Turndown Burner | A | Integrated Unit Winter Peak Savings (kW) | Achievable Economic UCT Potential | 0 | 0 | 0 | 0 | 0 | 0 | 0 | 0 | 0 | 0 | 0 | 0 | 0 | 0 | 0 | 0 | 0 | 0 | 0 | 0 | 0 | 0 | 0 | 0 | 0 | 0 | 0
F4_Commercial_OR - Health_Existing_Space Heating_Natural Gas_Gas Boiler - High Turndown Burner_A_Achievable Economic UCT Potential | F4 | Commercial | OR - Health | Existing | Space Heating | Natural Gas | Gas Boiler - High Turndown Burner | A | Incremental Energy Savings (MWh or mTherms) | Achievable Economic UCT Potential | 0 | 0 | 0.076833 | 0.093358 | 0.1129 | 0.12938 | 0.14546 | 0.1673 | 0.18018 | 0.18029 | 0.16604 | 0.1392 | 0.10496 | 0.070148 | 0.04089 | 0.018623 | 0 | 0 | 0 | 0 | 0 | 0 | 0 | 0 | 0 | 0 | 0
F5_Commercial_OR - Health_Existing_Space Heating_Natural Gas_Gas Boiler - High Turndown Burner_A_Achievable Economic UCT Potential | F5 | Commercial | OR - Health | Existing | Space Heating | Natural Gas | Gas Boiler - High Turndown Burner | A | Incremental Summer Peak Savings (MW) | Achievable Economic UCT Potential | 0 | 0 | 0 | 0 | 0 | 0 | 0 | 0 | 0 | 0 | 0 | 0 | 0 | 0 | 0 | 0 | 0 | 0 | 0 | 0 | 0 | 0 | 0 | 0 | 0 | 0 | 0
F6_Commercial_OR - Health_Existing_Space Heating_Natural Gas_Gas Boiler - High Turndown Burner_A_Achievable Economic UCT Potential | F6 | Commercial | OR - Health | Existing | Space Heating | Natural Gas | Gas Boiler - High Turndown Burner | A | Incremental Winter Peak Savings (MW) | Achievable Economic UCT Potential | 0 | 0 | 0 | 0 | 0 | 0 | 0 | 0 | 0 | 0 | 0 | 0 | 0 | 0 | 0 | 0 | 0 | 0 | 0 | 0 | 0 | 0 | 0 | 0 | 0 | 0 | 0
F7_Commercial_OR - Health_Existing_Space Heating_Natural Gas_Gas Boiler - High Turndown Burner_A_Achievable Economic UCT Potential | F7 | Commercial | OR - Health | Existing | Space Heating | Natural Gas | Gas Boiler - High Turndown Burner | A | Cumulative Energy Savings (MWh or mTherms) | Achievable Economic UCT Potential | 0 | 0 | 0.076833 | 0.16939 | 0.28031 | 0.40608 | 0.54572 | 0.70418 | 0.87148 | 1.0339 | 1.1765 | 1.2866 | 1.3585 | 1.3932 | 1.398 | 1.3818 | 1.3501 | 1.3246 | 1.3054 | 1.2897 | 1.2784 | 1.2681 | 1.2648 | 1.2617 | 1.2587 | 1.2559 | 1.2531
F8_Commercial_OR - Health_Existing_Space Heating_Natural Gas_Gas Boiler - High Turndown Burner_A_Achievable Economic UCT Potential | F8 | Commercial | OR - Health | Existing | Space Heating | Natural Gas | Gas Boiler - High Turndown Burner | A | Cumulative Summer Peak Savings (MW) | Achievable Economic UCT Potential | 0 | 0 | 0 | 0 | 0 | 0 | 0 | 0 | 0 | 0 | 0 | 0 | 0 | 0 | 0 | 0 | 0 | 0 | 0 | 0 | 0 | 0 | 0 | 0 | 0 | 0 | 0
F9_Commercial_OR - Health_Existing_Space Heating_Natural Gas_Gas Boiler - High Turndown Burner_A_Achievable Economic UCT Potential | F9 | Commercial | OR - Health | Existing | Space Heating | Natural Gas | Gas Boiler - High Turndown Burner | A | Cumulative Winter Peak Savings (MW) | Achievable Economic UCT Potential | 0 | 0 | 0 | 0 | 0 | 0 | 0 | 0 | 0 | 0 | 0 | 0 | 0 | 0 | 0 | 0 | 0 | 0 | 0 | 0 | 0 | 0 | 0 | 0 | 0 | 0 | 0
F10_Commercial_OR - Health_Existing_Space Heating_Natural Gas_Gas Boiler - High Turndown Burner_A_Achievable Economic UCT Potential | F10 | Commercial | OR - Health | Existing | Space Heating | Natural Gas | Gas Boiler - High Turndown Burner | A | Purchases (Incremental) | Achievable Economic UCT Potential | 0 | 0 | 1170.4541 | 1437.131 | 1758.6278 | 2041.4897 | 2328.5775 | 2722.3871 | 2986.5009 | 3050.9216 | 2875.1275 | 2471.4156 | 1912.4857 | 1312.4972 | 785.4083 | 366.8391 | 0 | 0 | 0 | 0 | 0 | 0 | 0 | 0 | 0 | 0 | 0
F11_Commercial_OR - Health_Existing_Space Heating_Natural Gas_Gas Boiler - High Turndown Burner_A_Achievable Economic UCT Potential | F11 | Commercial | OR - Health | Existing | Space Heating | Natural Gas | Gas Boiler - High Turndown Burner | A | Purchases (Cumulative) | Achievable Economic UCT Potential | 0 | 0 | 1170.4541 | 2607.5851 | 4366.2128 | 6407.7026 | 8736.2801 | 11458.6672 | 14445.168 | 17496.0896 | 20371.2171 | 22842.6327 | 24755.1184 | 26067.6156 | 26853.0239 | 27219.863 | 27219.863 | 27219.863 | 27219.863 | 27219.863 | 27219.863 | 27219.863 | 27219.863 | 27219.863 | 27219.863 | 27219.863 | 27219.863
F1_Commercial_OR - Health_Existing_Space Heating_Natural Gas_Gas Boiler - Burner Control Optimization_A_Achievable Economic UCT Potential | F1 | Commercial | OR - Health | Existing | Space Heating | Natural Gas | Gas Boiler - Burner Control Optimization | A | Integrated Unit Energy Savings (kWh or therms) | Achievable Economic UCT Potential | 0 | 0 | 0.019032 | 0.018829 | 0.018601 | 0.018354 | 0.018082 | 0.017779 | 0.017443 | 0.017074 | 0.016676 | 0.016256 | 0.015832 | 0.015415 | 0.015013 | 0.014638 | 0.014302 | 0.014031 | 0.013828 | 0.013662 | 0.013542 | 0.013433 | 0.013398 | 0.013365 | 0.013334 | 0.013303 | 0.013274
F2_Commercial_OR - Health_Existing_Space Heating_Natural Gas_Gas Boiler - Burner Control Optimization_A_Achievable Economic UCT Potential | F2 | Commercial | OR - Health | Existing | Space Heating | Natural Gas | Gas Boiler - Burner Control Optimization | A | Integrated Unit Summer Peak Savings (kW) | Achievable Economic UCT Potential | 0 | 0 | 0 | 0 | 0 | 0 | 0 | 0 | 0 | 0 | 0 | 0 | 0 | 0 | 0 | 0 | 0 | 0 | 0 | 0 | 0 | 0 | 0 | 0 | 0 | 0 | 0
F3_Commercial_OR - Health_Existing_Space Heating_Natural Gas_Gas Boiler - Burner Control Optimization_A_Achievable Economic UCT Potential | F3 | Commercial | OR - Health | Existing | Space Heating | Natural Gas | Gas Boiler - Burner Control Optimization | A | Integrated Unit Winter Peak Savings (kW) | Achievable Economic UCT Potential | 0 | 0 | 0 | 0 | 0 | 0 | 0 | 0 | 0 | 0 | 0 | 0 | 0 | 0 | 0 | 0 | 0 | 0 | 0 | 0 | 0 | 0 | 0 | 0 | 0 | 0 | 0
F4_Commercial_OR - Health_Existing_Space Heating_Natural Gas_Gas Boiler - Burner Control Optimization_A_Achievable Economic UCT Potential | F4 | Commercial | OR - Health | Existing | Space Heating | Natural Gas | Gas Boiler - Burner Control Optimization | A | Incremental Energy Savings (MWh or mTherms) | Achievable Economic UCT Potential | 0 | 0 | 0.0082888 | 0.0044124 | 0.014747 | 0.023668 | 0.035393 | 0.04984 | 0.066516 | 0.084407 | 0.10196 | 0.11721 | 0.12807 | 0.13265 | 0.12973 | 0.11924 | 0.10243 | 0.081805 | 0.06026 | 0.043619 | 0.017693 | 0.015573 | 0 | 0 | 0 | 0 | 0
F5_Commercial_OR - Health_Existing_Space Heating_Natural Gas_Gas Boiler - Burner Control Optimization_A_Achievable Economic UCT Potential | F5 | Commercial | OR - Health | Existing | Space Heating | Natural Gas | Gas Boiler - Burner Control Optimization | A | Incremental Summer Peak Savings (MW) | Achievable Economic UCT Potential | 0 | 0 | 0 | 0 | 0 | 0 | 0 | 0 | 0 | 0 | 0 | 0 | 0 | 0 | 0 | 0 | 0 | 0 | 0 | 0 | 0 | 0 | 0 | 0 | 0 | 0 | 0
F6_Commercial_OR - Health_Existing_Space Heating_Natural Gas_Gas Boiler - Burner Control Optimization_A_Achievable Economic UCT Potential | F6 | Commercial | OR - Health | Existing | Space Heating | Natural Gas | Gas Boiler - Burner Control Optimization | A | Incremental Winter Peak Savings (MW) | Achievable Economic UCT Potential | 0 | 0 | 0 | 0 | 0 | 0 | 0 | 0 | 0 | 0 | 0 | 0 | 0 | 0 | 0 | 0 | 0 | 0 | 0 | 0 | 0 | 0 | 0 | 0 | 0 | 0 | 0
F7_Commercial_OR - Health_Existing_Space Heating_Natural Gas_Gas Boiler - Burner Control Optimization_A_Achievable Economic UCT Potential | F7 | Commercial | OR - Health | Existing | Space Heating | Natural Gas | Gas Boiler - Burner Control Optimization | A | Cumulative Energy Savings (MWh or mTherms) | Achievable Economic UCT Potential | 0 | 0 | 0.0082888 | 0.012613 | 0.027207 | 0.050514 | 0.085158 | 0.13357 | 0.19756 | 0.2778 | 0.37328 | 0.48108 | 0.59661 | 0.71353 | 0.82467 | 0.92329 | 1.0045 | 1.0674 | 1.1122 | 1.1424 | 1.1501 | 1.1564 | 1.1534 | 1.1505 | 1.1478 | 1.1452 | 1.1427
F8_Commercial_OR - Health_Existing_Space Heating_Natural Gas_Gas Boiler - Burner Control Optimization_A_Achievable Economic UCT Potential | F8 | Commercial | OR - Health | Existing | Space Heating | Natural Gas | Gas Boiler - Burner Control Optimization | A | Cumulative Summer Peak Savings (MW) | Achievable Economic UCT Potential | 0 | 0 | 0 | 0 | 0 | 0 | 0 | 0 | 0 | 0 | 0 | 0 | 0 | 0 | 0 | 0 | 0 | 0 | 0 | 0 | 0 | 0 | 0 | 0 | 0 | 0 | 0
F9_Commercial_OR - Health_Existing_Space Heating_Natural Gas_Gas Boiler - Burner Control Optimization_A_Achievable Economic UCT Potential | F9 | Commercial | OR - Health | Existing | Space Heating | Natural Gas | Gas Boiler - Burner Control Optimization | A | Cumulative Winter Peak Savings (MW) | Achievable Economic UCT Potential | 0 | 0 | 0 | 0 | 0 | 0 | 0 | 0 | 0 | 0 | 0 | 0 | 0 | 0 | 0 | 0 | 0 | 0 | 0 | 0 | 0 | 0 | 0 | 0 | 0 | 0 | 0
F10_Commercial_OR - Health_Existing_Space Heating_Natural Gas_Gas Boiler - Burner Control Optimization_A_Achievable Economic UCT Potential | F10 | Commercial | OR - Health | Existing | Space Heating | Natural Gas | Gas Boiler - Burner Control Optimization | A | Purchases (Incremental) | Achievable Economic UCT Potential | 0 | 0 | 435.5178 | 234.3485 | 792.7778 | 1289.5618 | 1957.3746 | 2803.3787 | 3813.3649 | 4943.4982 | 6114.2553 | 7210.1595 | 8089.3304 | 8605.5245 | 8641.4514 | 8146.0253 | 7162.1781 | 5830.152 | 4357.7533 | 3192.7669 | 1306.5534 | 1159.3085 | 0 | 0 | 0 | 0 | 0
F11_Commercial_OR - Health_Existing_Space Heating_Natural Gas_Gas Boiler - Burner Control Optimization_A_Achievable Economic UCT Potential | F11 | Commercial | OR - Health | Existing | Space Heating | Natural Gas | Gas Boiler - Burner Control Optimization | A | Purchases (Cumulative) | Achievable Economic UCT Potential | 0 | 0 | 435.5178 | 669.8663 | 1462.6441 | 2752.2059 | 4709.5805 | 7512.9593 | 11326.3242 | 16269.8224 | 22384.0777 | 29594.2372 | 37683.5676 | 46289.092 | 54930.5434 | 63076.5687 | 70238.7468 | 76068.8988 | 80426.6521 | 83619.419 | 84925.9724 | 86085.2809 | 86085.2809 | 86085.2809 | 86085.2809 | 86085.2809 | 86085.2809
F1_Commercial_OR - Health_Existing_Space Heating_Natural Gas_Gas Boiler - Stack Economizer_A_Achievable Economic UCT Potential | F1 | Commercial | OR - Health | Existing | Space Heating | Natural Gas | Gas Boiler - Stack Economizer | A | Integrated Unit Energy Savings (kWh or therms) | Achievable Economic UCT Potential | 0 | 0 | 0.062825 | 0.061814 | 0.060723 | 0.059634 | 0.058542 | 0.057375 | 0.056105 | 0.054742 | 0.053301 | 0.05181 | 0.050317 | 0.04885 | 0.047441 | 0.046124 | 0.044941 | 0.043994 | 0.04329 | 0.042705 | 0.042272 | 0.041873 | 0.041765 | 0.041662 | 0.041563 | 0.041469 | 0.041378
F2_Commercial_OR - Health_Existing_Space Heating_Natural Gas_Gas Boiler - Stack Economizer_A_Achievable Economic UCT Potential | F2 | Commercial | OR - Health | Existing | Space Heating | Natural Gas | Gas Boiler - Stack Economizer | A | Integrated Unit Summer Peak Savings (kW) | Achievable Economic UCT Potential | 0 | 0 | 0 | 0 | 0 | 0 | 0 | 0 | 0 | 0 | 0 | 0 | 0 | 0 | 0 | 0 | 0 | 0 | 0 | 0 | 0 | 0 | 0 | 0 | 0 | 0 | 0
F3_Commercial_OR - Health_Existing_Space Heating_Natural Gas_Gas Boiler - Stack Economizer_A_Achievable Economic UCT Potential | F3 | Commercial | OR - Health | Existing | Space Heating | Natural Gas | Gas Boiler - Stack Economizer | A | Integrated Unit Winter Peak Savings (kW) | Achievable Economic UCT Potential | 0 | 0 | 0 | 0 | 0 | 0 | 0 | 0 | 0 | 0 | 0 | 0 | 0 | 0 | 0 | 0 | 0 | 0 | 0 | 0 | 0 | 0 | 0 | 0 | 0 | 0 | 0
F4_Commercial_OR - Health_Existing_Space Heating_Natural Gas_Gas Boiler - Stack Economizer_A_Achievable Economic UCT Potential | F4 | Commercial | OR - Health | Existing | Space Heating | Natural Gas | Gas Boiler - Stack Economizer | A | Incremental Energy Savings (MWh or mTherms) | Achievable Economic UCT Potential | 0 | 0 | 0 | 0 | 0 | 0 | 0 | 0 | 0 | 0 | 0 | 0 | 0 | 0 | 0 | 0 | 0 | 0 | 0 | 0 | 0 | 0 | 0 | 0 | 0 | 0 | 0
F5_Commercial_OR - Health_Existing_Space Heating_Natural Gas_Gas Boiler - Stack Economizer_A_Achievable Economic UCT Potential | F5 | Commercial | OR - Health | Existing | Space Heating | Natural Gas | Gas Boiler - Stack Economizer | A | Incremental Summer Peak Savings (MW) | Achievable Economic UCT Potential | 0 | 0 | 0 | 0 | 0 | 0 | 0 | 0 | 0 | 0 | 0 | 0 | 0 | 0 | 0 | 0 | 0 | 0 | 0 | 0 | 0 | 0 | 0 | 0 | 0 | 0 | 0
F6_Commercial_OR - Health_Existing_Space Heating_Natural Gas_Gas Boiler - Stack Economizer_A_Achievable Economic UCT Potential | F6 | Commercial | OR - Health | Existing | Space Heating | Natural Gas | Gas Boiler - Stack Economizer | A | Incremental Winter Peak Savings (MW) | Achievable Economic UCT Potential | 0 | 0 | 0 | 0 | 0 | 0 | 0 | 0 | 0 | 0 | 0 | 0 | 0 | 0 | 0 | 0 | 0 | 0 | 0 | 0 | 0 | 0 | 0 | 0 | 0 | 0 | 0
F7_Commercial_OR - Health_Existing_Space Heating_Natural Gas_Gas Boiler - Stack Economizer_A_Achievable Economic UCT Potential | F7 | Commercial | OR - Health | Existing | Space Heating | Natural Gas | Gas Boiler - Stack Economizer | A | Cumulative Energy Savings (MWh or mTherms) | Achievable Economic UCT Potential | 0 | 0 | 0 | 0 | 0 | 0 | 0 | 0 | 0 | 0 | 0 | 0 | 0 | 0 | 0 | 0 | 0 | 0 | 0 | 0 | 0 | 0 | 0 | 0 | 0 | 0 | 0
F8_Commercial_OR - Health_Existing_Space Heating_Natural Gas_Gas Boiler - Stack Economizer_A_Achievable Economic UCT Potential | F8 | Commercial | OR - Health | Existing | Space Heating | Natural Gas | Gas Boiler - Stack Economizer | A | Cumulative Summer Peak Savings (MW) | Achievable Economic UCT Potential | 0 | 0 | 0 | 0 | 0 | 0 | 0 | 0 | 0 | 0 | 0 | 0 | 0 | 0 | 0 | 0 | 0 | 0 | 0 | 0 | 0 | 0 | 0 | 0 | 0 | 0 | 0
F9_Commercial_OR - Health_Existing_Space Heating_Natural Gas_Gas Boiler - Stack Economizer_A_Achievable Economic UCT Potential | F9 | Commercial | OR - Health | Existing | Space Heating | Natural Gas | Gas Boiler - Stack Economizer | A | Cumulative Winter Peak Savings (MW) | Achievable Economic UCT Potential | 0 | 0 | 0 | 0 | 0 | 0 | 0 | 0 | 0 | 0 | 0 | 0 | 0 | 0 | 0 | 0 | 0 | 0 | 0 | 0 | 0 | 0 | 0 | 0 | 0 | 0 | 0
F10_Commercial_OR - Health_Existing_Space Heating_Natural Gas_Gas Boiler - Stack Economizer_A_Achievable Economic UCT Potential | F10 | Commercial | OR - Health | Existing | Space Heating | Natural Gas | Gas Boiler - Stack Economizer | A | Purchases (Incremental) | Achievable Economic UCT Potential | 0 | 0 | 0 | 0 | 0 | 0 | 0 | 0 | 0 | 0 | 0 | 0 | 0 | 0 | 0 | 0 | 0 | 0 | 0 | 0 | 0 | 0 | 0 | 0 | 0 | 0 | 0
F11_Commercial_OR - Health_Existing_Space Heating_Natural Gas_Gas Boiler - Stack Economizer_A_Achievable Economic UCT Potential | F11 | Commercial | OR - Health | Existing | Space Heating | Natural Gas | Gas Boiler - Stack Economizer | A | Purchases (Cumulative) | Achievable Economic UCT Potential | 0 | 0 | 0 | 0 | 0 | 0 | 0 | 0 | 0 | 0 | 0 | 0 | 0 | 0 | 0 | 0 | 0 | 0 | 0 | 0 | 0 | 0 | 0 | 0 | 0 | 0 | 0
F1_Commercial_OR - Health_Existing_Space Heating_Natural Gas_Gas Boiler - Thermostatic Radiator Valves_A_Achievable Economic UCT Potential | F1 | Commercial | OR - Health | Existing | Space Heating | Natural Gas | Gas Boiler - Thermostatic Radiator Valves | A | Integrated Unit Energy Savings (kWh or therms) | Achievable Economic UCT Potential | 0 | 0 | 4.4203 | 4.3952 | 4.366 | 4.3333 | 4.2962 | 4.2535 | 4.2046 | 4.1487 | 4.0859 | 4.0167 | 3.9431 | 3.8675 | 3.7931 | 3.7233 | 3.6608 | 3.6097 | 3.5707 | 3.5393 | 3.5178 | 3.4984 | 3.4894 | 3.4808 | 3.4726 | 3.4647 | 3.4571
F2_Commercial_OR - Health_Existing_Space Heating_Natural Gas_Gas Boiler - Thermostatic Radiator Valves_A_Achievable Economic UCT Potential | F2 | Commercial | OR - Health | Existing | Space Heating | Natural Gas | Gas Boiler - Thermostatic Radiator Valves | A | Integrated Unit Summer Peak Savings (kW) | Achievable Economic UCT Potential | 0 | 0 | 0 | 0 | 0 | 0 | 0 | 0 | 0 | 0 | 0 | 0 | 0 | 0 | 0 | 0 | 0 | 0 | 0 | 0 | 0 | 0 | 0 | 0 | 0 | 0 | 0
F3_Commercial_OR - Health_Existing_Space Heating_Natural Gas_Gas Boiler - Thermostatic Radiator Valves_A_Achievable Economic UCT Potential | F3 | Commercial | OR - Health | Existing | Space Heating | Natural Gas | Gas Boiler - Thermostatic Radiator Valves | A | Integrated Unit Winter Peak Savings (kW) | Achievable Economic UCT Potential | 0 | 0 | 0 | 0 | 0 | 0 | 0 | 0 | 0 | 0 | 0 | 0 | 0 | 0 | 0 | 0 | 0 | 0 | 0 | 0 | 0 | 0 | 0 | 0 | 0 | 0 | 0
F4_Commercial_OR - Health_Existing_Space Heating_Natural Gas_Gas Boiler - Thermostatic Radiator Valves_A_Achievable Economic UCT Potential | F4 | Commercial | OR - Health | Existing | Space Heating | Natural Gas | Gas Boiler - Thermostatic Radiator Valves | A | Incremental Energy Savings (MWh or mTherms) | Achievable Economic UCT Potential | 0 | 0 | 0.22395 | 0.45707 | 0.45403 | 0.45064 | 0.44678 | 0.44234 | 0.43725 | 0.43144 | 0.4249 | 0.41772 | 0.41006 | 0.4022 | 0.39446 | 0.3872 | 0.3807 | 0.19251 | 0 | 7.0415e-16 | 0 | 0 | 0 | 0 | 0 | 0 | 0
F5_Commercial_OR - Health_Existing_Space Heating_Natural Gas_Gas Boiler - Thermostatic Radiator Valves_A_Achievable Economic UCT Potential | F5 | Commercial | OR - Health | Existing | Space Heating | Natural Gas | Gas Boiler - Thermostatic Radiator Valves | A | Incremental Summer Peak Savings (MW) | Achievable Economic UCT Potential | 0 | 0 | 0 | 0 | 0 | 0 | 0 | 0 | 0 | 0 | 0 | 0 | 0 | 0 | 0 | 0 | 0 | 0 | 0 | 0 | 0 | 0 | 0 | 0 | 0 | 0 | 0
F6_Commercial_OR - Health_Existing_Space Heating_Natural Gas_Gas Boiler - Thermostatic Radiator Valves_A_Achievable Economic UCT Potential | F6 | Commercial | OR - Health | Existing | Space Heating | Natural Gas | Gas Boiler - Thermostatic Radiator Valves | A | Incremental Winter Peak Savings (MW) | Achievable Economic UCT Potential | 0 | 0 | 0 | 0 | 0 | 0 | 0 | 0 | 0 | 0 | 0 | 0 | 0 | 0 | 0 | 0 | 0 | 0 | 0 | 0 | 0 | 0 | 0 | 0 | 0 | 0 | 0
F7_Commercial_OR - Health_Existing_Space Heating_Natural Gas_Gas Boiler - Thermostatic Radiator Valves_A_Achievable Economic UCT Potential | F7 | Commercial | OR - Health | Existing | Space Heating | Natural Gas | Gas Boiler - Thermostatic Radiator Valves | A | Cumulative Energy Savings (MWh or mTherms) | Achievable Economic UCT Potential | 0 | 0 | 0.22395 | 0.67974 | 1.1293 | 1.5715 | 2.0048 | 2.4272 | 2.8365 | 3.2303 | 3.6062 | 3.9629 | 4.3004 | 4.6201 | 4.9257 | 5.2222 | 5.5152 | 5.6308 | 5.57 | 5.521 | 5.4874 | 5.4572 | 5.4431 | 5.4297 | 5.4169 | 5.4046 | 5.3928
F8_Commercial_OR - Health_Existing_Space Heating_Natural Gas_Gas Boiler - Thermostatic Radiator Valves_A_Achievable Economic UCT Potential | F8 | Commercial | OR - Health | Existing | Space Heating | Natural Gas | Gas Boiler - Thermostatic Radiator Valves | A | Cumulative Summer Peak Savings (MW) | Achievable Economic UCT Potential | 0 | 0 | 0 | 0 | 0 | 0 | 0 | 0 | 0 | 0 | 0 | 0 | 0 | 0 | 0 | 0 | 0 | 0 | 0 | 0 | 0 | 0 | 0 | 0 | 0 | 0 | 0
F9_Commercial_OR - Health_Existing_Space Heating_Natural Gas_Gas Boiler - Thermostatic Radiator Valves_A_Achievable Economic UCT Potential | F9 | Commercial | OR - Health | Existing | Space Heating | Natural Gas | Gas Boiler - Thermostatic Radiator Valves | A | Cumulative Winter Peak Savings (MW) | Achievable Economic UCT Potential | 0 | 0 | 0 | 0 | 0 | 0 | 0 | 0 | 0 | 0 | 0 | 0 | 0 | 0 | 0 | 0 | 0 | 0 | 0 | 0 | 0 | 0 | 0 | 0 | 0 | 0 | 0
F10_Commercial_OR - Health_Existing_Space Heating_Natural Gas_Gas Boiler - Thermostatic Radiator Valves_A_Achievable Economic UCT Potential | F10 | Commercial | OR - Health | Existing | Space Heating | Natural Gas | Gas Boiler - Thermostatic Radiator Valves | A | Purchases (Incremental) | Achievable Economic UCT Potential | 0 | 0 | 50.6635 | 103.9935 | 103.9935 | 103.9935 | 103.9935 | 103.9935 | 103.9935 | 103.9935 | 103.9935 | 103.9935 | 103.9935 | 103.9935 | 103.9935 | 103.9935 | 103.9935 | 53.33 | 0 | 1.9895e-13 | 0 | 0 | 0 | 0 | 0 | 0 | 0
F11_Commercial_OR - Health_Existing_Space Heating_Natural Gas_Gas Boiler - Thermostatic Radiator Valves_A_Achievable Economic UCT Potential | F11 | Commercial | OR - Health | Existing | Space Heating | Natural Gas | Gas Boiler - Thermostatic Radiator Valves | A | Purchases (Cumulative) | Achievable Economic UCT Potential | 0 | 0 | 50.6635 | 154.657 | 258.6505 | 362.6439 | 466.6374 | 570.6309 | 674.6244 | 778.6179 | 882.6113 | 986.6048 | 1090.5983 | 1194.5918 | 1298.5853 | 1402.5787 | 1506.5722 | 1559.9022 | 1559.9022 | 1559.9022 | 1559.9022 | 1559.9022 | 1559.9022 | 1559.9022 | 1559.9022 | 1559.9022 | 1559.9022
F1_Commercial_OR - Health_Existing_Space Heating_Natural Gas_HVAC - Shut Off Damper_A_Achievable Economic UCT Potential | F1 | Commercial | OR - Health | Existing | Space Heating | Natural Gas | HVAC - Shut Off Damper | A | Integrated Unit Energy Savings (kWh or therms) | Achievable Economic UCT Potential | 0 | 0 | 8.2233 | 8.0908 | 7.9474 | 7.8043 | 7.6605 | 7.5068 | 7.3396 | 7.1601 | 6.9702 | 6.7739 | 6.5774 | 6.3843 | 6.1988 | 6.0254 | 5.8696 | 5.7448 | 5.6517 | 5.5744 | 5.5169 | 5.464 | 5.4491 | 5.4349 | 5.4213 | 5.4083 | 5.3958
F2_Commercial_OR - Health_Existing_Space Heating_Natural Gas_HVAC - Shut Off Damper_A_Achievable Economic UCT Potential | F2 | Commercial | OR - Health | Existing | Space Heating | Natural Gas | HVAC - Shut Off Damper | A | Integrated Unit Summer Peak Savings (kW) | Achievable Economic UCT Potential | 0 | 0 | 0 | 0 | 0 | 0 | 0 | 0 | 0 | 0 | 0 | 0 | 0 | 0 | 0 | 0 | 0 | 0 | 0 | 0 | 0 | 0 | 0 | 0 | 0 | 0 | 0
F3_Commercial_OR - Health_Existing_Space Heating_Natural Gas_HVAC - Shut Off Damper_A_Achievable Economic UCT Potential | F3 | Commercial | OR - Health | Existing | Space Heating | Natural Gas | HVAC - Shut Off Damper | A | Integrated Unit Winter Peak Savings (kW) | Achievable Economic UCT Potential | 0 | 0 | 0 | 0 | 0 | 0 | 0 | 0 | 0 | 0 | 0 | 0 | 0 | 0 | 0 | 0 | 0 | 0 | 0 | 0 | 0 | 0 | 0 | 0 | 0 | 0 | 0
F4_Commercial_OR - Health_Existing_Space Heating_Natural Gas_HVAC - Shut Off Damper_A_Achievable Economic UCT Potential | F4 | Commercial | OR - Health | Existing | Space Heating | Natural Gas | HVAC - Shut Off Damper | A | Incremental Energy Savings (MWh or mTherms) | Achievable Economic UCT Potential | 0 | 0 | 0 | 0 | 0 | 0 | 0 | 0 | 0 | 0 | 0 | 0 | 0 | 0 | 0 | 0 | 0 | 0 | 0 | 0 | 0 | 0 | 0 | 0 | 0 | 0 | 0
F5_Commercial_OR - Health_Existing_Space Heating_Natural Gas_HVAC - Shut Off Damper_A_Achievable Economic UCT Potential | F5 | Commercial | OR - Health | Existing | Space Heating | Natural Gas | HVAC - Shut Off Damper | A | Incremental Summer Peak Savings (MW) | Achievable Economic UCT Potential | 0 | 0 | 0 | 0 | 0 | 0 | 0 | 0 | 0 | 0 | 0 | 0 | 0 | 0 | 0 | 0 | 0 | 0 | 0 | 0 | 0 | 0 | 0 | 0 | 0 | 0 | 0
F6_Commercial_OR - Health_Existing_Space Heating_Natural Gas_HVAC - Shut Off Damper_A_Achievable Economic UCT Potential | F6 | Commercial | OR - Health | Existing | Space Heating | Natural Gas | HVAC - Shut Off Damper | A | Incremental Winter Peak Savings (MW) | Achievable Economic UCT Potential | 0 | 0 | 0 | 0 | 0 | 0 | 0 | 0 | 0 | 0 | 0 | 0 | 0 | 0 | 0 | 0 | 0 | 0 | 0 | 0 | 0 | 0 | 0 | 0 | 0 | 0 | 0
F7_Commercial_OR - Health_Existing_Space Heating_Natural Gas_HVAC - Shut Off Damper_A_Achievable Economic UCT Potential | F7 | Commercial | OR - Health | Existing | Space Heating | Natural Gas | HVAC - Shut Off Damper | A | Cumulative Energy Savings (MWh or mTherms) | Achievable Economic UCT Potential | 0 | 0 | 0 | 0 | 0 | 0 | 0 | 0 | 0 | 0 | 0 | 0 | 0 | 0 | 0 | 0 | 0 | 0 | 0 | 0 | 0 | 0 | 0 | 0 | 0 | 0 | 0
F8_Commercial_OR - Health_Existing_Space Heating_Natural Gas_HVAC - Shut Off Damper_A_Achievable Economic UCT Potential | F8 | Commercial | OR - Health | Existing | Space Heating | Natural Gas | HVAC - Shut Off Damper | A | Cumulative Summer Peak Savings (MW) | Achievable Economic UCT Potential | 0 | 0 | 0 | 0 | 0 | 0 | 0 | 0 | 0 | 0 | 0 | 0 | 0 | 0 | 0 | 0 | 0 | 0 | 0 | 0 | 0 | 0 | 0 | 0 | 0 | 0 | 0
F9_Commercial_OR - Health_Existing_Space Heating_Natural Gas_HVAC - Shut Off Damper_A_Achievable Economic UCT Potential | F9 | Commercial | OR - Health | Existing | Space Heating | Natural Gas | HVAC - Shut Off Damper | A | Cumulative Winter Peak Savings (MW) | Achievable Economic UCT Potential | 0 | 0 | 0 | 0 | 0 | 0 | 0 | 0 | 0 | 0 | 0 | 0 | 0 | 0 | 0 | 0 | 0 | 0 | 0 | 0 | 0 | 0 | 0 | 0 | 0 | 0 | 0
F10_Commercial_OR - Health_Existing_Space Heating_Natural Gas_HVAC - Shut Off Damper_A_Achievable Economic UCT Potential | F10 | Commercial | OR - Health | Existing | Space Heating | Natural Gas | HVAC - Shut Off Damper | A | Purchases (Incremental) | Achievable Economic UCT Potential | 0 | 0 | 0 | 0 | 0 | 0 | 0 | 0 | 0 | 0 | 0 | 0 | 0 | 0 | 0 | 0 | 0 | 0 | 0 | 0 | 0 | 0 | 0 | 0 | 0 | 0 | 0
F11_Commercial_OR - Health_Existing_Space Heating_Natural Gas_HVAC - Shut Off Damper_A_Achievable Economic UCT Potential | F11 | Commercial | OR - Health | Existing | Space Heating | Natural Gas | HVAC - Shut Off Damper | A | Purchases (Cumulative) | Achievable Economic UCT Potential | 0 | 0 | 0 | 0 | 0 | 0 | 0 | 0 | 0 | 0 | 0 | 0 | 0 | 0 | 0 | 0 | 0 | 0 | 0 | 0 | 0 | 0 | 0 | 0 | 0 | 0 | 0
F1_Commercial_OR - Health_Existing_Space Heating_Natural Gas_Gas Furnace - Tube Inserts_A_Achievable Economic UCT Potential | F1 | Commercial | OR - Health | Existing | Space Heating | Natural Gas | Gas Furnace - Tube Inserts | A | Integrated Unit Energy Savings (kWh or therms) | Achievable Economic UCT Potential | 0 | 0 | 0 | 0 | 0 | 0 | 0 | 0 | 0 | 0 | 0 | 0 | 0 | 0 | 0 | 0 | 0 | 0 | 0 | 0 | 0 | 0 | 0 | 0 | 0 | 0 | 0
F2_Commercial_OR - Health_Existing_Space Heating_Natural Gas_Gas Furnace - Tube Inserts_A_Achievable Economic UCT Potential | F2 | Commercial | OR - Health | Existing | Space Heating | Natural Gas | Gas Furnace - Tube Inserts | A | Integrated Unit Summer Peak Savings (kW) | Achievable Economic UCT Potential | 0 | 0 | 0 | 0 | 0 | 0 | 0 | 0 | 0 | 0 | 0 | 0 | 0 | 0 | 0 | 0 | 0 | 0 | 0 | 0 | 0 | 0 | 0 | 0 | 0 | 0 | 0
F3_Commercial_OR - Health_Existing_Space Heating_Natural Gas_Gas Furnace - Tube Inserts_A_Achievable Economic UCT Potential | F3 | Commercial | OR - Health | Existing | Space Heating | Natural Gas | Gas Furnace - Tube Inserts | A | Integrated Unit Winter Peak Savings (kW) | Achievable Economic UCT Potential | 0 | 0 | 0 | 0 | 0 | 0 | 0 | 0 | 0 | 0 | 0 | 0 | 0 | 0 | 0 | 0 | 0 | 0 | 0 | 0 | 0 | 0 | 0 | 0 | 0 | 0 | 0
F4_Commercial_OR - Health_Existing_Space Heating_Natural Gas_Gas Furnace - Tube Inserts_A_Achievable Economic UCT Potential | F4 | Commercial | OR - Health | Existing | Space Heating | Natural Gas | Gas Furnace - Tube Inserts | A | Incremental Energy Savings (MWh or mTherms) | Achievable Economic UCT Potential | 0 | 0 | 0 | 0 | 0 | 0 | 0 | 0 | 0 | 0 | 0 | 0 | 0 | 0 | 0 | 0 | 0 | 0 | 0 | 0 | 0 | 0 | 0 | 0 | 0 | 0 | 0
F5_Commercial_OR - Health_Existing_Space Heating_Natural Gas_Gas Furnace - Tube Inserts_A_Achievable Economic UCT Potential | F5 | Commercial | OR - Health | Existing | Space Heating | Natural Gas | Gas Furnace - Tube Inserts | A | Incremental Summer Peak Savings (MW) | Achievable Economic UCT Potential | 0 | 0 | 0 | 0 | 0 | 0 | 0 | 0 | 0 | 0 | 0 | 0 | 0 | 0 | 0 | 0 | 0 | 0 | 0 | 0 | 0 | 0 | 0 | 0 | 0 | 0 | 0
F6_Commercial_OR - Health_Existing_Space Heating_Natural Gas_Gas Furnace - Tube Inserts_A_Achievable Economic UCT Potential | F6 | Commercial | OR - Health | Existing | Space Heating | Natural Gas | Gas Furnace - Tube Inserts | A | Incremental Winter Peak Savings (MW) | Achievable Economic UCT Potential | 0 | 0 | 0 | 0 | 0 | 0 | 0 | 0 | 0 | 0 | 0 | 0 | 0 | 0 | 0 | 0 | 0 | 0 | 0 | 0 | 0 | 0 | 0 | 0 | 0 | 0 | 0
F7_Commercial_OR - Health_Existing_Space Heating_Natural Gas_Gas Furnace - Tube Inserts_A_Achievable Economic UCT Potential | F7 | Commercial | OR - Health | Existing | Space Heating | Natural Gas | Gas Furnace - Tube Inserts | A | Cumulative Energy Savings (MWh or mTherms) | Achievable Economic UCT Potential | 0 | 0 | 0 | 0 | 0 | 0 | 0 | 0 | 0 | 0 | 0 | 0 | 0 | 0 | 0 | 0 | 0 | 0 | 0 | 0 | 0 | 0 | 0 | 0 | 0 | 0 | 0
F8_Commercial_OR - Health_Existing_Space Heating_Natural Gas_Gas Furnace - Tube Inserts_A_Achievable Economic UCT Potential | F8 | Commercial | OR - Health | Existing | Space Heating | Natural Gas | Gas Furnace - Tube Inserts | A | Cumulative Summer Peak Savings (MW) | Achievable Economic UCT Potential | 0 | 0 | 0 | 0 | 0 | 0 | 0 | 0 | 0 | 0 | 0 | 0 | 0 | 0 | 0 | 0 | 0 | 0 | 0 | 0 | 0 | 0 | 0 | 0 | 0 | 0 | 0
F9_Commercial_OR - Health_Existing_Space Heating_Natural Gas_Gas Furnace - Tube Inserts_A_Achievable Economic UCT Potential | F9 | Commercial | OR - Health | Existing | Space Heating | Natural Gas | Gas Furnace - Tube Inserts | A | Cumulative Winter Peak Savings (MW) | Achievable Economic UCT Potential | 0 | 0 | 0 | 0 | 0 | 0 | 0 | 0 | 0 | 0 | 0 | 0 | 0 | 0 | 0 | 0 | 0 | 0 | 0 | 0 | 0 | 0 | 0 | 0 | 0 | 0 | 0
F10_Commercial_OR - Health_Existing_Space Heating_Natural Gas_Gas Furnace - Tube Inserts_A_Achievable Economic UCT Potential | F10 | Commercial | OR - Health | Existing | Space Heating | Natural Gas | Gas Furnace - Tube Inserts | A | Purchases (Incremental) | Achievable Economic UCT Potential | 0 | 0 | 0 | 0 | 0 | 0 | 0 | 0 | 0 | 0 | 0 | 0 | 0 | 0 | 0 | 0 | 0 | 0 | 0 | 0 | 0 | 0 | 0 | 0 | 0 | 0 | 0
F11_Commercial_OR - Health_Existing_Space Heating_Natural Gas_Gas Furnace - Tube Inserts_A_Achievable Economic UCT Potential | F11 | Commercial | OR - Health | Existing | Space Heating | Natural Gas | Gas Furnace - Tube Inserts | A | Purchases (Cumulative) | Achievable Economic UCT Potential | 0 | 0 | 0 | 0 | 0 | 0 | 0 | 0 | 0 | 0 | 0 | 0 | 0 | 0 | 0 | 0 | 0 | 0 | 0 | 0 | 0 | 0 | 0 | 0 | 0 | 0 | 0
F1_Commercial_OR - Health_Existing_Space Heating_Natural Gas_Gas Boiler - Insulate Steam Lines/Condensate Tank_A_Achievable Economic UCT Potential | F1 | Commercial | OR - Health | Existing | Space Heating | Natural Gas | Gas Boiler - Insulate Steam Lines/Condensate Tank | A | Integrated Unit Energy Savings (kWh or therms) | Achievable Economic UCT Potential | 0 | 0 | 1.1307 | 1.1267 | 1.1227 | 1.1187 | 1.1146 | 1.1105 | 1.1064 | 1.1024 | 1.0984 | 1.0944 | 1.0904 | 1.0865 | 1.0827 | 1.079 | 1.0754 | 1.072 | 1.0687 | 1.0656 | 1.0626 | 1.0597 | 1.057 | 1.0544 | 1.0519 | 1.0495 | 1.0472
F2_Commercial_OR - Health_Existing_Space Heating_Natural Gas_Gas Boiler - Insulate Steam Lines/Condensate Tank_A_Achievable Economic UCT Potential | F2 | Commercial | OR - Health | Existing | Space Heating | Natural Gas | Gas Boiler - Insulate Steam Lines/Condensate Tank | A | Integrated Unit Summer Peak Savings (kW) | Achievable Economic UCT Potential | 0 | 0 | 0 | 0 | 0 | 0 | 0 | 0 | 0 | 0 | 0 | 0 | 0 | 0 | 0 | 0 | 0 | 0 | 0 | 0 | 0 | 0 | 0 | 0 | 0 | 0 | 0
F3_Commercial_OR - Health_Existing_Space Heating_Natural Gas_Gas Boiler - Insulate Steam Lines/Condensate Tank_A_Achievable Economic UCT Potential | F3 | Commercial | OR - Health | Existing | Space Heating | Natural Gas | Gas Boiler - Insulate Steam Lines/Condensate Tank | A | Integrated Unit Winter Peak Savings (kW) | Achievable Economic UCT Potential | 0 | 0 | 0 | 0 | 0 | 0 | 0 | 0 | 0 | 0 | 0 | 0 | 0 | 0 | 0 | 0 | 0 | 0 | 0 | 0 | 0 | 0 | 0 | 0 | 0 | 0 | 0
F4_Commercial_OR - Health_Existing_Space Heating_Natural Gas_Gas Boiler - Insulate Steam Lines/Condensate Tank_A_Achievable Economic UCT Potential | F4 | Commercial | OR - Health | Existing | Space Heating | Natural Gas | Gas Boiler - Insulate Steam Lines/Condensate Tank | A | Incremental Energy Savings (MWh or mTherms) | Achievable Economic UCT Potential | 0 | 0 | 0.13434 | 0.27479 | 0.27381 | 0.27282 | 0.27183 | 0.27083 | 0.26984 | 0.26885 | 0.26787 | 0.2669 | 0.26593 | 0.26498 | 0.26404 | 0.26314 | 0.26226 | 0.13406 | 6.0749e-17 | 5.4515e-16 | 0 | 0 | 0 | 0 | 0 | 0 | 0
F5_Commercial_OR - Health_Existing_Space Heating_Natural Gas_Gas Boiler - Insulate Steam Lines/Condensate Tank_A_Achievable Economic UCT Potential | F5 | Commercial | OR - Health | Existing | Space Heating | Natural Gas | Gas Boiler - Insulate Steam Lines/Condensate Tank | A | Incremental Summer Peak Savings (MW) | Achievable Economic UCT Potential | 0 | 0 | 0 | 0 | 0 | 0 | 0 | 0 | 0 | 0 | 0 | 0 | 0 | 0 | 0 | 0 | 0 | 0 | 0 | 0 | 0 | 0 | 0 | 0 | 0 | 0 | 0
F6_Commercial_OR - Health_Existing_Space Heating_Natural Gas_Gas Boiler - Insulate Steam Lines/Condensate Tank_A_Achievable Economic UCT Potential | F6 | Commercial | OR - Health | Existing | Space Heating | Natural Gas | Gas Boiler - Insulate Steam Lines/Condensate Tank | A | Incremental Winter Peak Savings (MW) | Achievable Economic UCT Potential | 0 | 0 | 0 | 0 | 0 | 0 | 0 | 0 | 0 | 0 | 0 | 0 | 0 | 0 | 0 | 0 | 0 | 0 | 0 | 0 | 0 | 0 | 0 | 0 | 0 | 0 | 0
F7_Commercial_OR - Health_Existing_Space Heating_Natural Gas_Gas Boiler - Insulate Steam Lines/Condensate Tank_A_Achievable Economic UCT Potential | F7 | Commercial | OR - Health | Existing | Space Heating | Natural Gas | Gas Boiler - Insulate Steam Lines/Condensate Tank | A | Cumulative Energy Savings (MWh or mTherms) | Achievable Economic UCT Potential | 0 | 0 | 0.13434 | 0.40866 | 0.68101 | 0.95138 | 1.2197 | 1.4861 | 1.7505 | 2.013 | 2.2735 | 2.5321 | 2.7889 | 3.0438 | 3.2971 | 3.549 | 3.7994 | 3.9214 | 3.9095 | 3.8981 | 3.8871 | 3.8766 | 3.8667 | 3.8571 | 3.8481 | 3.8393 | 3.831
F8_Commercial_OR - Health_Existing_Space Heating_Natural Gas_Gas Boiler - Insulate Steam Lines/Condensate Tank_A_Achievable Economic UCT Potential | F8 | Commercial | OR - Health | Existing | Space Heating | Natural Gas | Gas Boiler - Insulate Steam Lines/Condensate Tank | A | Cumulative Summer Peak Savings (MW) | Achievable Economic UCT Potential | 0 | 0 | 0 | 0 | 0 | 0 | 0 | 0 | 0 | 0 | 0 | 0 | 0 | 0 | 0 | 0 | 0 | 0 | 0 | 0 | 0 | 0 | 0 | 0 | 0 | 0 | 0
F9_Commercial_OR - Health_Existing_Space Heating_Natural Gas_Gas Boiler - Insulate Steam Lines/Condensate Tank_A_Achievable Economic UCT Potential | F9 | Commercial | OR - Health | Existing | Space Heating | Natural Gas | Gas Boiler - Insulate Steam Lines/Condensate Tank | A | Cumulative Winter Peak Savings (MW) | Achievable Economic UCT Potential | 0 | 0 | 0 | 0 | 0 | 0 | 0 | 0 | 0 | 0 | 0 | 0 | 0 | 0 | 0 | 0 | 0 | 0 | 0 | 0 | 0 | 0 | 0 | 0 | 0 | 0 | 0
F10_Commercial_OR - Health_Existing_Space Heating_Natural Gas_Gas Boiler - Insulate Steam Lines/Condensate Tank_A_Achievable Economic UCT Potential | F10 | Commercial | OR - Health | Existing | Space Heating | Natural Gas | Gas Boiler - Insulate Steam Lines/Condensate Tank | A | Purchases (Incremental) | Achievable Economic UCT Potential | 0 | 0 | 118.8108 | 243.8748 | 243.8748 | 243.8748 | 243.8748 | 243.8748 | 243.8748 | 243.8748 | 243.8748 | 243.8748 | 243.8748 | 243.8748 | 243.8748 | 243.8748 | 243.8748 | 125.064 | 5.6843e-14 | 5.1159e-13 | 0 | 0 | 0 | 0 | 0 | 0 | 0
F11_Commercial_OR - Health_Existing_Space Heating_Natural Gas_Gas Boiler - Insulate Steam Lines/Condensate Tank_A_Achievable Economic UCT Potential | F11 | Commercial | OR - Health | Existing | Space Heating | Natural Gas | Gas Boiler - Insulate Steam Lines/Condensate Tank | A | Purchases (Cumulative) | Achievable Economic UCT Potential | 0 | 0 | 118.8108 | 362.6856 | 606.5604 | 850.4352 | 1094.31 | 1338.1848 | 1582.0596 | 1825.9344 | 2069.8092 | 2313.684 | 2557.5588 | 2801.4336 | 3045.3084 | 3289.1832 | 3533.058 | 3658.122 | 3658.122 | 3658.122 | 3658.122 | 3658.122 | 3658.122 | 3658.122 | 3658.122 | 3658.122 | 3658.122
F1_Commercial_OR - Health_Existing_Space Heating_Natural Gas_Gas Boiler - Insulate Hot Water Lines_A_Achievable Economic UCT Potential | F1 | Commercial | OR - Health | Existing | Space Heating | Natural Gas | Gas Boiler - Insulate Hot Water Lines | A | Integrated Unit Energy Savings (kWh or therms) | Achievable Economic UCT Potential | 0 | 0 | 0.75434 | 0.74743 | 0.73971 | 0.7313 | 0.72201 | 0.71163 | 0.7 | 0.68703 | 0.67271 | 0.65723 | 0.64096 | 0.62442 | 0.60825 | 0.59309 | 0.57949 | 0.56853 | 0.5603 | 0.55356 | 0.54871 | 0.54429 | 0.54288 | 0.54154 | 0.54026 | 0.53904 | 0.53786
F2_Commercial_OR - Health_Existing_Space Heating_Natural Gas_Gas Boiler - Insulate Hot Water Lines_A_Achievable Economic UCT Potential | F2 | Commercial | OR - Health | Existing | Space Heating | Natural Gas | Gas Boiler - Insulate Hot Water Lines | A | Integrated Unit Summer Peak Savings (kW) | Achievable Economic UCT Potential | 0 | 0 | 0 | 0 | 0 | 0 | 0 | 0 | 0 | 0 | 0 | 0 | 0 | 0 | 0 | 0 | 0 | 0 | 0 | 0 | 0 | 0 | 0 | 0 | 0 | 0 | 0
F3_Commercial_OR - Health_Existing_Space Heating_Natural Gas_Gas Boiler - Insulate Hot Water Lines_A_Achievable Economic UCT Potential | F3 | Commercial | OR - Health | Existing | Space Heating | Natural Gas | Gas Boiler - Insulate Hot Water Lines | A | Integrated Unit Winter Peak Savings (kW) | Achievable Economic UCT Potential | 0 | 0 | 0 | 0 | 0 | 0 | 0 | 0 | 0 | 0 | 0 | 0 | 0 | 0 | 0 | 0 | 0 | 0 | 0 | 0 | 0 | 0 | 0 | 0 | 0 | 0 | 0
F4_Commercial_OR - Health_Existing_Space Heating_Natural Gas_Gas Boiler - Insulate Hot Water Lines_A_Achievable Economic UCT Potential | F4 | Commercial | OR - Health | Existing | Space Heating | Natural Gas | Gas Boiler - Insulate Hot Water Lines | A | Incremental Energy Savings (MWh or mTherms) | Achievable Economic UCT Potential | 0 | 0 | 0.089624 | 0.18228 | 0.1804 | 0.17835 | 0.17608 | 0.17355 | 0.17071 | 0.16755 | 0.16406 | 0.16028 | 0.15631 | 0.078092 | 0 | 2.3599e-16 | 0 | 2.9085e-16 | 4.7774e-17 | 3.1466e-16 | 4.6786e-17 | 0 | 0 | 0 | 0 | 0 | 0
F5_Commercial_OR - Health_Existing_Space Heating_Natural Gas_Gas Boiler - Insulate Hot Water Lines_A_Achievable Economic UCT Potential | F5 | Commercial | OR - Health | Existing | Space Heating | Natural Gas | Gas Boiler - Insulate Hot Water Lines | A | Incremental Summer Peak Savings (MW) | Achievable Economic UCT Potential | 0 | 0 | 0 | 0 | 0 | 0 | 0 | 0 | 0 | 0 | 0 | 0 | 0 | 0 | 0 | 0 | 0 | 0 | 0 | 0 | 0 | 0 | 0 | 0 | 0 | 0 | 0
F6_Commercial_OR - Health_Existing_Space Heating_Natural Gas_Gas Boiler - Insulate Hot Water Lines_A_Achievable Economic UCT Potential | F6 | Commercial | OR - Health | Existing | Space Heating | Natural Gas | Gas Boiler - Insulate Hot Water Lines | A | Incremental Winter Peak Savings (MW) | Achievable Economic UCT Potential | 0 | 0 | 0 | 0 | 0 | 0 | 0 | 0 | 0 | 0 | 0 | 0 | 0 | 0 | 0 | 0 | 0 | 0 | 0 | 0 | 0 | 0 | 0 | 0 | 0 | 0 | 0
F7_Commercial_OR - Health_Existing_Space Heating_Natural Gas_Gas Boiler - Insulate Hot Water Lines_A_Achievable Economic UCT Potential | F7 | Commercial | OR - Health | Existing | Space Heating | Natural Gas | Gas Boiler - Insulate Hot Water Lines | A | Cumulative Energy Savings (MWh or mTherms) | Achievable Economic UCT Potential | 0 | 0 | 0.089624 | 0.27108 | 0.44868 | 0.62193 | 0.79011 | 0.95229 | 1.1074 | 1.2545 | 1.3924 | 1.5206 | 1.6393 | 1.6751 | 1.6317 | 1.591 | 1.5545 | 1.5251 | 1.5031 | 1.485 | 1.472 | 1.4601 | 1.4563 | 1.4528 | 1.4493 | 1.446 | 1.4429
F8_Commercial_OR - Health_Existing_Space Heating_Natural Gas_Gas Boiler - Insulate Hot Water Lines_A_Achievable Economic UCT Potential | F8 | Commercial | OR - Health | Existing | Space Heating | Natural Gas | Gas Boiler - Insulate Hot Water Lines | A | Cumulative Summer Peak Savings (MW) | Achievable Economic UCT Potential | 0 | 0 | 0 | 0 | 0 | 0 | 0 | 0 | 0 | 0 | 0 | 0 | 0 | 0 | 0 | 0 | 0 | 0 | 0 | 0 | 0 | 0 | 0 | 0 | 0 | 0 | 0
F9_Commercial_OR - Health_Existing_Space Heating_Natural Gas_Gas Boiler - Insulate Hot Water Lines_A_Achievable Economic UCT Potential | F9 | Commercial | OR - Health | Existing | Space Heating | Natural Gas | Gas Boiler - Insulate Hot Water Lines | A | Cumulative Winter Peak Savings (MW) | Achievable Economic UCT Potential | 0 | 0 | 0 | 0 | 0 | 0 | 0 | 0 | 0 | 0 | 0 | 0 | 0 | 0 | 0 | 0 | 0 | 0 | 0 | 0 | 0 | 0 | 0 | 0 | 0 | 0 | 0
F10_Commercial_OR - Health_Existing_Space Heating_Natural Gas_Gas Boiler - Insulate Hot Water Lines_A_Achievable Economic UCT Potential | F10 | Commercial | OR - Health | Existing | Space Heating | Natural Gas | Gas Boiler - Insulate Hot Water Lines | A | Purchases (Incremental) | Achievable Economic UCT Potential | 0 | 0 | 118.8108 | 243.8748 | 243.8748 | 243.8748 | 243.8748 | 243.8748 | 243.8748 | 243.8748 | 243.8748 | 243.8748 | 243.8748 | 125.064 | 0 | 3.979e-13 | 0 | 5.1159e-13 | 8.5265e-14 | 5.6843e-13 | 8.5265e-14 | 0 | 0 | 0 | 0 | 0 | 0
F11_Commercial_OR - Health_Existing_Space Heating_Natural Gas_Gas Boiler - Insulate Hot Water Lines_A_Achievable Economic UCT Potential | F11 | Commercial | OR - Health | Existing | Space Heating | Natural Gas | Gas Boiler - Insulate Hot Water Lines | A | Purchases (Cumulative) | Achievable Economic UCT Potential | 0 | 0 | 118.8108 | 362.6856 | 606.5604 | 850.4352 | 1094.31 | 1338.1848 | 1582.0596 | 1825.9344 | 2069.8092 | 2313.684 | 2557.5588 | 2682.6228 | 2682.6228 | 2682.6228 | 2682.6228 | 2682.6228 | 2682.6228 | 2682.6228 | 2682.6228 | 2682.6228 | 2682.6228 | 2682.6228 | 2682.6228 | 2682.6228 | 2682.6228
F1_Commercial_OR - Health_Existing_Space Heating_Natural Gas_Condensing RTU_A_Achievable Economic UCT Potential | F1 | Commercial | OR - Health | Existing | Space Heating | Natural Gas | Condensing RTU | A | Integrated Unit Energy Savings (kWh or therms) | Achievable Economic UCT Potential | 0 | 0 | 0.0067209 | 0.0066102 | 0.0064886 | 0.0063652 | 0.0062383 | 0.0061018 | 0.0059531 | 0.0057932 | 0.0056246 | 0.0054506 | 0.0052767 | 0.0051061 | 0.0049423 | 0.0047892 | 0.0046511 | 0.0045387 | 0.0044523 | 0.0043796 | 0.0043235 | 0.004272 | 0.0042509 | 0.0042311 | 0.0042124 | 0.0041947 | 0.004178
F2_Commercial_OR - Health_Existing_Space Heating_Natural Gas_Condensing RTU_A_Achievable Economic UCT Potential | F2 | Commercial | OR - Health | Existing | Space Heating | Natural Gas | Condensing RTU | A | Integrated Unit Summer Peak Savings (kW) | Achievable Economic UCT Potential | 0 | 0 | 0 | 0 | 0 | 0 | 0 | 0 | 0 | 0 | 0 | 0 | 0 | 0 | 0 | 0 | 0 | 0 | 0 | 0 | 0 | 0 | 0 | 0 | 0 | 0 | 0
F3_Commercial_OR - Health_Existing_Space Heating_Natural Gas_Condensing RTU_A_Achievable Economic UCT Potential | F3 | Commercial | OR - Health | Existing | Space Heating | Natural Gas | Condensing RTU | A | Integrated Unit Winter Peak Savings (kW) | Achievable Economic UCT Potential | 0 | 0 | 0 | 0 | 0 | 0 | 0 | 0 | 0 | 0 | 0 | 0 | 0 | 0 | 0 | 0 | 0 | 0 | 0 | 0 | 0 | 0 | 0 | 0 | 0 | 0 | 0
F4_Commercial_OR - Health_Existing_Space Heating_Natural Gas_Condensing RTU_A_Achievable Economic UCT Potential | F4 | Commercial | OR - Health | Existing | Space Heating | Natural Gas | Condensing RTU | A | Incremental Energy Savings (MWh or mTherms) | Achievable Economic UCT Potential | 0 | 0 | 0 | 0 | 0 | 0 | 0 | 0 | 0 | 0 | 0 | 0 | 0 | 0 | 0 | 0 | 0 | 0 | 0 | 0 | 0 | 0 | 0 | 0 | 0 | 0 | 0
F5_Commercial_OR - Health_Existing_Space Heating_Natural Gas_Condensing RTU_A_Achievable Economic UCT Potential | F5 | Commercial | OR - Health | Existing | Space Heating | Natural Gas | Condensing RTU | A | Incremental Summer Peak Savings (MW) | Achievable Economic UCT Potential | 0 | 0 | 0 | 0 | 0 | 0 | 0 | 0 | 0 | 0 | 0 | 0 | 0 | 0 | 0 | 0 | 0 | 0 | 0 | 0 | 0 | 0 | 0 | 0 | 0 | 0 | 0
F6_Commercial_OR - Health_Existing_Space Heating_Natural Gas_Condensing RTU_A_Achievable Economic UCT Potential | F6 | Commercial | OR - Health | Existing | Space Heating | Natural Gas | Condensing RTU | A | Incremental Winter Peak Savings (MW) | Achievable Economic UCT Potential | 0 | 0 | 0 | 0 | 0 | 0 | 0 | 0 | 0 | 0 | 0 | 0 | 0 | 0 | 0 | 0 | 0 | 0 | 0 | 0 | 0 | 0 | 0 | 0 | 0 | 0 | 0
F7_Commercial_OR - Health_Existing_Space Heating_Natural Gas_Condensing RTU_A_Achievable Economic UCT Potential | F7 | Commercial | OR - Health | Existing | Space Heating | Natural Gas | Condensing RTU | A | Cumulative Energy Savings (MWh or mTherms) | Achievable Economic UCT Potential | 0 | 0 | 0 | 0 | 0 | 0 | 0 | 0 | 0 | 0 | 0 | 0 | 0 | 0 | 0 | 0 | 0 | 0 | 0 | 0 | 0 | 0 | 0 | 0 | 0 | 0 | 0
F8_Commercial_OR - Health_Existing_Space Heating_Natural Gas_Condensing RTU_A_Achievable Economic UCT Potential | F8 | Commercial | OR - Health | Existing | Space Heating | Natural Gas | Condensing RTU | A | Cumulative Summer Peak Savings (MW) | Achievable Economic UCT Potential | 0 | 0 | 0 | 0 | 0 | 0 | 0 | 0 | 0 | 0 | 0 | 0 | 0 | 0 | 0 | 0 | 0 | 0 | 0 | 0 | 0 | 0 | 0 | 0 | 0 | 0 | 0
F9_Commercial_OR - Health_Existing_Space Heating_Natural Gas_Condensing RTU_A_Achievable Economic UCT Potential | F9 | Commercial | OR - Health | Existing | Space Heating | Natural Gas | Condensing RTU | A | Cumulative Winter Peak Savings (MW) | Achievable Economic UCT Potential | 0 | 0 | 0 | 0 | 0 | 0 | 0 | 0 | 0 | 0 | 0 | 0 | 0 | 0 | 0 | 0 | 0 | 0 | 0 | 0 | 0 | 0 | 0 | 0 | 0 | 0 | 0
F10_Commercial_OR - Health_Existing_Space Heating_Natural Gas_Condensing RTU_A_Achievable Economic UCT Potential | F10 | Commercial | OR - Health | Existing | Space Heating | Natural Gas | Condensing RTU | A | Purchases (Incremental) | Achievable Economic UCT Potential | 0 | 0 | 0 | 0 | 0 | 0 | 0 | 0 | 0 | 0 | 0 | 0 | 0 | 0 | 0 | 0 | 0 | 0 | 0 | 0 | 0 | 0 | 0 | 0 | 0 | 0 | 0
F11_Commercial_OR - Health_Existing_Space Heating_Natural Gas_Condensing RTU_A_Achievable Economic UCT Potential | F11 | Commercial | OR - Health | Existing | Space Heating | Natural Gas | Condensing RTU | A | Purchases (Cumulative) | Achievable Economic UCT Potential | 0 | 0 | 0 | 0 | 0 | 0 | 0 | 0 | 0 | 0 | 0 | 0 | 0 | 0 | 0 | 0 | 0 | 0 | 0 | 0 | 0 | 0 | 0 | 0 | 0 | 0 | 0
F1_Commercial_OR - Health_Existing_Space Heating_Natural Gas_Hydronic Heating Radiator Replacement_A_Achievable Economic UCT Potential | F1 | Commercial | OR - Health | Existing | Space Heating | Natural Gas | Hydronic Heating Radiator Replacement | A | Integrated Unit Energy Savings (kWh or therms) | Achievable Economic UCT Potential | 0 | 0 | 9.5095 | 9.398 | 9.2744 | 9.1409 | 8.995 | 8.8336 | 8.6557 | 8.4615 | 8.2526 | 8.0326 | 7.8112 | 7.5933 | 7.3837 | 7.1881 | 7.0127 | 6.874 | 6.7727 | 6.6899 | 6.6307 | 6.5767 | 6.5597 | 6.5436 | 6.5281 | 6.5132 | 6.499
F2_Commercial_OR - Health_Existing_Space Heating_Natural Gas_Hydronic Heating Radiator Replacement_A_Achievable Economic UCT Potential | F2 | Commercial | OR - Health | Existing | Space Heating | Natural Gas | Hydronic Heating Radiator Replacement | A | Integrated Unit Summer Peak Savings (kW) | Achievable Economic UCT Potential | 0 | 0 | 0 | 0 | 0 | 0 | 0 | 0 | 0 | 0 | 0 | 0 | 0 | 0 | 0 | 0 | 0 | 0 | 0 | 0 | 0 | 0 | 0 | 0 | 0 | 0 | 0
F3_Commercial_OR - Health_Existing_Space Heating_Natural Gas_Hydronic Heating Radiator Replacement_A_Achievable Economic UCT Potential | F3 | Commercial | OR - Health | Existing | Space Heating | Natural Gas | Hydronic Heating Radiator Replacement | A | Integrated Unit Winter Peak Savings (kW) | Achievable Economic UCT Potential | 0 | 0 | 0 | 0 | 0 | 0 | 0 | 0 | 0 | 0 | 0 | 0 | 0 | 0 | 0 | 0 | 0 | 0 | 0 | 0 | 0 | 0 | 0 | 0 | 0 | 0 | 0
F4_Commercial_OR - Health_Existing_Space Heating_Natural Gas_Hydronic Heating Radiator Replacement_A_Achievable Economic UCT Potential | F4 | Commercial | OR - Health | Existing | Space Heating | Natural Gas | Hydronic Heating Radiator Replacement | A | Incremental Energy Savings (MWh or mTherms) | Achievable Economic UCT Potential | 0 | 0 | 0.19271 | 0.39093 | 0.38579 | 0.38024 | 0.37417 | 0.36745 | 0.36005 | 0.35198 | 0.34329 | 0.33413 | 0.32493 | 0.31586 | 0.30714 | 0.299 | 0.29171 | 0.28594 | 0.28173 | 0.27828 | 0.27582 | 0.27357 | 0 | 0 | 0 | 0 | 0
F5_Commercial_OR - Health_Existing_Space Heating_Natural Gas_Hydronic Heating Radiator Replacement_A_Achievable Economic UCT Potential | F5 | Commercial | OR - Health | Existing | Space Heating | Natural Gas | Hydronic Heating Radiator Replacement | A | Incremental Summer Peak Savings (MW) | Achievable Economic UCT Potential | 0 | 0 | 0 | 0 | 0 | 0 | 0 | 0 | 0 | 0 | 0 | 0 | 0 | 0 | 0 | 0 | 0 | 0 | 0 | 0 | 0 | 0 | 0 | 0 | 0 | 0 | 0
F6_Commercial_OR - Health_Existing_Space Heating_Natural Gas_Hydronic Heating Radiator Replacement_A_Achievable Economic UCT Potential | F6 | Commercial | OR - Health | Existing | Space Heating | Natural Gas | Hydronic Heating Radiator Replacement | A | Incremental Winter Peak Savings (MW) | Achievable Economic UCT Potential | 0 | 0 | 0 | 0 | 0 | 0 | 0 | 0 | 0 | 0 | 0 | 0 | 0 | 0 | 0 | 0 | 0 | 0 | 0 | 0 | 0 | 0 | 0 | 0 | 0 | 0 | 0
F7_Commercial_OR - Health_Existing_Space Heating_Natural Gas_Hydronic Heating Radiator Replacement_A_Achievable Economic UCT Potential | F7 | Commercial | OR - Health | Existing | Space Heating | Natural Gas | Hydronic Heating Radiator Replacement | A | Cumulative Energy Savings (MWh or mTherms) | Achievable Economic UCT Potential | 0 | 0 | 0.19271 | 0.58138 | 0.95953 | 1.326 | 1.679 | 2.0163 | 2.3357 | 2.6353 | 2.9135 | 3.17 | 3.4076 | 3.6283 | 3.8354 | 4.0327 | 4.2261 | 4.4284 | 4.6449 | 4.8664 | 5.0991 | 5.3312 | 5.3174 | 5.3043 | 5.2918 | 5.2797 | 5.2682
F8_Commercial_OR - Health_Existing_Space Heating_Natural Gas_Hydronic Heating Radiator Replacement_A_Achievable Economic UCT Potential | F8 | Commercial | OR - Health | Existing | Space Heating | Natural Gas | Hydronic Heating Radiator Replacement | A | Cumulative Summer Peak Savings (MW) | Achievable Economic UCT Potential | 0 | 0 | 0 | 0 | 0 | 0 | 0 | 0 | 0 | 0 | 0 | 0 | 0 | 0 | 0 | 0 | 0 | 0 | 0 | 0 | 0 | 0 | 0 | 0 | 0 | 0 | 0
F9_Commercial_OR - Health_Existing_Space Heating_Natural Gas_Hydronic Heating Radiator Replacement_A_Achievable Economic UCT Potential | F9 | Commercial | OR - Health | Existing | Space Heating | Natural Gas | Hydronic Heating Radiator Replacement | A | Cumulative Winter Peak Savings (MW) | Achievable Economic UCT Potential | 0 | 0 | 0 | 0 | 0 | 0 | 0 | 0 | 0 | 0 | 0 | 0 | 0 | 0 | 0 | 0 | 0 | 0 | 0 | 0 | 0 | 0 | 0 | 0 | 0 | 0 | 0
F10_Commercial_OR - Health_Existing_Space Heating_Natural Gas_Hydronic Heating Radiator Replacement_A_Achievable Economic UCT Potential | F10 | Commercial | OR - Health | Existing | Space Heating | Natural Gas | Hydronic Heating Radiator Replacement | A | Purchases (Incremental) | Achievable Economic UCT Potential | 0 | 0 | 20.2654 | 41.5974 | 41.5974 | 41.5974 | 41.5974 | 41.5974 | 41.5974 | 41.5974 | 41.5974 | 41.5974 | 41.5974 | 41.5974 | 41.5974 | 41.5974 | 41.5974 | 41.5974 | 41.5974 | 41.5974 | 41.5974 | 41.5974 | 0 | 0 | 0 | 0 | 0
F11_Commercial_OR - Health_Existing_Space Heating_Natural Gas_Hydronic Heating Radiator Replacement_A_Achievable Economic UCT Potential | F11 | Commercial | OR - Health | Existing | Space Heating | Natural Gas | Hydronic Heating Radiator Replacement | A | Purchases (Cumulative) | Achievable Economic UCT Potential | 0 | 0 | 20.2654 | 61.8628 | 103.4602 | 145.0576 | 186.655 | 228.2524 | 269.8497 | 311.4471 | 353.0445 | 394.6419 | 436.2393 | 477.8367 | 519.4341 | 561.0315 | 602.6289 | 644.2263 | 685.8237 | 727.4211 | 769.0185 | 810.6158 | 810.6158 | 810.6158 | 810.6158 | 810.6158 | 810.6158
F1_Commercial_OR - Health_Existing_Space Heating_Natural Gas_Thermostat - Connected_A_Achievable Economic UCT Potential | F1 | Commercial | OR - Health | Existing | Space Heating | Natural Gas | Thermostat - Connected | A | Integrated Unit Energy Savings (kWh or therms) | Achievable Economic UCT Potential | 0 | 0 | 8.8966 | 8.7808 | 8.6538 | 8.5178 | 8.3703 | 8.2085 | 8.0317 | 7.8402 | 7.6354 | 7.4208 | 7.2055 | 6.994 | 6.7908 | 6.6009 | 6.4302 | 6.2935 | 6.1915 | 6.1067 | 6.0438 | 5.9858 | 5.9695 | 5.9539 | 5.939 | 5.9248 | 5.9111
F2_Commercial_OR - Health_Existing_Space Heating_Natural Gas_Thermostat - Connected_A_Achievable Economic UCT Potential | F2 | Commercial | OR - Health | Existing | Space Heating | Natural Gas | Thermostat - Connected | A | Integrated Unit Summer Peak Savings (kW) | Achievable Economic UCT Potential | 0 | 0 | 0 | 0 | 0 | 0 | 0 | 0 | 0 | 0 | 0 | 0 | 0 | 0 | 0 | 0 | 0 | 0 | 0 | 0 | 0 | 0 | 0 | 0 | 0 | 0 | 0
F3_Commercial_OR - Health_Existing_Space Heating_Natural Gas_Thermostat - Connected_A_Achievable Economic UCT Potential | F3 | Commercial | OR - Health | Existing | Space Heating | Natural Gas | Thermostat - Connected | A | Integrated Unit Winter Peak Savings (kW) | Achievable Economic UCT Potential | 0 | 0 | 0 | 0 | 0 | 0 | 0 | 0 | 0 | 0 | 0 | 0 | 0 | 0 | 0 | 0 | 0 | 0 | 0 | 0 | 0 | 0 | 0 | 0 | 0 | 0 | 0
F4_Commercial_OR - Health_Existing_Space Heating_Natural Gas_Thermostat - Connected_A_Achievable Economic UCT Potential | F4 | Commercial | OR - Health | Existing | Space Heating | Natural Gas | Thermostat - Connected | A | Incremental Energy Savings (MWh or mTherms) | Achievable Economic UCT Potential | 0 | 0 | 0.17659 | 0.21401 | 0.2581 | 0.2949 | 0.33054 | 0.21604 | 0.21104 | 0.17182 | 0.10795 | 0.017976 | 0 | 0 | 0 | 0 | 0 | 0 | 0 | 0 | 0 | 0 | 0 | 0 | 0 | 0 | 0
F5_Commercial_OR - Health_Existing_Space Heating_Natural Gas_Thermostat - Connected_A_Achievable Economic UCT Potential | F5 | Commercial | OR - Health | Existing | Space Heating | Natural Gas | Thermostat - Connected | A | Incremental Summer Peak Savings (MW) | Achievable Economic UCT Potential | 0 | 0 | 0 | 0 | 0 | 0 | 0 | 0 | 0 | 0 | 0 | 0 | 0 | 0 | 0 | 0 | 0 | 0 | 0 | 0 | 0 | 0 | 0 | 0 | 0 | 0 | 0
F6_Commercial_OR - Health_Existing_Space Heating_Natural Gas_Thermostat - Connected_A_Achievable Economic UCT Potential | F6 | Commercial | OR - Health | Existing | Space Heating | Natural Gas | Thermostat - Connected | A | Incremental Winter Peak Savings (MW) | Achievable Economic UCT Potential | 0 | 0 | 0 | 0 | 0 | 0 | 0 | 0 | 0 | 0 | 0 | 0 | 0 | 0 | 0 | 0 | 0 | 0 | 0 | 0 | 0 | 0 | 0 | 0 | 0 | 0 | 0
F7_Commercial_OR - Health_Existing_Space Heating_Natural Gas_Thermostat - Connected_A_Achievable Economic UCT Potential | F7 | Commercial | OR - Health | Existing | Space Heating | Natural Gas | Thermostat - Connected | A | Cumulative Energy Savings (MWh or mTherms) | Achievable Economic UCT Potential | 0 | 0 | 0.17659 | 0.3883 | 0.64078 | 0.92561 | 1.2401 | 1.4322 | 1.6124 | 1.7458 | 1.8081 | 1.7753 | 1.7238 | 1.6732 | 1.6245 | 1.5791 | 1.5383 | 1.5056 | 1.4812 | 1.4609 | 1.4458 | 1.432 | 1.4281 | 1.4243 | 1.4208 | 1.4174 | 1.4141
F8_Commercial_OR - Health_Existing_Space Heating_Natural Gas_Thermostat - Connected_A_Achievable Economic UCT Potential | F8 | Commercial | OR - Health | Existing | Space Heating | Natural Gas | Thermostat - Connected | A | Cumulative Summer Peak Savings (MW) | Achievable Economic UCT Potential | 0 | 0 | 0 | 0 | 0 | 0 | 0 | 0 | 0 | 0 | 0 | 0 | 0 | 0 | 0 | 0 | 0 | 0 | 0 | 0 | 0 | 0 | 0 | 0 | 0 | 0 | 0
F9_Commercial_OR - Health_Existing_Space Heating_Natural Gas_Thermostat - Connected_A_Achievable Economic UCT Potential | F9 | Commercial | OR - Health | Existing | Space Heating | Natural Gas | Thermostat - Connected | A | Cumulative Winter Peak Savings (MW) | Achievable Economic UCT Potential | 0 | 0 | 0 | 0 | 0 | 0 | 0 | 0 | 0 | 0 | 0 | 0 | 0 | 0 | 0 | 0 | 0 | 0 | 0 | 0 | 0 | 0 | 0 | 0 | 0 | 0 | 0
F10_Commercial_OR - Health_Existing_Space Heating_Natural Gas_Thermostat - Connected_A_Achievable Economic UCT Potential | F10 | Commercial | OR - Health | Existing | Space Heating | Natural Gas | Thermostat - Connected | A | Purchases (Incremental) | Achievable Economic UCT Potential | 0 | 0 | 19.8496 | 24.3722 | 29.8244 | 34.6214 | 39.4901 | 26.3191 | 26.2756 | 21.9159 | 14.1376 | 2.4224 | 0 | 0 | 0 | 0 | 0 | 0 | 0 | 0 | 0 | 0 | 0 | 0 | 0 | 0 | 0
F11_Commercial_OR - Health_Existing_Space Heating_Natural Gas_Thermostat - Connected_A_Achievable Economic UCT Potential | F11 | Commercial | OR - Health | Existing | Space Heating | Natural Gas | Thermostat - Connected | A | Purchases (Cumulative) | Achievable Economic UCT Potential | 0 | 0 | 19.8496 | 44.2218 | 74.0461 | 108.6676 | 148.1577 | 174.4767 | 200.7523 | 222.6682 | 236.8058 | 239.2282 | 239.2282 | 239.2282 | 239.2282 | 239.2282 | 239.2282 | 239.2282 | 239.2282 | 239.2282 | 239.2282 | 239.2282 | 239.2282 | 239.2282 | 239.2282 | 239.2282 | 239.2282
F1_Commercial_OR - Health_Existing_Water Heating_Natural Gas_Water Heater - Thermostatic Shower Restriction Valve_A_Achievable Economic UCT Potential | F1 | Commercial | OR - Health | Existing | Water Heating | Natural Gas | Water Heater - Thermostatic Shower Restriction Valve | A | Integrated Unit Energy Savings (kWh or therms) | Achievable Economic UCT Potential | 0 | 0 | 1.2776 | 1.2545 | 1.2334 | 1.214 | 1.196 | 1.1793 | 1.1644 | 1.1511 | 1.1389 | 1.1281 | 1.119 | 1.1116 | 1.106 | 1.1001 | 1.0954 | 1.0917 | 1.0888 | 1.0864 | 1.0848 | 1.0836 | 1.0827 | 1.0821 | 1.0813 | 1.0811 | 1.0809
F2_Commercial_OR - Health_Existing_Water Heating_Natural Gas_Water Heater - Thermostatic Shower Restriction Valve_A_Achievable Economic UCT Potential | F2 | Commercial | OR - Health | Existing | Water Heating | Natural Gas | Water Heater - Thermostatic Shower Restriction Valve | A | Integrated Unit Summer Peak Savings (kW) | Achievable Economic UCT Potential | 0 | 0 | 0 | 0 | 0 | 0 | 0 | 0 | 0 | 0 | 0 | 0 | 0 | 0 | 0 | 0 | 0 | 0 | 0 | 0 | 0 | 0 | 0 | 0 | 0 | 0 | 0
F3_Commercial_OR - Health_Existing_Water Heating_Natural Gas_Water Heater - Thermostatic Shower Restriction Valve_A_Achievable Economic UCT Potential | F3 | Commercial | OR - Health | Existing | Water Heating | Natural Gas | Water Heater - Thermostatic Shower Restriction Valve | A | Integrated Unit Winter Peak Savings (kW) | Achievable Economic UCT Potential | 0 | 0 | 0 | 0 | 0 | 0 | 0 | 0 | 0 | 0 | 0 | 0 | 0 | 0 | 0 | 0 | 0 | 0 | 0 | 0 | 0 | 0 | 0 | 0 | 0 | 0 | 0
F4_Commercial_OR - Health_Existing_Water Heating_Natural Gas_Water Heater - Thermostatic Shower Restriction Valve_A_Achievable Economic UCT Potential | F4 | Commercial | OR - Health | Existing | Water Heating | Natural Gas | Water Heater - Thermostatic Shower Restriction Valve | A | Incremental Energy Savings (MWh or mTherms) | Achievable Economic UCT Potential | 0 | 0 | 0 | 0 | 0 | 0 | 0 | 0 | 0 | 0 | 0 | 0 | 0 | 0 | 0 | 0 | 0 | 0 | 0 | 0 | 0 | 0 | 0 | 0 | 0 | 0 | 0
F5_Commercial_OR - Health_Existing_Water Heating_Natural Gas_Water Heater - Thermostatic Shower Restriction Valve_A_Achievable Economic UCT Potential | F5 | Commercial | OR - Health | Existing | Water Heating | Natural Gas | Water Heater - Thermostatic Shower Restriction Valve | A | Incremental Summer Peak Savings (MW) | Achievable Economic UCT Potential | 0 | 0 | 0 | 0 | 0 | 0 | 0 | 0 | 0 | 0 | 0 | 0 | 0 | 0 | 0 | 0 | 0 | 0 | 0 | 0 | 0 | 0 | 0 | 0 | 0 | 0 | 0
F6_Commercial_OR - Health_Existing_Water Heating_Natural Gas_Water Heater - Thermostatic Shower Restriction Valve_A_Achievable Economic UCT Potential | F6 | Commercial | OR - Health | Existing | Water Heating | Natural Gas | Water Heater - Thermostatic Shower Restriction Valve | A | Incremental Winter Peak Savings (MW) | Achievable Economic UCT Potential | 0 | 0 | 0 | 0 | 0 | 0 | 0 | 0 | 0 | 0 | 0 | 0 | 0 | 0 | 0 | 0 | 0 | 0 | 0 | 0 | 0 | 0 | 0 | 0 | 0 | 0 | 0
F7_Commercial_OR - Health_Existing_Water Heating_Natural Gas_Water Heater - Thermostatic Shower Restriction Valve_A_Achievable Economic UCT Potential | F7 | Commercial | OR - Health | Existing | Water Heating | Natural Gas | Water Heater - Thermostatic Shower Restriction Valve | A | Cumulative Energy Savings (MWh or mTherms) | Achievable Economic UCT Potential | 0 | 0 | 0 | 0 | 0 | 0 | 0 | 0 | 0 | 0 | 0 | 0 | 0 | 0 | 0 | 0 | 0 | 0 | 0 | 0 | 0 | 0 | 0 | 0 | 0 | 0 | 0
F8_Commercial_OR - Health_Existing_Water Heating_Natural Gas_Water Heater - Thermostatic Shower Restriction Valve_A_Achievable Economic UCT Potential | F8 | Commercial | OR - Health | Existing | Water Heating | Natural Gas | Water Heater - Thermostatic Shower Restriction Valve | A | Cumulative Summer Peak Savings (MW) | Achievable Economic UCT Potential | 0 | 0 | 0 | 0 | 0 | 0 | 0 | 0 | 0 | 0 | 0 | 0 | 0 | 0 | 0 | 0 | 0 | 0 | 0 | 0 | 0 | 0 | 0 | 0 | 0 | 0 | 0
F9_Commercial_OR - Health_Existing_Water Heating_Natural Gas_Water Heater - Thermostatic Shower Restriction Valve_A_Achievable Economic UCT Potential | F9 | Commercial | OR - Health | Existing | Water Heating | Natural Gas | Water Heater - Thermostatic Shower Restriction Valve | A | Cumulative Winter Peak Savings (MW) | Achievable Economic UCT Potential | 0 | 0 | 0 | 0 | 0 | 0 | 0 | 0 | 0 | 0 | 0 | 0 | 0 | 0 | 0 | 0 | 0 | 0 | 0 | 0 | 0 | 0 | 0 | 0 | 0 | 0 | 0
F10_Commercial_OR - Health_Existing_Water Heating_Natural Gas_Water Heater - Thermostatic Shower Restriction Valve_A_Achievable Economic UCT Potential | F10 | Commercial | OR - Health | Existing | Water Heating | Natural Gas | Water Heater - Thermostatic Shower Restriction Valve | A | Purchases (Incremental) | Achievable Economic UCT Potential | 0 | 0 | 0 | 0 | 0 | 0 | 0 | 0 | 0 | 0 | 0 | 0 | 0 | 0 | 0 | 0 | 0 | 0 | 0 | 0 | 0 | 0 | 0 | 0 | 0 | 0 | 0
F11_Commercial_OR - Health_Existing_Water Heating_Natural Gas_Water Heater - Thermostatic Shower Restriction Valve_A_Achievable Economic UCT Potential | F11 | Commercial | OR - Health | Existing | Water Heating | Natural Gas | Water Heater - Thermostatic Shower Restriction Valve | A | Purchases (Cumulative) | Achievable Economic UCT Potential | 0 | 0 | 0 | 0 | 0 | 0 | 0 | 0 | 0 | 0 | 0 | 0 | 0 | 0 | 0 | 0 | 0 | 0 | 0 | 0 | 0 | 0 | 0 | 0 | 0 | 0 | 0
F1_Commercial_OR - Health_Existing_Water Heating_Natural Gas_Water Heater - Pre-Rinse Spray Valve_A_Achievable Economic UCT Potential | F1 | Commercial | OR - Health | Existing | Water Heating | Natural Gas | Water Heater - Pre-Rinse Spray Valve | A | Integrated Unit Energy Savings (kWh or therms) | Achievable Economic UCT Potential | 0 | 0 | 2.3534 | 2.3094 | 2.2691 | 2.2315 | 2.1964 | 2.1635 | 2.1335 | 2.1066 | 2.082 | 2.0601 | 2.0419 | 2.0273 | 2.017 | 2.0061 | 1.9975 | 1.9907 | 1.9854 | 1.9811 | 1.9781 | 1.9759 | 1.9744 | 1.9733 | 1.9718 | 1.9714 | 1.9711
F2_Commercial_OR - Health_Existing_Water Heating_Natural Gas_Water Heater - Pre-Rinse Spray Valve_A_Achievable Economic UCT Potential | F2 | Commercial | OR - Health | Existing | Water Heating | Natural Gas | Water Heater - Pre-Rinse Spray Valve | A | Integrated Unit Summer Peak Savings (kW) | Achievable Economic UCT Potential | 0 | 0 | 0 | 0 | 0 | 0 | 0 | 0 | 0 | 0 | 0 | 0 | 0 | 0 | 0 | 0 | 0 | 0 | 0 | 0 | 0 | 0 | 0 | 0 | 0 | 0 | 0
F3_Commercial_OR - Health_Existing_Water Heating_Natural Gas_Water Heater - Pre-Rinse Spray Valve_A_Achievable Economic UCT Potential | F3 | Commercial | OR - Health | Existing | Water Heating | Natural Gas | Water Heater - Pre-Rinse Spray Valve | A | Integrated Unit Winter Peak Savings (kW) | Achievable Economic UCT Potential | 0 | 0 | 0 | 0 | 0 | 0 | 0 | 0 | 0 | 0 | 0 | 0 | 0 | 0 | 0 | 0 | 0 | 0 | 0 | 0 | 0 | 0 | 0 | 0 | 0 | 0 | 0
F4_Commercial_OR - Health_Existing_Water Heating_Natural Gas_Water Heater - Pre-Rinse Spray Valve_A_Achievable Economic UCT Potential | F4 | Commercial | OR - Health | Existing | Water Heating | Natural Gas | Water Heater - Pre-Rinse Spray Valve | A | Incremental Energy Savings (MWh or mTherms) | Achievable Economic UCT Potential | 0 | 0 | 0.0026273 | 0.0031656 | 0.0038061 | 0.0043451 | 0.0024262 | 0.0026521 | 0.0024987 | 0.0020282 | 0.0010853 | 0 | 0 | 0 | 0 | 0 | 0 | 0 | 0 | 0 | 0 | 0 | 0 | 0 | 0 | 0 | 0
F5_Commercial_OR - Health_Existing_Water Heating_Natural Gas_Water Heater - Pre-Rinse Spray Valve_A_Achievable Economic UCT Potential | F5 | Commercial | OR - Health | Existing | Water Heating | Natural Gas | Water Heater - Pre-Rinse Spray Valve | A | Incremental Summer Peak Savings (MW) | Achievable Economic UCT Potential | 0 | 0 | 0 | 0 | 0 | 0 | 0 | 0 | 0 | 0 | 0 | 0 | 0 | 0 | 0 | 0 | 0 | 0 | 0 | 0 | 0 | 0 | 0 | 0 | 0 | 0 | 0
F6_Commercial_OR - Health_Existing_Water Heating_Natural Gas_Water Heater - Pre-Rinse Spray Valve_A_Achievable Economic UCT Potential | F6 | Commercial | OR - Health | Existing | Water Heating | Natural Gas | Water Heater - Pre-Rinse Spray Valve | A | Incremental Winter Peak Savings (MW) | Achievable Economic UCT Potential | 0 | 0 | 0 | 0 | 0 | 0 | 0 | 0 | 0 | 0 | 0 | 0 | 0 | 0 | 0 | 0 | 0 | 0 | 0 | 0 | 0 | 0 | 0 | 0 | 0 | 0 | 0
F7_Commercial_OR - Health_Existing_Water Heating_Natural Gas_Water Heater - Pre-Rinse Spray Valve_A_Achievable Economic UCT Potential | F7 | Commercial | OR - Health | Existing | Water Heating | Natural Gas | Water Heater - Pre-Rinse Spray Valve | A | Cumulative Energy Savings (MWh or mTherms) | Achievable Economic UCT Potential | 0 | 0 | 0.0026273 | 0.0057438 | 0.0094495 | 0.013638 | 0.01585 | 0.018264 | 0.02051 | 0.022279 | 0.023105 | 0.022862 | 0.02266 | 0.022498 | 0.022384 | 0.022262 | 0.022167 | 0.022092 | 0.022033 | 0.021985 | 0.021951 | 0.021927 | 0.02191 | 0.021898 | 0.021882 | 0.021878 | 0.021874
F8_Commercial_OR - Health_Existing_Water Heating_Natural Gas_Water Heater - Pre-Rinse Spray Valve_A_Achievable Economic UCT Potential | F8 | Commercial | OR - Health | Existing | Water Heating | Natural Gas | Water Heater - Pre-Rinse Spray Valve | A | Cumulative Summer Peak Savings (MW) | Achievable Economic UCT Potential | 0 | 0 | 0 | 0 | 0 | 0 | 0 | 0 | 0 | 0 | 0 | 0 | 0 | 0 | 0 | 0 | 0 | 0 | 0 | 0 | 0 | 0 | 0 | 0 | 0 | 0 | 0
F9_Commercial_OR - Health_Existing_Water Heating_Natural Gas_Water Heater - Pre-Rinse Spray Valve_A_Achievable Economic UCT Potential | F9 | Commercial | OR - Health | Existing | Water Heating | Natural Gas | Water Heater - Pre-Rinse Spray Valve | A | Cumulative Winter Peak Savings (MW) | Achievable Economic UCT Potential | 0 | 0 | 0 | 0 | 0 | 0 | 0 | 0 | 0 | 0 | 0 | 0 | 0 | 0 | 0 | 0 | 0 | 0 | 0 | 0 | 0 | 0 | 0 | 0 | 0 | 0 | 0
F10_Commercial_OR - Health_Existing_Water Heating_Natural Gas_Water Heater - Pre-Rinse Spray Valve_A_Achievable Economic UCT Potential | F10 | Commercial | OR - Health | Existing | Water Heating | Natural Gas | Water Heater - Pre-Rinse Spray Valve | A | Purchases (Incremental) | Achievable Economic UCT Potential | 0 | 0 | 1.1164 | 1.3707 | 1.6774 | 1.9472 | 1.1046 | 1.2259 | 1.1711 | 0.96279 | 0.5213 | 0 | 0 | 0 | 0 | 0 | 0 | 0 | 0 | 0 | 0 | 0 | 0 | 0 | 0 | 0 | 0
F11_Commercial_OR - Health_Existing_Water Heating_Natural Gas_Water Heater - Pre-Rinse Spray Valve_A_Achievable Economic UCT Potential | F11 | Commercial | OR - Health | Existing | Water Heating | Natural Gas | Water Heater - Pre-Rinse Spray Valve | A | Purchases (Cumulative) | Achievable Economic UCT Potential | 0 | 0 | 1.1164 | 2.4871 | 4.1645 | 6.1116 | 7.2163 | 8.4421 | 9.6133 | 10.5761 | 11.0974 | 11.0974 | 11.0974 | 11.0974 | 11.0974 | 11.0974 | 11.0974 | 11.0974 | 11.0974 | 11.0974 | 11.0974 | 11.0974 | 11.0974 | 11.0974 | 11.0974 | 11.0974 | 11.0974
F1_Commercial_OR - Health_Existing_Water Heating_Natural Gas_Water Heater - Temperature Setback_A_Achievable Economic UCT Potential | F1 | Commercial | OR - Health | Existing | Water Heating | Natural Gas | Water Heater - Temperature Setback | A | Integrated Unit Energy Savings (kWh or therms) | Achievable Economic UCT Potential | 0 | 0 | 14.5623 | 14.306 | 14.0691 | 13.8502 | 13.6481 | 13.4611 | 13.2906 | 13.1383 | 13 | 12.8758 | 12.7722 | 12.6874 | 12.6246 | 12.5568 | 12.5032 | 12.4607 | 12.4274 | 12.4005 | 12.3815 | 12.368 | 12.3584 | 12.3515 | 12.3423 | 12.3399 | 12.3381
F2_Commercial_OR - Health_Existing_Water Heating_Natural Gas_Water Heater - Temperature Setback_A_Achievable Economic UCT Potential | F2 | Commercial | OR - Health | Existing | Water Heating | Natural Gas | Water Heater - Temperature Setback | A | Integrated Unit Summer Peak Savings (kW) | Achievable Economic UCT Potential | 0 | 0 | 0 | 0 | 0 | 0 | 0 | 0 | 0 | 0 | 0 | 0 | 0 | 0 | 0 | 0 | 0 | 0 | 0 | 0 | 0 | 0 | 0 | 0 | 0 | 0 | 0
F3_Commercial_OR - Health_Existing_Water Heating_Natural Gas_Water Heater - Temperature Setback_A_Achievable Economic UCT Potential | F3 | Commercial | OR - Health | Existing | Water Heating | Natural Gas | Water Heater - Temperature Setback | A | Integrated Unit Winter Peak Savings (kW) | Achievable Economic UCT Potential | 0 | 0 | 0 | 0 | 0 | 0 | 0 | 0 | 0 | 0 | 0 | 0 | 0 | 0 | 0 | 0 | 0 | 0 | 0 | 0 | 0 | 0 | 0 | 0 | 0 | 0 | 0
F4_Commercial_OR - Health_Existing_Water Heating_Natural Gas_Water Heater - Temperature Setback_A_Achievable Economic UCT Potential | F4 | Commercial | OR - Health | Existing | Water Heating | Natural Gas | Water Heater - Temperature Setback | A | Incremental Energy Savings (MWh or mTherms) | Achievable Economic UCT Potential | 0 | 0 | 0.063016 | 0.076012 | 0.030594 | 0.030947 | 0.028759 | 0.033887 | 0 | 0 | 0 | 0 | 0 | 0 | 0 | 0 | 0 | 0 | 0 | 0 | 0 | 0 | 0 | 0 | 0 | 0 | 0
F5_Commercial_OR - Health_Existing_Water Heating_Natural Gas_Water Heater - Temperature Setback_A_Achievable Economic UCT Potential | F5 | Commercial | OR - Health | Existing | Water Heating | Natural Gas | Water Heater - Temperature Setback | A | Incremental Summer Peak Savings (MW) | Achievable Economic UCT Potential | 0 | 0 | 0 | 0 | 0 | 0 | 0 | 0 | 0 | 0 | 0 | 0 | 0 | 0 | 0 | 0 | 0 | 0 | 0 | 0 | 0 | 0 | 0 | 0 | 0 | 0 | 0
F6_Commercial_OR - Health_Existing_Water Heating_Natural Gas_Water Heater - Temperature Setback_A_Achievable Economic UCT Potential | F6 | Commercial | OR - Health | Existing | Water Heating | Natural Gas | Water Heater - Temperature Setback | A | Incremental Winter Peak Savings (MW) | Achievable Economic UCT Potential | 0 | 0 | 0 | 0 | 0 | 0 | 0 | 0 | 0 | 0 | 0 | 0 | 0 | 0 | 0 | 0 | 0 | 0 | 0 | 0 | 0 | 0 | 0 | 0 | 0 | 0 | 0
F7_Commercial_OR - Health_Existing_Water Heating_Natural Gas_Water Heater - Temperature Setback_A_Achievable Economic UCT Potential | F7 | Commercial | OR - Health | Existing | Water Heating | Natural Gas | Water Heater - Temperature Setback | A | Cumulative Energy Savings (MWh or mTherms) | Achievable Economic UCT Potential | 0 | 0 | 0.063016 | 0.13792 | 0.16623 | 0.19459 | 0.22051 | 0.25137 | 0.24819 | 0.24535 | 0.24276 | 0.24044 | 0.23851 | 0.23692 | 0.23575 | 0.23449 | 0.23349 | 0.23269 | 0.23207 | 0.23157 | 0.23121 | 0.23096 | 0.23078 | 0.23065 | 0.23048 | 0.23044 | 0.2304
F8_Commercial_OR - Health_Existing_Water Heating_Natural Gas_Water Heater - Temperature Setback_A_Achievable Economic UCT Potential | F8 | Commercial | OR - Health | Existing | Water Heating | Natural Gas | Water Heater - Temperature Setback | A | Cumulative Summer Peak Savings (MW) | Achievable Economic UCT Potential | 0 | 0 | 0 | 0 | 0 | 0 | 0 | 0 | 0 | 0 | 0 | 0 | 0 | 0 | 0 | 0 | 0 | 0 | 0 | 0 | 0 | 0 | 0 | 0 | 0 | 0 | 0
F9_Commercial_OR - Health_Existing_Water Heating_Natural Gas_Water Heater - Temperature Setback_A_Achievable Economic UCT Potential | F9 | Commercial | OR - Health | Existing | Water Heating | Natural Gas | Water Heater - Temperature Setback | A | Cumulative Winter Peak Savings (MW) | Achievable Economic UCT Potential | 0 | 0 | 0 | 0 | 0 | 0 | 0 | 0 | 0 | 0 | 0 | 0 | 0 | 0 | 0 | 0 | 0 | 0 | 0 | 0 | 0 | 0 | 0 | 0 | 0 | 0 | 0
F10_Commercial_OR - Health_Existing_Water Heating_Natural Gas_Water Heater - Temperature Setback_A_Achievable Economic UCT Potential | F10 | Commercial | OR - Health | Existing | Water Heating | Natural Gas | Water Heater - Temperature Setback | A | Purchases (Incremental) | Achievable Economic UCT Potential | 0 | 0 | 4.3273 | 5.3133 | 2.1746 | 2.2344 | 2.1072 | 2.5174 | 0 | 0 | 0 | 0 | 0 | 0 | 0 | 0 | 0 | 0 | 0 | 0 | 0 | 0 | 0 | 0 | 0 | 0 | 0
F11_Commercial_OR - Health_Existing_Water Heating_Natural Gas_Water Heater - Temperature Setback_A_Achievable Economic UCT Potential | F11 | Commercial | OR - Health | Existing | Water Heating | Natural Gas | Water Heater - Temperature Setback | A | Purchases (Cumulative) | Achievable Economic UCT Potential | 0 | 0 | 4.3273 | 9.6406 | 11.8151 | 14.0495 | 16.1567 | 18.674 | 18.674 | 18.674 | 18.674 | 18.674 | 18.674 | 18.674 | 18.674 | 18.674 | 18.674 | 18.674 | 18.674 | 18.674 | 18.674 | 18.674 | 18.674 | 18.674 | 18.674 | 18.674 | 18.674
F1_Commercial_OR - Health_Existing_Water Heating_Natural Gas_Water Heater - Faucet Aerators_A_Achievable Economic UCT Potential | F1 | Commercial | OR - Health | Existing | Water Heating | Natural Gas | Water Heater - Faucet Aerators | A | Integrated Unit Energy Savings (kWh or therms) | Achievable Economic UCT Potential | 0 | 0 | 1.874 | 1.841 | 1.8105 | 1.7824 | 1.7564 | 1.7323 | 1.7104 | 1.6908 | 1.673 | 1.657 | 1.6436 | 1.6327 | 1.6247 | 1.6159 | 1.609 | 1.6036 | 1.5993 | 1.5958 | 1.5934 | 1.5916 | 1.5904 | 1.5895 | 1.5883 | 1.588 | 1.5878
F2_Commercial_OR - Health_Existing_Water Heating_Natural Gas_Water Heater - Faucet Aerators_A_Achievable Economic UCT Potential | F2 | Commercial | OR - Health | Existing | Water Heating | Natural Gas | Water Heater - Faucet Aerators | A | Integrated Unit Summer Peak Savings (kW) | Achievable Economic UCT Potential | 0 | 0 | 0 | 0 | 0 | 0 | 0 | 0 | 0 | 0 | 0 | 0 | 0 | 0 | 0 | 0 | 0 | 0 | 0 | 0 | 0 | 0 | 0 | 0 | 0 | 0 | 0
F3_Commercial_OR - Health_Existing_Water Heating_Natural Gas_Water Heater - Faucet Aerators_A_Achievable Economic UCT Potential | F3 | Commercial | OR - Health | Existing | Water Heating | Natural Gas | Water Heater - Faucet Aerators | A | Integrated Unit Winter Peak Savings (kW) | Achievable Economic UCT Potential | 0 | 0 | 0 | 0 | 0 | 0 | 0 | 0 | 0 | 0 | 0 | 0 | 0 | 0 | 0 | 0 | 0 | 0 | 0 | 0 | 0 | 0 | 0 | 0 | 0 | 0 | 0
F4_Commercial_OR - Health_Existing_Water Heating_Natural Gas_Water Heater - Faucet Aerators_A_Achievable Economic UCT Potential | F4 | Commercial | OR - Health | Existing | Water Heating | Natural Gas | Water Heater - Faucet Aerators | A | Incremental Energy Savings (MWh or mTherms) | Achievable Economic UCT Potential | 0 | 0 | 0 | 0 | 0 | 0 | 0 | 0 | 0 | 0 | 0 | 0 | 0 | 0 | 0 | 0 | 0 | 0 | 0 | 0 | 0 | 0 | 0 | 0 | 0 | 0 | 0
F5_Commercial_OR - Health_Existing_Water Heating_Natural Gas_Water Heater - Faucet Aerators_A_Achievable Economic UCT Potential | F5 | Commercial | OR - Health | Existing | Water Heating | Natural Gas | Water Heater - Faucet Aerators | A | Incremental Summer Peak Savings (MW) | Achievable Economic UCT Potential | 0 | 0 | 0 | 0 | 0 | 0 | 0 | 0 | 0 | 0 | 0 | 0 | 0 | 0 | 0 | 0 | 0 | 0 | 0 | 0 | 0 | 0 | 0 | 0 | 0 | 0 | 0
F6_Commercial_OR - Health_Existing_Water Heating_Natural Gas_Water Heater - Faucet Aerators_A_Achievable Economic UCT Potential | F6 | Commercial | OR - Health | Existing | Water Heating | Natural Gas | Water Heater - Faucet Aerators | A | Incremental Winter Peak Savings (MW) | Achievable Economic UCT Potential | 0 | 0 | 0 | 0 | 0 | 0 | 0 | 0 | 0 | 0 | 0 | 0 | 0 | 0 | 0 | 0 | 0 | 0 | 0 | 0 | 0 | 0 | 0 | 0 | 0 | 0 | 0
F7_Commercial_OR - Health_Existing_Water Heating_Natural Gas_Water Heater - Faucet Aerators_A_Achievable Economic UCT Potential | F7 | Commercial | OR - Health | Existing | Water Heating | Natural Gas | Water Heater - Faucet Aerators | A | Cumulative Energy Savings (MWh or mTherms) | Achievable Economic UCT Potential | 0 | 0 | 0 | 0 | 0 | 0 | 0 | 0 | 0 | 0 | 0 | 0 | 0 | 0 | 0 | 0 | 0 | 0 | 0 | 0 | 0 | 0 | 0 | 0 | 0 | 0 | 0
F8_Commercial_OR - Health_Existing_Water Heating_Natural Gas_Water Heater - Faucet Aerators_A_Achievable Economic UCT Potential | F8 | Commercial | OR - Health | Existing | Water Heating | Natural Gas | Water Heater - Faucet Aerators | A | Cumulative Summer Peak Savings (MW) | Achievable Economic UCT Potential | 0 | 0 | 0 | 0 | 0 | 0 | 0 | 0 | 0 | 0 | 0 | 0 | 0 | 0 | 0 | 0 | 0 | 0 | 0 | 0 | 0 | 0 | 0 | 0 | 0 | 0 | 0
F9_Commercial_OR - Health_Existing_Water Heating_Natural Gas_Water Heater - Faucet Aerators_A_Achievable Economic UCT Potential | F9 | Commercial | OR - Health | Existing | Water Heating | Natural Gas | Water Heater - Faucet Aerators | A | Cumulative Winter Peak Savings (MW) | Achievable Economic UCT Potential | 0 | 0 | 0 | 0 | 0 | 0 | 0 | 0 | 0 | 0 | 0 | 0 | 0 | 0 | 0 | 0 | 0 | 0 | 0 | 0 | 0 | 0 | 0 | 0 | 0 | 0 | 0
F10_Commercial_OR - Health_Existing_Water Heating_Natural Gas_Water Heater - Faucet Aerators_A_Achievable Economic UCT Potential | F10 | Commercial | OR - Health | Existing | Water Heating | Natural Gas | Water Heater - Faucet Aerators | A | Purchases (Incremental) | Achievable Economic UCT Potential | 0 | 0 | 0 | 0 | 0 | 0 | 0 | 0 | 0 | 0 | 0 | 0 | 0 | 0 | 0 | 0 | 0 | 0 | 0 | 0 | 0 | 0 | 0 | 0 | 0 | 0 | 0
F11_Commercial_OR - Health_Existing_Water Heating_Natural Gas_Water Heater - Faucet Aerators_A_Achievable Economic UCT Potential | F11 | Commercial | OR - Health | Existing | Water Heating | Natural Gas | Water Heater - Faucet Aerators | A | Purchases (Cumulative) | Achievable Economic UCT Potential | 0 | 0 | 0 | 0 | 0 | 0 | 0 | 0 | 0 | 0 | 0 | 0 | 0 | 0 | 0 | 0 | 0 | 0 | 0 | 0 | 0 | 0 | 0 | 0 | 0 | 0 | 0
F1_Commercial_OR - Health_Existing_Water Heating_Natural Gas_Water Heater - Low-Flow Showerheads_A_Achievable Economic UCT Potential | F1 | Commercial | OR - Health | Existing | Water Heating | Natural Gas | Water Heater - Low-Flow Showerheads | A | Integrated Unit Energy Savings (kWh or therms) | Achievable Economic UCT Potential | 0 | 0 | 3.0439 | 2.9904 | 2.9408 | 2.8951 | 2.8528 | 2.8137 | 2.7781 | 2.7463 | 2.7174 | 2.6914 | 2.6697 | 2.652 | 2.6389 | 2.6247 | 2.6135 | 2.6046 | 2.5977 | 2.5921 | 2.5881 | 2.5852 | 2.5832 | 2.5818 | 2.5799 | 2.5794 | 2.579
F2_Commercial_OR - Health_Existing_Water Heating_Natural Gas_Water Heater - Low-Flow Showerheads_A_Achievable Economic UCT Potential | F2 | Commercial | OR - Health | Existing | Water Heating | Natural Gas | Water Heater - Low-Flow Showerheads | A | Integrated Unit Summer Peak Savings (kW) | Achievable Economic UCT Potential | 0 | 0 | 0 | 0 | 0 | 0 | 0 | 0 | 0 | 0 | 0 | 0 | 0 | 0 | 0 | 0 | 0 | 0 | 0 | 0 | 0 | 0 | 0 | 0 | 0 | 0 | 0
F3_Commercial_OR - Health_Existing_Water Heating_Natural Gas_Water Heater - Low-Flow Showerheads_A_Achievable Economic UCT Potential | F3 | Commercial | OR - Health | Existing | Water Heating | Natural Gas | Water Heater - Low-Flow Showerheads | A | Integrated Unit Winter Peak Savings (kW) | Achievable Economic UCT Potential | 0 | 0 | 0 | 0 | 0 | 0 | 0 | 0 | 0 | 0 | 0 | 0 | 0 | 0 | 0 | 0 | 0 | 0 | 0 | 0 | 0 | 0 | 0 | 0 | 0 | 0 | 0
F4_Commercial_OR - Health_Existing_Water Heating_Natural Gas_Water Heater - Low-Flow Showerheads_A_Achievable Economic UCT Potential | F4 | Commercial | OR - Health | Existing | Water Heating | Natural Gas | Water Heater - Low-Flow Showerheads | A | Incremental Energy Savings (MWh or mTherms) | Achievable Economic UCT Potential | 0 | 0 | 0 | 0 | 0 | 0 | 0 | 0 | 0 | 0 | 0 | 0 | 0 | 0 | 0 | 0 | 0 | 0 | 0 | 0 | 0 | 0 | 0 | 0 | 0 | 0 | 0
F5_Commercial_OR - Health_Existing_Water Heating_Natural Gas_Water Heater - Low-Flow Showerheads_A_Achievable Economic UCT Potential | F5 | Commercial | OR - Health | Existing | Water Heating | Natural Gas | Water Heater - Low-Flow Showerheads | A | Incremental Summer Peak Savings (MW) | Achievable Economic UCT Potential | 0 | 0 | 0 | 0 | 0 | 0 | 0 | 0 | 0 | 0 | 0 | 0 | 0 | 0 | 0 | 0 | 0 | 0 | 0 | 0 | 0 | 0 | 0 | 0 | 0 | 0 | 0
F6_Commercial_OR - Health_Existing_Water Heating_Natural Gas_Water Heater - Low-Flow Showerheads_A_Achievable Economic UCT Potential | F6 | Commercial | OR - Health | Existing | Water Heating | Natural Gas | Water Heater - Low-Flow Showerheads | A | Incremental Winter Peak Savings (MW) | Achievable Economic UCT Potential | 0 | 0 | 0 | 0 | 0 | 0 | 0 | 0 | 0 | 0 | 0 | 0 | 0 | 0 | 0 | 0 | 0 | 0 | 0 | 0 | 0 | 0 | 0 | 0 | 0 | 0 | 0
F7_Commercial_OR - Health_Existing_Water Heating_Natural Gas_Water Heater - Low-Flow Showerheads_A_Achievable Economic UCT Potential | F7 | Commercial | OR - Health | Existing | Water Heating | Natural Gas | Water Heater - Low-Flow Showerheads | A | Cumulative Energy Savings (MWh or mTherms) | Achievable Economic UCT Potential | 0 | 0 | 0 | 0 | 0 | 0 | 0 | 0 | 0 | 0 | 0 | 0 | 0 | 0 | 0 | 0 | 0 | 0 | 0 | 0 | 0 | 0 | 0 | 0 | 0 | 0 | 0
F8_Commercial_OR - Health_Existing_Water Heating_Natural Gas_Water Heater - Low-Flow Showerheads_A_Achievable Economic UCT Potential | F8 | Commercial | OR - Health | Existing | Water Heating | Natural Gas | Water Heater - Low-Flow Showerheads | A | Cumulative Summer Peak Savings (MW) | Achievable Economic UCT Potential | 0 | 0 | 0 | 0 | 0 | 0 | 0 | 0 | 0 | 0 | 0 | 0 | 0 | 0 | 0 | 0 | 0 | 0 | 0 | 0 | 0 | 0 | 0 | 0 | 0 | 0 | 0
F9_Commercial_OR - Health_Existing_Water Heating_Natural Gas_Water Heater - Low-Flow Showerheads_A_Achievable Economic UCT Potential | F9 | Commercial | OR - Health | Existing | Water Heating | Natural Gas | Water Heater - Low-Flow Showerheads | A | Cumulative Winter Peak Savings (MW) | Achievable Economic UCT Potential | 0 | 0 | 0 | 0 | 0 | 0 | 0 | 0 | 0 | 0 | 0 | 0 | 0 | 0 | 0 | 0 | 0 | 0 | 0 | 0 | 0 | 0 | 0 | 0 | 0 | 0 | 0
F10_Commercial_OR - Health_Existing_Water Heating_Natural Gas_Water Heater - Low-Flow Showerheads_A_Achievable Economic UCT Potential | F10 | Commercial | OR - Health | Existing | Water Heating | Natural Gas | Water Heater - Low-Flow Showerheads | A | Purchases (Incremental) | Achievable Economic UCT Potential | 0 | 0 | 0 | 0 | 0 | 0 | 0 | 0 | 0 | 0 | 0 | 0 | 0 | 0 | 0 | 0 | 0 | 0 | 0 | 0 | 0 | 0 | 0 | 0 | 0 | 0 | 0
F11_Commercial_OR - Health_Existing_Water Heating_Natural Gas_Water Heater - Low-Flow Showerheads_A_Achievable Economic UCT Potential | F11 | Commercial | OR - Health | Existing | Water Heating | Natural Gas | Water Heater - Low-Flow Showerheads | A | Purchases (Cumulative) | Achievable Economic UCT Potential | 0 | 0 | 0 | 0 | 0 | 0 | 0 | 0 | 0 | 0 | 0 | 0 | 0 | 0 | 0 | 0 | 0 | 0 | 0 | 0 | 0 | 0 | 0 | 0 | 0 | 0 | 0
F1_Commercial_OR - Health_Existing_Water Heating_Natural Gas_Water Heater - Tank Blanket/Insulation_A_Achievable Economic UCT Potential | F1 | Commercial | OR - Health | Existing | Water Heating | Natural Gas | Water Heater - Tank Blanket/Insulation | A | Integrated Unit Energy Savings (kWh or therms) | Achievable Economic UCT Potential | 0 | 0 | 28.1588 | 27.6929 | 27.27 | 26.8869 | 26.5407 | 26.2305 | 25.9562 | 25.7177 | 25.5021 | 25.3055 | 25.138 | 24.9958 | 24.8761 | 24.7444 | 24.6389 | 24.5551 | 24.4894 | 24.4365 | 24.3989 | 24.3723 | 24.3534 | 24.3399 | 24.3217 | 24.3171 | 24.3134
F2_Commercial_OR - Health_Existing_Water Heating_Natural Gas_Water Heater - Tank Blanket/Insulation_A_Achievable Economic UCT Potential | F2 | Commercial | OR - Health | Existing | Water Heating | Natural Gas | Water Heater - Tank Blanket/Insulation | A | Integrated Unit Summer Peak Savings (kW) | Achievable Economic UCT Potential | 0 | 0 | 0 | 0 | 0 | 0 | 0 | 0 | 0 | 0 | 0 | 0 | 0 | 0 | 0 | 0 | 0 | 0 | 0 | 0 | 0 | 0 | 0 | 0 | 0 | 0 | 0
F3_Commercial_OR - Health_Existing_Water Heating_Natural Gas_Water Heater - Tank Blanket/Insulation_A_Achievable Economic UCT Potential | F3 | Commercial | OR - Health | Existing | Water Heating | Natural Gas | Water Heater - Tank Blanket/Insulation | A | Integrated Unit Winter Peak Savings (kW) | Achievable Economic UCT Potential | 0 | 0 | 0 | 0 | 0 | 0 | 0 | 0 | 0 | 0 | 0 | 0 | 0 | 0 | 0 | 0 | 0 | 0 | 0 | 0 | 0 | 0 | 0 | 0 | 0 | 0 | 0
F4_Commercial_OR - Health_Existing_Water Heating_Natural Gas_Water Heater - Tank Blanket/Insulation_A_Achievable Economic UCT Potential | F4 | Commercial | OR - Health | Existing | Water Heating | Natural Gas | Water Heater - Tank Blanket/Insulation | A | Incremental Energy Savings (MWh or mTherms) | Achievable Economic UCT Potential | 0 | 0 | 0.035839 | 0.043276 | 0.052149 | 0.059686 | 0.067203 | 0.07765 | 0.084292 | 0.08532 | 0.079729 | 0.068006 | 0.052277 | 0.035674 | 0.021245 | 0.0098705 | 0 | 0 | 0 | 0 | 0 | 0 | 0 | 0 | 0 | 0 | 0
F5_Commercial_OR - Health_Existing_Water Heating_Natural Gas_Water Heater - Tank Blanket/Insulation_A_Achievable Economic UCT Potential | F5 | Commercial | OR - Health | Existing | Water Heating | Natural Gas | Water Heater - Tank Blanket/Insulation | A | Incremental Summer Peak Savings (MW) | Achievable Economic UCT Potential | 0 | 0 | 0 | 0 | 0 | 0 | 0 | 0 | 0 | 0 | 0 | 0 | 0 | 0 | 0 | 0 | 0 | 0 | 0 | 0 | 0 | 0 | 0 | 0 | 0 | 0 | 0
F6_Commercial_OR - Health_Existing_Water Heating_Natural Gas_Water Heater - Tank Blanket/Insulation_A_Achievable Economic UCT Potential | F6 | Commercial | OR - Health | Existing | Water Heating | Natural Gas | Water Heater - Tank Blanket/Insulation | A | Incremental Winter Peak Savings (MW) | Achievable Economic UCT Potential | 0 | 0 | 0 | 0 | 0 | 0 | 0 | 0 | 0 | 0 | 0 | 0 | 0 | 0 | 0 | 0 | 0 | 0 | 0 | 0 | 0 | 0 | 0 | 0 | 0 | 0 | 0
F7_Commercial_OR - Health_Existing_Water Heating_Natural Gas_Water Heater - Tank Blanket/Insulation_A_Achievable Economic UCT Potential | F7 | Commercial | OR - Health | Existing | Water Heating | Natural Gas | Water Heater - Tank Blanket/Insulation | A | Cumulative Energy Savings (MWh or mTherms) | Achievable Economic UCT Potential | 0 | 0 | 0.035839 | 0.078522 | 0.12947 | 0.18734 | 0.25213 | 0.32683 | 0.40771 | 0.48928 | 0.56491 | 0.62856 | 0.67667 | 0.70852 | 0.72637 | 0.7324 | 0.72928 | 0.7268 | 0.72485 | 0.72329 | 0.72217 | 0.72139 | 0.72083 | 0.72043 | 0.71989 | 0.71975 | 0.71964
F8_Commercial_OR - Health_Existing_Water Heating_Natural Gas_Water Heater - Tank Blanket/Insulation_A_Achievable Economic UCT Potential | F8 | Commercial | OR - Health | Existing | Water Heating | Natural Gas | Water Heater - Tank Blanket/Insulation | A | Cumulative Summer Peak Savings (MW) | Achievable Economic UCT Potential | 0 | 0 | 0 | 0 | 0 | 0 | 0 | 0 | 0 | 0 | 0 | 0 | 0 | 0 | 0 | 0 | 0 | 0 | 0 | 0 | 0 | 0 | 0 | 0 | 0 | 0 | 0
F9_Commercial_OR - Health_Existing_Water Heating_Natural Gas_Water Heater - Tank Blanket/Insulation_A_Achievable Economic UCT Potential | F9 | Commercial | OR - Health | Existing | Water Heating | Natural Gas | Water Heater - Tank Blanket/Insulation | A | Cumulative Winter Peak Savings (MW) | Achievable Economic UCT Potential | 0 | 0 | 0 | 0 | 0 | 0 | 0 | 0 | 0 | 0 | 0 | 0 | 0 | 0 | 0 | 0 | 0 | 0 | 0 | 0 | 0 | 0 | 0 | 0 | 0 | 0 | 0
F10_Commercial_OR - Health_Existing_Water Heating_Natural Gas_Water Heater - Tank Blanket/Insulation_A_Achievable Economic UCT Potential | F10 | Commercial | OR - Health | Existing | Water Heating | Natural Gas | Water Heater - Tank Blanket/Insulation | A | Purchases (Incremental) | Achievable Economic UCT Potential | 0 | 0 | 1.2727 | 1.5627 | 1.9123 | 2.2199 | 2.5321 | 2.9603 | 3.2475 | 3.3175 | 3.1264 | 2.6874 | 2.0796 | 1.4272 | 0.85404 | 0.3989 | 0 | 0 | 0 | 0 | 0 | 0 | 0 | 0 | 0 | 0 | 0
F11_Commercial_OR - Health_Existing_Water Heating_Natural Gas_Water Heater - Tank Blanket/Insulation_A_Achievable Economic UCT Potential | F11 | Commercial | OR - Health | Existing | Water Heating | Natural Gas | Water Heater - Tank Blanket/Insulation | A | Purchases (Cumulative) | Achievable Economic UCT Potential | 0 | 0 | 1.2727 | 2.8355 | 4.7478 | 6.9677 | 9.4997 | 12.46 | 15.7075 | 19.0251 | 22.1514 | 24.8388 | 26.9185 | 28.3457 | 29.1997 | 29.5986 | 29.5986 | 29.5986 | 29.5986 | 29.5986 | 29.5986 | 29.5986 | 29.5986 | 29.5986 | 29.5986 | 29.5986 | 29.5986
F1_Commercial_OR - Health_Existing_Water Heating_Natural Gas_Water Heater - Drainwater Heat Recovery_A_Achievable Economic UCT Potential | F1 | Commercial | OR - Health | Existing | Water Heating | Natural Gas | Water Heater - Drainwater Heat Recovery | A | Integrated Unit Energy Savings (kWh or therms) | Achievable Economic UCT Potential | 0 | 0 | 3.8715 | 3.801 | 3.7368 | 3.6774 | 3.6224 | 3.5712 | 3.5252 | 3.4841 | 3.4468 | 3.4133 | 3.3854 | 3.3626 | 3.3458 | 3.3277 | 3.3136 | 3.3023 | 3.2934 | 3.2863 | 3.2813 | 3.2777 | 3.2752 | 3.2733 | 3.2709 | 3.2703 | 3.2698
F2_Commercial_OR - Health_Existing_Water Heating_Natural Gas_Water Heater - Drainwater Heat Recovery_A_Achievable Economic UCT Potential | F2 | Commercial | OR - Health | Existing | Water Heating | Natural Gas | Water Heater - Drainwater Heat Recovery | A | Integrated Unit Summer Peak Savings (kW) | Achievable Economic UCT Potential | 0 | 0 | 0 | 0 | 0 | 0 | 0 | 0 | 0 | 0 | 0 | 0 | 0 | 0 | 0 | 0 | 0 | 0 | 0 | 0 | 0 | 0 | 0 | 0 | 0 | 0 | 0
F3_Commercial_OR - Health_Existing_Water Heating_Natural Gas_Water Heater - Drainwater Heat Recovery_A_Achievable Economic UCT Potential | F3 | Commercial | OR - Health | Existing | Water Heating | Natural Gas | Water Heater - Drainwater Heat Recovery | A | Integrated Unit Winter Peak Savings (kW) | Achievable Economic UCT Potential | 0 | 0 | 0 | 0 | 0 | 0 | 0 | 0 | 0 | 0 | 0 | 0 | 0 | 0 | 0 | 0 | 0 | 0 | 0 | 0 | 0 | 0 | 0 | 0 | 0 | 0 | 0
F4_Commercial_OR - Health_Existing_Water Heating_Natural Gas_Water Heater - Drainwater Heat Recovery_A_Achievable Economic UCT Potential | F4 | Commercial | OR - Health | Existing | Water Heating | Natural Gas | Water Heater - Drainwater Heat Recovery | A | Incremental Energy Savings (MWh or mTherms) | Achievable Economic UCT Potential | 0 | 0 | 0 | 0 | 0 | 0 | 0 | 0 | 0 | 0 | 0 | 0 | 0 | 0 | 0 | 0 | 0 | 0 | 0 | 0 | 0 | 0 | 0 | 0 | 0 | 0 | 0
F5_Commercial_OR - Health_Existing_Water Heating_Natural Gas_Water Heater - Drainwater Heat Recovery_A_Achievable Economic UCT Potential | F5 | Commercial | OR - Health | Existing | Water Heating | Natural Gas | Water Heater - Drainwater Heat Recovery | A | Incremental Summer Peak Savings (MW) | Achievable Economic UCT Potential | 0 | 0 | 0 | 0 | 0 | 0 | 0 | 0 | 0 | 0 | 0 | 0 | 0 | 0 | 0 | 0 | 0 | 0 | 0 | 0 | 0 | 0 | 0 | 0 | 0 | 0 | 0
F6_Commercial_OR - Health_Existing_Water Heating_Natural Gas_Water Heater - Drainwater Heat Recovery_A_Achievable Economic UCT Potential | F6 | Commercial | OR - Health | Existing | Water Heating | Natural Gas | Water Heater - Drainwater Heat Recovery | A | Incremental Winter Peak Savings (MW) | Achievable Economic UCT Potential | 0 | 0 | 0 | 0 | 0 | 0 | 0 | 0 | 0 | 0 | 0 | 0 | 0 | 0 | 0 | 0 | 0 | 0 | 0 | 0 | 0 | 0 | 0 | 0 | 0 | 0 | 0
F7_Commercial_OR - Health_Existing_Water Heating_Natural Gas_Water Heater - Drainwater Heat Recovery_A_Achievable Economic UCT Potential | F7 | Commercial | OR - Health | Existing | Water Heating | Natural Gas | Water Heater - Drainwater Heat Recovery | A | Cumulative Energy Savings (MWh or mTherms) | Achievable Economic UCT Potential | 0 | 0 | 0 | 0 | 0 | 0 | 0 | 0 | 0 | 0 | 0 | 0 | 0 | 0 | 0 | 0 | 0 | 0 | 0 | 0 | 0 | 0 | 0 | 0 | 0 | 0 | 0
F8_Commercial_OR - Health_Existing_Water Heating_Natural Gas_Water Heater - Drainwater Heat Recovery_A_Achievable Economic UCT Potential | F8 | Commercial | OR - Health | Existing | Water Heating | Natural Gas | Water Heater - Drainwater Heat Recovery | A | Cumulative Summer Peak Savings (MW) | Achievable Economic UCT Potential | 0 | 0 | 0 | 0 | 0 | 0 | 0 | 0 | 0 | 0 | 0 | 0 | 0 | 0 | 0 | 0 | 0 | 0 | 0 | 0 | 0 | 0 | 0 | 0 | 0 | 0 | 0
F9_Commercial_OR - Health_Existing_Water Heating_Natural Gas_Water Heater - Drainwater Heat Recovery_A_Achievable Economic UCT Potential | F9 | Commercial | OR - Health | Existing | Water Heating | Natural Gas | Water Heater - Drainwater Heat Recovery | A | Cumulative Winter Peak Savings (MW) | Achievable Economic UCT Potential | 0 | 0 | 0 | 0 | 0 | 0 | 0 | 0 | 0 | 0 | 0 | 0 | 0 | 0 | 0 | 0 | 0 | 0 | 0 | 0 | 0 | 0 | 0 | 0 | 0 | 0 | 0
F10_Commercial_OR - Health_Existing_Water Heating_Natural Gas_Water Heater - Drainwater Heat Recovery_A_Achievable Economic UCT Potential | F10 | Commercial | OR - Health | Existing | Water Heating | Natural Gas | Water Heater - Drainwater Heat Recovery | A | Purchases (Incremental) | Achievable Economic UCT Potential | 0 | 0 | 0 | 0 | 0 | 0 | 0 | 0 | 0 | 0 | 0 | 0 | 0 | 0 | 0 | 0 | 0 | 0 | 0 | 0 | 0 | 0 | 0 | 0 | 0 | 0 | 0
F11_Commercial_OR - Health_Existing_Water Heating_Natural Gas_Water Heater - Drainwater Heat Recovery_A_Achievable Economic UCT Potential | F11 | Commercial | OR - Health | Existing | Water Heating | Natural Gas | Water Heater - Drainwater Heat Recovery | A | Purchases (Cumulative) | Achievable Economic UCT Potential | 0 | 0 | 0 | 0 | 0 | 0 | 0 | 0 | 0 | 0 | 0 | 0 | 0 | 0 | 0 | 0 | 0 | 0 | 0 | 0 | 0 | 0 | 0 | 0 | 0 | 0 | 0
F1_Commercial_OR - Health_Existing_Water Heating_Natural Gas_Water Heater - Circulation Pump Controls_A_Achievable Economic UCT Potential | F1 | Commercial | OR - Health | Existing | Water Heating | Natural Gas | Water Heater - Circulation Pump Controls | A | Integrated Unit Energy Savings (kWh or therms) | Achievable Economic UCT Potential | 0 | 0 | 203.5085 | 200.0819 | 196.9548 | 194.1055 | 191.5145 | 189.1692 | 187.0753 | 185.2395 | 183.5768 | 182.0683 | 180.7912 | 179.7198 | 178.8299 | 177.87 | 177.1115 | 176.509 | 176.0366 | 175.6566 | 175.3864 | 175.195 | 175.0592 | 174.9621 | 174.8312 | 174.7982 | 174.7718
F2_Commercial_OR - Health_Existing_Water Heating_Natural Gas_Water Heater - Circulation Pump Controls_A_Achievable Economic UCT Potential | F2 | Commercial | OR - Health | Existing | Water Heating | Natural Gas | Water Heater - Circulation Pump Controls | A | Integrated Unit Summer Peak Savings (kW) | Achievable Economic UCT Potential | 0 | 0 | 0 | 0 | 0 | 0 | 0 | 0 | 0 | 0 | 0 | 0 | 0 | 0 | 0 | 0 | 0 | 0 | 0 | 0 | 0 | 0 | 0 | 0 | 0 | 0 | 0
F3_Commercial_OR - Health_Existing_Water Heating_Natural Gas_Water Heater - Circulation Pump Controls_A_Achievable Economic UCT Potential | F3 | Commercial | OR - Health | Existing | Water Heating | Natural Gas | Water Heater - Circulation Pump Controls | A | Integrated Unit Winter Peak Savings (kW) | Achievable Economic UCT Potential | 0 | 0 | 0 | 0 | 0 | 0 | 0 | 0 | 0 | 0 | 0 | 0 | 0 | 0 | 0 | 0 | 0 | 0 | 0 | 0 | 0 | 0 | 0 | 0 | 0 | 0 | 0
F4_Commercial_OR - Health_Existing_Water Heating_Natural Gas_Water Heater - Circulation Pump Controls_A_Achievable Economic UCT Potential | F4 | Commercial | OR - Health | Existing | Water Heating | Natural Gas | Water Heater - Circulation Pump Controls | A | Incremental Energy Savings (MWh or mTherms) | Achievable Economic UCT Potential | 0 | 0 | 0.09355 | 0.11293 | 0.13603 | 0.15563 | 0.17514 | 0.20226 | 0.21942 | 0.22196 | 0.20729 | 0.17672 | 0.13579 | 0.09264 | 0 | 0 | 0 | 0 | 0 | 0 | 0 | 0 | 0 | 0 | 0 | 0 | 0
F5_Commercial_OR - Health_Existing_Water Heating_Natural Gas_Water Heater - Circulation Pump Controls_A_Achievable Economic UCT Potential | F5 | Commercial | OR - Health | Existing | Water Heating | Natural Gas | Water Heater - Circulation Pump Controls | A | Incremental Summer Peak Savings (MW) | Achievable Economic UCT Potential | 0 | 0 | 0 | 0 | 0 | 0 | 0 | 0 | 0 | 0 | 0 | 0 | 0 | 0 | 0 | 0 | 0 | 0 | 0 | 0 | 0 | 0 | 0 | 0 | 0 | 0 | 0
F6_Commercial_OR - Health_Existing_Water Heating_Natural Gas_Water Heater - Circulation Pump Controls_A_Achievable Economic UCT Potential | F6 | Commercial | OR - Health | Existing | Water Heating | Natural Gas | Water Heater - Circulation Pump Controls | A | Incremental Winter Peak Savings (MW) | Achievable Economic UCT Potential | 0 | 0 | 0 | 0 | 0 | 0 | 0 | 0 | 0 | 0 | 0 | 0 | 0 | 0 | 0 | 0 | 0 | 0 | 0 | 0 | 0 | 0 | 0 | 0 | 0 | 0 | 0
F7_Commercial_OR - Health_Existing_Water Heating_Natural Gas_Water Heater - Circulation Pump Controls_A_Achievable Economic UCT Potential | F7 | Commercial | OR - Health | Existing | Water Heating | Natural Gas | Water Heater - Circulation Pump Controls | A | Cumulative Energy Savings (MWh or mTherms) | Achievable Economic UCT Potential | 0 | 0 | 0.09355 | 0.2049 | 0.33774 | 0.48848 | 0.6571 | 0.85131 | 1.0613 | 1.2729 | 1.4687 | 1.6334 | 1.7577 | 1.8399 | 1.8308 | 1.821 | 1.8132 | 1.8071 | 1.8022 | 1.7983 | 1.7956 | 1.7936 | 1.7922 | 1.7912 | 1.7899 | 1.7895 | 1.7893
F8_Commercial_OR - Health_Existing_Water Heating_Natural Gas_Water Heater - Circulation Pump Controls_A_Achievable Economic UCT Potential | F8 | Commercial | OR - Health | Existing | Water Heating | Natural Gas | Water Heater - Circulation Pump Controls | A | Cumulative Summer Peak Savings (MW) | Achievable Economic UCT Potential | 0 | 0 | 0 | 0 | 0 | 0 | 0 | 0 | 0 | 0 | 0 | 0 | 0 | 0 | 0 | 0 | 0 | 0 | 0 | 0 | 0 | 0 | 0 | 0 | 0 | 0 | 0
F9_Commercial_OR - Health_Existing_Water Heating_Natural Gas_Water Heater - Circulation Pump Controls_A_Achievable Economic UCT Potential | F9 | Commercial | OR - Health | Existing | Water Heating | Natural Gas | Water Heater - Circulation Pump Controls | A | Cumulative Winter Peak Savings (MW) | Achievable Economic UCT Potential | 0 | 0 | 0 | 0 | 0 | 0 | 0 | 0 | 0 | 0 | 0 | 0 | 0 | 0 | 0 | 0 | 0 | 0 | 0 | 0 | 0 | 0 | 0 | 0 | 0 | 0 | 0
F10_Commercial_OR - Health_Existing_Water Heating_Natural Gas_Water Heater - Circulation Pump Controls_A_Achievable Economic UCT Potential | F10 | Commercial | OR - Health | Existing | Water Heating | Natural Gas | Water Heater - Circulation Pump Controls | A | Purchases (Incremental) | Achievable Economic UCT Potential | 0 | 0 | 0.45968 | 0.56442 | 0.69068 | 0.80177 | 0.91453 | 1.0692 | 1.1729 | 1.1982 | 1.1292 | 0.97062 | 0.75111 | 0.51547 | 0 | 0 | 0 | 0 | 0 | 0 | 0 | 0 | 0 | 0 | 0 | 0 | 0
F11_Commercial_OR - Health_Existing_Water Heating_Natural Gas_Water Heater - Circulation Pump Controls_A_Achievable Economic UCT Potential | F11 | Commercial | OR - Health | Existing | Water Heating | Natural Gas | Water Heater - Circulation Pump Controls | A | Purchases (Cumulative) | Achievable Economic UCT Potential | 0 | 0 | 0.45968 | 1.0241 | 1.7148 | 2.5166 | 3.4311 | 4.5003 | 5.6732 | 6.8714 | 8.0006 | 8.9712 | 9.7223 | 10.2378 | 10.2378 | 10.2378 | 10.2378 | 10.2378 | 10.2378 | 10.2378 | 10.2378 | 10.2378 | 10.2378 | 10.2378 | 10.2378 | 10.2378 | 10.2378
F1_Commercial_OR - Health_Existing_Water Heating_Natural Gas_Water Heater - Pipe Insulation_A_Achievable Economic UCT Potential | F1 | Commercial | OR - Health | Existing | Water Heating | Natural Gas | Water Heater - Pipe Insulation | A | Integrated Unit Energy Savings (kWh or therms) | Achievable Economic UCT Potential | 0 | 0 | 0.70314 | 0.6904 | 0.67882 | 0.66812 | 0.65823 | 0.64905 | 0.64083 | 0.63349 | 0.62682 | 0.62083 | 0.61583 | 0.61174 | 0.60871 | 0.60545 | 0.60286 | 0.60081 | 0.59921 | 0.59791 | 0.59699 | 0.59634 | 0.59588 | 0.59555 | 0.5951 | 0.59499 | 0.5949
F2_Commercial_OR - Health_Existing_Water Heating_Natural Gas_Water Heater - Pipe Insulation_A_Achievable Economic UCT Potential | F2 | Commercial | OR - Health | Existing | Water Heating | Natural Gas | Water Heater - Pipe Insulation | A | Integrated Unit Summer Peak Savings (kW) | Achievable Economic UCT Potential | 0 | 0 | 0 | 0 | 0 | 0 | 0 | 0 | 0 | 0 | 0 | 0 | 0 | 0 | 0 | 0 | 0 | 0 | 0 | 0 | 0 | 0 | 0 | 0 | 0 | 0 | 0
F3_Commercial_OR - Health_Existing_Water Heating_Natural Gas_Water Heater - Pipe Insulation_A_Achievable Economic UCT Potential | F3 | Commercial | OR - Health | Existing | Water Heating | Natural Gas | Water Heater - Pipe Insulation | A | Integrated Unit Winter Peak Savings (kW) | Achievable Economic UCT Potential | 0 | 0 | 0 | 0 | 0 | 0 | 0 | 0 | 0 | 0 | 0 | 0 | 0 | 0 | 0 | 0 | 0 | 0 | 0 | 0 | 0 | 0 | 0 | 0 | 0 | 0 | 0
F4_Commercial_OR - Health_Existing_Water Heating_Natural Gas_Water Heater - Pipe Insulation_A_Achievable Economic UCT Potential | F4 | Commercial | OR - Health | Existing | Water Heating | Natural Gas | Water Heater - Pipe Insulation | A | Incremental Energy Savings (MWh or mTherms) | Achievable Economic UCT Potential | 0 | 0 | 0.011664 | 0.014062 | 0.016919 | 0.01933 | 0.021723 | 0.025042 | 0.027123 | 0.027391 | 0.025541 | 0.021745 | 0.016692 | 0.011379 | 0.0067757 | 0.0031477 | 0 | 0 | 0 | 0 | 0 | 0 | 0 | 0 | 0 | 0 | 0
F5_Commercial_OR - Health_Existing_Water Heating_Natural Gas_Water Heater - Pipe Insulation_A_Achievable Economic UCT Potential | F5 | Commercial | OR - Health | Existing | Water Heating | Natural Gas | Water Heater - Pipe Insulation | A | Incremental Summer Peak Savings (MW) | Achievable Economic UCT Potential | 0 | 0 | 0 | 0 | 0 | 0 | 0 | 0 | 0 | 0 | 0 | 0 | 0 | 0 | 0 | 0 | 0 | 0 | 0 | 0 | 0 | 0 | 0 | 0 | 0 | 0 | 0
F6_Commercial_OR - Health_Existing_Water Heating_Natural Gas_Water Heater - Pipe Insulation_A_Achievable Economic UCT Potential | F6 | Commercial | OR - Health | Existing | Water Heating | Natural Gas | Water Heater - Pipe Insulation | A | Incremental Winter Peak Savings (MW) | Achievable Economic UCT Potential | 0 | 0 | 0 | 0 | 0 | 0 | 0 | 0 | 0 | 0 | 0 | 0 | 0 | 0 | 0 | 0 | 0 | 0 | 0 | 0 | 0 | 0 | 0 | 0 | 0 | 0 | 0
F7_Commercial_OR - Health_Existing_Water Heating_Natural Gas_Water Heater - Pipe Insulation_A_Achievable Economic UCT Potential | F7 | Commercial | OR - Health | Existing | Water Heating | Natural Gas | Water Heater - Pipe Insulation | A | Cumulative Energy Savings (MWh or mTherms) | Achievable Economic UCT Potential | 0 | 0 | 0.011664 | 0.025514 | 0.042005 | 0.060673 | 0.081498 | 0.1054 | 0.13119 | 0.15708 | 0.18097 | 0.20098 | 0.21606 | 0.226 | 0.23166 | 0.23356 | 0.23257 | 0.23178 | 0.23116 | 0.23066 | 0.2303 | 0.23005 | 0.22987 | 0.22974 | 0.22957 | 0.22953 | 0.22949
F8_Commercial_OR - Health_Existing_Water Heating_Natural Gas_Water Heater - Pipe Insulation_A_Achievable Economic UCT Potential | F8 | Commercial | OR - Health | Existing | Water Heating | Natural Gas | Water Heater - Pipe Insulation | A | Cumulative Summer Peak Savings (MW) | Achievable Economic UCT Potential | 0 | 0 | 0 | 0 | 0 | 0 | 0 | 0 | 0 | 0 | 0 | 0 | 0 | 0 | 0 | 0 | 0 | 0 | 0 | 0 | 0 | 0 | 0 | 0 | 0 | 0 | 0
F9_Commercial_OR - Health_Existing_Water Heating_Natural Gas_Water Heater - Pipe Insulation_A_Achievable Economic UCT Potential | F9 | Commercial | OR - Health | Existing | Water Heating | Natural Gas | Water Heater - Pipe Insulation | A | Cumulative Winter Peak Savings (MW) | Achievable Economic UCT Potential | 0 | 0 | 0 | 0 | 0 | 0 | 0 | 0 | 0 | 0 | 0 | 0 | 0 | 0 | 0 | 0 | 0 | 0 | 0 | 0 | 0 | 0 | 0 | 0 | 0 | 0 | 0
F10_Commercial_OR - Health_Existing_Water Heating_Natural Gas_Water Heater - Pipe Insulation_A_Achievable Economic UCT Potential | F10 | Commercial | OR - Health | Existing | Water Heating | Natural Gas | Water Heater - Pipe Insulation | A | Purchases (Incremental) | Achievable Economic UCT Potential | 0 | 0 | 16.5881 | 20.3675 | 24.9239 | 28.9327 | 33.0014 | 38.5827 | 42.3258 | 43.2388 | 40.7473 | 35.0258 | 27.1044 | 18.6012 | 11.1311 | 5.199 | 0 | 0 | 0 | 0 | 0 | 0 | 0 | 0 | 0 | 0 | 0
F11_Commercial_OR - Health_Existing_Water Heating_Natural Gas_Water Heater - Pipe Insulation_A_Achievable Economic UCT Potential | F11 | Commercial | OR - Health | Existing | Water Heating | Natural Gas | Water Heater - Pipe Insulation | A | Purchases (Cumulative) | Achievable Economic UCT Potential | 0 | 0 | 16.5881 | 36.9556 | 61.8796 | 90.8123 | 123.8137 | 162.3964 | 204.7222 | 247.9609 | 288.7083 | 323.7341 | 350.8385 | 369.4397 | 380.5708 | 385.7698 | 385.7698 | 385.7698 | 385.7698 | 385.7698 | 385.7698 | 385.7698 | 385.7698 | 385.7698 | 385.7698 | 385.7698 | 385.7698
F1_Commercial_OR - Health_Existing_Water Heating_Natural Gas_Water Heater - Motion Control Faucet_A_Achievable Economic UCT Potential | F1 | Commercial | OR - Health | Existing | Water Heating | Natural Gas | Water Heater - Motion Control Faucet | A | Integrated Unit Energy Savings (kWh or therms) | Achievable Economic UCT Potential | 0 | 0 | 0 | 0 | 0 | 0 | 0 | 0 | 0 | 0 | 0 | 0 | 0 | 0 | 0 | 0 | 0 | 0 | 0 | 0 | 0 | 0 | 0 | 0 | 0 | 0 | 0
F2_Commercial_OR - Health_Existing_Water Heating_Natural Gas_Water Heater - Motion Control Faucet_A_Achievable Economic UCT Potential | F2 | Commercial | OR - Health | Existing | Water Heating | Natural Gas | Water Heater - Motion Control Faucet | A | Integrated Unit Summer Peak Savings (kW) | Achievable Economic UCT Potential | 0 | 0 | 0 | 0 | 0 | 0 | 0 | 0 | 0 | 0 | 0 | 0 | 0 | 0 | 0 | 0 | 0 | 0 | 0 | 0 | 0 | 0 | 0 | 0 | 0 | 0 | 0
F3_Commercial_OR - Health_Existing_Water Heating_Natural Gas_Water Heater - Motion Control Faucet_A_Achievable Economic UCT Potential | F3 | Commercial | OR - Health | Existing | Water Heating | Natural Gas | Water Heater - Motion Control Faucet | A | Integrated Unit Winter Peak Savings (kW) | Achievable Economic UCT Potential | 0 | 0 | 0 | 0 | 0 | 0 | 0 | 0 | 0 | 0 | 0 | 0 | 0 | 0 | 0 | 0 | 0 | 0 | 0 | 0 | 0 | 0 | 0 | 0 | 0 | 0 | 0
F4_Commercial_OR - Health_Existing_Water Heating_Natural Gas_Water Heater - Motion Control Faucet_A_Achievable Economic UCT Potential | F4 | Commercial | OR - Health | Existing | Water Heating | Natural Gas | Water Heater - Motion Control Faucet | A | Incremental Energy Savings (MWh or mTherms) | Achievable Economic UCT Potential | 0 | 0 | 0 | 0 | 0 | 0 | 0 | 0 | 0 | 0 | 0 | 0 | 0 | 0 | 0 | 0 | 0 | 0 | 0 | 0 | 0 | 0 | 0 | 0 | 0 | 0 | 0
F5_Commercial_OR - Health_Existing_Water Heating_Natural Gas_Water Heater - Motion Control Faucet_A_Achievable Economic UCT Potential | F5 | Commercial | OR - Health | Existing | Water Heating | Natural Gas | Water Heater - Motion Control Faucet | A | Incremental Summer Peak Savings (MW) | Achievable Economic UCT Potential | 0 | 0 | 0 | 0 | 0 | 0 | 0 | 0 | 0 | 0 | 0 | 0 | 0 | 0 | 0 | 0 | 0 | 0 | 0 | 0 | 0 | 0 | 0 | 0 | 0 | 0 | 0
F6_Commercial_OR - Health_Existing_Water Heating_Natural Gas_Water Heater - Motion Control Faucet_A_Achievable Economic UCT Potential | F6 | Commercial | OR - Health | Existing | Water Heating | Natural Gas | Water Heater - Motion Control Faucet | A | Incremental Winter Peak Savings (MW) | Achievable Economic UCT Potential | 0 | 0 | 0 | 0 | 0 | 0 | 0 | 0 | 0 | 0 | 0 | 0 | 0 | 0 | 0 | 0 | 0 | 0 | 0 | 0 | 0 | 0 | 0 | 0 | 0 | 0 | 0
F7_Commercial_OR - Health_Existing_Water Heating_Natural Gas_Water Heater - Motion Control Faucet_A_Achievable Economic UCT Potential | F7 | Commercial | OR - Health | Existing | Water Heating | Natural Gas | Water Heater - Motion Control Faucet | A | Cumulative Energy Savings (MWh or mTherms) | Achievable Economic UCT Potential | 0 | 0 | 0 | 0 | 0 | 0 | 0 | 0 | 0 | 0 | 0 | 0 | 0 | 0 | 0 | 0 | 0 | 0 | 0 | 0 | 0 | 0 | 0 | 0 | 0 | 0 | 0
F8_Commercial_OR - Health_Existing_Water Heating_Natural Gas_Water Heater - Motion Control Faucet_A_Achievable Economic UCT Potential | F8 | Commercial | OR - Health | Existing | Water Heating | Natural Gas | Water Heater - Motion Control Faucet | A | Cumulative Summer Peak Savings (MW) | Achievable Economic UCT Potential | 0 | 0 | 0 | 0 | 0 | 0 | 0 | 0 | 0 | 0 | 0 | 0 | 0 | 0 | 0 | 0 | 0 | 0 | 0 | 0 | 0 | 0 | 0 | 0 | 0 | 0 | 0
F9_Commercial_OR - Health_Existing_Water Heating_Natural Gas_Water Heater - Motion Control Faucet_A_Achievable Economic UCT Potential | F9 | Commercial | OR - Health | Existing | Water Heating | Natural Gas | Water Heater - Motion Control Faucet | A | Cumulative Winter Peak Savings (MW) | Achievable Economic UCT Potential | 0 | 0 | 0 | 0 | 0 | 0 | 0 | 0 | 0 | 0 | 0 | 0 | 0 | 0 | 0 | 0 | 0 | 0 | 0 | 0 | 0 | 0 | 0 | 0 | 0 | 0 | 0
F10_Commercial_OR - Health_Existing_Water Heating_Natural Gas_Water Heater - Motion Control Faucet_A_Achievable Economic UCT Potential | F10 | Commercial | OR - Health | Existing | Water Heating | Natural Gas | Water Heater - Motion Control Faucet | A | Purchases (Incremental) | Achievable Economic UCT Potential | 0 | 0 | 0 | 0 | 0 | 0 | 0 | 0 | 0 | 0 | 0 | 0 | 0 | 0 | 0 | 0 | 0 | 0 | 0 | 0 | 0 | 0 | 0 | 0 | 0 | 0 | 0
F11_Commercial_OR - Health_Existing_Water Heating_Natural Gas_Water Heater - Motion Control Faucet_A_Achievable Economic UCT Potential | F11 | Commercial | OR - Health | Existing | Water Heating | Natural Gas | Water Heater - Motion Control Faucet | A | Purchases (Cumulative) | Achievable Economic UCT Potential | 0 | 0 | 0 | 0 | 0 | 0 | 0 | 0 | 0 | 0 | 0 | 0 | 0 | 0 | 0 | 0 | 0 | 0 | 0 | 0 | 0 | 0 | 0 | 0 | 0 | 0 | 0
F1_Commercial_OR - Health_Existing_Water Heating_Natural Gas_Water Heater - Solar System_A_Achievable Economic UCT Potential | F1 | Commercial | OR - Health | Existing | Water Heating | Natural Gas | Water Heater - Solar System | A | Integrated Unit Energy Savings (kWh or therms) | Achievable Economic UCT Potential | 0 | 0 | 5.6222 | 5.5179 | 5.4223 | 5.3334 | 5.2506 | 5.1729 | 5.1026 | 5.0393 | 4.9817 | 4.9303 | 4.8876 | 4.8532 | 4.8289 | 4.8029 | 4.7824 | 4.7661 | 4.7534 | 4.7431 | 4.7358 | 4.7306 | 4.727 | 4.7243 | 4.7208 | 4.7199 | 4.7192
F2_Commercial_OR - Health_Existing_Water Heating_Natural Gas_Water Heater - Solar System_A_Achievable Economic UCT Potential | F2 | Commercial | OR - Health | Existing | Water Heating | Natural Gas | Water Heater - Solar System | A | Integrated Unit Summer Peak Savings (kW) | Achievable Economic UCT Potential | 0 | 0 | 0 | 0 | 0 | 0 | 0 | 0 | 0 | 0 | 0 | 0 | 0 | 0 | 0 | 0 | 0 | 0 | 0 | 0 | 0 | 0 | 0 | 0 | 0 | 0 | 0
F3_Commercial_OR - Health_Existing_Water Heating_Natural Gas_Water Heater - Solar System_A_Achievable Economic UCT Potential | F3 | Commercial | OR - Health | Existing | Water Heating | Natural Gas | Water Heater - Solar System | A | Integrated Unit Winter Peak Savings (kW) | Achievable Economic UCT Potential | 0 | 0 | 0 | 0 | 0 | 0 | 0 | 0 | 0 | 0 | 0 | 0 | 0 | 0 | 0 | 0 | 0 | 0 | 0 | 0 | 0 | 0 | 0 | 0 | 0 | 0 | 0
F4_Commercial_OR - Health_Existing_Water Heating_Natural Gas_Water Heater - Solar System_A_Achievable Economic UCT Potential | F4 | Commercial | OR - Health | Existing | Water Heating | Natural Gas | Water Heater - Solar System | A | Incremental Energy Savings (MWh or mTherms) | Achievable Economic UCT Potential | 0 | 0 | 0.016497 | 0.018915 | 0.021819 | 0.024066 | 0.026263 | 0.029549 | 0.031368 | 0.031158 | 0.030838 | 0.027096 | 0.021089 | 0.014412 | 0.0085413 | 0.0051592 | 0 | 0 | 0 | 0 | 0 | 0 | 0 | 0 | 0 | 0 | 0
F5_Commercial_OR - Health_Existing_Water Heating_Natural Gas_Water Heater - Solar System_A_Achievable Economic UCT Potential | F5 | Commercial | OR - Health | Existing | Water Heating | Natural Gas | Water Heater - Solar System | A | Incremental Summer Peak Savings (MW) | Achievable Economic UCT Potential | 0 | 0 | 0 | 0 | 0 | 0 | 0 | 0 | 0 | 0 | 0 | 0 | 0 | 0 | 0 | 0 | 0 | 0 | 0 | 0 | 0 | 0 | 0 | 0 | 0 | 0 | 0
F6_Commercial_OR - Health_Existing_Water Heating_Natural Gas_Water Heater - Solar System_A_Achievable Economic UCT Potential | F6 | Commercial | OR - Health | Existing | Water Heating | Natural Gas | Water Heater - Solar System | A | Incremental Winter Peak Savings (MW) | Achievable Economic UCT Potential | 0 | 0 | 0 | 0 | 0 | 0 | 0 | 0 | 0 | 0 | 0 | 0 | 0 | 0 | 0 | 0 | 0 | 0 | 0 | 0 | 0 | 0 | 0 | 0 | 0 | 0 | 0
F7_Commercial_OR - Health_Existing_Water Heating_Natural Gas_Water Heater - Solar System_A_Achievable Economic UCT Potential | F7 | Commercial | OR - Health | Existing | Water Heating | Natural Gas | Water Heater - Solar System | A | Cumulative Energy Savings (MWh or mTherms) | Achievable Economic UCT Potential | 0 | 0 | 0.016497 | 0.035106 | 0.056317 | 0.079459 | 0.10449 | 0.13249 | 0.16206 | 0.19121 | 0.21986 | 0.24469 | 0.26366 | 0.27621 | 0.28337 | 0.287 | 0.28578 | 0.28481 | 0.28404 | 0.28343 | 0.28299 | 0.28269 | 0.28247 | 0.28231 | 0.2821 | 0.28205 | 0.282
F8_Commercial_OR - Health_Existing_Water Heating_Natural Gas_Water Heater - Solar System_A_Achievable Economic UCT Potential | F8 | Commercial | OR - Health | Existing | Water Heating | Natural Gas | Water Heater - Solar System | A | Cumulative Summer Peak Savings (MW) | Achievable Economic UCT Potential | 0 | 0 | 0 | 0 | 0 | 0 | 0 | 0 | 0 | 0 | 0 | 0 | 0 | 0 | 0 | 0 | 0 | 0 | 0 | 0 | 0 | 0 | 0 | 0 | 0 | 0 | 0
F9_Commercial_OR - Health_Existing_Water Heating_Natural Gas_Water Heater - Solar System_A_Achievable Economic UCT Potential | F9 | Commercial | OR - Health | Existing | Water Heating | Natural Gas | Water Heater - Solar System | A | Cumulative Winter Peak Savings (MW) | Achievable Economic UCT Potential | 0 | 0 | 0 | 0 | 0 | 0 | 0 | 0 | 0 | 0 | 0 | 0 | 0 | 0 | 0 | 0 | 0 | 0 | 0 | 0 | 0 | 0 | 0 | 0 | 0 | 0 | 0
F10_Commercial_OR - Health_Existing_Water Heating_Natural Gas_Water Heater - Solar System_A_Achievable Economic UCT Potential | F10 | Commercial | OR - Health | Existing | Water Heating | Natural Gas | Water Heater - Solar System | A | Purchases (Incremental) | Achievable Economic UCT Potential | 0 | 0 | 2.9342 | 3.428 | 4.0239 | 4.5123 | 5.0019 | 5.7123 | 6.1476 | 6.183 | 6.1902 | 5.4959 | 4.3148 | 2.9695 | 1.7688 | 1.0742 | 0 | 0 | 0 | 0 | 0 | 0 | 0 | 0 | 0 | 0 | 0
F11_Commercial_OR - Health_Existing_Water Heating_Natural Gas_Water Heater - Solar System_A_Achievable Economic UCT Potential | F11 | Commercial | OR - Health | Existing | Water Heating | Natural Gas | Water Heater - Solar System | A | Purchases (Cumulative) | Achievable Economic UCT Potential | 0 | 0 | 2.9342 | 6.3622 | 10.3861 | 14.8983 | 19.9003 | 25.6126 | 31.7601 | 37.9431 | 44.1333 | 49.6292 | 53.944 | 56.9135 | 58.6823 | 59.7565 | 59.7565 | 59.7565 | 59.7565 | 59.7565 | 59.7565 | 59.7565 | 59.7565 | 59.7565 | 59.7565 | 59.7565 | 59.7565
F1_Commercial_OR - Health_Existing_Water Heating_Natural Gas_Commercial Laundry - Ozone Treatment_A_Achievable Economic UCT Potential | F1 | Commercial | OR - Health | Existing | Water Heating | Natural Gas | Commercial Laundry - Ozone Treatment | A | Integrated Unit Energy Savings (kWh or therms) | Achievable Economic UCT Potential | 0 | 0 | 51.1492 | 50.1923 | 49.3142 | 48.4954 | 47.7328 | 47.0155 | 46.3642 | 45.7776 | 45.2436 | 44.7672 | 44.3728 | 44.055 | 43.8316 | 43.5935 | 43.4076 | 43.2599 | 43.1441 | 43.051 | 42.9848 | 42.9379 | 42.9046 | 42.8808 | 42.8487 | 42.8406 | 42.8342
F2_Commercial_OR - Health_Existing_Water Heating_Natural Gas_Commercial Laundry - Ozone Treatment_A_Achievable Economic UCT Potential | F2 | Commercial | OR - Health | Existing | Water Heating | Natural Gas | Commercial Laundry - Ozone Treatment | A | Integrated Unit Summer Peak Savings (kW) | Achievable Economic UCT Potential | 0 | 0 | 0 | 0 | 0 | 0 | 0 | 0 | 0 | 0 | 0 | 0 | 0 | 0 | 0 | 0 | 0 | 0 | 0 | 0 | 0 | 0 | 0 | 0 | 0 | 0 | 0
F3_Commercial_OR - Health_Existing_Water Heating_Natural Gas_Commercial Laundry - Ozone Treatment_A_Achievable Economic UCT Potential | F3 | Commercial | OR - Health | Existing | Water Heating | Natural Gas | Commercial Laundry - Ozone Treatment | A | Integrated Unit Winter Peak Savings (kW) | Achievable Economic UCT Potential | 0 | 0 | 0 | 0 | 0 | 0 | 0 | 0 | 0 | 0 | 0 | 0 | 0 | 0 | 0 | 0 | 0 | 0 | 0 | 0 | 0 | 0 | 0 | 0 | 0 | 0 | 0
F4_Commercial_OR - Health_Existing_Water Heating_Natural Gas_Commercial Laundry - Ozone Treatment_A_Achievable Economic UCT Potential | F4 | Commercial | OR - Health | Existing | Water Heating | Natural Gas | Commercial Laundry - Ozone Treatment | A | Incremental Energy Savings (MWh or mTherms) | Achievable Economic UCT Potential | 0 | 0 | 0 | 0 | 0 | 0 | 0 | 0 | 0 | 0 | 0 | 0 | 0 | 0 | 0 | 0 | 0 | 0 | 0 | 0 | 0 | 0 | 0 | 0 | 0 | 0 | 0
F5_Commercial_OR - Health_Existing_Water Heating_Natural Gas_Commercial Laundry - Ozone Treatment_A_Achievable Economic UCT Potential | F5 | Commercial | OR - Health | Existing | Water Heating | Natural Gas | Commercial Laundry - Ozone Treatment | A | Incremental Summer Peak Savings (MW) | Achievable Economic UCT Potential | 0 | 0 | 0 | 0 | 0 | 0 | 0 | 0 | 0 | 0 | 0 | 0 | 0 | 0 | 0 | 0 | 0 | 0 | 0 | 0 | 0 | 0 | 0 | 0 | 0 | 0 | 0
F6_Commercial_OR - Health_Existing_Water Heating_Natural Gas_Commercial Laundry - Ozone Treatment_A_Achievable Economic UCT Potential | F6 | Commercial | OR - Health | Existing | Water Heating | Natural Gas | Commercial Laundry - Ozone Treatment | A | Incremental Winter Peak Savings (MW) | Achievable Economic UCT Potential | 0 | 0 | 0 | 0 | 0 | 0 | 0 | 0 | 0 | 0 | 0 | 0 | 0 | 0 | 0 | 0 | 0 | 0 | 0 | 0 | 0 | 0 | 0 | 0 | 0 | 0 | 0
F7_Commercial_OR - Health_Existing_Water Heating_Natural Gas_Commercial Laundry - Ozone Treatment_A_Achievable Economic UCT Potential | F7 | Commercial | OR - Health | Existing | Water Heating | Natural Gas | Commercial Laundry - Ozone Treatment | A | Cumulative Energy Savings (MWh or mTherms) | Achievable Economic UCT Potential | 0 | 0 | 0 | 0 | 0 | 0 | 0 | 0 | 0 | 0 | 0 | 0 | 0 | 0 | 0 | 0 | 0 | 0 | 0 | 0 | 0 | 0 | 0 | 0 | 0 | 0 | 0
F8_Commercial_OR - Health_Existing_Water Heating_Natural Gas_Commercial Laundry - Ozone Treatment_A_Achievable Economic UCT Potential | F8 | Commercial | OR - Health | Existing | Water Heating | Natural Gas | Commercial Laundry - Ozone Treatment | A | Cumulative Summer Peak Savings (MW) | Achievable Economic UCT Potential | 0 | 0 | 0 | 0 | 0 | 0 | 0 | 0 | 0 | 0 | 0 | 0 | 0 | 0 | 0 | 0 | 0 | 0 | 0 | 0 | 0 | 0 | 0 | 0 | 0 | 0 | 0
F9_Commercial_OR - Health_Existing_Water Heating_Natural Gas_Commercial Laundry - Ozone Treatment_A_Achievable Economic UCT Potential | F9 | Commercial | OR - Health | Existing | Water Heating | Natural Gas | Commercial Laundry - Ozone Treatment | A | Cumulative Winter Peak Savings (MW) | Achievable Economic UCT Potential | 0 | 0 | 0 | 0 | 0 | 0 | 0 | 0 | 0 | 0 | 0 | 0 | 0 | 0 | 0 | 0 | 0 | 0 | 0 | 0 | 0 | 0 | 0 | 0 | 0 | 0 | 0
F10_Commercial_OR - Health_Existing_Water Heating_Natural Gas_Commercial Laundry - Ozone Treatment_A_Achievable Economic UCT Potential | F10 | Commercial | OR - Health | Existing | Water Heating | Natural Gas | Commercial Laundry - Ozone Treatment | A | Purchases (Incremental) | Achievable Economic UCT Potential | 0 | 0 | 0 | 0 | 0 | 0 | 0 | 0 | 0 | 0 | 0 | 0 | 0 | 0 | 0 | 0 | 0 | 0 | 0 | 0 | 0 | 0 | 0 | 0 | 0 | 0 | 0
F11_Commercial_OR - Health_Existing_Water Heating_Natural Gas_Commercial Laundry - Ozone Treatment_A_Achievable Economic UCT Potential | F11 | Commercial | OR - Health | Existing | Water Heating | Natural Gas | Commercial Laundry - Ozone Treatment | A | Purchases (Cumulative) | Achievable Economic UCT Potential | 0 | 0 | 0 | 0 | 0 | 0 | 0 | 0 | 0 | 0 | 0 | 0 | 0 | 0 | 0 | 0 | 0 | 0 | 0 | 0 | 0 | 0 | 0 | 0 | 0 | 0 | 0
F1_Commercial_OR - Health_Existing_Water Heating_Natural Gas_Commercial Laundry - ENERGY STAR Washer_A_Achievable Economic UCT Potential | F1 | Commercial | OR - Health | Existing | Water Heating | Natural Gas | Commercial Laundry - ENERGY STAR Washer | A | Integrated Unit Energy Savings (kWh or therms) | Achievable Economic UCT Potential | 0 | 0 | 4.9732 | 4.8827 | 4.8002 | 4.7239 | 4.6533 | 4.5875 | 4.5285 | 4.4757 | 4.4277 | 4.3847 | 4.3488 | 4.3196 | 4.298 | 4.2748 | 4.2565 | 4.2421 | 4.2307 | 4.2216 | 4.2151 | 4.2105 | 4.2072 | 4.2049 | 4.2017 | 4.201 | 4.2003
F2_Commercial_OR - Health_Existing_Water Heating_Natural Gas_Commercial Laundry - ENERGY STAR Washer_A_Achievable Economic UCT Potential | F2 | Commercial | OR - Health | Existing | Water Heating | Natural Gas | Commercial Laundry - ENERGY STAR Washer | A | Integrated Unit Summer Peak Savings (kW) | Achievable Economic UCT Potential | 0 | 0 | 0 | 0 | 0 | 0 | 0 | 0 | 0 | 0 | 0 | 0 | 0 | 0 | 0 | 0 | 0 | 0 | 0 | 0 | 0 | 0 | 0 | 0 | 0 | 0 | 0
F3_Commercial_OR - Health_Existing_Water Heating_Natural Gas_Commercial Laundry - ENERGY STAR Washer_A_Achievable Economic UCT Potential | F3 | Commercial | OR - Health | Existing | Water Heating | Natural Gas | Commercial Laundry - ENERGY STAR Washer | A | Integrated Unit Winter Peak Savings (kW) | Achievable Economic UCT Potential | 0 | 0 | 0 | 0 | 0 | 0 | 0 | 0 | 0 | 0 | 0 | 0 | 0 | 0 | 0 | 0 | 0 | 0 | 0 | 0 | 0 | 0 | 0 | 0 | 0 | 0 | 0
F4_Commercial_OR - Health_Existing_Water Heating_Natural Gas_Commercial Laundry - ENERGY STAR Washer_A_Achievable Economic UCT Potential | F4 | Commercial | OR - Health | Existing | Water Heating | Natural Gas | Commercial Laundry - ENERGY STAR Washer | A | Incremental Energy Savings (MWh or mTherms) | Achievable Economic UCT Potential | 0 | 0 | 0.00045516 | 0.00054869 | 0.00066009 | 0.00075407 | 0.00084726 | 0.00097655 | 0.0010575 | 0.0006581 | 0.00049786 | 0.00024438 | 0 | 0 | 0 | 0 | 0 | 0 | 0 | 0 | 0 | 0 | 0 | 0 | 0 | 0 | 0
F5_Commercial_OR - Health_Existing_Water Heating_Natural Gas_Commercial Laundry - ENERGY STAR Washer_A_Achievable Economic UCT Potential | F5 | Commercial | OR - Health | Existing | Water Heating | Natural Gas | Commercial Laundry - ENERGY STAR Washer | A | Incremental Summer Peak Savings (MW) | Achievable Economic UCT Potential | 0 | 0 | 0 | 0 | 0 | 0 | 0 | 0 | 0 | 0 | 0 | 0 | 0 | 0 | 0 | 0 | 0 | 0 | 0 | 0 | 0 | 0 | 0 | 0 | 0 | 0 | 0
F6_Commercial_OR - Health_Existing_Water Heating_Natural Gas_Commercial Laundry - ENERGY STAR Washer_A_Achievable Economic UCT Potential | F6 | Commercial | OR - Health | Existing | Water Heating | Natural Gas | Commercial Laundry - ENERGY STAR Washer | A | Incremental Winter Peak Savings (MW) | Achievable Economic UCT Potential | 0 | 0 | 0 | 0 | 0 | 0 | 0 | 0 | 0 | 0 | 0 | 0 | 0 | 0 | 0 | 0 | 0 | 0 | 0 | 0 | 0 | 0 | 0 | 0 | 0 | 0 | 0
F7_Commercial_OR - Health_Existing_Water Heating_Natural Gas_Commercial Laundry - ENERGY STAR Washer_A_Achievable Economic UCT Potential | F7 | Commercial | OR - Health | Existing | Water Heating | Natural Gas | Commercial Laundry - ENERGY STAR Washer | A | Cumulative Energy Savings (MWh or mTherms) | Achievable Economic UCT Potential | 0 | 0 | 0.00045516 | 0.00099556 | 0.0016388 | 0.0023668 | 0.0031787 | 0.0041104 | 0.005115 | 0.0057134 | 0.0061501 | 0.0063347 | 0.0062829 | 0.0062406 | 0.0062094 | 0.0061759 | 0.0061496 | 0.0061286 | 0.0061122 | 0.006099 | 0.0060897 | 0.006083 | 0.0060783 | 0.0060749 | 0.0060704 | 0.0060692 | 0.0060683
F8_Commercial_OR - Health_Existing_Water Heating_Natural Gas_Commercial Laundry - ENERGY STAR Washer_A_Achievable Economic UCT Potential | F8 | Commercial | OR - Health | Existing | Water Heating | Natural Gas | Commercial Laundry - ENERGY STAR Washer | A | Cumulative Summer Peak Savings (MW) | Achievable Economic UCT Potential | 0 | 0 | 0 | 0 | 0 | 0 | 0 | 0 | 0 | 0 | 0 | 0 | 0 | 0 | 0 | 0 | 0 | 0 | 0 | 0 | 0 | 0 | 0 | 0 | 0 | 0 | 0
F9_Commercial_OR - Health_Existing_Water Heating_Natural Gas_Commercial Laundry - ENERGY STAR Washer_A_Achievable Economic UCT Potential | F9 | Commercial | OR - Health | Existing | Water Heating | Natural Gas | Commercial Laundry - ENERGY STAR Washer | A | Cumulative Winter Peak Savings (MW) | Achievable Economic UCT Potential | 0 | 0 | 0 | 0 | 0 | 0 | 0 | 0 | 0 | 0 | 0 | 0 | 0 | 0 | 0 | 0 | 0 | 0 | 0 | 0 | 0 | 0 | 0 | 0 | 0 | 0 | 0
F10_Commercial_OR - Health_Existing_Water Heating_Natural Gas_Commercial Laundry - ENERGY STAR Washer_A_Achievable Economic UCT Potential | F10 | Commercial | OR - Health | Existing | Water Heating | Natural Gas | Commercial Laundry - ENERGY STAR Washer | A | Purchases (Incremental) | Achievable Economic UCT Potential | 0 | 0 | 0.091521 | 0.11237 | 0.13751 | 0.15963 | 0.18208 | 0.21287 | 0.23352 | 0.14704 | 0.11244 | 0.055735 | 0 | 0 | 0 | 0 | 0 | 0 | 0 | 0 | 0 | 0 | 0 | 0 | 0 | 0 | 0
F11_Commercial_OR - Health_Existing_Water Heating_Natural Gas_Commercial Laundry - ENERGY STAR Washer_A_Achievable Economic UCT Potential | F11 | Commercial | OR - Health | Existing | Water Heating | Natural Gas | Commercial Laundry - ENERGY STAR Washer | A | Purchases (Cumulative) | Achievable Economic UCT Potential | 0 | 0 | 0.091521 | 0.2039 | 0.34141 | 0.50104 | 0.68312 | 0.89599 | 1.1295 | 1.2766 | 1.389 | 1.4447 | 1.4447 | 1.4447 | 1.4447 | 1.4447 | 1.4447 | 1.4447 | 1.4447 | 1.4447 | 1.4447 | 1.4447 | 1.4447 | 1.4447 | 1.4447 | 1.4447 | 1.4447
F1_Commercial_OR - Health_Existing_Water Heating_Natural Gas_Water Heater - Efficient Dishwasher_A_Achievable Economic UCT Potential | F1 | Commercial | OR - Health | Existing | Water Heating | Natural Gas | Water Heater - Efficient Dishwasher | A | Integrated Unit Energy Savings (kWh or therms) | Achievable Economic UCT Potential | 0 | 0 | 14.4001 | 14.1378 | 13.899 | 13.6778 | 13.4733 | 13.2828 | 13.1118 | 12.9589 | 12.8199 | 12.6953 | 12.5915 | 12.5068 | 12.4442 | 12.3771 | 12.3243 | 12.2824 | 12.2495 | 12.2231 | 12.2043 | 12.1909 | 12.1815 | 12.1747 | 12.1656 | 12.1633 | 12.1615
F2_Commercial_OR - Health_Existing_Water Heating_Natural Gas_Water Heater - Efficient Dishwasher_A_Achievable Economic UCT Potential | F2 | Commercial | OR - Health | Existing | Water Heating | Natural Gas | Water Heater - Efficient Dishwasher | A | Integrated Unit Summer Peak Savings (kW) | Achievable Economic UCT Potential | 0 | 0 | 0 | 0 | 0 | 0 | 0 | 0 | 0 | 0 | 0 | 0 | 0 | 0 | 0 | 0 | 0 | 0 | 0 | 0 | 0 | 0 | 0 | 0 | 0 | 0 | 0
F3_Commercial_OR - Health_Existing_Water Heating_Natural Gas_Water Heater - Efficient Dishwasher_A_Achievable Economic UCT Potential | F3 | Commercial | OR - Health | Existing | Water Heating | Natural Gas | Water Heater - Efficient Dishwasher | A | Integrated Unit Winter Peak Savings (kW) | Achievable Economic UCT Potential | 0 | 0 | 0 | 0 | 0 | 0 | 0 | 0 | 0 | 0 | 0 | 0 | 0 | 0 | 0 | 0 | 0 | 0 | 0 | 0 | 0 | 0 | 0 | 0 | 0 | 0 | 0
F4_Commercial_OR - Health_Existing_Water Heating_Natural Gas_Water Heater - Efficient Dishwasher_A_Achievable Economic UCT Potential | F4 | Commercial | OR - Health | Existing | Water Heating | Natural Gas | Water Heater - Efficient Dishwasher | A | Incremental Energy Savings (MWh or mTherms) | Achievable Economic UCT Potential | 0 | 0 | 0.042554 | 0.051298 | 0.061713 | 0.070499 | 0.079211 | 0.091298 | 0.098865 | 0.09982 | 0.09306 | 0.079215 | 0.060799 | 0.041444 | 0 | 0 | 0 | 0 | 0 | 0 | 0 | 0 | 0 | 0 | 0 | 0 | 0
F5_Commercial_OR - Health_Existing_Water Heating_Natural Gas_Water Heater - Efficient Dishwasher_A_Achievable Economic UCT Potential | F5 | Commercial | OR - Health | Existing | Water Heating | Natural Gas | Water Heater - Efficient Dishwasher | A | Incremental Summer Peak Savings (MW) | Achievable Economic UCT Potential | 0 | 0 | 0 | 0 | 0 | 0 | 0 | 0 | 0 | 0 | 0 | 0 | 0 | 0 | 0 | 0 | 0 | 0 | 0 | 0 | 0 | 0 | 0 | 0 | 0 | 0 | 0
F6_Commercial_OR - Health_Existing_Water Heating_Natural Gas_Water Heater - Efficient Dishwasher_A_Achievable Economic UCT Potential | F6 | Commercial | OR - Health | Existing | Water Heating | Natural Gas | Water Heater - Efficient Dishwasher | A | Incremental Winter Peak Savings (MW) | Achievable Economic UCT Potential | 0 | 0 | 0 | 0 | 0 | 0 | 0 | 0 | 0 | 0 | 0 | 0 | 0 | 0 | 0 | 0 | 0 | 0 | 0 | 0 | 0 | 0 | 0 | 0 | 0 | 0 | 0
F7_Commercial_OR - Health_Existing_Water Heating_Natural Gas_Water Heater - Efficient Dishwasher_A_Achievable Economic UCT Potential | F7 | Commercial | OR - Health | Existing | Water Heating | Natural Gas | Water Heater - Efficient Dishwasher | A | Cumulative Energy Savings (MWh or mTherms) | Achievable Economic UCT Potential | 0 | 0 | 0.042554 | 0.093077 | 0.15322 | 0.22128 | 0.29718 | 0.38428 | 0.47819 | 0.57244 | 0.65936 | 0.73216 | 0.78698 | 0.82313 | 0.81901 | 0.81459 | 0.81112 | 0.80836 | 0.80619 | 0.80445 | 0.80322 | 0.80234 | 0.80172 | 0.80127 | 0.80067 | 0.80052 | 0.8004
F8_Commercial_OR - Health_Existing_Water Heating_Natural Gas_Water Heater - Efficient Dishwasher_A_Achievable Economic UCT Potential | F8 | Commercial | OR - Health | Existing | Water Heating | Natural Gas | Water Heater - Efficient Dishwasher | A | Cumulative Summer Peak Savings (MW) | Achievable Economic UCT Potential | 0 | 0 | 0 | 0 | 0 | 0 | 0 | 0 | 0 | 0 | 0 | 0 | 0 | 0 | 0 | 0 | 0 | 0 | 0 | 0 | 0 | 0 | 0 | 0 | 0 | 0 | 0
F9_Commercial_OR - Health_Existing_Water Heating_Natural Gas_Water Heater - Efficient Dishwasher_A_Achievable Economic UCT Potential | F9 | Commercial | OR - Health | Existing | Water Heating | Natural Gas | Water Heater - Efficient Dishwasher | A | Cumulative Winter Peak Savings (MW) | Achievable Economic UCT Potential | 0 | 0 | 0 | 0 | 0 | 0 | 0 | 0 | 0 | 0 | 0 | 0 | 0 | 0 | 0 | 0 | 0 | 0 | 0 | 0 | 0 | 0 | 0 | 0 | 0 | 0 | 0
F10_Commercial_OR - Health_Existing_Water Heating_Natural Gas_Water Heater - Efficient Dishwasher_A_Achievable Economic UCT Potential | F10 | Commercial | OR - Health | Existing | Water Heating | Natural Gas | Water Heater - Efficient Dishwasher | A | Purchases (Incremental) | Achievable Economic UCT Potential | 0 | 0 | 2.9551 | 3.6284 | 4.4401 | 5.1543 | 5.8791 | 6.8734 | 7.5402 | 7.7028 | 7.259 | 6.2397 | 4.8286 | 3.3137 | 0 | 0 | 0 | 0 | 0 | 0 | 0 | 0 | 0 | 0 | 0 | 0 | 0
F11_Commercial_OR - Health_Existing_Water Heating_Natural Gas_Water Heater - Efficient Dishwasher_A_Achievable Economic UCT Potential | F11 | Commercial | OR - Health | Existing | Water Heating | Natural Gas | Water Heater - Efficient Dishwasher | A | Purchases (Cumulative) | Achievable Economic UCT Potential | 0 | 0 | 2.9551 | 6.5835 | 11.0236 | 16.1779 | 22.057 | 28.9303 | 36.4705 | 44.1734 | 51.4324 | 57.6721 | 62.5006 | 65.8144 | 65.8144 | 65.8144 | 65.8144 | 65.8144 | 65.8144 | 65.8144 | 65.8144 | 65.8144 | 65.8144 | 65.8144 | 65.8144 | 65.8144 | 65.8144
F1_Commercial_OR - Health_Existing_Water Heating_Natural Gas_Commercial Laundry - Alternative Dry-Cleaning Methods_A_Achievable Economic UCT Potential | F1 | Commercial | OR - Health | Existing | Water Heating | Natural Gas | Commercial Laundry - Alternative Dry-Cleaning Methods | A | Integrated Unit Energy Savings (kWh or therms) | Achievable Economic UCT Potential | 0 | 0 | 0 | 0 | 0 | 0 | 0 | 0 | 0 | 0 | 0 | 0 | 0 | 0 | 0 | 0 | 0 | 0 | 0 | 0 | 0 | 0 | 0 | 0 | 0 | 0 | 0
F2_Commercial_OR - Health_Existing_Water Heating_Natural Gas_Commercial Laundry - Alternative Dry-Cleaning Methods_A_Achievable Economic UCT Potential | F2 | Commercial | OR - Health | Existing | Water Heating | Natural Gas | Commercial Laundry - Alternative Dry-Cleaning Methods | A | Integrated Unit Summer Peak Savings (kW) | Achievable Economic UCT Potential | 0 | 0 | 0 | 0 | 0 | 0 | 0 | 0 | 0 | 0 | 0 | 0 | 0 | 0 | 0 | 0 | 0 | 0 | 0 | 0 | 0 | 0 | 0 | 0 | 0 | 0 | 0
F3_Commercial_OR - Health_Existing_Water Heating_Natural Gas_Commercial Laundry - Alternative Dry-Cleaning Methods_A_Achievable Economic UCT Potential | F3 | Commercial | OR - Health | Existing | Water Heating | Natural Gas | Commercial Laundry - Alternative Dry-Cleaning Methods | A | Integrated Unit Winter Peak Savings (kW) | Achievable Economic UCT Potential | 0 | 0 | 0 | 0 | 0 | 0 | 0 | 0 | 0 | 0 | 0 | 0 | 0 | 0 | 0 | 0 | 0 | 0 | 0 | 0 | 0 | 0 | 0 | 0 | 0 | 0 | 0
F4_Commercial_OR - Health_Existing_Water Heating_Natural Gas_Commercial Laundry - Alternative Dry-Cleaning Methods_A_Achievable Economic UCT Potential | F4 | Commercial | OR - Health | Existing | Water Heating | Natural Gas | Commercial Laundry - Alternative Dry-Cleaning Methods | A | Incremental Energy Savings (MWh or mTherms) | Achievable Economic UCT Potential | 0 | 0 | 0 | 0 | 0 | 0 | 0 | 0 | 0 | 0 | 0 | 0 | 0 | 0 | 0 | 0 | 0 | 0 | 0 | 0 | 0 | 0 | 0 | 0 | 0 | 0 | 0
F5_Commercial_OR - Health_Existing_Water Heating_Natural Gas_Commercial Laundry - Alternative Dry-Cleaning Methods_A_Achievable Economic UCT Potential | F5 | Commercial | OR - Health | Existing | Water Heating | Natural Gas | Commercial Laundry - Alternative Dry-Cleaning Methods | A | Incremental Summer Peak Savings (MW) | Achievable Economic UCT Potential | 0 | 0 | 0 | 0 | 0 | 0 | 0 | 0 | 0 | 0 | 0 | 0 | 0 | 0 | 0 | 0 | 0 | 0 | 0 | 0 | 0 | 0 | 0 | 0 | 0 | 0 | 0
F6_Commercial_OR - Health_Existing_Water Heating_Natural Gas_Commercial Laundry - Alternative Dry-Cleaning Methods_A_Achievable Economic UCT Potential | F6 | Commercial | OR - Health | Existing | Water Heating | Natural Gas | Commercial Laundry - Alternative Dry-Cleaning Methods | A | Incremental Winter Peak Savings (MW) | Achievable Economic UCT Potential | 0 | 0 | 0 | 0 | 0 | 0 | 0 | 0 | 0 | 0 | 0 | 0 | 0 | 0 | 0 | 0 | 0 | 0 | 0 | 0 | 0 | 0 | 0 | 0 | 0 | 0 | 0
F7_Commercial_OR - Health_Existing_Water Heating_Natural Gas_Commercial Laundry - Alternative Dry-Cleaning Methods_A_Achievable Economic UCT Potential | F7 | Commercial | OR - Health | Existing | Water Heating | Natural Gas | Commercial Laundry - Alternative Dry-Cleaning Methods | A | Cumulative Energy Savings (MWh or mTherms) | Achievable Economic UCT Potential | 0 | 0 | 0 | 0 | 0 | 0 | 0 | 0 | 0 | 0 | 0 | 0 | 0 | 0 | 0 | 0 | 0 | 0 | 0 | 0 | 0 | 0 | 0 | 0 | 0 | 0 | 0
F8_Commercial_OR - Health_Existing_Water Heating_Natural Gas_Commercial Laundry - Alternative Dry-Cleaning Methods_A_Achievable Economic UCT Potential | F8 | Commercial | OR - Health | Existing | Water Heating | Natural Gas | Commercial Laundry - Alternative Dry-Cleaning Methods | A | Cumulative Summer Peak Savings (MW) | Achievable Economic UCT Potential | 0 | 0 | 0 | 0 | 0 | 0 | 0 | 0 | 0 | 0 | 0 | 0 | 0 | 0 | 0 | 0 | 0 | 0 | 0 | 0 | 0 | 0 | 0 | 0 | 0 | 0 | 0
F9_Commercial_OR - Health_Existing_Water Heating_Natural Gas_Commercial Laundry - Alternative Dry-Cleaning Methods_A_Achievable Economic UCT Potential | F9 | Commercial | OR - Health | Existing | Water Heating | Natural Gas | Commercial Laundry - Alternative Dry-Cleaning Methods | A | Cumulative Winter Peak Savings (MW) | Achievable Economic UCT Potential | 0 | 0 | 0 | 0 | 0 | 0 | 0 | 0 | 0 | 0 | 0 | 0 | 0 | 0 | 0 | 0 | 0 | 0 | 0 | 0 | 0 | 0 | 0 | 0 | 0 | 0 | 0
F10_Commercial_OR - Health_Existing_Water Heating_Natural Gas_Commercial Laundry - Alternative Dry-Cleaning Methods_A_Achievable Economic UCT Potential | F10 | Commercial | OR - Health | Existing | Water Heating | Natural Gas | Commercial Laundry - Alternative Dry-Cleaning Methods | A | Purchases (Incremental) | Achievable Economic UCT Potential | 0 | 0 | 0 | 0 | 0 | 0 | 0 | 0 | 0 | 0 | 0 | 0 | 0 | 0 | 0 | 0 | 0 | 0 | 0 | 0 | 0 | 0 | 0 | 0 | 0 | 0 | 0
F11_Commercial_OR - Health_Existing_Water Heating_Natural Gas_Commercial Laundry - Alternative Dry-Cleaning Methods_A_Achievable Economic UCT Potential | F11 | Commercial | OR - Health | Existing | Water Heating | Natural Gas | Commercial Laundry - Alternative Dry-Cleaning Methods | A | Purchases (Cumulative) | Achievable Economic UCT Potential | 0 | 0 | 0 | 0 | 0 | 0 | 0 | 0 | 0 | 0 | 0 | 0 | 0 | 0 | 0 | 0 | 0 | 0 | 0 | 0 | 0 | 0 | 0 | 0 | 0 | 0 | 0
F1_Commercial_OR - Health_Existing_Space Heating_Natural Gas_Advanced Kitchen Ventilation Controls_A_Achievable Economic UCT Potential | F1 | Commercial | OR - Health | Existing | Space Heating | Natural Gas | Advanced Kitchen Ventilation Controls | A | Integrated Unit Energy Savings (kWh or therms) | Achievable Economic UCT Potential | 0 | 0 | 0.010723 | 0.010667 | 0.010603 | 0.010533 | 0.010456 | 0.010369 | 0.010271 | 0.010162 | 0.01004 | 0.0099083 | 0.0097683 | 0.0096246 | 0.0094828 | 0.0093486 | 0.0092272 | 0.0091259 | 0.0090461 | 0.0089798 | 0.0089297 | 0.0088845 | 0.0088603 | 0.0088373 | 0.0088153 | 0.0087943 | 0.008774
F2_Commercial_OR - Health_Existing_Space Heating_Natural Gas_Advanced Kitchen Ventilation Controls_A_Achievable Economic UCT Potential | F2 | Commercial | OR - Health | Existing | Space Heating | Natural Gas | Advanced Kitchen Ventilation Controls | A | Integrated Unit Summer Peak Savings (kW) | Achievable Economic UCT Potential | 0 | 0 | 0 | 0 | 0 | 0 | 0 | 0 | 0 | 0 | 0 | 0 | 0 | 0 | 0 | 0 | 0 | 0 | 0 | 0 | 0 | 0 | 0 | 0 | 0 | 0 | 0
F3_Commercial_OR - Health_Existing_Space Heating_Natural Gas_Advanced Kitchen Ventilation Controls_A_Achievable Economic UCT Potential | F3 | Commercial | OR - Health | Existing | Space Heating | Natural Gas | Advanced Kitchen Ventilation Controls | A | Integrated Unit Winter Peak Savings (kW) | Achievable Economic UCT Potential | 0 | 0 | 0 | 0 | 0 | 0 | 0 | 0 | 0 | 0 | 0 | 0 | 0 | 0 | 0 | 0 | 0 | 0 | 0 | 0 | 0 | 0 | 0 | 0 | 0 | 0 | 0
F4_Commercial_OR - Health_Existing_Space Heating_Natural Gas_Advanced Kitchen Ventilation Controls_A_Achievable Economic UCT Potential | F4 | Commercial | OR - Health | Existing | Space Heating | Natural Gas | Advanced Kitchen Ventilation Controls | A | Incremental Energy Savings (MWh or mTherms) | Achievable Economic UCT Potential | 0 | 0 | 0.053034 | 0.10829 | 0.10764 | 0.10694 | 0.10615 | 0.10527 | 0.10427 | 0.10316 | 0.10193 | 0.10059 | 0.099169 | 0.09771 | 0.09627 | 0.094908 | 0.093675 | 0.047511 | 1.6455e-17 | 1.7968e-16 | 0 | 0 | 0 | 0 | 0 | 0 | 0
F5_Commercial_OR - Health_Existing_Space Heating_Natural Gas_Advanced Kitchen Ventilation Controls_A_Achievable Economic UCT Potential | F5 | Commercial | OR - Health | Existing | Space Heating | Natural Gas | Advanced Kitchen Ventilation Controls | A | Incremental Summer Peak Savings (MW) | Achievable Economic UCT Potential | 0 | 0 | 0 | 0 | 0 | 0 | 0 | 0 | 0 | 0 | 0 | 0 | 0 | 0 | 0 | 0 | 0 | 0 | 0 | 0 | 0 | 0 | 0 | 0 | 0 | 0 | 0
F6_Commercial_OR - Health_Existing_Space Heating_Natural Gas_Advanced Kitchen Ventilation Controls_A_Achievable Economic UCT Potential | F6 | Commercial | OR - Health | Existing | Space Heating | Natural Gas | Advanced Kitchen Ventilation Controls | A | Incremental Winter Peak Savings (MW) | Achievable Economic UCT Potential | 0 | 0 | 0 | 0 | 0 | 0 | 0 | 0 | 0 | 0 | 0 | 0 | 0 | 0 | 0 | 0 | 0 | 0 | 0 | 0 | 0 | 0 | 0 | 0 | 0 | 0 | 0
F7_Commercial_OR - Health_Existing_Space Heating_Natural Gas_Advanced Kitchen Ventilation Controls_A_Achievable Economic UCT Potential | F7 | Commercial | OR - Health | Existing | Space Heating | Natural Gas | Advanced Kitchen Ventilation Controls | A | Cumulative Energy Savings (MWh or mTherms) | Achievable Economic UCT Potential | 0 | 0 | 0.053034 | 0.16104 | 0.26773 | 0.3729 | 0.47631 | 0.57761 | 0.67644 | 0.77241 | 0.86512 | 0.95432 | 1.04 | 1.1224 | 1.2021 | 1.28 | 1.3571 | 1.3897 | 1.3776 | 1.3675 | 1.3598 | 1.353 | 1.3493 | 1.3458 | 1.3424 | 1.3392 | 1.3361
F8_Commercial_OR - Health_Existing_Space Heating_Natural Gas_Advanced Kitchen Ventilation Controls_A_Achievable Economic UCT Potential | F8 | Commercial | OR - Health | Existing | Space Heating | Natural Gas | Advanced Kitchen Ventilation Controls | A | Cumulative Summer Peak Savings (MW) | Achievable Economic UCT Potential | 0 | 0 | 0 | 0 | 0 | 0 | 0 | 0 | 0 | 0 | 0 | 0 | 0 | 0 | 0 | 0 | 0 | 0 | 0 | 0 | 0 | 0 | 0 | 0 | 0 | 0 | 0
F9_Commercial_OR - Health_Existing_Space Heating_Natural Gas_Advanced Kitchen Ventilation Controls_A_Achievable Economic UCT Potential | F9 | Commercial | OR - Health | Existing | Space Heating | Natural Gas | Advanced Kitchen Ventilation Controls | A | Cumulative Winter Peak Savings (MW) | Achievable Economic UCT Potential | 0 | 0 | 0 | 0 | 0 | 0 | 0 | 0 | 0 | 0 | 0 | 0 | 0 | 0 | 0 | 0 | 0 | 0 | 0 | 0 | 0 | 0 | 0 | 0 | 0 | 0 | 0
F10_Commercial_OR - Health_Existing_Space Heating_Natural Gas_Advanced Kitchen Ventilation Controls_A_Achievable Economic UCT Potential | F10 | Commercial | OR - Health | Existing | Space Heating | Natural Gas | Advanced Kitchen Ventilation Controls | A | Purchases (Incremental) | Achievable Economic UCT Potential | 0 | 0 | 4945.9157 | 10152.1427 | 10152.1427 | 10152.1427 | 10152.1427 | 10152.1427 | 10152.1427 | 10152.1427 | 10152.1427 | 10152.1427 | 10152.1427 | 10152.1427 | 10152.1427 | 10152.1427 | 10152.1427 | 5206.227 | 1.819e-12 | 2.0009e-11 | 0 | 0 | 0 | 0 | 0 | 0 | 0
F11_Commercial_OR - Health_Existing_Space Heating_Natural Gas_Advanced Kitchen Ventilation Controls_A_Achievable Economic UCT Potential | F11 | Commercial | OR - Health | Existing | Space Heating | Natural Gas | Advanced Kitchen Ventilation Controls | A | Purchases (Cumulative) | Achievable Economic UCT Potential | 0 | 0 | 4945.9157 | 15098.0583 | 25250.201 | 35402.3437 | 45554.4863 | 55706.629 | 65858.7717 | 76010.9143 | 86163.057 | 96315.1997 | 106467.3423 | 116619.485 | 126771.6277 | 136923.7703 | 147075.913 | 152282.14 | 152282.14 | 152282.14 | 152282.14 | 152282.14 | 152282.14 | 152282.14 | 152282.14 | 152282.14 | 152282.14
F1_Commercial_OR - Health_Existing_Space Heating_Natural Gas_Infiltration Control - Loading Dock Sealing_A_Achievable Economic UCT Potential | F1 | Commercial | OR - Health | Existing | Space Heating | Natural Gas | Infiltration Control - Loading Dock Sealing | A | Integrated Unit Energy Savings (kWh or therms) | Achievable Economic UCT Potential | 0 | 0 | 56.264 | 55.677 | 55.0213 | 54.3088 | 53.5242 | 52.6502 | 51.6802 | 50.6126 | 49.4535 | 48.2221 | 46.9746 | 45.7386 | 44.5445 | 43.4252 | 42.4202 | 41.6095 | 40.9994 | 40.4989 | 40.1367 | 39.8068 | 39.6982 | 39.5948 | 39.4962 | 39.4017 | 39.311
F2_Commercial_OR - Health_Existing_Space Heating_Natural Gas_Infiltration Control - Loading Dock Sealing_A_Achievable Economic UCT Potential | F2 | Commercial | OR - Health | Existing | Space Heating | Natural Gas | Infiltration Control - Loading Dock Sealing | A | Integrated Unit Summer Peak Savings (kW) | Achievable Economic UCT Potential | 0 | 0 | 0 | 0 | 0 | 0 | 0 | 0 | 0 | 0 | 0 | 0 | 0 | 0 | 0 | 0 | 0 | 0 | 0 | 0 | 0 | 0 | 0 | 0 | 0 | 0 | 0
F3_Commercial_OR - Health_Existing_Space Heating_Natural Gas_Infiltration Control - Loading Dock Sealing_A_Achievable Economic UCT Potential | F3 | Commercial | OR - Health | Existing | Space Heating | Natural Gas | Infiltration Control - Loading Dock Sealing | A | Integrated Unit Winter Peak Savings (kW) | Achievable Economic UCT Potential | 0 | 0 | 0 | 0 | 0 | 0 | 0 | 0 | 0 | 0 | 0 | 0 | 0 | 0 | 0 | 0 | 0 | 0 | 0 | 0 | 0 | 0 | 0 | 0 | 0 | 0 | 0
F4_Commercial_OR - Health_Existing_Space Heating_Natural Gas_Infiltration Control - Loading Dock Sealing_A_Achievable Economic UCT Potential | F4 | Commercial | OR - Health | Existing | Space Heating | Natural Gas | Infiltration Control - Loading Dock Sealing | A | Incremental Energy Savings (MWh or mTherms) | Achievable Economic UCT Potential | 0 | 0 | 0 | 0 | 0 | 0 | 0 | 0 | 0 | 0 | 0 | 0 | 0 | 0 | 0 | 0 | 0 | 0 | 0 | 0 | 0 | 0 | 0 | 0 | 0 | 0 | 0
F5_Commercial_OR - Health_Existing_Space Heating_Natural Gas_Infiltration Control - Loading Dock Sealing_A_Achievable Economic UCT Potential | F5 | Commercial | OR - Health | Existing | Space Heating | Natural Gas | Infiltration Control - Loading Dock Sealing | A | Incremental Summer Peak Savings (MW) | Achievable Economic UCT Potential | 0 | 0 | 0 | 0 | 0 | 0 | 0 | 0 | 0 | 0 | 0 | 0 | 0 | 0 | 0 | 0 | 0 | 0 | 0 | 0 | 0 | 0 | 0 | 0 | 0 | 0 | 0
F6_Commercial_OR - Health_Existing_Space Heating_Natural Gas_Infiltration Control - Loading Dock Sealing_A_Achievable Economic UCT Potential | F6 | Commercial | OR - Health | Existing | Space Heating | Natural Gas | Infiltration Control - Loading Dock Sealing | A | Incremental Winter Peak Savings (MW) | Achievable Economic UCT Potential | 0 | 0 | 0 | 0 | 0 | 0 | 0 | 0 | 0 | 0 | 0 | 0 | 0 | 0 | 0 | 0 | 0 | 0 | 0 | 0 | 0 | 0 | 0 | 0 | 0 | 0 | 0
F7_Commercial_OR - Health_Existing_Space Heating_Natural Gas_Infiltration Control - Loading Dock Sealing_A_Achievable Economic UCT Potential | F7 | Commercial | OR - Health | Existing | Space Heating | Natural Gas | Infiltration Control - Loading Dock Sealing | A | Cumulative Energy Savings (MWh or mTherms) | Achievable Economic UCT Potential | 0 | 0 | 0 | 0 | 0 | 0 | 0 | 0 | 0 | 0 | 0 | 0 | 0 | 0 | 0 | 0 | 0 | 0 | 0 | 0 | 0 | 0 | 0 | 0 | 0 | 0 | 0
F8_Commercial_OR - Health_Existing_Space Heating_Natural Gas_Infiltration Control - Loading Dock Sealing_A_Achievable Economic UCT Potential | F8 | Commercial | OR - Health | Existing | Space Heating | Natural Gas | Infiltration Control - Loading Dock Sealing | A | Cumulative Summer Peak Savings (MW) | Achievable Economic UCT Potential | 0 | 0 | 0 | 0 | 0 | 0 | 0 | 0 | 0 | 0 | 0 | 0 | 0 | 0 | 0 | 0 | 0 | 0 | 0 | 0 | 0 | 0 | 0 | 0 | 0 | 0 | 0
F9_Commercial_OR - Health_Existing_Space Heating_Natural Gas_Infiltration Control - Loading Dock Sealing_A_Achievable Economic UCT Potential | F9 | Commercial | OR - Health | Existing | Space Heating | Natural Gas | Infiltration Control - Loading Dock Sealing | A | Cumulative Winter Peak Savings (MW) | Achievable Economic UCT Potential | 0 | 0 | 0 | 0 | 0 | 0 | 0 | 0 | 0 | 0 | 0 | 0 | 0 | 0 | 0 | 0 | 0 | 0 | 0 | 0 | 0 | 0 | 0 | 0 | 0 | 0 | 0
F10_Commercial_OR - Health_Existing_Space Heating_Natural Gas_Infiltration Control - Loading Dock Sealing_A_Achievable Economic UCT Potential | F10 | Commercial | OR - Health | Existing | Space Heating | Natural Gas | Infiltration Control - Loading Dock Sealing | A | Purchases (Incremental) | Achievable Economic UCT Potential | 0 | 0 | 0 | 0 | 0 | 0 | 0 | 0 | 0 | 0 | 0 | 0 | 0 | 0 | 0 | 0 | 0 | 0 | 0 | 0 | 0 | 0 | 0 | 0 | 0 | 0 | 0
F11_Commercial_OR - Health_Existing_Space Heating_Natural Gas_Infiltration Control - Loading Dock Sealing_A_Achievable Economic UCT Potential | F11 | Commercial | OR - Health | Existing | Space Heating | Natural Gas | Infiltration Control - Loading Dock Sealing | A | Purchases (Cumulative) | Achievable Economic UCT Potential | 0 | 0 | 0 | 0 | 0 | 0 | 0 | 0 | 0 | 0 | 0 | 0 | 0 | 0 | 0 | 0 | 0 | 0 | 0 | 0 | 0 | 0 | 0 | 0 | 0 | 0 | 0
F1_Commercial_OR - Health_Existing_Space Heating_Natural Gas_Greenhouse Heat Curtain_A_Achievable Economic UCT Potential | F1 | Commercial | OR - Health | Existing | Space Heating | Natural Gas | Greenhouse Heat Curtain | A | Integrated Unit Energy Savings (kWh or therms) | Achievable Economic UCT Potential | 0 | 0 | 49.2565 | 48.975 | 48.6469 | 48.2791 | 47.8603 | 47.3788 | 46.8262 | 46.1964 | 45.4878 | 44.7095 | 43.8811 | 43.0305 | 42.1938 | 41.4078 | 40.7043 | 40.1284 | 39.6871 | 39.3308 | 39.0847 | 38.8633 | 38.7575 | 38.6567 | 38.5605 | 38.4684 | 38.38
F2_Commercial_OR - Health_Existing_Space Heating_Natural Gas_Greenhouse Heat Curtain_A_Achievable Economic UCT Potential | F2 | Commercial | OR - Health | Existing | Space Heating | Natural Gas | Greenhouse Heat Curtain | A | Integrated Unit Summer Peak Savings (kW) | Achievable Economic UCT Potential | 0 | 0 | 0 | 0 | 0 | 0 | 0 | 0 | 0 | 0 | 0 | 0 | 0 | 0 | 0 | 0 | 0 | 0 | 0 | 0 | 0 | 0 | 0 | 0 | 0 | 0 | 0
F3_Commercial_OR - Health_Existing_Space Heating_Natural Gas_Greenhouse Heat Curtain_A_Achievable Economic UCT Potential | F3 | Commercial | OR - Health | Existing | Space Heating | Natural Gas | Greenhouse Heat Curtain | A | Integrated Unit Winter Peak Savings (kW) | Achievable Economic UCT Potential | 0 | 0 | 0 | 0 | 0 | 0 | 0 | 0 | 0 | 0 | 0 | 0 | 0 | 0 | 0 | 0 | 0 | 0 | 0 | 0 | 0 | 0 | 0 | 0 | 0 | 0 | 0
F4_Commercial_OR - Health_Existing_Space Heating_Natural Gas_Greenhouse Heat Curtain_A_Achievable Economic UCT Potential | F4 | Commercial | OR - Health | Existing | Space Heating | Natural Gas | Greenhouse Heat Curtain | A | Incremental Energy Savings (MWh or mTherms) | Achievable Economic UCT Potential | 0 | 0 | 0 | 0 | 0 | 0 | 0 | 0 | 0 | 0 | 0 | 0 | 0 | 0 | 0 | 0 | 0 | 0 | 0 | 0 | 0 | 0 | 0 | 0 | 0 | 0 | 0
F5_Commercial_OR - Health_Existing_Space Heating_Natural Gas_Greenhouse Heat Curtain_A_Achievable Economic UCT Potential | F5 | Commercial | OR - Health | Existing | Space Heating | Natural Gas | Greenhouse Heat Curtain | A | Incremental Summer Peak Savings (MW) | Achievable Economic UCT Potential | 0 | 0 | 0 | 0 | 0 | 0 | 0 | 0 | 0 | 0 | 0 | 0 | 0 | 0 | 0 | 0 | 0 | 0 | 0 | 0 | 0 | 0 | 0 | 0 | 0 | 0 | 0
F6_Commercial_OR - Health_Existing_Space Heating_Natural Gas_Greenhouse Heat Curtain_A_Achievable Economic UCT Potential | F6 | Commercial | OR - Health | Existing | Space Heating | Natural Gas | Greenhouse Heat Curtain | A | Incremental Winter Peak Savings (MW) | Achievable Economic UCT Potential | 0 | 0 | 0 | 0 | 0 | 0 | 0 | 0 | 0 | 0 | 0 | 0 | 0 | 0 | 0 | 0 | 0 | 0 | 0 | 0 | 0 | 0 | 0 | 0 | 0 | 0 | 0
F7_Commercial_OR - Health_Existing_Space Heating_Natural Gas_Greenhouse Heat Curtain_A_Achievable Economic UCT Potential | F7 | Commercial | OR - Health | Existing | Space Heating | Natural Gas | Greenhouse Heat Curtain | A | Cumulative Energy Savings (MWh or mTherms) | Achievable Economic UCT Potential | 0 | 0 | 0 | 0 | 0 | 0 | 0 | 0 | 0 | 0 | 0 | 0 | 0 | 0 | 0 | 0 | 0 | 0 | 0 | 0 | 0 | 0 | 0 | 0 | 0 | 0 | 0
F8_Commercial_OR - Health_Existing_Space Heating_Natural Gas_Greenhouse Heat Curtain_A_Achievable Economic UCT Potential | F8 | Commercial | OR - Health | Existing | Space Heating | Natural Gas | Greenhouse Heat Curtain | A | Cumulative Summer Peak Savings (MW) | Achievable Economic UCT Potential | 0 | 0 | 0 | 0 | 0 | 0 | 0 | 0 | 0 | 0 | 0 | 0 | 0 | 0 | 0 | 0 | 0 | 0 | 0 | 0 | 0 | 0 | 0 | 0 | 0 | 0 | 0
F9_Commercial_OR - Health_Existing_Space Heating_Natural Gas_Greenhouse Heat Curtain_A_Achievable Economic UCT Potential | F9 | Commercial | OR - Health | Existing | Space Heating | Natural Gas | Greenhouse Heat Curtain | A | Cumulative Winter Peak Savings (MW) | Achievable Economic UCT Potential | 0 | 0 | 0 | 0 | 0 | 0 | 0 | 0 | 0 | 0 | 0 | 0 | 0 | 0 | 0 | 0 | 0 | 0 | 0 | 0 | 0 | 0 | 0 | 0 | 0 | 0 | 0
F10_Commercial_OR - Health_Existing_Space Heating_Natural Gas_Greenhouse Heat Curtain_A_Achievable Economic UCT Potential | F10 | Commercial | OR - Health | Existing | Space Heating | Natural Gas | Greenhouse Heat Curtain | A | Purchases (Incremental) | Achievable Economic UCT Potential | 0 | 0 | 0 | 0 | 0 | 0 | 0 | 0 | 0 | 0 | 0 | 0 | 0 | 0 | 0 | 0 | 0 | 0 | 0 | 0 | 0 | 0 | 0 | 0 | 0 | 0 | 0
F11_Commercial_OR - Health_Existing_Space Heating_Natural Gas_Greenhouse Heat Curtain_A_Achievable Economic UCT Potential | F11 | Commercial | OR - Health | Existing | Space Heating | Natural Gas | Greenhouse Heat Curtain | A | Purchases (Cumulative) | Achievable Economic UCT Potential | 0 | 0 | 0 | 0 | 0 | 0 | 0 | 0 | 0 | 0 | 0 | 0 | 0 | 0 | 0 | 0 | 0 | 0 | 0 | 0 | 0 | 0 | 0 | 0 | 0 | 0 | 0
F1_Commercial_OR - Health_Existing_Space Heating_Natural Gas_Ventilation - Parking Garages, Demand Controlled_A_Achievable Economic UCT Potential | F1 | Commercial | OR - Health | Existing | Space Heating | Natural Gas | Ventilation - Parking Garages, Demand Controlled | A | Integrated Unit Energy Savings (kWh or therms) | Achievable Economic UCT Potential | 0 | 0 | 0 | 0 | 0 | 0 | 0 | 0 | 0 | 0 | 0 | 0 | 0 | 0 | 0 | 0 | 0 | 0 | 0 | 0 | 0 | 0 | 0 | 0 | 0 | 0 | 0
F2_Commercial_OR - Health_Existing_Space Heating_Natural Gas_Ventilation - Parking Garages, Demand Controlled_A_Achievable Economic UCT Potential | F2 | Commercial | OR - Health | Existing | Space Heating | Natural Gas | Ventilation - Parking Garages, Demand Controlled | A | Integrated Unit Summer Peak Savings (kW) | Achievable Economic UCT Potential | 0 | 0 | 0 | 0 | 0 | 0 | 0 | 0 | 0 | 0 | 0 | 0 | 0 | 0 | 0 | 0 | 0 | 0 | 0 | 0 | 0 | 0 | 0 | 0 | 0 | 0 | 0
F3_Commercial_OR - Health_Existing_Space Heating_Natural Gas_Ventilation - Parking Garages, Demand Controlled_A_Achievable Economic UCT Potential | F3 | Commercial | OR - Health | Existing | Space Heating | Natural Gas | Ventilation - Parking Garages, Demand Controlled | A | Integrated Unit Winter Peak Savings (kW) | Achievable Economic UCT Potential | 0 | 0 | 0 | 0 | 0 | 0 | 0 | 0 | 0 | 0 | 0 | 0 | 0 | 0 | 0 | 0 | 0 | 0 | 0 | 0 | 0 | 0 | 0 | 0 | 0 | 0 | 0
F4_Commercial_OR - Health_Existing_Space Heating_Natural Gas_Ventilation - Parking Garages, Demand Controlled_A_Achievable Economic UCT Potential | F4 | Commercial | OR - Health | Existing | Space Heating | Natural Gas | Ventilation - Parking Garages, Demand Controlled | A | Incremental Energy Savings (MWh or mTherms) | Achievable Economic UCT Potential | 0 | 0 | 0 | 0 | 0 | 0 | 0 | 0 | 0 | 0 | 0 | 0 | 0 | 0 | 0 | 0 | 0 | 0 | 0 | 0 | 0 | 0 | 0 | 0 | 0 | 0 | 0
F5_Commercial_OR - Health_Existing_Space Heating_Natural Gas_Ventilation - Parking Garages, Demand Controlled_A_Achievable Economic UCT Potential | F5 | Commercial | OR - Health | Existing | Space Heating | Natural Gas | Ventilation - Parking Garages, Demand Controlled | A | Incremental Summer Peak Savings (MW) | Achievable Economic UCT Potential | 0 | 0 | 0 | 0 | 0 | 0 | 0 | 0 | 0 | 0 | 0 | 0 | 0 | 0 | 0 | 0 | 0 | 0 | 0 | 0 | 0 | 0 | 0 | 0 | 0 | 0 | 0
F6_Commercial_OR - Health_Existing_Space Heating_Natural Gas_Ventilation - Parking Garages, Demand Controlled_A_Achievable Economic UCT Potential | F6 | Commercial | OR - Health | Existing | Space Heating | Natural Gas | Ventilation - Parking Garages, Demand Controlled | A | Incremental Winter Peak Savings (MW) | Achievable Economic UCT Potential | 0 | 0 | 0 | 0 | 0 | 0 | 0 | 0 | 0 | 0 | 0 | 0 | 0 | 0 | 0 | 0 | 0 | 0 | 0 | 0 | 0 | 0 | 0 | 0 | 0 | 0 | 0
F7_Commercial_OR - Health_Existing_Space Heating_Natural Gas_Ventilation - Parking Garages, Demand Controlled_A_Achievable Economic UCT Potential | F7 | Commercial | OR - Health | Existing | Space Heating | Natural Gas | Ventilation - Parking Garages, Demand Controlled | A | Cumulative Energy Savings (MWh or mTherms) | Achievable Economic UCT Potential | 0 | 0 | 0 | 0 | 0 | 0 | 0 | 0 | 0 | 0 | 0 | 0 | 0 | 0 | 0 | 0 | 0 | 0 | 0 | 0 | 0 | 0 | 0 | 0 | 0 | 0 | 0
F8_Commercial_OR - Health_Existing_Space Heating_Natural Gas_Ventilation - Parking Garages, Demand Controlled_A_Achievable Economic UCT Potential | F8 | Commercial | OR - Health | Existing | Space Heating | Natural Gas | Ventilation - Parking Garages, Demand Controlled | A | Cumulative Summer Peak Savings (MW) | Achievable Economic UCT Potential | 0 | 0 | 0 | 0 | 0 | 0 | 0 | 0 | 0 | 0 | 0 | 0 | 0 | 0 | 0 | 0 | 0 | 0 | 0 | 0 | 0 | 0 | 0 | 0 | 0 | 0 | 0
F9_Commercial_OR - Health_Existing_Space Heating_Natural Gas_Ventilation - Parking Garages, Demand Controlled_A_Achievable Economic UCT Potential | F9 | Commercial | OR - Health | Existing | Space Heating | Natural Gas | Ventilation - Parking Garages, Demand Controlled | A | Cumulative Winter Peak Savings (MW) | Achievable Economic UCT Potential | 0 | 0 | 0 | 0 | 0 | 0 | 0 | 0 | 0 | 0 | 0 | 0 | 0 | 0 | 0 | 0 | 0 | 0 | 0 | 0 | 0 | 0 | 0 | 0 | 0 | 0 | 0
F10_Commercial_OR - Health_Existing_Space Heating_Natural Gas_Ventilation - Parking Garages, Demand Controlled_A_Achievable Economic UCT Potential | F10 | Commercial | OR - Health | Existing | Space Heating | Natural Gas | Ventilation - Parking Garages, Demand Controlled | A | Purchases (Incremental) | Achievable Economic UCT Potential | 0 | 0 | 0 | 0 | 0 | 0 | 0 | 0 | 0 | 0 | 0 | 0 | 0 | 0 | 0 | 0 | 0 | 0 | 0 | 0 | 0 | 0 | 0 | 0 | 0 | 0 | 0
F11_Commercial_OR - Health_Existing_Space Heating_Natural Gas_Ventilation - Parking Garages, Demand Controlled_A_Achievable Economic UCT Potential | F11 | Commercial | OR - Health | Existing | Space Heating | Natural Gas | Ventilation - Parking Garages, Demand Controlled | A | Purchases (Cumulative) | Achievable Economic UCT Potential | 0 | 0 | 0 | 0 | 0 | 0 | 0 | 0 | 0 | 0 | 0 | 0 | 0 | 0 | 0 | 0 | 0 | 0 | 0 | 0 | 0 | 0 | 0 | 0 | 0 | 0 | 0
F1_Commercial_OR - Health_Existing_Miscellaneous_Natural Gas_Pool Heater - Night Covers_A_Achievable Economic UCT Potential | F1 | Commercial | OR - Health | Existing | Miscellaneous | Natural Gas | Pool Heater - Night Covers | A | Integrated Unit Energy Savings (kWh or therms) | Achievable Economic UCT Potential | 0 | 0 | 0 | 0 | 0 | 0 | 0 | 0 | 0 | 0 | 0 | 0 | 0 | 0 | 0 | 0 | 0 | 0 | 0 | 0 | 0 | 0 | 0 | 0 | 0 | 0 | 0
F2_Commercial_OR - Health_Existing_Miscellaneous_Natural Gas_Pool Heater - Night Covers_A_Achievable Economic UCT Potential | F2 | Commercial | OR - Health | Existing | Miscellaneous | Natural Gas | Pool Heater - Night Covers | A | Integrated Unit Summer Peak Savings (kW) | Achievable Economic UCT Potential | 0 | 0 | 0 | 0 | 0 | 0 | 0 | 0 | 0 | 0 | 0 | 0 | 0 | 0 | 0 | 0 | 0 | 0 | 0 | 0 | 0 | 0 | 0 | 0 | 0 | 0 | 0
F3_Commercial_OR - Health_Existing_Miscellaneous_Natural Gas_Pool Heater - Night Covers_A_Achievable Economic UCT Potential | F3 | Commercial | OR - Health | Existing | Miscellaneous | Natural Gas | Pool Heater - Night Covers | A | Integrated Unit Winter Peak Savings (kW) | Achievable Economic UCT Potential | 0 | 0 | 0 | 0 | 0 | 0 | 0 | 0 | 0 | 0 | 0 | 0 | 0 | 0 | 0 | 0 | 0 | 0 | 0 | 0 | 0 | 0 | 0 | 0 | 0 | 0 | 0
F4_Commercial_OR - Health_Existing_Miscellaneous_Natural Gas_Pool Heater - Night Covers_A_Achievable Economic UCT Potential | F4 | Commercial | OR - Health | Existing | Miscellaneous | Natural Gas | Pool Heater - Night Covers | A | Incremental Energy Savings (MWh or mTherms) | Achievable Economic UCT Potential | 0 | 0 | 0 | 0 | 0 | 0 | 0 | 0 | 0 | 0 | 0 | 0 | 0 | 0 | 0 | 0 | 0 | 0 | 0 | 0 | 0 | 0 | 0 | 0 | 0 | 0 | 0
F5_Commercial_OR - Health_Existing_Miscellaneous_Natural Gas_Pool Heater - Night Covers_A_Achievable Economic UCT Potential | F5 | Commercial | OR - Health | Existing | Miscellaneous | Natural Gas | Pool Heater - Night Covers | A | Incremental Summer Peak Savings (MW) | Achievable Economic UCT Potential | 0 | 0 | 0 | 0 | 0 | 0 | 0 | 0 | 0 | 0 | 0 | 0 | 0 | 0 | 0 | 0 | 0 | 0 | 0 | 0 | 0 | 0 | 0 | 0 | 0 | 0 | 0
F6_Commercial_OR - Health_Existing_Miscellaneous_Natural Gas_Pool Heater - Night Covers_A_Achievable Economic UCT Potential | F6 | Commercial | OR - Health | Existing | Miscellaneous | Natural Gas | Pool Heater - Night Covers | A | Incremental Winter Peak Savings (MW) | Achievable Economic UCT Potential | 0 | 0 | 0 | 0 | 0 | 0 | 0 | 0 | 0 | 0 | 0 | 0 | 0 | 0 | 0 | 0 | 0 | 0 | 0 | 0 | 0 | 0 | 0 | 0 | 0 | 0 | 0
F7_Commercial_OR - Health_Existing_Miscellaneous_Natural Gas_Pool Heater - Night Covers_A_Achievable Economic UCT Potential | F7 | Commercial | OR - Health | Existing | Miscellaneous | Natural Gas | Pool Heater - Night Covers | A | Cumulative Energy Savings (MWh or mTherms) | Achievable Economic UCT Potential | 0 | 0 | 0 | 0 | 0 | 0 | 0 | 0 | 0 | 0 | 0 | 0 | 0 | 0 | 0 | 0 | 0 | 0 | 0 | 0 | 0 | 0 | 0 | 0 | 0 | 0 | 0
F8_Commercial_OR - Health_Existing_Miscellaneous_Natural Gas_Pool Heater - Night Covers_A_Achievable Economic UCT Potential | F8 | Commercial | OR - Health | Existing | Miscellaneous | Natural Gas | Pool Heater - Night Covers | A | Cumulative Summer Peak Savings (MW) | Achievable Economic UCT Potential | 0 | 0 | 0 | 0 | 0 | 0 | 0 | 0 | 0 | 0 | 0 | 0 | 0 | 0 | 0 | 0 | 0 | 0 | 0 | 0 | 0 | 0 | 0 | 0 | 0 | 0 | 0
F9_Commercial_OR - Health_Existing_Miscellaneous_Natural Gas_Pool Heater - Night Covers_A_Achievable Economic UCT Potential | F9 | Commercial | OR - Health | Existing | Miscellaneous | Natural Gas | Pool Heater - Night Covers | A | Cumulative Winter Peak Savings (MW) | Achievable Economic UCT Potential | 0 | 0 | 0 | 0 | 0 | 0 | 0 | 0 | 0 | 0 | 0 | 0 | 0 | 0 | 0 | 0 | 0 | 0 | 0 | 0 | 0 | 0 | 0 | 0 | 0 | 0 | 0
F10_Commercial_OR - Health_Existing_Miscellaneous_Natural Gas_Pool Heater - Night Covers_A_Achievable Economic UCT Potential | F10 | Commercial | OR - Health | Existing | Miscellaneous | Natural Gas | Pool Heater - Night Covers | A | Purchases (Incremental) | Achievable Economic UCT Potential | 0 | 0 | 0 | 0 | 0 | 0 | 0 | 0 | 0 | 0 | 0 | 0 | 0 | 0 | 0 | 0 | 0 | 0 | 0 | 0 | 0 | 0 | 0 | 0 | 0 | 0 | 0
F11_Commercial_OR - Health_Existing_Miscellaneous_Natural Gas_Pool Heater - Night Covers_A_Achievable Economic UCT Potential | F11 | Commercial | OR - Health | Existing | Miscellaneous | Natural Gas | Pool Heater - Night Covers | A | Purchases (Cumulative) | Achievable Economic UCT Potential | 0 | 0 | 0 | 0 | 0 | 0 | 0 | 0 | 0 | 0 | 0 | 0 | 0 | 0 | 0 | 0 | 0 | 0 | 0 | 0 | 0 | 0 | 0 | 0 | 0 | 0 | 0
F1_Commercial_OR - Health_Existing_Space Heating_Natural Gas_Advanced New Construction Designs_A_Achievable Economic UCT Potential | F1 | Commercial | OR - Health | Existing | Space Heating | Natural Gas | Advanced New Construction Designs | A | Integrated Unit Energy Savings (kWh or therms) | Achievable Economic UCT Potential | 0 | 0 | 0 | 0 | 0 | 0 | 0 | 0 | 0 | 0 | 0 | 0 | 0 | 0 | 0 | 0 | 0 | 0 | 0 | 0 | 0 | 0 | 0 | 0 | 0 | 0 | 0
F2_Commercial_OR - Health_Existing_Space Heating_Natural Gas_Advanced New Construction Designs_A_Achievable Economic UCT Potential | F2 | Commercial | OR - Health | Existing | Space Heating | Natural Gas | Advanced New Construction Designs | A | Integrated Unit Summer Peak Savings (kW) | Achievable Economic UCT Potential | 0 | 0 | 0 | 0 | 0 | 0 | 0 | 0 | 0 | 0 | 0 | 0 | 0 | 0 | 0 | 0 | 0 | 0 | 0 | 0 | 0 | 0 | 0 | 0 | 0 | 0 | 0
F3_Commercial_OR - Health_Existing_Space Heating_Natural Gas_Advanced New Construction Designs_A_Achievable Economic UCT Potential | F3 | Commercial | OR - Health | Existing | Space Heating | Natural Gas | Advanced New Construction Designs | A | Integrated Unit Winter Peak Savings (kW) | Achievable Economic UCT Potential | 0 | 0 | 0 | 0 | 0 | 0 | 0 | 0 | 0 | 0 | 0 | 0 | 0 | 0 | 0 | 0 | 0 | 0 | 0 | 0 | 0 | 0 | 0 | 0 | 0 | 0 | 0
F4_Commercial_OR - Health_Existing_Space Heating_Natural Gas_Advanced New Construction Designs_A_Achievable Economic UCT Potential | F4 | Commercial | OR - Health | Existing | Space Heating | Natural Gas | Advanced New Construction Designs | A | Incremental Energy Savings (MWh or mTherms) | Achievable Economic UCT Potential | 0 | 0 | 0 | 0 | 0 | 0 | 0 | 0 | 0 | 0 | 0 | 0 | 0 | 0 | 0 | 0 | 0 | 0 | 0 | 0 | 0 | 0 | 0 | 0 | 0 | 0 | 0
F5_Commercial_OR - Health_Existing_Space Heating_Natural Gas_Advanced New Construction Designs_A_Achievable Economic UCT Potential | F5 | Commercial | OR - Health | Existing | Space Heating | Natural Gas | Advanced New Construction Designs | A | Incremental Summer Peak Savings (MW) | Achievable Economic UCT Potential | 0 | 0 | 0 | 0 | 0 | 0 | 0 | 0 | 0 | 0 | 0 | 0 | 0 | 0 | 0 | 0 | 0 | 0 | 0 | 0 | 0 | 0 | 0 | 0 | 0 | 0 | 0
F6_Commercial_OR - Health_Existing_Space Heating_Natural Gas_Advanced New Construction Designs_A_Achievable Economic UCT Potential | F6 | Commercial | OR - Health | Existing | Space Heating | Natural Gas | Advanced New Construction Designs | A | Incremental Winter Peak Savings (MW) | Achievable Economic UCT Potential | 0 | 0 | 0 | 0 | 0 | 0 | 0 | 0 | 0 | 0 | 0 | 0 | 0 | 0 | 0 | 0 | 0 | 0 | 0 | 0 | 0 | 0 | 0 | 0 | 0 | 0 | 0
F7_Commercial_OR - Health_Existing_Space Heating_Natural Gas_Advanced New Construction Designs_A_Achievable Economic UCT Potential | F7 | Commercial | OR - Health | Existing | Space Heating | Natural Gas | Advanced New Construction Designs | A | Cumulative Energy Savings (MWh or mTherms) | Achievable Economic UCT Potential | 0 | 0 | 0 | 0 | 0 | 0 | 0 | 0 | 0 | 0 | 0 | 0 | 0 | 0 | 0 | 0 | 0 | 0 | 0 | 0 | 0 | 0 | 0 | 0 | 0 | 0 | 0
F8_Commercial_OR - Health_Existing_Space Heating_Natural Gas_Advanced New Construction Designs_A_Achievable Economic UCT Potential | F8 | Commercial | OR - Health | Existing | Space Heating | Natural Gas | Advanced New Construction Designs | A | Cumulative Summer Peak Savings (MW) | Achievable Economic UCT Potential | 0 | 0 | 0 | 0 | 0 | 0 | 0 | 0 | 0 | 0 | 0 | 0 | 0 | 0 | 0 | 0 | 0 | 0 | 0 | 0 | 0 | 0 | 0 | 0 | 0 | 0 | 0
F9_Commercial_OR - Health_Existing_Space Heating_Natural Gas_Advanced New Construction Designs_A_Achievable Economic UCT Potential | F9 | Commercial | OR - Health | Existing | Space Heating | Natural Gas | Advanced New Construction Designs | A | Cumulative Winter Peak Savings (MW) | Achievable Economic UCT Potential | 0 | 0 | 0 | 0 | 0 | 0 | 0 | 0 | 0 | 0 | 0 | 0 | 0 | 0 | 0 | 0 | 0 | 0 | 0 | 0 | 0 | 0 | 0 | 0 | 0 | 0 | 0
F10_Commercial_OR - Health_Existing_Space Heating_Natural Gas_Advanced New Construction Designs_A_Achievable Economic UCT Potential | F10 | Commercial | OR - Health | Existing | Space Heating | Natural Gas | Advanced New Construction Designs | A | Purchases (Incremental) | Achievable Economic UCT Potential | 0 | 0 | 0 | 0 | 0 | 0 | 0 | 0 | 0 | 0 | 0 | 0 | 0 | 0 | 0 | 0 | 0 | 0 | 0 | 0 | 0 | 0 | 0 | 0 | 0 | 0 | 0
F11_Commercial_OR - Health_Existing_Space Heating_Natural Gas_Advanced New Construction Designs_A_Achievable Economic UCT Potential | F11 | Commercial | OR - Health | Existing | Space Heating | Natural Gas | Advanced New Construction Designs | A | Purchases (Cumulative) | Achievable Economic UCT Potential | 0 | 0 | 0 | 0 | 0 | 0 | 0 | 0 | 0 | 0 | 0 | 0 | 0 | 0 | 0 | 0 | 0 | 0 | 0 | 0 | 0 | 0 | 0 | 0 | 0 | 0 | 0
F1_Commercial_OR - Health_Existing_Water Heating_Natural Gas_Advanced New Construction Designs_A_Achievable Economic UCT Potential | F1 | Commercial | OR - Health | Existing | Water Heating | Natural Gas | Advanced New Construction Designs | A | Integrated Unit Energy Savings (kWh or therms) | Achievable Economic UCT Potential | 0 | 0 | 0 | 0 | 0 | 0 | 0 | 0 | 0 | 0 | 0 | 0 | 0 | 0 | 0 | 0 | 0 | 0 | 0 | 0 | 0 | 0 | 0 | 0 | 0 | 0 | 0
F2_Commercial_OR - Health_Existing_Water Heating_Natural Gas_Advanced New Construction Designs_A_Achievable Economic UCT Potential | F2 | Commercial | OR - Health | Existing | Water Heating | Natural Gas | Advanced New Construction Designs | A | Integrated Unit Summer Peak Savings (kW) | Achievable Economic UCT Potential | 0 | 0 | 0 | 0 | 0 | 0 | 0 | 0 | 0 | 0 | 0 | 0 | 0 | 0 | 0 | 0 | 0 | 0 | 0 | 0 | 0 | 0 | 0 | 0 | 0 | 0 | 0
F3_Commercial_OR - Health_Existing_Water Heating_Natural Gas_Advanced New Construction Designs_A_Achievable Economic UCT Potential | F3 | Commercial | OR - Health | Existing | Water Heating | Natural Gas | Advanced New Construction Designs | A | Integrated Unit Winter Peak Savings (kW) | Achievable Economic UCT Potential | 0 | 0 | 0 | 0 | 0 | 0 | 0 | 0 | 0 | 0 | 0 | 0 | 0 | 0 | 0 | 0 | 0 | 0 | 0 | 0 | 0 | 0 | 0 | 0 | 0 | 0 | 0
F4_Commercial_OR - Health_Existing_Water Heating_Natural Gas_Advanced New Construction Designs_A_Achievable Economic UCT Potential | F4 | Commercial | OR - Health | Existing | Water Heating | Natural Gas | Advanced New Construction Designs | A | Incremental Energy Savings (MWh or mTherms) | Achievable Economic UCT Potential | 0 | 0 | 0 | 0 | 0 | 0 | 0 | 0 | 0 | 0 | 0 | 0 | 0 | 0 | 0 | 0 | 0 | 0 | 0 | 0 | 0 | 0 | 0 | 0 | 0 | 0 | 0
F5_Commercial_OR - Health_Existing_Water Heating_Natural Gas_Advanced New Construction Designs_A_Achievable Economic UCT Potential | F5 | Commercial | OR - Health | Existing | Water Heating | Natural Gas | Advanced New Construction Designs | A | Incremental Summer Peak Savings (MW) | Achievable Economic UCT Potential | 0 | 0 | 0 | 0 | 0 | 0 | 0 | 0 | 0 | 0 | 0 | 0 | 0 | 0 | 0 | 0 | 0 | 0 | 0 | 0 | 0 | 0 | 0 | 0 | 0 | 0 | 0
F6_Commercial_OR - Health_Existing_Water Heating_Natural Gas_Advanced New Construction Designs_A_Achievable Economic UCT Potential | F6 | Commercial | OR - Health | Existing | Water Heating | Natural Gas | Advanced New Construction Designs | A | Incremental Winter Peak Savings (MW) | Achievable Economic UCT Potential | 0 | 0 | 0 | 0 | 0 | 0 | 0 | 0 | 0 | 0 | 0 | 0 | 0 | 0 | 0 | 0 | 0 | 0 | 0 | 0 | 0 | 0 | 0 | 0 | 0 | 0 | 0
F7_Commercial_OR - Health_Existing_Water Heating_Natural Gas_Advanced New Construction Designs_A_Achievable Economic UCT Potential | F7 | Commercial | OR - Health | Existing | Water Heating | Natural Gas | Advanced New Construction Designs | A | Cumulative Energy Savings (MWh or mTherms) | Achievable Economic UCT Potential | 0 | 0 | 0 | 0 | 0 | 0 | 0 | 0 | 0 | 0 | 0 | 0 | 0 | 0 | 0 | 0 | 0 | 0 | 0 | 0 | 0 | 0 | 0 | 0 | 0 | 0 | 0
F8_Commercial_OR - Health_Existing_Water Heating_Natural Gas_Advanced New Construction Designs_A_Achievable Economic UCT Potential | F8 | Commercial | OR - Health | Existing | Water Heating | Natural Gas | Advanced New Construction Designs | A | Cumulative Summer Peak Savings (MW) | Achievable Economic UCT Potential | 0 | 0 | 0 | 0 | 0 | 0 | 0 | 0 | 0 | 0 | 0 | 0 | 0 | 0 | 0 | 0 | 0 | 0 | 0 | 0 | 0 | 0 | 0 | 0 | 0 | 0 | 0
F9_Commercial_OR - Health_Existing_Water Heating_Natural Gas_Advanced New Construction Designs_A_Achievable Economic UCT Potential | F9 | Commercial | OR - Health | Existing | Water Heating | Natural Gas | Advanced New Construction Designs | A | Cumulative Winter Peak Savings (MW) | Achievable Economic UCT Potential | 0 | 0 | 0 | 0 | 0 | 0 | 0 | 0 | 0 | 0 | 0 | 0 | 0 | 0 | 0 | 0 | 0 | 0 | 0 | 0 | 0 | 0 | 0 | 0 | 0 | 0 | 0
F10_Commercial_OR - Health_Existing_Water Heating_Natural Gas_Advanced New Construction Designs_A_Achievable Economic UCT Potential | F10 | Commercial | OR - Health | Existing | Water Heating | Natural Gas | Advanced New Construction Designs | A | Purchases (Incremental) | Achievable Economic UCT Potential | 0 | 0 | 0 | 0 | 0 | 0 | 0 | 0 | 0 | 0 | 0 | 0 | 0 | 0 | 0 | 0 | 0 | 0 | 0 | 0 | 0 | 0 | 0 | 0 | 0 | 0 | 0
F11_Commercial_OR - Health_Existing_Water Heating_Natural Gas_Advanced New Construction Designs_A_Achievable Economic UCT Potential | F11 | Commercial | OR - Health | Existing | Water Heating | Natural Gas | Advanced New Construction Designs | A | Purchases (Cumulative) | Achievable Economic UCT Potential | 0 | 0 | 0 | 0 | 0 | 0 | 0 | 0 | 0 | 0 | 0 | 0 | 0 | 0 | 0 | 0 | 0 | 0 | 0 | 0 | 0 | 0 | 0 | 0 | 0 | 0 | 0
F1_Commercial_OR - Health_Existing_Space Heating_Natural Gas_Strategic Energy Management_A_Achievable Economic UCT Potential | F1 | Commercial | OR - Health | Existing | Space Heating | Natural Gas | Strategic Energy Management | A | Integrated Unit Energy Savings (kWh or therms) | Achievable Economic UCT Potential | 0 | 0 | 0.0065168 | 0.0064275 | 0.0063292 | 0.0062235 | 0.0061088 | 0.0059863 | 0.0058529 | 0.0057098 | 0.0055584 | 0.0054018 | 0.0052451 | 0.0050911 | 0.0049432 | 0.0048049 | 0.0046807 | 0.0045812 | 0.0045069 | 0.0044453 | 0.0043994 | 0.0043572 | 0.0043453 | 0.004334 | 0.0043232 | 0.0043128 | 0.0043029
F2_Commercial_OR - Health_Existing_Space Heating_Natural Gas_Strategic Energy Management_A_Achievable Economic UCT Potential | F2 | Commercial | OR - Health | Existing | Space Heating | Natural Gas | Strategic Energy Management | A | Integrated Unit Summer Peak Savings (kW) | Achievable Economic UCT Potential | 0 | 0 | 0 | 0 | 0 | 0 | 0 | 0 | 0 | 0 | 0 | 0 | 0 | 0 | 0 | 0 | 0 | 0 | 0 | 0 | 0 | 0 | 0 | 0 | 0 | 0 | 0
F3_Commercial_OR - Health_Existing_Space Heating_Natural Gas_Strategic Energy Management_A_Achievable Economic UCT Potential | F3 | Commercial | OR - Health | Existing | Space Heating | Natural Gas | Strategic Energy Management | A | Integrated Unit Winter Peak Savings (kW) | Achievable Economic UCT Potential | 0 | 0 | 0 | 0 | 0 | 0 | 0 | 0 | 0 | 0 | 0 | 0 | 0 | 0 | 0 | 0 | 0 | 0 | 0 | 0 | 0 | 0 | 0 | 0 | 0 | 0 | 0
F4_Commercial_OR - Health_Existing_Space Heating_Natural Gas_Strategic Energy Management_A_Achievable Economic UCT Potential | F4 | Commercial | OR - Health | Existing | Space Heating | Natural Gas | Strategic Energy Management | A | Incremental Energy Savings (MWh or mTherms) | Achievable Economic UCT Potential | 0 | 0 | 0.11926 | 0.24144 | 0.23774 | 0.11988 | 0 | 0 | 0 | 0 | 0 | 0 | 0 | 0 | 0 | 0 | 0 | 0 | 0 | 0 | 0 | 0 | 0 | 0 | 0 | 0 | 0
F5_Commercial_OR - Health_Existing_Space Heating_Natural Gas_Strategic Energy Management_A_Achievable Economic UCT Potential | F5 | Commercial | OR - Health | Existing | Space Heating | Natural Gas | Strategic Energy Management | A | Incremental Summer Peak Savings (MW) | Achievable Economic UCT Potential | 0 | 0 | 0 | 0 | 0 | 0 | 0 | 0 | 0 | 0 | 0 | 0 | 0 | 0 | 0 | 0 | 0 | 0 | 0 | 0 | 0 | 0 | 0 | 0 | 0 | 0 | 0
F6_Commercial_OR - Health_Existing_Space Heating_Natural Gas_Strategic Energy Management_A_Achievable Economic UCT Potential | F6 | Commercial | OR - Health | Existing | Space Heating | Natural Gas | Strategic Energy Management | A | Incremental Winter Peak Savings (MW) | Achievable Economic UCT Potential | 0 | 0 | 0 | 0 | 0 | 0 | 0 | 0 | 0 | 0 | 0 | 0 | 0 | 0 | 0 | 0 | 0 | 0 | 0 | 0 | 0 | 0 | 0 | 0 | 0 | 0 | 0
F7_Commercial_OR - Health_Existing_Space Heating_Natural Gas_Strategic Energy Management_A_Achievable Economic UCT Potential | F7 | Commercial | OR - Health | Existing | Space Heating | Natural Gas | Strategic Energy Management | A | Cumulative Energy Savings (MWh or mTherms) | Achievable Economic UCT Potential | 0 | 0 | 0.11926 | 0.35906 | 0.59131 | 0.70132 | 0.6884 | 0.67458 | 0.65956 | 0.64343 | 0.62637 | 0.60872 | 0.59106 | 0.57371 | 0.55704 | 0.54146 | 0.52746 | 0.51625 | 0.50788 | 0.50093 | 0.49577 | 0.49101 | 0.48967 | 0.48839 | 0.48717 | 0.48601 | 0.48489
F8_Commercial_OR - Health_Existing_Space Heating_Natural Gas_Strategic Energy Management_A_Achievable Economic UCT Potential | F8 | Commercial | OR - Health | Existing | Space Heating | Natural Gas | Strategic Energy Management | A | Cumulative Summer Peak Savings (MW) | Achievable Economic UCT Potential | 0 | 0 | 0 | 0 | 0 | 0 | 0 | 0 | 0 | 0 | 0 | 0 | 0 | 0 | 0 | 0 | 0 | 0 | 0 | 0 | 0 | 0 | 0 | 0 | 0 | 0 | 0
F9_Commercial_OR - Health_Existing_Space Heating_Natural Gas_Strategic Energy Management_A_Achievable Economic UCT Potential | F9 | Commercial | OR - Health | Existing | Space Heating | Natural Gas | Strategic Energy Management | A | Cumulative Winter Peak Savings (MW) | Achievable Economic UCT Potential | 0 | 0 | 0 | 0 | 0 | 0 | 0 | 0 | 0 | 0 | 0 | 0 | 0 | 0 | 0 | 0 | 0 | 0 | 0 | 0 | 0 | 0 | 0 | 0 | 0 | 0 | 0
F10_Commercial_OR - Health_Existing_Space Heating_Natural Gas_Strategic Energy Management_A_Achievable Economic UCT Potential | F10 | Commercial | OR - Health | Existing | Space Heating | Natural Gas | Strategic Energy Management | A | Purchases (Incremental) | Achievable Economic UCT Potential | 0 | 0 | 18299.8879 | 37562.9279 | 37562.9279 | 19263.0399 | 0 | 0 | 0 | 0 | 0 | 0 | 0 | 0 | 0 | 0 | 0 | 0 | 0 | 0 | 0 | 0 | 0 | 0 | 0 | 0 | 0
F11_Commercial_OR - Health_Existing_Space Heating_Natural Gas_Strategic Energy Management_A_Achievable Economic UCT Potential | F11 | Commercial | OR - Health | Existing | Space Heating | Natural Gas | Strategic Energy Management | A | Purchases (Cumulative) | Achievable Economic UCT Potential | 0 | 0 | 18299.8879 | 55862.8158 | 93425.7437 | 112688.7836 | 112688.7836 | 112688.7836 | 112688.7836 | 112688.7836 | 112688.7836 | 112688.7836 | 112688.7836 | 112688.7836 | 112688.7836 | 112688.7836 | 112688.7836 | 112688.7836 | 112688.7836 | 112688.7836 | 112688.7836 | 112688.7836 | 112688.7836 | 112688.7836 | 112688.7836 | 112688.7836 | 112688.7836
F1_Commercial_OR - Health_Existing_Water Heating_Natural Gas_Strategic Energy Management_A_Achievable Economic UCT Potential | F1 | Commercial | OR - Health | Existing | Water Heating | Natural Gas | Strategic Energy Management | A | Integrated Unit Energy Savings (kWh or therms) | Achievable Economic UCT Potential | 0 | 0 | 0.0015128 | 0.0014845 | 0.0014585 | 0.0014343 | 0.0014117 | 0.0013905 | 0.0013712 | 0.0013539 | 0.0013381 | 0.001324 | 0.0013123 | 0.0013029 | 0.0012963 | 0.0012893 | 0.0012838 | 0.0012794 | 0.001276 | 0.0012733 | 0.0012713 | 0.0012699 | 0.0012689 | 0.0012682 | 0.0012673 | 0.001267 | 0.0012668
F2_Commercial_OR - Health_Existing_Water Heating_Natural Gas_Strategic Energy Management_A_Achievable Economic UCT Potential | F2 | Commercial | OR - Health | Existing | Water Heating | Natural Gas | Strategic Energy Management | A | Integrated Unit Summer Peak Savings (kW) | Achievable Economic UCT Potential | 0 | 0 | 0 | 0 | 0 | 0 | 0 | 0 | 0 | 0 | 0 | 0 | 0 | 0 | 0 | 0 | 0 | 0 | 0 | 0 | 0 | 0 | 0 | 0 | 0 | 0 | 0
F3_Commercial_OR - Health_Existing_Water Heating_Natural Gas_Strategic Energy Management_A_Achievable Economic UCT Potential | F3 | Commercial | OR - Health | Existing | Water Heating | Natural Gas | Strategic Energy Management | A | Integrated Unit Winter Peak Savings (kW) | Achievable Economic UCT Potential | 0 | 0 | 0 | 0 | 0 | 0 | 0 | 0 | 0 | 0 | 0 | 0 | 0 | 0 | 0 | 0 | 0 | 0 | 0 | 0 | 0 | 0 | 0 | 0 | 0 | 0 | 0
F4_Commercial_OR - Health_Existing_Water Heating_Natural Gas_Strategic Energy Management_A_Achievable Economic UCT Potential | F4 | Commercial | OR - Health | Existing | Water Heating | Natural Gas | Strategic Energy Management | A | Incremental Energy Savings (MWh or mTherms) | Achievable Economic UCT Potential | 0 | 0 | 0.025644 | 0.051653 | 0.050749 | 0.025593 | 1.0272e-17 | 0 | 9.9771e-18 | 0 | 0 | 0 | 0 | 0 | 0 | 0 | 0 | 0 | 0 | 0 | 0 | 0 | 0 | 0 | 0 | 0 | 0
F5_Commercial_OR - Health_Existing_Water Heating_Natural Gas_Strategic Energy Management_A_Achievable Economic UCT Potential | F5 | Commercial | OR - Health | Existing | Water Heating | Natural Gas | Strategic Energy Management | A | Incremental Summer Peak Savings (MW) | Achievable Economic UCT Potential | 0 | 0 | 0 | 0 | 0 | 0 | 0 | 0 | 0 | 0 | 0 | 0 | 0 | 0 | 0 | 0 | 0 | 0 | 0 | 0 | 0 | 0 | 0 | 0 | 0 | 0 | 0
F6_Commercial_OR - Health_Existing_Water Heating_Natural Gas_Strategic Energy Management_A_Achievable Economic UCT Potential | F6 | Commercial | OR - Health | Existing | Water Heating | Natural Gas | Strategic Energy Management | A | Incremental Winter Peak Savings (MW) | Achievable Economic UCT Potential | 0 | 0 | 0 | 0 | 0 | 0 | 0 | 0 | 0 | 0 | 0 | 0 | 0 | 0 | 0 | 0 | 0 | 0 | 0 | 0 | 0 | 0 | 0 | 0 | 0 | 0 | 0
F7_Commercial_OR - Health_Existing_Water Heating_Natural Gas_Strategic Energy Management_A_Achievable Economic UCT Potential | F7 | Commercial | OR - Health | Existing | Water Heating | Natural Gas | Strategic Energy Management | A | Cumulative Energy Savings (MWh or mTherms) | Achievable Economic UCT Potential | 0 | 0 | 0.025644 | 0.076817 | 0.12622 | 0.14972 | 0.14737 | 0.14515 | 0.14314 | 0.14133 | 0.13968 | 0.13821 | 0.13699 | 0.13601 | 0.13532 | 0.13459 | 0.13401 | 0.13356 | 0.1332 | 0.13291 | 0.13271 | 0.13256 | 0.13246 | 0.13239 | 0.13229 | 0.13226 | 0.13224
F8_Commercial_OR - Health_Existing_Water Heating_Natural Gas_Strategic Energy Management_A_Achievable Economic UCT Potential | F8 | Commercial | OR - Health | Existing | Water Heating | Natural Gas | Strategic Energy Management | A | Cumulative Summer Peak Savings (MW) | Achievable Economic UCT Potential | 0 | 0 | 0 | 0 | 0 | 0 | 0 | 0 | 0 | 0 | 0 | 0 | 0 | 0 | 0 | 0 | 0 | 0 | 0 | 0 | 0 | 0 | 0 | 0 | 0 | 0 | 0
F9_Commercial_OR - Health_Existing_Water Heating_Natural Gas_Strategic Energy Management_A_Achievable Economic UCT Potential | F9 | Commercial | OR - Health | Existing | Water Heating | Natural Gas | Strategic Energy Management | A | Cumulative Winter Peak Savings (MW) | Achievable Economic UCT Potential | 0 | 0 | 0 | 0 | 0 | 0 | 0 | 0 | 0 | 0 | 0 | 0 | 0 | 0 | 0 | 0 | 0 | 0 | 0 | 0 | 0 | 0 | 0 | 0 | 0 | 0 | 0
F10_Commercial_OR - Health_Existing_Water Heating_Natural Gas_Strategic Energy Management_A_Achievable Economic UCT Potential | F10 | Commercial | OR - Health | Existing | Water Heating | Natural Gas | Strategic Energy Management | A | Purchases (Incremental) | Achievable Economic UCT Potential | 0 | 0 | 16951.8003 | 34795.8006 | 34795.8006 | 17844.0003 | 7.276e-12 | 0 | 7.276e-12 | 0 | 0 | 0 | 0 | 0 | 0 | 0 | 0 | 0 | 0 | 0 | 0 | 0 | 0 | 0 | 0 | 0 | 0
F11_Commercial_OR - Health_Existing_Water Heating_Natural Gas_Strategic Energy Management_A_Achievable Economic UCT Potential | F11 | Commercial | OR - Health | Existing | Water Heating | Natural Gas | Strategic Energy Management | A | Purchases (Cumulative) | Achievable Economic UCT Potential | 0 | 0 | 16951.8003 | 51747.6009 | 86543.4016 | 104387.4019 | 104387.4019 | 104387.4019 | 104387.4019 | 104387.4019 | 104387.4019 | 104387.4019 | 104387.4019 | 104387.4019 | 104387.4019 | 104387.4019 | 104387.4019 | 104387.4019 | 104387.4019 | 104387.4019 | 104387.4019 | 104387.4019 | 104387.4019 | 104387.4019 | 104387.4019 | 104387.4019 | 104387.4019
F1_Commercial_OR - Health_Existing_Space Heating_Natural Gas_Retrocommissioning_A_Achievable Economic UCT Potential | F1 | Commercial | OR - Health | Existing | Space Heating | Natural Gas | Retrocommissioning | A | Integrated Unit Energy Savings (kWh or therms) | Achievable Economic UCT Potential | 0 | 0 | 0.007999 | 0.0078832 | 0.0077565 | 0.0076239 | 0.0074835 | 0.0073333 | 0.00717 | 0.0069946 | 0.0068091 | 0.0066173 | 0.0064254 | 0.0062367 | 0.0060555 | 0.0058861 | 0.0057339 | 0.0056121 | 0.0055211 | 0.0054455 | 0.0053894 | 0.0053377 | 0.0053231 | 0.0053092 | 0.005296 | 0.0052833 | 0.0052711
F2_Commercial_OR - Health_Existing_Space Heating_Natural Gas_Retrocommissioning_A_Achievable Economic UCT Potential | F2 | Commercial | OR - Health | Existing | Space Heating | Natural Gas | Retrocommissioning | A | Integrated Unit Summer Peak Savings (kW) | Achievable Economic UCT Potential | 0 | 0 | 0 | 0 | 0 | 0 | 0 | 0 | 0 | 0 | 0 | 0 | 0 | 0 | 0 | 0 | 0 | 0 | 0 | 0 | 0 | 0 | 0 | 0 | 0 | 0 | 0
F3_Commercial_OR - Health_Existing_Space Heating_Natural Gas_Retrocommissioning_A_Achievable Economic UCT Potential | F3 | Commercial | OR - Health | Existing | Space Heating | Natural Gas | Retrocommissioning | A | Integrated Unit Winter Peak Savings (kW) | Achievable Economic UCT Potential | 0 | 0 | 0 | 0 | 0 | 0 | 0 | 0 | 0 | 0 | 0 | 0 | 0 | 0 | 0 | 0 | 0 | 0 | 0 | 0 | 0 | 0 | 0 | 0 | 0 | 0 | 0
F4_Commercial_OR - Health_Existing_Space Heating_Natural Gas_Retrocommissioning_A_Achievable Economic UCT Potential | F4 | Commercial | OR - Health | Existing | Space Heating | Natural Gas | Retrocommissioning | A | Incremental Energy Savings (MWh or mTherms) | Achievable Economic UCT Potential | 0 | 0 | 0.23078 | 0.46685 | 0.45935 | 0.23154 | 0 | 0 | 0 | 0 | 0 | 0 | 0 | 0 | 0 | 0 | 0 | 0 | 0 | 0 | 0 | 0 | 0 | 0 | 0 | 0 | 0
F5_Commercial_OR - Health_Existing_Space Heating_Natural Gas_Retrocommissioning_A_Achievable Economic UCT Potential | F5 | Commercial | OR - Health | Existing | Space Heating | Natural Gas | Retrocommissioning | A | Incremental Summer Peak Savings (MW) | Achievable Economic UCT Potential | 0 | 0 | 0 | 0 | 0 | 0 | 0 | 0 | 0 | 0 | 0 | 0 | 0 | 0 | 0 | 0 | 0 | 0 | 0 | 0 | 0 | 0 | 0 | 0 | 0 | 0 | 0
F6_Commercial_OR - Health_Existing_Space Heating_Natural Gas_Retrocommissioning_A_Achievable Economic UCT Potential | F6 | Commercial | OR - Health | Existing | Space Heating | Natural Gas | Retrocommissioning | A | Incremental Winter Peak Savings (MW) | Achievable Economic UCT Potential | 0 | 0 | 0 | 0 | 0 | 0 | 0 | 0 | 0 | 0 | 0 | 0 | 0 | 0 | 0 | 0 | 0 | 0 | 0 | 0 | 0 | 0 | 0 | 0 | 0 | 0 | 0
F7_Commercial_OR - Health_Existing_Space Heating_Natural Gas_Retrocommissioning_A_Achievable Economic UCT Potential | F7 | Commercial | OR - Health | Existing | Space Heating | Natural Gas | Retrocommissioning | A | Cumulative Energy Savings (MWh or mTherms) | Achievable Economic UCT Potential | 0 | 0 | 0.23078 | 0.69429 | 1.1425 | 1.3545 | 1.3295 | 1.3029 | 1.2738 | 1.2427 | 1.2097 | 1.1756 | 1.1415 | 1.108 | 1.0758 | 1.0457 | 1.0187 | 0.99705 | 0.98089 | 0.96747 | 0.95749 | 0.94831 | 0.94572 | 0.94325 | 0.9409 | 0.93864 | 0.93648
F8_Commercial_OR - Health_Existing_Space Heating_Natural Gas_Retrocommissioning_A_Achievable Economic UCT Potential | F8 | Commercial | OR - Health | Existing | Space Heating | Natural Gas | Retrocommissioning | A | Cumulative Summer Peak Savings (MW) | Achievable Economic UCT Potential | 0 | 0 | 0 | 0 | 0 | 0 | 0 | 0 | 0 | 0 | 0 | 0 | 0 | 0 | 0 | 0 | 0 | 0 | 0 | 0 | 0 | 0 | 0 | 0 | 0 | 0 | 0
F9_Commercial_OR - Health_Existing_Space Heating_Natural Gas_Retrocommissioning_A_Achievable Economic UCT Potential | F9 | Commercial | OR - Health | Existing | Space Heating | Natural Gas | Retrocommissioning | A | Cumulative Winter Peak Savings (MW) | Achievable Economic UCT Potential | 0 | 0 | 0 | 0 | 0 | 0 | 0 | 0 | 0 | 0 | 0 | 0 | 0 | 0 | 0 | 0 | 0 | 0 | 0 | 0 | 0 | 0 | 0 | 0 | 0 | 0 | 0
F10_Commercial_OR - Health_Existing_Space Heating_Natural Gas_Retrocommissioning_A_Achievable Economic UCT Potential | F10 | Commercial | OR - Health | Existing | Space Heating | Natural Gas | Retrocommissioning | A | Purchases (Incremental) | Achievable Economic UCT Potential | 0 | 0 | 28851.1747 | 59220.8322 | 59220.8322 | 30369.6575 | 0 | 0 | 0 | 0 | 0 | 0 | 0 | 0 | 0 | 0 | 0 | 0 | 0 | 0 | 0 | 0 | 0 | 0 | 0 | 0 | 0
F11_Commercial_OR - Health_Existing_Space Heating_Natural Gas_Retrocommissioning_A_Achievable Economic UCT Potential | F11 | Commercial | OR - Health | Existing | Space Heating | Natural Gas | Retrocommissioning | A | Purchases (Cumulative) | Achievable Economic UCT Potential | 0 | 0 | 28851.1747 | 88072.0069 | 147292.8391 | 177662.4967 | 177662.4967 | 177662.4967 | 177662.4967 | 177662.4967 | 177662.4967 | 177662.4967 | 177662.4967 | 177662.4967 | 177662.4967 | 177662.4967 | 177662.4967 | 177662.4967 | 177662.4967 | 177662.4967 | 177662.4967 | 177662.4967 | 177662.4967 | 177662.4967 | 177662.4967 | 177662.4967 | 177662.4967
F1_Commercial_OR - Health_Existing_Water Heating_Natural Gas_Retrocommissioning_A_Achievable Economic UCT Potential | F1 | Commercial | OR - Health | Existing | Water Heating | Natural Gas | Retrocommissioning | A | Integrated Unit Energy Savings (kWh or therms) | Achievable Economic UCT Potential | 0 | 0 | 0.0018572 | 0.0018218 | 0.0017893 | 0.0017593 | 0.0017316 | 0.0017056 | 0.001682 | 0.0016607 | 0.0016413 | 0.001624 | 0.0016097 | 0.0015982 | 0.0015901 | 0.0015814 | 0.0015747 | 0.0015693 | 0.0015651 | 0.0015618 | 0.0015594 | 0.0015577 | 0.0015565 | 0.0015556 | 0.0015544 | 0.0015541 | 0.0015539
F2_Commercial_OR - Health_Existing_Water Heating_Natural Gas_Retrocommissioning_A_Achievable Economic UCT Potential | F2 | Commercial | OR - Health | Existing | Water Heating | Natural Gas | Retrocommissioning | A | Integrated Unit Summer Peak Savings (kW) | Achievable Economic UCT Potential | 0 | 0 | 0 | 0 | 0 | 0 | 0 | 0 | 0 | 0 | 0 | 0 | 0 | 0 | 0 | 0 | 0 | 0 | 0 | 0 | 0 | 0 | 0 | 0 | 0 | 0 | 0
F3_Commercial_OR - Health_Existing_Water Heating_Natural Gas_Retrocommissioning_A_Achievable Economic UCT Potential | F3 | Commercial | OR - Health | Existing | Water Heating | Natural Gas | Retrocommissioning | A | Integrated Unit Winter Peak Savings (kW) | Achievable Economic UCT Potential | 0 | 0 | 0 | 0 | 0 | 0 | 0 | 0 | 0 | 0 | 0 | 0 | 0 | 0 | 0 | 0 | 0 | 0 | 0 | 0 | 0 | 0 | 0 | 0 | 0 | 0 | 0
F4_Commercial_OR - Health_Existing_Water Heating_Natural Gas_Retrocommissioning_A_Achievable Economic UCT Potential | F4 | Commercial | OR - Health | Existing | Water Heating | Natural Gas | Retrocommissioning | A | Incremental Energy Savings (MWh or mTherms) | Achievable Economic UCT Potential | 0 | 0 | 0.049635 | 0.099942 | 0.098158 | 0.049493 | 2.5198e-17 | 1.241e-17 | 3.6714e-17 | 0 | 0 | 0 | 0 | 0 | 0 | 0 | 0 | 0 | 0 | 0 | 0 | 0 | 0 | 0 | 0 | 0 | 0
F5_Commercial_OR - Health_Existing_Water Heating_Natural Gas_Retrocommissioning_A_Achievable Economic UCT Potential | F5 | Commercial | OR - Health | Existing | Water Heating | Natural Gas | Retrocommissioning | A | Incremental Summer Peak Savings (MW) | Achievable Economic UCT Potential | 0 | 0 | 0 | 0 | 0 | 0 | 0 | 0 | 0 | 0 | 0 | 0 | 0 | 0 | 0 | 0 | 0 | 0 | 0 | 0 | 0 | 0 | 0 | 0 | 0 | 0 | 0
F6_Commercial_OR - Health_Existing_Water Heating_Natural Gas_Retrocommissioning_A_Achievable Economic UCT Potential | F6 | Commercial | OR - Health | Existing | Water Heating | Natural Gas | Retrocommissioning | A | Incremental Winter Peak Savings (MW) | Achievable Economic UCT Potential | 0 | 0 | 0 | 0 | 0 | 0 | 0 | 0 | 0 | 0 | 0 | 0 | 0 | 0 | 0 | 0 | 0 | 0 | 0 | 0 | 0 | 0 | 0 | 0 | 0 | 0 | 0
F7_Commercial_OR - Health_Existing_Water Heating_Natural Gas_Retrocommissioning_A_Achievable Economic UCT Potential | F7 | Commercial | OR - Health | Existing | Water Heating | Natural Gas | Retrocommissioning | A | Cumulative Energy Savings (MWh or mTherms) | Achievable Economic UCT Potential | 0 | 0 | 0.049635 | 0.14863 | 0.24414 | 0.28953 | 0.28498 | 0.2807 | 0.27681 | 0.27331 | 0.27012 | 0.26727 | 0.26492 | 0.26302 | 0.26169 | 0.26027 | 0.25916 | 0.25827 | 0.25758 | 0.25703 | 0.25663 | 0.25635 | 0.25615 | 0.25601 | 0.25582 | 0.25577 | 0.25573
F8_Commercial_OR - Health_Existing_Water Heating_Natural Gas_Retrocommissioning_A_Achievable Economic UCT Potential | F8 | Commercial | OR - Health | Existing | Water Heating | Natural Gas | Retrocommissioning | A | Cumulative Summer Peak Savings (MW) | Achievable Economic UCT Potential | 0 | 0 | 0 | 0 | 0 | 0 | 0 | 0 | 0 | 0 | 0 | 0 | 0 | 0 | 0 | 0 | 0 | 0 | 0 | 0 | 0 | 0 | 0 | 0 | 0 | 0 | 0
F9_Commercial_OR - Health_Existing_Water Heating_Natural Gas_Retrocommissioning_A_Achievable Economic UCT Potential | F9 | Commercial | OR - Health | Existing | Water Heating | Natural Gas | Retrocommissioning | A | Cumulative Winter Peak Savings (MW) | Achievable Economic UCT Potential | 0 | 0 | 0 | 0 | 0 | 0 | 0 | 0 | 0 | 0 | 0 | 0 | 0 | 0 | 0 | 0 | 0 | 0 | 0 | 0 | 0 | 0 | 0 | 0 | 0 | 0 | 0
F10_Commercial_OR - Health_Existing_Water Heating_Natural Gas_Retrocommissioning_A_Achievable Economic UCT Potential | F10 | Commercial | OR - Health | Existing | Water Heating | Natural Gas | Retrocommissioning | A | Purchases (Incremental) | Achievable Economic UCT Potential | 0 | 0 | 26725.8113 | 54858.2442 | 54858.2442 | 28132.4329 | 1.4552e-11 | 7.276e-12 | 2.1828e-11 | 0 | 0 | 0 | 0 | 0 | 0 | 0 | 0 | 0 | 0 | 0 | 0 | 0 | 0 | 0 | 0 | 0 | 0
F11_Commercial_OR - Health_Existing_Water Heating_Natural Gas_Retrocommissioning_A_Achievable Economic UCT Potential | F11 | Commercial | OR - Health | Existing | Water Heating | Natural Gas | Retrocommissioning | A | Purchases (Cumulative) | Achievable Economic UCT Potential | 0 | 0 | 26725.8113 | 81584.0555 | 136442.2998 | 164574.7327 | 164574.7327 | 164574.7327 | 164574.7327 | 164574.7327 | 164574.7327 | 164574.7327 | 164574.7327 | 164574.7327 | 164574.7327 | 164574.7327 | 164574.7327 | 164574.7327 | 164574.7327 | 164574.7327 | 164574.7327 | 164574.7327 | 164574.7327 | 164574.7327 | 164574.7327 | 164574.7327 | 164574.7327
F1_Commercial_OR - Health_New_Space Heating_Natural Gas_Insulation - Ceiling_A_Achievable Economic UCT Potential | F1 | Commercial | OR - Health | New | Space Heating | Natural Gas | Insulation - Ceiling | A | Integrated Unit Energy Savings (kWh or therms) | Achievable Economic UCT Potential | 0 | 0 | 0 | 0 | 0 | 0 | 0 | 0 | 0 | 0 | 0 | 0 | 0 | 0 | 0 | 0 | 0 | 0 | 0 | 0 | 0 | 0 | 0 | 0 | 0 | 0 | 0
F2_Commercial_OR - Health_New_Space Heating_Natural Gas_Insulation - Ceiling_A_Achievable Economic UCT Potential | F2 | Commercial | OR - Health | New | Space Heating | Natural Gas | Insulation - Ceiling | A | Integrated Unit Summer Peak Savings (kW) | Achievable Economic UCT Potential | 0 | 0 | 0 | 0 | 0 | 0 | 0 | 0 | 0 | 0 | 0 | 0 | 0 | 0 | 0 | 0 | 0 | 0 | 0 | 0 | 0 | 0 | 0 | 0 | 0 | 0 | 0
F3_Commercial_OR - Health_New_Space Heating_Natural Gas_Insulation - Ceiling_A_Achievable Economic UCT Potential | F3 | Commercial | OR - Health | New | Space Heating | Natural Gas | Insulation - Ceiling | A | Integrated Unit Winter Peak Savings (kW) | Achievable Economic UCT Potential | 0 | 0 | 0 | 0 | 0 | 0 | 0 | 0 | 0 | 0 | 0 | 0 | 0 | 0 | 0 | 0 | 0 | 0 | 0 | 0 | 0 | 0 | 0 | 0 | 0 | 0 | 0
F4_Commercial_OR - Health_New_Space Heating_Natural Gas_Insulation - Ceiling_A_Achievable Economic UCT Potential | F4 | Commercial | OR - Health | New | Space Heating | Natural Gas | Insulation - Ceiling | A | Incremental Energy Savings (MWh or mTherms) | Achievable Economic UCT Potential | 0 | 0 | 0 | 0 | 0 | 0 | 0 | 0 | 0 | 0 | 0 | 0 | 0 | 0 | 0 | 0 | 0 | 0 | 0 | 0 | 0 | 0 | 0 | 0 | 0 | 0 | 0
F5_Commercial_OR - Health_New_Space Heating_Natural Gas_Insulation - Ceiling_A_Achievable Economic UCT Potential | F5 | Commercial | OR - Health | New | Space Heating | Natural Gas | Insulation - Ceiling | A | Incremental Summer Peak Savings (MW) | Achievable Economic UCT Potential | 0 | 0 | 0 | 0 | 0 | 0 | 0 | 0 | 0 | 0 | 0 | 0 | 0 | 0 | 0 | 0 | 0 | 0 | 0 | 0 | 0 | 0 | 0 | 0 | 0 | 0 | 0
F6_Commercial_OR - Health_New_Space Heating_Natural Gas_Insulation - Ceiling_A_Achievable Economic UCT Potential | F6 | Commercial | OR - Health | New | Space Heating | Natural Gas | Insulation - Ceiling | A | Incremental Winter Peak Savings (MW) | Achievable Economic UCT Potential | 0 | 0 | 0 | 0 | 0 | 0 | 0 | 0 | 0 | 0 | 0 | 0 | 0 | 0 | 0 | 0 | 0 | 0 | 0 | 0 | 0 | 0 | 0 | 0 | 0 | 0 | 0
F7_Commercial_OR - Health_New_Space Heating_Natural Gas_Insulation - Ceiling_A_Achievable Economic UCT Potential | F7 | Commercial | OR - Health | New | Space Heating | Natural Gas | Insulation - Ceiling | A | Cumulative Energy Savings (MWh or mTherms) | Achievable Economic UCT Potential | 0 | 0 | 0 | 0 | 0 | 0 | 0 | 0 | 0 | 0 | 0 | 0 | 0 | 0 | 0 | 0 | 0 | 0 | 0 | 0 | 0 | 0 | 0 | 0 | 0 | 0 | 0
F8_Commercial_OR - Health_New_Space Heating_Natural Gas_Insulation - Ceiling_A_Achievable Economic UCT Potential | F8 | Commercial | OR - Health | New | Space Heating | Natural Gas | Insulation - Ceiling | A | Cumulative Summer Peak Savings (MW) | Achievable Economic UCT Potential | 0 | 0 | 0 | 0 | 0 | 0 | 0 | 0 | 0 | 0 | 0 | 0 | 0 | 0 | 0 | 0 | 0 | 0 | 0 | 0 | 0 | 0 | 0 | 0 | 0 | 0 | 0
F9_Commercial_OR - Health_New_Space Heating_Natural Gas_Insulation - Ceiling_A_Achievable Economic UCT Potential | F9 | Commercial | OR - Health | New | Space Heating | Natural Gas | Insulation - Ceiling | A | Cumulative Winter Peak Savings (MW) | Achievable Economic UCT Potential | 0 | 0 | 0 | 0 | 0 | 0 | 0 | 0 | 0 | 0 | 0 | 0 | 0 | 0 | 0 | 0 | 0 | 0 | 0 | 0 | 0 | 0 | 0 | 0 | 0 | 0 | 0
F10_Commercial_OR - Health_New_Space Heating_Natural Gas_Insulation - Ceiling_A_Achievable Economic UCT Potential | F10 | Commercial | OR - Health | New | Space Heating | Natural Gas | Insulation - Ceiling | A | Purchases (Incremental) | Achievable Economic UCT Potential | 0 | 0 | 0 | 0 | 0 | 0 | 0 | 0 | 0 | 0 | 0 | 0 | 0 | 0 | 0 | 0 | 0 | 0 | 0 | 0 | 0 | 0 | 0 | 0 | 0 | 0 | 0
F11_Commercial_OR - Health_New_Space Heating_Natural Gas_Insulation - Ceiling_A_Achievable Economic UCT Potential | F11 | Commercial | OR - Health | New | Space Heating | Natural Gas | Insulation - Ceiling | A | Purchases (Cumulative) | Achievable Economic UCT Potential | 0 | 0 | 0 | 0 | 0 | 0 | 0 | 0 | 0 | 0 | 0 | 0 | 0 | 0 | 0 | 0 | 0 | 0 | 0 | 0 | 0 | 0 | 0 | 0 | 0 | 0 | 0
F1_Commercial_OR - Health_New_Space Heating_Natural Gas_Insulation - Ducting_A_Achievable Economic UCT Potential | F1 | Commercial | OR - Health | New | Space Heating | Natural Gas | Insulation - Ducting | A | Integrated Unit Energy Savings (kWh or therms) | Achievable Economic UCT Potential | 0 | 0 | 0 | 0 | 0 | 0 | 0 | 0 | 0 | 0 | 0 | 0 | 0 | 0 | 0 | 0 | 0 | 0 | 0 | 0 | 0 | 0 | 0 | 0 | 0 | 0 | 0
F2_Commercial_OR - Health_New_Space Heating_Natural Gas_Insulation - Ducting_A_Achievable Economic UCT Potential | F2 | Commercial | OR - Health | New | Space Heating | Natural Gas | Insulation - Ducting | A | Integrated Unit Summer Peak Savings (kW) | Achievable Economic UCT Potential | 0 | 0 | 0 | 0 | 0 | 0 | 0 | 0 | 0 | 0 | 0 | 0 | 0 | 0 | 0 | 0 | 0 | 0 | 0 | 0 | 0 | 0 | 0 | 0 | 0 | 0 | 0
F3_Commercial_OR - Health_New_Space Heating_Natural Gas_Insulation - Ducting_A_Achievable Economic UCT Potential | F3 | Commercial | OR - Health | New | Space Heating | Natural Gas | Insulation - Ducting | A | Integrated Unit Winter Peak Savings (kW) | Achievable Economic UCT Potential | 0 | 0 | 0 | 0 | 0 | 0 | 0 | 0 | 0 | 0 | 0 | 0 | 0 | 0 | 0 | 0 | 0 | 0 | 0 | 0 | 0 | 0 | 0 | 0 | 0 | 0 | 0
F4_Commercial_OR - Health_New_Space Heating_Natural Gas_Insulation - Ducting_A_Achievable Economic UCT Potential | F4 | Commercial | OR - Health | New | Space Heating | Natural Gas | Insulation - Ducting | A | Incremental Energy Savings (MWh or mTherms) | Achievable Economic UCT Potential | 0 | 0 | 0 | 0 | 0 | 0 | 0 | 0 | 0 | 0 | 0 | 0 | 0 | 0 | 0 | 0 | 0 | 0 | 0 | 0 | 0 | 0 | 0 | 0 | 0 | 0 | 0
F5_Commercial_OR - Health_New_Space Heating_Natural Gas_Insulation - Ducting_A_Achievable Economic UCT Potential | F5 | Commercial | OR - Health | New | Space Heating | Natural Gas | Insulation - Ducting | A | Incremental Summer Peak Savings (MW) | Achievable Economic UCT Potential | 0 | 0 | 0 | 0 | 0 | 0 | 0 | 0 | 0 | 0 | 0 | 0 | 0 | 0 | 0 | 0 | 0 | 0 | 0 | 0 | 0 | 0 | 0 | 0 | 0 | 0 | 0
F6_Commercial_OR - Health_New_Space Heating_Natural Gas_Insulation - Ducting_A_Achievable Economic UCT Potential | F6 | Commercial | OR - Health | New | Space Heating | Natural Gas | Insulation - Ducting | A | Incremental Winter Peak Savings (MW) | Achievable Economic UCT Potential | 0 | 0 | 0 | 0 | 0 | 0 | 0 | 0 | 0 | 0 | 0 | 0 | 0 | 0 | 0 | 0 | 0 | 0 | 0 | 0 | 0 | 0 | 0 | 0 | 0 | 0 | 0
F7_Commercial_OR - Health_New_Space Heating_Natural Gas_Insulation - Ducting_A_Achievable Economic UCT Potential | F7 | Commercial | OR - Health | New | Space Heating | Natural Gas | Insulation - Ducting | A | Cumulative Energy Savings (MWh or mTherms) | Achievable Economic UCT Potential | 0 | 0 | 0 | 0 | 0 | 0 | 0 | 0 | 0 | 0 | 0 | 0 | 0 | 0 | 0 | 0 | 0 | 0 | 0 | 0 | 0 | 0 | 0 | 0 | 0 | 0 | 0
F8_Commercial_OR - Health_New_Space Heating_Natural Gas_Insulation - Ducting_A_Achievable Economic UCT Potential | F8 | Commercial | OR - Health | New | Space Heating | Natural Gas | Insulation - Ducting | A | Cumulative Summer Peak Savings (MW) | Achievable Economic UCT Potential | 0 | 0 | 0 | 0 | 0 | 0 | 0 | 0 | 0 | 0 | 0 | 0 | 0 | 0 | 0 | 0 | 0 | 0 | 0 | 0 | 0 | 0 | 0 | 0 | 0 | 0 | 0
F9_Commercial_OR - Health_New_Space Heating_Natural Gas_Insulation - Ducting_A_Achievable Economic UCT Potential | F9 | Commercial | OR - Health | New | Space Heating | Natural Gas | Insulation - Ducting | A | Cumulative Winter Peak Savings (MW) | Achievable Economic UCT Potential | 0 | 0 | 0 | 0 | 0 | 0 | 0 | 0 | 0 | 0 | 0 | 0 | 0 | 0 | 0 | 0 | 0 | 0 | 0 | 0 | 0 | 0 | 0 | 0 | 0 | 0 | 0
F10_Commercial_OR - Health_New_Space Heating_Natural Gas_Insulation - Ducting_A_Achievable Economic UCT Potential | F10 | Commercial | OR - Health | New | Space Heating | Natural Gas | Insulation - Ducting | A | Purchases (Incremental) | Achievable Economic UCT Potential | 0 | 0 | 0 | 0 | 0 | 0 | 0 | 0 | 0 | 0 | 0 | 0 | 0 | 0 | 0 | 0 | 0 | 0 | 0 | 0 | 0 | 0 | 0 | 0 | 0 | 0 | 0
F11_Commercial_OR - Health_New_Space Heating_Natural Gas_Insulation - Ducting_A_Achievable Economic UCT Potential | F11 | Commercial | OR - Health | New | Space Heating | Natural Gas | Insulation - Ducting | A | Purchases (Cumulative) | Achievable Economic UCT Potential | 0 | 0 | 0 | 0 | 0 | 0 | 0 | 0 | 0 | 0 | 0 | 0 | 0 | 0 | 0 | 0 | 0 | 0 | 0 | 0 | 0 | 0 | 0 | 0 | 0 | 0 | 0
F1_Commercial_OR - Health_New_Space Heating_Natural Gas_Insulation - Wall Cavity_A_Achievable Economic UCT Potential | F1 | Commercial | OR - Health | New | Space Heating | Natural Gas | Insulation - Wall Cavity | A | Integrated Unit Energy Savings (kWh or therms) | Achievable Economic UCT Potential | 0 | 0 | 0 | 0 | 0 | 0 | 0 | 0 | 0 | 0 | 0 | 0 | 0 | 0 | 0 | 0 | 0 | 0 | 0 | 0 | 0 | 0 | 0 | 0 | 0 | 0 | 0
F2_Commercial_OR - Health_New_Space Heating_Natural Gas_Insulation - Wall Cavity_A_Achievable Economic UCT Potential | F2 | Commercial | OR - Health | New | Space Heating | Natural Gas | Insulation - Wall Cavity | A | Integrated Unit Summer Peak Savings (kW) | Achievable Economic UCT Potential | 0 | 0 | 0 | 0 | 0 | 0 | 0 | 0 | 0 | 0 | 0 | 0 | 0 | 0 | 0 | 0 | 0 | 0 | 0 | 0 | 0 | 0 | 0 | 0 | 0 | 0 | 0
F3_Commercial_OR - Health_New_Space Heating_Natural Gas_Insulation - Wall Cavity_A_Achievable Economic UCT Potential | F3 | Commercial | OR - Health | New | Space Heating | Natural Gas | Insulation - Wall Cavity | A | Integrated Unit Winter Peak Savings (kW) | Achievable Economic UCT Potential | 0 | 0 | 0 | 0 | 0 | 0 | 0 | 0 | 0 | 0 | 0 | 0 | 0 | 0 | 0 | 0 | 0 | 0 | 0 | 0 | 0 | 0 | 0 | 0 | 0 | 0 | 0
F4_Commercial_OR - Health_New_Space Heating_Natural Gas_Insulation - Wall Cavity_A_Achievable Economic UCT Potential | F4 | Commercial | OR - Health | New | Space Heating | Natural Gas | Insulation - Wall Cavity | A | Incremental Energy Savings (MWh or mTherms) | Achievable Economic UCT Potential | 0 | 0 | 0 | 0 | 0 | 0 | 0 | 0 | 0 | 0 | 0 | 0 | 0 | 0 | 0 | 0 | 0 | 0 | 0 | 0 | 0 | 0 | 0 | 0 | 0 | 0 | 0
F5_Commercial_OR - Health_New_Space Heating_Natural Gas_Insulation - Wall Cavity_A_Achievable Economic UCT Potential | F5 | Commercial | OR - Health | New | Space Heating | Natural Gas | Insulation - Wall Cavity | A | Incremental Summer Peak Savings (MW) | Achievable Economic UCT Potential | 0 | 0 | 0 | 0 | 0 | 0 | 0 | 0 | 0 | 0 | 0 | 0 | 0 | 0 | 0 | 0 | 0 | 0 | 0 | 0 | 0 | 0 | 0 | 0 | 0 | 0 | 0
F6_Commercial_OR - Health_New_Space Heating_Natural Gas_Insulation - Wall Cavity_A_Achievable Economic UCT Potential | F6 | Commercial | OR - Health | New | Space Heating | Natural Gas | Insulation - Wall Cavity | A | Incremental Winter Peak Savings (MW) | Achievable Economic UCT Potential | 0 | 0 | 0 | 0 | 0 | 0 | 0 | 0 | 0 | 0 | 0 | 0 | 0 | 0 | 0 | 0 | 0 | 0 | 0 | 0 | 0 | 0 | 0 | 0 | 0 | 0 | 0
F7_Commercial_OR - Health_New_Space Heating_Natural Gas_Insulation - Wall Cavity_A_Achievable Economic UCT Potential | F7 | Commercial | OR - Health | New | Space Heating | Natural Gas | Insulation - Wall Cavity | A | Cumulative Energy Savings (MWh or mTherms) | Achievable Economic UCT Potential | 0 | 0 | 0 | 0 | 0 | 0 | 0 | 0 | 0 | 0 | 0 | 0 | 0 | 0 | 0 | 0 | 0 | 0 | 0 | 0 | 0 | 0 | 0 | 0 | 0 | 0 | 0
F8_Commercial_OR - Health_New_Space Heating_Natural Gas_Insulation - Wall Cavity_A_Achievable Economic UCT Potential | F8 | Commercial | OR - Health | New | Space Heating | Natural Gas | Insulation - Wall Cavity | A | Cumulative Summer Peak Savings (MW) | Achievable Economic UCT Potential | 0 | 0 | 0 | 0 | 0 | 0 | 0 | 0 | 0 | 0 | 0 | 0 | 0 | 0 | 0 | 0 | 0 | 0 | 0 | 0 | 0 | 0 | 0 | 0 | 0 | 0 | 0
F9_Commercial_OR - Health_New_Space Heating_Natural Gas_Insulation - Wall Cavity_A_Achievable Economic UCT Potential | F9 | Commercial | OR - Health | New | Space Heating | Natural Gas | Insulation - Wall Cavity | A | Cumulative Winter Peak Savings (MW) | Achievable Economic UCT Potential | 0 | 0 | 0 | 0 | 0 | 0 | 0 | 0 | 0 | 0 | 0 | 0 | 0 | 0 | 0 | 0 | 0 | 0 | 0 | 0 | 0 | 0 | 0 | 0 | 0 | 0 | 0
F10_Commercial_OR - Health_New_Space Heating_Natural Gas_Insulation - Wall Cavity_A_Achievable Economic UCT Potential | F10 | Commercial | OR - Health | New | Space Heating | Natural Gas | Insulation - Wall Cavity | A | Purchases (Incremental) | Achievable Economic UCT Potential | 0 | 0 | 0 | 0 | 0 | 0 | 0 | 0 | 0 | 0 | 0 | 0 | 0 | 0 | 0 | 0 | 0 | 0 | 0 | 0 | 0 | 0 | 0 | 0 | 0 | 0 | 0
F11_Commercial_OR - Health_New_Space Heating_Natural Gas_Insulation - Wall Cavity_A_Achievable Economic UCT Potential | F11 | Commercial | OR - Health | New | Space Heating | Natural Gas | Insulation - Wall Cavity | A | Purchases (Cumulative) | Achievable Economic UCT Potential | 0 | 0 | 0 | 0 | 0 | 0 | 0 | 0 | 0 | 0 | 0 | 0 | 0 | 0 | 0 | 0 | 0 | 0 | 0 | 0 | 0 | 0 | 0 | 0 | 0 | 0 | 0
F1_Commercial_OR - Health_New_Space Heating_Natural Gas_Green Roof - Vegetated Rooftop_A_Achievable Economic UCT Potential | F1 | Commercial | OR - Health | New | Space Heating | Natural Gas | Green Roof - Vegetated Rooftop | A | Integrated Unit Energy Savings (kWh or therms) | Achievable Economic UCT Potential | 0 | 0 | 0 | 0 | 0 | 0 | 0 | 0 | 0 | 0 | 0 | 0 | 0 | 0 | 0 | 0 | 0 | 0 | 0 | 0 | 0 | 0 | 0 | 0 | 0 | 0 | 0
F2_Commercial_OR - Health_New_Space Heating_Natural Gas_Green Roof - Vegetated Rooftop_A_Achievable Economic UCT Potential | F2 | Commercial | OR - Health | New | Space Heating | Natural Gas | Green Roof - Vegetated Rooftop | A | Integrated Unit Summer Peak Savings (kW) | Achievable Economic UCT Potential | 0 | 0 | 0 | 0 | 0 | 0 | 0 | 0 | 0 | 0 | 0 | 0 | 0 | 0 | 0 | 0 | 0 | 0 | 0 | 0 | 0 | 0 | 0 | 0 | 0 | 0 | 0
F3_Commercial_OR - Health_New_Space Heating_Natural Gas_Green Roof - Vegetated Rooftop_A_Achievable Economic UCT Potential | F3 | Commercial | OR - Health | New | Space Heating | Natural Gas | Green Roof - Vegetated Rooftop | A | Integrated Unit Winter Peak Savings (kW) | Achievable Economic UCT Potential | 0 | 0 | 0 | 0 | 0 | 0 | 0 | 0 | 0 | 0 | 0 | 0 | 0 | 0 | 0 | 0 | 0 | 0 | 0 | 0 | 0 | 0 | 0 | 0 | 0 | 0 | 0
F4_Commercial_OR - Health_New_Space Heating_Natural Gas_Green Roof - Vegetated Rooftop_A_Achievable Economic UCT Potential | F4 | Commercial | OR - Health | New | Space Heating | Natural Gas | Green Roof - Vegetated Rooftop | A | Incremental Energy Savings (MWh or mTherms) | Achievable Economic UCT Potential | 0 | 0 | 0 | 0 | 0 | 0 | 0 | 0 | 0 | 0 | 0 | 0 | 0 | 0 | 0 | 0 | 0 | 0 | 0 | 0 | 0 | 0 | 0 | 0 | 0 | 0 | 0
F5_Commercial_OR - Health_New_Space Heating_Natural Gas_Green Roof - Vegetated Rooftop_A_Achievable Economic UCT Potential | F5 | Commercial | OR - Health | New | Space Heating | Natural Gas | Green Roof - Vegetated Rooftop | A | Incremental Summer Peak Savings (MW) | Achievable Economic UCT Potential | 0 | 0 | 0 | 0 | 0 | 0 | 0 | 0 | 0 | 0 | 0 | 0 | 0 | 0 | 0 | 0 | 0 | 0 | 0 | 0 | 0 | 0 | 0 | 0 | 0 | 0 | 0
F6_Commercial_OR - Health_New_Space Heating_Natural Gas_Green Roof - Vegetated Rooftop_A_Achievable Economic UCT Potential | F6 | Commercial | OR - Health | New | Space Heating | Natural Gas | Green Roof - Vegetated Rooftop | A | Incremental Winter Peak Savings (MW) | Achievable Economic UCT Potential | 0 | 0 | 0 | 0 | 0 | 0 | 0 | 0 | 0 | 0 | 0 | 0 | 0 | 0 | 0 | 0 | 0 | 0 | 0 | 0 | 0 | 0 | 0 | 0 | 0 | 0 | 0
F7_Commercial_OR - Health_New_Space Heating_Natural Gas_Green Roof - Vegetated Rooftop_A_Achievable Economic UCT Potential | F7 | Commercial | OR - Health | New | Space Heating | Natural Gas | Green Roof - Vegetated Rooftop | A | Cumulative Energy Savings (MWh or mTherms) | Achievable Economic UCT Potential | 0 | 0 | 0 | 0 | 0 | 0 | 0 | 0 | 0 | 0 | 0 | 0 | 0 | 0 | 0 | 0 | 0 | 0 | 0 | 0 | 0 | 0 | 0 | 0 | 0 | 0 | 0
F8_Commercial_OR - Health_New_Space Heating_Natural Gas_Green Roof - Vegetated Rooftop_A_Achievable Economic UCT Potential | F8 | Commercial | OR - Health | New | Space Heating | Natural Gas | Green Roof - Vegetated Rooftop | A | Cumulative Summer Peak Savings (MW) | Achievable Economic UCT Potential | 0 | 0 | 0 | 0 | 0 | 0 | 0 | 0 | 0 | 0 | 0 | 0 | 0 | 0 | 0 | 0 | 0 | 0 | 0 | 0 | 0 | 0 | 0 | 0 | 0 | 0 | 0
F9_Commercial_OR - Health_New_Space Heating_Natural Gas_Green Roof - Vegetated Rooftop_A_Achievable Economic UCT Potential | F9 | Commercial | OR - Health | New | Space Heating | Natural Gas | Green Roof - Vegetated Rooftop | A | Cumulative Winter Peak Savings (MW) | Achievable Economic UCT Potential | 0 | 0 | 0 | 0 | 0 | 0 | 0 | 0 | 0 | 0 | 0 | 0 | 0 | 0 | 0 | 0 | 0 | 0 | 0 | 0 | 0 | 0 | 0 | 0 | 0 | 0 | 0
F10_Commercial_OR - Health_New_Space Heating_Natural Gas_Green Roof - Vegetated Rooftop_A_Achievable Economic UCT Potential | F10 | Commercial | OR - Health | New | Space Heating | Natural Gas | Green Roof - Vegetated Rooftop | A | Purchases (Incremental) | Achievable Economic UCT Potential | 0 | 0 | 0 | 0 | 0 | 0 | 0 | 0 | 0 | 0 | 0 | 0 | 0 | 0 | 0 | 0 | 0 | 0 | 0 | 0 | 0 | 0 | 0 | 0 | 0 | 0 | 0
F11_Commercial_OR - Health_New_Space Heating_Natural Gas_Green Roof - Vegetated Rooftop_A_Achievable Economic UCT Potential | F11 | Commercial | OR - Health | New | Space Heating | Natural Gas | Green Roof - Vegetated Rooftop | A | Purchases (Cumulative) | Achievable Economic UCT Potential | 0 | 0 | 0 | 0 | 0 | 0 | 0 | 0 | 0 | 0 | 0 | 0 | 0 | 0 | 0 | 0 | 0 | 0 | 0 | 0 | 0 | 0 | 0 | 0 | 0 | 0 | 0
F1_Commercial_OR - Health_New_Space Heating_Natural Gas_Ducting - Repair and Sealing_A_Achievable Economic UCT Potential | F1 | Commercial | OR - Health | New | Space Heating | Natural Gas | Ducting - Repair and Sealing | A | Integrated Unit Energy Savings (kWh or therms) | Achievable Economic UCT Potential | 0 | 0 | 0 | 0 | 0 | 0 | 0 | 0 | 0 | 0 | 0 | 0 | 0 | 0 | 0 | 0 | 0 | 0 | 0 | 0 | 0 | 0 | 0 | 0 | 0 | 0 | 0
F2_Commercial_OR - Health_New_Space Heating_Natural Gas_Ducting - Repair and Sealing_A_Achievable Economic UCT Potential | F2 | Commercial | OR - Health | New | Space Heating | Natural Gas | Ducting - Repair and Sealing | A | Integrated Unit Summer Peak Savings (kW) | Achievable Economic UCT Potential | 0 | 0 | 0 | 0 | 0 | 0 | 0 | 0 | 0 | 0 | 0 | 0 | 0 | 0 | 0 | 0 | 0 | 0 | 0 | 0 | 0 | 0 | 0 | 0 | 0 | 0 | 0
F3_Commercial_OR - Health_New_Space Heating_Natural Gas_Ducting - Repair and Sealing_A_Achievable Economic UCT Potential | F3 | Commercial | OR - Health | New | Space Heating | Natural Gas | Ducting - Repair and Sealing | A | Integrated Unit Winter Peak Savings (kW) | Achievable Economic UCT Potential | 0 | 0 | 0 | 0 | 0 | 0 | 0 | 0 | 0 | 0 | 0 | 0 | 0 | 0 | 0 | 0 | 0 | 0 | 0 | 0 | 0 | 0 | 0 | 0 | 0 | 0 | 0
F4_Commercial_OR - Health_New_Space Heating_Natural Gas_Ducting - Repair and Sealing_A_Achievable Economic UCT Potential | F4 | Commercial | OR - Health | New | Space Heating | Natural Gas | Ducting - Repair and Sealing | A | Incremental Energy Savings (MWh or mTherms) | Achievable Economic UCT Potential | 0 | 0 | 0 | 0 | 0 | 0 | 0 | 0 | 0 | 0 | 0 | 0 | 0 | 0 | 0 | 0 | 0 | 0 | 0 | 0 | 0 | 0 | 0 | 0 | 0 | 0 | 0
F5_Commercial_OR - Health_New_Space Heating_Natural Gas_Ducting - Repair and Sealing_A_Achievable Economic UCT Potential | F5 | Commercial | OR - Health | New | Space Heating | Natural Gas | Ducting - Repair and Sealing | A | Incremental Summer Peak Savings (MW) | Achievable Economic UCT Potential | 0 | 0 | 0 | 0 | 0 | 0 | 0 | 0 | 0 | 0 | 0 | 0 | 0 | 0 | 0 | 0 | 0 | 0 | 0 | 0 | 0 | 0 | 0 | 0 | 0 | 0 | 0
F6_Commercial_OR - Health_New_Space Heating_Natural Gas_Ducting - Repair and Sealing_A_Achievable Economic UCT Potential | F6 | Commercial | OR - Health | New | Space Heating | Natural Gas | Ducting - Repair and Sealing | A | Incremental Winter Peak Savings (MW) | Achievable Economic UCT Potential | 0 | 0 | 0 | 0 | 0 | 0 | 0 | 0 | 0 | 0 | 0 | 0 | 0 | 0 | 0 | 0 | 0 | 0 | 0 | 0 | 0 | 0 | 0 | 0 | 0 | 0 | 0
F7_Commercial_OR - Health_New_Space Heating_Natural Gas_Ducting - Repair and Sealing_A_Achievable Economic UCT Potential | F7 | Commercial | OR - Health | New | Space Heating | Natural Gas | Ducting - Repair and Sealing | A | Cumulative Energy Savings (MWh or mTherms) | Achievable Economic UCT Potential | 0 | 0 | 0 | 0 | 0 | 0 | 0 | 0 | 0 | 0 | 0 | 0 | 0 | 0 | 0 | 0 | 0 | 0 | 0 | 0 | 0 | 0 | 0 | 0 | 0 | 0 | 0
F8_Commercial_OR - Health_New_Space Heating_Natural Gas_Ducting - Repair and Sealing_A_Achievable Economic UCT Potential | F8 | Commercial | OR - Health | New | Space Heating | Natural Gas | Ducting - Repair and Sealing | A | Cumulative Summer Peak Savings (MW) | Achievable Economic UCT Potential | 0 | 0 | 0 | 0 | 0 | 0 | 0 | 0 | 0 | 0 | 0 | 0 | 0 | 0 | 0 | 0 | 0 | 0 | 0 | 0 | 0 | 0 | 0 | 0 | 0 | 0 | 0
F9_Commercial_OR - Health_New_Space Heating_Natural Gas_Ducting - Repair and Sealing_A_Achievable Economic UCT Potential | F9 | Commercial | OR - Health | New | Space Heating | Natural Gas | Ducting - Repair and Sealing | A | Cumulative Winter Peak Savings (MW) | Achievable Economic UCT Potential | 0 | 0 | 0 | 0 | 0 | 0 | 0 | 0 | 0 | 0 | 0 | 0 | 0 | 0 | 0 | 0 | 0 | 0 | 0 | 0 | 0 | 0 | 0 | 0 | 0 | 0 | 0
F10_Commercial_OR - Health_New_Space Heating_Natural Gas_Ducting - Repair and Sealing_A_Achievable Economic UCT Potential | F10 | Commercial | OR - Health | New | Space Heating | Natural Gas | Ducting - Repair and Sealing | A | Purchases (Incremental) | Achievable Economic UCT Potential | 0 | 0 | 0 | 0 | 0 | 0 | 0 | 0 | 0 | 0 | 0 | 0 | 0 | 0 | 0 | 0 | 0 | 0 | 0 | 0 | 0 | 0 | 0 | 0 | 0 | 0 | 0
F11_Commercial_OR - Health_New_Space Heating_Natural Gas_Ducting - Repair and Sealing_A_Achievable Economic UCT Potential | F11 | Commercial | OR - Health | New | Space Heating | Natural Gas | Ducting - Repair and Sealing | A | Purchases (Cumulative) | Achievable Economic UCT Potential | 0 | 0 | 0 | 0 | 0 | 0 | 0 | 0 | 0 | 0 | 0 | 0 | 0 | 0 | 0 | 0 | 0 | 0 | 0 | 0 | 0 | 0 | 0 | 0 | 0 | 0 | 0
F1_Commercial_OR - Health_New_Space Heating_Natural Gas_Windows - High Efficiency Glazing_A_Achievable Economic UCT Potential | F1 | Commercial | OR - Health | New | Space Heating | Natural Gas | Windows - High Efficiency Glazing | A | Integrated Unit Energy Savings (kWh or therms) | Achievable Economic UCT Potential | 0 | 0 | 0 | 0 | 0 | 0 | 0 | 0 | 0 | 0 | 0 | 0 | 0 | 0 | 0 | 0 | 0 | 0 | 0 | 0 | 0 | 0 | 0 | 0 | 0 | 0 | 0
F2_Commercial_OR - Health_New_Space Heating_Natural Gas_Windows - High Efficiency Glazing_A_Achievable Economic UCT Potential | F2 | Commercial | OR - Health | New | Space Heating | Natural Gas | Windows - High Efficiency Glazing | A | Integrated Unit Summer Peak Savings (kW) | Achievable Economic UCT Potential | 0 | 0 | 0 | 0 | 0 | 0 | 0 | 0 | 0 | 0 | 0 | 0 | 0 | 0 | 0 | 0 | 0 | 0 | 0 | 0 | 0 | 0 | 0 | 0 | 0 | 0 | 0
F3_Commercial_OR - Health_New_Space Heating_Natural Gas_Windows - High Efficiency Glazing_A_Achievable Economic UCT Potential | F3 | Commercial | OR - Health | New | Space Heating | Natural Gas | Windows - High Efficiency Glazing | A | Integrated Unit Winter Peak Savings (kW) | Achievable Economic UCT Potential | 0 | 0 | 0 | 0 | 0 | 0 | 0 | 0 | 0 | 0 | 0 | 0 | 0 | 0 | 0 | 0 | 0 | 0 | 0 | 0 | 0 | 0 | 0 | 0 | 0 | 0 | 0
F4_Commercial_OR - Health_New_Space Heating_Natural Gas_Windows - High Efficiency Glazing_A_Achievable Economic UCT Potential | F4 | Commercial | OR - Health | New | Space Heating | Natural Gas | Windows - High Efficiency Glazing | A | Incremental Energy Savings (MWh or mTherms) | Achievable Economic UCT Potential | 0 | 0 | 0 | 0 | 0 | 0 | 0 | 0 | 0 | 0 | 0 | 0 | 0 | 0 | 0 | 0 | 0 | 0 | 0 | 0 | 0 | 0 | 0 | 0 | 0 | 0 | 0
F5_Commercial_OR - Health_New_Space Heating_Natural Gas_Windows - High Efficiency Glazing_A_Achievable Economic UCT Potential | F5 | Commercial | OR - Health | New | Space Heating | Natural Gas | Windows - High Efficiency Glazing | A | Incremental Summer Peak Savings (MW) | Achievable Economic UCT Potential | 0 | 0 | 0 | 0 | 0 | 0 | 0 | 0 | 0 | 0 | 0 | 0 | 0 | 0 | 0 | 0 | 0 | 0 | 0 | 0 | 0 | 0 | 0 | 0 | 0 | 0 | 0
F6_Commercial_OR - Health_New_Space Heating_Natural Gas_Windows - High Efficiency Glazing_A_Achievable Economic UCT Potential | F6 | Commercial | OR - Health | New | Space Heating | Natural Gas | Windows - High Efficiency Glazing | A | Incremental Winter Peak Savings (MW) | Achievable Economic UCT Potential | 0 | 0 | 0 | 0 | 0 | 0 | 0 | 0 | 0 | 0 | 0 | 0 | 0 | 0 | 0 | 0 | 0 | 0 | 0 | 0 | 0 | 0 | 0 | 0 | 0 | 0 | 0
F7_Commercial_OR - Health_New_Space Heating_Natural Gas_Windows - High Efficiency Glazing_A_Achievable Economic UCT Potential | F7 | Commercial | OR - Health | New | Space Heating | Natural Gas | Windows - High Efficiency Glazing | A | Cumulative Energy Savings (MWh or mTherms) | Achievable Economic UCT Potential | 0 | 0 | 0 | 0 | 0 | 0 | 0 | 0 | 0 | 0 | 0 | 0 | 0 | 0 | 0 | 0 | 0 | 0 | 0 | 0 | 0 | 0 | 0 | 0 | 0 | 0 | 0
F8_Commercial_OR - Health_New_Space Heating_Natural Gas_Windows - High Efficiency Glazing_A_Achievable Economic UCT Potential | F8 | Commercial | OR - Health | New | Space Heating | Natural Gas | Windows - High Efficiency Glazing | A | Cumulative Summer Peak Savings (MW) | Achievable Economic UCT Potential | 0 | 0 | 0 | 0 | 0 | 0 | 0 | 0 | 0 | 0 | 0 | 0 | 0 | 0 | 0 | 0 | 0 | 0 | 0 | 0 | 0 | 0 | 0 | 0 | 0 | 0 | 0
F9_Commercial_OR - Health_New_Space Heating_Natural Gas_Windows - High Efficiency Glazing_A_Achievable Economic UCT Potential | F9 | Commercial | OR - Health | New | Space Heating | Natural Gas | Windows - High Efficiency Glazing | A | Cumulative Winter Peak Savings (MW) | Achievable Economic UCT Potential | 0 | 0 | 0 | 0 | 0 | 0 | 0 | 0 | 0 | 0 | 0 | 0 | 0 | 0 | 0 | 0 | 0 | 0 | 0 | 0 | 0 | 0 | 0 | 0 | 0 | 0 | 0
F10_Commercial_OR - Health_New_Space Heating_Natural Gas_Windows - High Efficiency Glazing_A_Achievable Economic UCT Potential | F10 | Commercial | OR - Health | New | Space Heating | Natural Gas | Windows - High Efficiency Glazing | A | Purchases (Incremental) | Achievable Economic UCT Potential | 0 | 0 | 0 | 0 | 0 | 0 | 0 | 0 | 0 | 0 | 0 | 0 | 0 | 0 | 0 | 0 | 0 | 0 | 0 | 0 | 0 | 0 | 0 | 0 | 0 | 0 | 0
F11_Commercial_OR - Health_New_Space Heating_Natural Gas_Windows - High Efficiency Glazing_A_Achievable Economic UCT Potential | F11 | Commercial | OR - Health | New | Space Heating | Natural Gas | Windows - High Efficiency Glazing | A | Purchases (Cumulative) | Achievable Economic UCT Potential | 0 | 0 | 0 | 0 | 0 | 0 | 0 | 0 | 0 | 0 | 0 | 0 | 0 | 0 | 0 | 0 | 0 | 0 | 0 | 0 | 0 | 0 | 0 | 0 | 0 | 0 | 0
F1_Commercial_OR - Health_New_Space Heating_Natural Gas_Windows - Secondary Glazing Systems_A_Achievable Economic UCT Potential | F1 | Commercial | OR - Health | New | Space Heating | Natural Gas | Windows - Secondary Glazing Systems | A | Integrated Unit Energy Savings (kWh or therms) | Achievable Economic UCT Potential | 0 | 0 | 0 | 0 | 0 | 0 | 0 | 0 | 0 | 0 | 0 | 0 | 0 | 0 | 0 | 0 | 0 | 0 | 0 | 0 | 0 | 0 | 0 | 0 | 0 | 0 | 0
F2_Commercial_OR - Health_New_Space Heating_Natural Gas_Windows - Secondary Glazing Systems_A_Achievable Economic UCT Potential | F2 | Commercial | OR - Health | New | Space Heating | Natural Gas | Windows - Secondary Glazing Systems | A | Integrated Unit Summer Peak Savings (kW) | Achievable Economic UCT Potential | 0 | 0 | 0 | 0 | 0 | 0 | 0 | 0 | 0 | 0 | 0 | 0 | 0 | 0 | 0 | 0 | 0 | 0 | 0 | 0 | 0 | 0 | 0 | 0 | 0 | 0 | 0
F3_Commercial_OR - Health_New_Space Heating_Natural Gas_Windows - Secondary Glazing Systems_A_Achievable Economic UCT Potential | F3 | Commercial | OR - Health | New | Space Heating | Natural Gas | Windows - Secondary Glazing Systems | A | Integrated Unit Winter Peak Savings (kW) | Achievable Economic UCT Potential | 0 | 0 | 0 | 0 | 0 | 0 | 0 | 0 | 0 | 0 | 0 | 0 | 0 | 0 | 0 | 0 | 0 | 0 | 0 | 0 | 0 | 0 | 0 | 0 | 0 | 0 | 0
F4_Commercial_OR - Health_New_Space Heating_Natural Gas_Windows - Secondary Glazing Systems_A_Achievable Economic UCT Potential | F4 | Commercial | OR - Health | New | Space Heating | Natural Gas | Windows - Secondary Glazing Systems | A | Incremental Energy Savings (MWh or mTherms) | Achievable Economic UCT Potential | 0 | 0 | 0 | 0 | 0 | 0 | 0 | 0 | 0 | 0 | 0 | 0 | 0 | 0 | 0 | 0 | 0 | 0 | 0 | 0 | 0 | 0 | 0 | 0 | 0 | 0 | 0
F5_Commercial_OR - Health_New_Space Heating_Natural Gas_Windows - Secondary Glazing Systems_A_Achievable Economic UCT Potential | F5 | Commercial | OR - Health | New | Space Heating | Natural Gas | Windows - Secondary Glazing Systems | A | Incremental Summer Peak Savings (MW) | Achievable Economic UCT Potential | 0 | 0 | 0 | 0 | 0 | 0 | 0 | 0 | 0 | 0 | 0 | 0 | 0 | 0 | 0 | 0 | 0 | 0 | 0 | 0 | 0 | 0 | 0 | 0 | 0 | 0 | 0
F6_Commercial_OR - Health_New_Space Heating_Natural Gas_Windows - Secondary Glazing Systems_A_Achievable Economic UCT Potential | F6 | Commercial | OR - Health | New | Space Heating | Natural Gas | Windows - Secondary Glazing Systems | A | Incremental Winter Peak Savings (MW) | Achievable Economic UCT Potential | 0 | 0 | 0 | 0 | 0 | 0 | 0 | 0 | 0 | 0 | 0 | 0 | 0 | 0 | 0 | 0 | 0 | 0 | 0 | 0 | 0 | 0 | 0 | 0 | 0 | 0 | 0
F7_Commercial_OR - Health_New_Space Heating_Natural Gas_Windows - Secondary Glazing Systems_A_Achievable Economic UCT Potential | F7 | Commercial | OR - Health | New | Space Heating | Natural Gas | Windows - Secondary Glazing Systems | A | Cumulative Energy Savings (MWh or mTherms) | Achievable Economic UCT Potential | 0 | 0 | 0 | 0 | 0 | 0 | 0 | 0 | 0 | 0 | 0 | 0 | 0 | 0 | 0 | 0 | 0 | 0 | 0 | 0 | 0 | 0 | 0 | 0 | 0 | 0 | 0
F8_Commercial_OR - Health_New_Space Heating_Natural Gas_Windows - Secondary Glazing Systems_A_Achievable Economic UCT Potential | F8 | Commercial | OR - Health | New | Space Heating | Natural Gas | Windows - Secondary Glazing Systems | A | Cumulative Summer Peak Savings (MW) | Achievable Economic UCT Potential | 0 | 0 | 0 | 0 | 0 | 0 | 0 | 0 | 0 | 0 | 0 | 0 | 0 | 0 | 0 | 0 | 0 | 0 | 0 | 0 | 0 | 0 | 0 | 0 | 0 | 0 | 0
F9_Commercial_OR - Health_New_Space Heating_Natural Gas_Windows - Secondary Glazing Systems_A_Achievable Economic UCT Potential | F9 | Commercial | OR - Health | New | Space Heating | Natural Gas | Windows - Secondary Glazing Systems | A | Cumulative Winter Peak Savings (MW) | Achievable Economic UCT Potential | 0 | 0 | 0 | 0 | 0 | 0 | 0 | 0 | 0 | 0 | 0 | 0 | 0 | 0 | 0 | 0 | 0 | 0 | 0 | 0 | 0 | 0 | 0 | 0 | 0 | 0 | 0
F10_Commercial_OR - Health_New_Space Heating_Natural Gas_Windows - Secondary Glazing Systems_A_Achievable Economic UCT Potential | F10 | Commercial | OR - Health | New | Space Heating | Natural Gas | Windows - Secondary Glazing Systems | A | Purchases (Incremental) | Achievable Economic UCT Potential | 0 | 0 | 0 | 0 | 0 | 0 | 0 | 0 | 0 | 0 | 0 | 0 | 0 | 0 | 0 | 0 | 0 | 0 | 0 | 0 | 0 | 0 | 0 | 0 | 0 | 0 | 0
F11_Commercial_OR - Health_New_Space Heating_Natural Gas_Windows - Secondary Glazing Systems_A_Achievable Economic UCT Potential | F11 | Commercial | OR - Health | New | Space Heating | Natural Gas | Windows - Secondary Glazing Systems | A | Purchases (Cumulative) | Achievable Economic UCT Potential | 0 | 0 | 0 | 0 | 0 | 0 | 0 | 0 | 0 | 0 | 0 | 0 | 0 | 0 | 0 | 0 | 0 | 0 | 0 | 0 | 0 | 0 | 0 | 0 | 0 | 0 | 0
F1_Commercial_OR - Health_New_Space Heating_Natural Gas_HVAC - Energy Recovery Ventilator_A_Achievable Economic UCT Potential | F1 | Commercial | OR - Health | New | Space Heating | Natural Gas | HVAC - Energy Recovery Ventilator | A | Integrated Unit Energy Savings (kWh or therms) | Achievable Economic UCT Potential | 0 | 0 | 0 | 0 | 0 | 0 | 0 | 0 | 0 | 0 | 0 | 0 | 0 | 0 | 0 | 0 | 0 | 0 | 0 | 0 | 0 | 0 | 0 | 0 | 0 | 0 | 0
F2_Commercial_OR - Health_New_Space Heating_Natural Gas_HVAC - Energy Recovery Ventilator_A_Achievable Economic UCT Potential | F2 | Commercial | OR - Health | New | Space Heating | Natural Gas | HVAC - Energy Recovery Ventilator | A | Integrated Unit Summer Peak Savings (kW) | Achievable Economic UCT Potential | 0 | 0 | 0 | 0 | 0 | 0 | 0 | 0 | 0 | 0 | 0 | 0 | 0 | 0 | 0 | 0 | 0 | 0 | 0 | 0 | 0 | 0 | 0 | 0 | 0 | 0 | 0
F3_Commercial_OR - Health_New_Space Heating_Natural Gas_HVAC - Energy Recovery Ventilator_A_Achievable Economic UCT Potential | F3 | Commercial | OR - Health | New | Space Heating | Natural Gas | HVAC - Energy Recovery Ventilator | A | Integrated Unit Winter Peak Savings (kW) | Achievable Economic UCT Potential | 0 | 0 | 0 | 0 | 0 | 0 | 0 | 0 | 0 | 0 | 0 | 0 | 0 | 0 | 0 | 0 | 0 | 0 | 0 | 0 | 0 | 0 | 0 | 0 | 0 | 0 | 0
F4_Commercial_OR - Health_New_Space Heating_Natural Gas_HVAC - Energy Recovery Ventilator_A_Achievable Economic UCT Potential | F4 | Commercial | OR - Health | New | Space Heating | Natural Gas | HVAC - Energy Recovery Ventilator | A | Incremental Energy Savings (MWh or mTherms) | Achievable Economic UCT Potential | 0 | 0 | 0 | 0 | 0 | 0 | 0 | 0 | 0 | 0 | 0 | 0 | 0 | 0 | 0 | 0 | 0 | 0 | 0 | 0 | 0 | 0 | 0 | 0 | 0 | 0 | 0
F5_Commercial_OR - Health_New_Space Heating_Natural Gas_HVAC - Energy Recovery Ventilator_A_Achievable Economic UCT Potential | F5 | Commercial | OR - Health | New | Space Heating | Natural Gas | HVAC - Energy Recovery Ventilator | A | Incremental Summer Peak Savings (MW) | Achievable Economic UCT Potential | 0 | 0 | 0 | 0 | 0 | 0 | 0 | 0 | 0 | 0 | 0 | 0 | 0 | 0 | 0 | 0 | 0 | 0 | 0 | 0 | 0 | 0 | 0 | 0 | 0 | 0 | 0
F6_Commercial_OR - Health_New_Space Heating_Natural Gas_HVAC - Energy Recovery Ventilator_A_Achievable Economic UCT Potential | F6 | Commercial | OR - Health | New | Space Heating | Natural Gas | HVAC - Energy Recovery Ventilator | A | Incremental Winter Peak Savings (MW) | Achievable Economic UCT Potential | 0 | 0 | 0 | 0 | 0 | 0 | 0 | 0 | 0 | 0 | 0 | 0 | 0 | 0 | 0 | 0 | 0 | 0 | 0 | 0 | 0 | 0 | 0 | 0 | 0 | 0 | 0
F7_Commercial_OR - Health_New_Space Heating_Natural Gas_HVAC - Energy Recovery Ventilator_A_Achievable Economic UCT Potential | F7 | Commercial | OR - Health | New | Space Heating | Natural Gas | HVAC - Energy Recovery Ventilator | A | Cumulative Energy Savings (MWh or mTherms) | Achievable Economic UCT Potential | 0 | 0 | 0 | 0 | 0 | 0 | 0 | 0 | 0 | 0 | 0 | 0 | 0 | 0 | 0 | 0 | 0 | 0 | 0 | 0 | 0 | 0 | 0 | 0 | 0 | 0 | 0
F8_Commercial_OR - Health_New_Space Heating_Natural Gas_HVAC - Energy Recovery Ventilator_A_Achievable Economic UCT Potential | F8 | Commercial | OR - Health | New | Space Heating | Natural Gas | HVAC - Energy Recovery Ventilator | A | Cumulative Summer Peak Savings (MW) | Achievable Economic UCT Potential | 0 | 0 | 0 | 0 | 0 | 0 | 0 | 0 | 0 | 0 | 0 | 0 | 0 | 0 | 0 | 0 | 0 | 0 | 0 | 0 | 0 | 0 | 0 | 0 | 0 | 0 | 0
F9_Commercial_OR - Health_New_Space Heating_Natural Gas_HVAC - Energy Recovery Ventilator_A_Achievable Economic UCT Potential | F9 | Commercial | OR - Health | New | Space Heating | Natural Gas | HVAC - Energy Recovery Ventilator | A | Cumulative Winter Peak Savings (MW) | Achievable Economic UCT Potential | 0 | 0 | 0 | 0 | 0 | 0 | 0 | 0 | 0 | 0 | 0 | 0 | 0 | 0 | 0 | 0 | 0 | 0 | 0 | 0 | 0 | 0 | 0 | 0 | 0 | 0 | 0
F10_Commercial_OR - Health_New_Space Heating_Natural Gas_HVAC - Energy Recovery Ventilator_A_Achievable Economic UCT Potential | F10 | Commercial | OR - Health | New | Space Heating | Natural Gas | HVAC - Energy Recovery Ventilator | A | Purchases (Incremental) | Achievable Economic UCT Potential | 0 | 0 | 0 | 0 | 0 | 0 | 0 | 0 | 0 | 0 | 0 | 0 | 0 | 0 | 0 | 0 | 0 | 0 | 0 | 0 | 0 | 0 | 0 | 0 | 0 | 0 | 0
F11_Commercial_OR - Health_New_Space Heating_Natural Gas_HVAC - Energy Recovery Ventilator_A_Achievable Economic UCT Potential | F11 | Commercial | OR - Health | New | Space Heating | Natural Gas | HVAC - Energy Recovery Ventilator | A | Purchases (Cumulative) | Achievable Economic UCT Potential | 0 | 0 | 0 | 0 | 0 | 0 | 0 | 0 | 0 | 0 | 0 | 0 | 0 | 0 | 0 | 0 | 0 | 0 | 0 | 0 | 0 | 0 | 0 | 0 | 0 | 0 | 0
F1_Commercial_OR - Health_New_Space Heating_Natural Gas_Building Shell - Air Sealing (Infiltration Control)_A_Achievable Economic UCT Potential | F1 | Commercial | OR - Health | New | Space Heating | Natural Gas | Building Shell - Air Sealing (Infiltration Control) | A | Integrated Unit Energy Savings (kWh or therms) | Achievable Economic UCT Potential | 0 | 0 | 0 | 0 | 0 | 0 | 0 | 0 | 0 | 0 | 0 | 0 | 0 | 0 | 0 | 0 | 0 | 0 | 0 | 0 | 0 | 0 | 0 | 0 | 0 | 0 | 0
F2_Commercial_OR - Health_New_Space Heating_Natural Gas_Building Shell - Air Sealing (Infiltration Control)_A_Achievable Economic UCT Potential | F2 | Commercial | OR - Health | New | Space Heating | Natural Gas | Building Shell - Air Sealing (Infiltration Control) | A | Integrated Unit Summer Peak Savings (kW) | Achievable Economic UCT Potential | 0 | 0 | 0 | 0 | 0 | 0 | 0 | 0 | 0 | 0 | 0 | 0 | 0 | 0 | 0 | 0 | 0 | 0 | 0 | 0 | 0 | 0 | 0 | 0 | 0 | 0 | 0
F3_Commercial_OR - Health_New_Space Heating_Natural Gas_Building Shell - Air Sealing (Infiltration Control)_A_Achievable Economic UCT Potential | F3 | Commercial | OR - Health | New | Space Heating | Natural Gas | Building Shell - Air Sealing (Infiltration Control) | A | Integrated Unit Winter Peak Savings (kW) | Achievable Economic UCT Potential | 0 | 0 | 0 | 0 | 0 | 0 | 0 | 0 | 0 | 0 | 0 | 0 | 0 | 0 | 0 | 0 | 0 | 0 | 0 | 0 | 0 | 0 | 0 | 0 | 0 | 0 | 0
F4_Commercial_OR - Health_New_Space Heating_Natural Gas_Building Shell - Air Sealing (Infiltration Control)_A_Achievable Economic UCT Potential | F4 | Commercial | OR - Health | New | Space Heating | Natural Gas | Building Shell - Air Sealing (Infiltration Control) | A | Incremental Energy Savings (MWh or mTherms) | Achievable Economic UCT Potential | 0 | 0 | 0 | 0 | 0 | 0 | 0 | 0 | 0 | 0 | 0 | 0 | 0 | 0 | 0 | 0 | 0 | 0 | 0 | 0 | 0 | 0 | 0 | 0 | 0 | 0 | 0
F5_Commercial_OR - Health_New_Space Heating_Natural Gas_Building Shell - Air Sealing (Infiltration Control)_A_Achievable Economic UCT Potential | F5 | Commercial | OR - Health | New | Space Heating | Natural Gas | Building Shell - Air Sealing (Infiltration Control) | A | Incremental Summer Peak Savings (MW) | Achievable Economic UCT Potential | 0 | 0 | 0 | 0 | 0 | 0 | 0 | 0 | 0 | 0 | 0 | 0 | 0 | 0 | 0 | 0 | 0 | 0 | 0 | 0 | 0 | 0 | 0 | 0 | 0 | 0 | 0
F6_Commercial_OR - Health_New_Space Heating_Natural Gas_Building Shell - Air Sealing (Infiltration Control)_A_Achievable Economic UCT Potential | F6 | Commercial | OR - Health | New | Space Heating | Natural Gas | Building Shell - Air Sealing (Infiltration Control) | A | Incremental Winter Peak Savings (MW) | Achievable Economic UCT Potential | 0 | 0 | 0 | 0 | 0 | 0 | 0 | 0 | 0 | 0 | 0 | 0 | 0 | 0 | 0 | 0 | 0 | 0 | 0 | 0 | 0 | 0 | 0 | 0 | 0 | 0 | 0
F7_Commercial_OR - Health_New_Space Heating_Natural Gas_Building Shell - Air Sealing (Infiltration Control)_A_Achievable Economic UCT Potential | F7 | Commercial | OR - Health | New | Space Heating | Natural Gas | Building Shell - Air Sealing (Infiltration Control) | A | Cumulative Energy Savings (MWh or mTherms) | Achievable Economic UCT Potential | 0 | 0 | 0 | 0 | 0 | 0 | 0 | 0 | 0 | 0 | 0 | 0 | 0 | 0 | 0 | 0 | 0 | 0 | 0 | 0 | 0 | 0 | 0 | 0 | 0 | 0 | 0
F8_Commercial_OR - Health_New_Space Heating_Natural Gas_Building Shell - Air Sealing (Infiltration Control)_A_Achievable Economic UCT Potential | F8 | Commercial | OR - Health | New | Space Heating | Natural Gas | Building Shell - Air Sealing (Infiltration Control) | A | Cumulative Summer Peak Savings (MW) | Achievable Economic UCT Potential | 0 | 0 | 0 | 0 | 0 | 0 | 0 | 0 | 0 | 0 | 0 | 0 | 0 | 0 | 0 | 0 | 0 | 0 | 0 | 0 | 0 | 0 | 0 | 0 | 0 | 0 | 0
F9_Commercial_OR - Health_New_Space Heating_Natural Gas_Building Shell - Air Sealing (Infiltration Control)_A_Achievable Economic UCT Potential | F9 | Commercial | OR - Health | New | Space Heating | Natural Gas | Building Shell - Air Sealing (Infiltration Control) | A | Cumulative Winter Peak Savings (MW) | Achievable Economic UCT Potential | 0 | 0 | 0 | 0 | 0 | 0 | 0 | 0 | 0 | 0 | 0 | 0 | 0 | 0 | 0 | 0 | 0 | 0 | 0 | 0 | 0 | 0 | 0 | 0 | 0 | 0 | 0
F10_Commercial_OR - Health_New_Space Heating_Natural Gas_Building Shell - Air Sealing (Infiltration Control)_A_Achievable Economic UCT Potential | F10 | Commercial | OR - Health | New | Space Heating | Natural Gas | Building Shell - Air Sealing (Infiltration Control) | A | Purchases (Incremental) | Achievable Economic UCT Potential | 0 | 0 | 0 | 0 | 0 | 0 | 0 | 0 | 0 | 0 | 0 | 0 | 0 | 0 | 0 | 0 | 0 | 0 | 0 | 0 | 0 | 0 | 0 | 0 | 0 | 0 | 0
F11_Commercial_OR - Health_New_Space Heating_Natural Gas_Building Shell - Air Sealing (Infiltration Control)_A_Achievable Economic UCT Potential | F11 | Commercial | OR - Health | New | Space Heating | Natural Gas | Building Shell - Air Sealing (Infiltration Control) | A | Purchases (Cumulative) | Achievable Economic UCT Potential | 0 | 0 | 0 | 0 | 0 | 0 | 0 | 0 | 0 | 0 | 0 | 0 | 0 | 0 | 0 | 0 | 0 | 0 | 0 | 0 | 0 | 0 | 0 | 0 | 0 | 0 | 0
F1_Commercial_OR - Health_New_Space Heating_Natural Gas_Ventilation - Demand Controlled_A_Achievable Economic UCT Potential | F1 | Commercial | OR - Health | New | Space Heating | Natural Gas | Ventilation - Demand Controlled | A | Integrated Unit Energy Savings (kWh or therms) | Achievable Economic UCT Potential | 0 | 0 | 0 | 0 | 0 | 0 | 0 | 0 | 0 | 0 | 0 | 0 | 0 | 0 | 0 | 0 | 0 | 0 | 0 | 0 | 0 | 0 | 0 | 0 | 0 | 0 | 0
F2_Commercial_OR - Health_New_Space Heating_Natural Gas_Ventilation - Demand Controlled_A_Achievable Economic UCT Potential | F2 | Commercial | OR - Health | New | Space Heating | Natural Gas | Ventilation - Demand Controlled | A | Integrated Unit Summer Peak Savings (kW) | Achievable Economic UCT Potential | 0 | 0 | 0 | 0 | 0 | 0 | 0 | 0 | 0 | 0 | 0 | 0 | 0 | 0 | 0 | 0 | 0 | 0 | 0 | 0 | 0 | 0 | 0 | 0 | 0 | 0 | 0
F3_Commercial_OR - Health_New_Space Heating_Natural Gas_Ventilation - Demand Controlled_A_Achievable Economic UCT Potential | F3 | Commercial | OR - Health | New | Space Heating | Natural Gas | Ventilation - Demand Controlled | A | Integrated Unit Winter Peak Savings (kW) | Achievable Economic UCT Potential | 0 | 0 | 0 | 0 | 0 | 0 | 0 | 0 | 0 | 0 | 0 | 0 | 0 | 0 | 0 | 0 | 0 | 0 | 0 | 0 | 0 | 0 | 0 | 0 | 0 | 0 | 0
F4_Commercial_OR - Health_New_Space Heating_Natural Gas_Ventilation - Demand Controlled_A_Achievable Economic UCT Potential | F4 | Commercial | OR - Health | New | Space Heating | Natural Gas | Ventilation - Demand Controlled | A | Incremental Energy Savings (MWh or mTherms) | Achievable Economic UCT Potential | 0 | 0 | 0 | 0 | 0 | 0 | 0 | 0 | 0 | 0 | 0 | 0 | 0 | 0 | 0 | 0 | 0 | 0 | 0 | 0 | 0 | 0 | 0 | 0 | 0 | 0 | 0
F5_Commercial_OR - Health_New_Space Heating_Natural Gas_Ventilation - Demand Controlled_A_Achievable Economic UCT Potential | F5 | Commercial | OR - Health | New | Space Heating | Natural Gas | Ventilation - Demand Controlled | A | Incremental Summer Peak Savings (MW) | Achievable Economic UCT Potential | 0 | 0 | 0 | 0 | 0 | 0 | 0 | 0 | 0 | 0 | 0 | 0 | 0 | 0 | 0 | 0 | 0 | 0 | 0 | 0 | 0 | 0 | 0 | 0 | 0 | 0 | 0
F6_Commercial_OR - Health_New_Space Heating_Natural Gas_Ventilation - Demand Controlled_A_Achievable Economic UCT Potential | F6 | Commercial | OR - Health | New | Space Heating | Natural Gas | Ventilation - Demand Controlled | A | Incremental Winter Peak Savings (MW) | Achievable Economic UCT Potential | 0 | 0 | 0 | 0 | 0 | 0 | 0 | 0 | 0 | 0 | 0 | 0 | 0 | 0 | 0 | 0 | 0 | 0 | 0 | 0 | 0 | 0 | 0 | 0 | 0 | 0 | 0
F7_Commercial_OR - Health_New_Space Heating_Natural Gas_Ventilation - Demand Controlled_A_Achievable Economic UCT Potential | F7 | Commercial | OR - Health | New | Space Heating | Natural Gas | Ventilation - Demand Controlled | A | Cumulative Energy Savings (MWh or mTherms) | Achievable Economic UCT Potential | 0 | 0 | 0 | 0 | 0 | 0 | 0 | 0 | 0 | 0 | 0 | 0 | 0 | 0 | 0 | 0 | 0 | 0 | 0 | 0 | 0 | 0 | 0 | 0 | 0 | 0 | 0
F8_Commercial_OR - Health_New_Space Heating_Natural Gas_Ventilation - Demand Controlled_A_Achievable Economic UCT Potential | F8 | Commercial | OR - Health | New | Space Heating | Natural Gas | Ventilation - Demand Controlled | A | Cumulative Summer Peak Savings (MW) | Achievable Economic UCT Potential | 0 | 0 | 0 | 0 | 0 | 0 | 0 | 0 | 0 | 0 | 0 | 0 | 0 | 0 | 0 | 0 | 0 | 0 | 0 | 0 | 0 | 0 | 0 | 0 | 0 | 0 | 0
F9_Commercial_OR - Health_New_Space Heating_Natural Gas_Ventilation - Demand Controlled_A_Achievable Economic UCT Potential | F9 | Commercial | OR - Health | New | Space Heating | Natural Gas | Ventilation - Demand Controlled | A | Cumulative Winter Peak Savings (MW) | Achievable Economic UCT Potential | 0 | 0 | 0 | 0 | 0 | 0 | 0 | 0 | 0 | 0 | 0 | 0 | 0 | 0 | 0 | 0 | 0 | 0 | 0 | 0 | 0 | 0 | 0 | 0 | 0 | 0 | 0
F10_Commercial_OR - Health_New_Space Heating_Natural Gas_Ventilation - Demand Controlled_A_Achievable Economic UCT Potential | F10 | Commercial | OR - Health | New | Space Heating | Natural Gas | Ventilation - Demand Controlled | A | Purchases (Incremental) | Achievable Economic UCT Potential | 0 | 0 | 0 | 0 | 0 | 0 | 0 | 0 | 0 | 0 | 0 | 0 | 0 | 0 | 0 | 0 | 0 | 0 | 0 | 0 | 0 | 0 | 0 | 0 | 0 | 0 | 0
F11_Commercial_OR - Health_New_Space Heating_Natural Gas_Ventilation - Demand Controlled_A_Achievable Economic UCT Potential | F11 | Commercial | OR - Health | New | Space Heating | Natural Gas | Ventilation - Demand Controlled | A | Purchases (Cumulative) | Achievable Economic UCT Potential | 0 | 0 | 0 | 0 | 0 | 0 | 0 | 0 | 0 | 0 | 0 | 0 | 0 | 0 | 0 | 0 | 0 | 0 | 0 | 0 | 0 | 0 | 0 | 0 | 0 | 0 | 0
F1_Commercial_OR - Health_New_Space Heating_Natural Gas_HVAC - Dedicated Outdoor Air System (DOAS)_A_Achievable Economic UCT Potential | F1 | Commercial | OR - Health | New | Space Heating | Natural Gas | HVAC - Dedicated Outdoor Air System (DOAS) | A | Integrated Unit Energy Savings (kWh or therms) | Achievable Economic UCT Potential | 0 | 0 | 0 | 0 | 0 | 0 | 0 | 0 | 0 | 0 | 0 | 0 | 0 | 0 | 0 | 0 | 0 | 0 | 0 | 0 | 0 | 0 | 0 | 0 | 0 | 0 | 0
F2_Commercial_OR - Health_New_Space Heating_Natural Gas_HVAC - Dedicated Outdoor Air System (DOAS)_A_Achievable Economic UCT Potential | F2 | Commercial | OR - Health | New | Space Heating | Natural Gas | HVAC - Dedicated Outdoor Air System (DOAS) | A | Integrated Unit Summer Peak Savings (kW) | Achievable Economic UCT Potential | 0 | 0 | 0 | 0 | 0 | 0 | 0 | 0 | 0 | 0 | 0 | 0 | 0 | 0 | 0 | 0 | 0 | 0 | 0 | 0 | 0 | 0 | 0 | 0 | 0 | 0 | 0
F3_Commercial_OR - Health_New_Space Heating_Natural Gas_HVAC - Dedicated Outdoor Air System (DOAS)_A_Achievable Economic UCT Potential | F3 | Commercial | OR - Health | New | Space Heating | Natural Gas | HVAC - Dedicated Outdoor Air System (DOAS) | A | Integrated Unit Winter Peak Savings (kW) | Achievable Economic UCT Potential | 0 | 0 | 0 | 0 | 0 | 0 | 0 | 0 | 0 | 0 | 0 | 0 | 0 | 0 | 0 | 0 | 0 | 0 | 0 | 0 | 0 | 0 | 0 | 0 | 0 | 0 | 0
F4_Commercial_OR - Health_New_Space Heating_Natural Gas_HVAC - Dedicated Outdoor Air System (DOAS)_A_Achievable Economic UCT Potential | F4 | Commercial | OR - Health | New | Space Heating | Natural Gas | HVAC - Dedicated Outdoor Air System (DOAS) | A | Incremental Energy Savings (MWh or mTherms) | Achievable Economic UCT Potential | 0 | 0 | 0 | 0 | 0 | 0 | 0 | 0 | 0 | 0 | 0 | 0 | 0 | 0 | 0 | 0 | 0 | 0 | 0 | 0 | 0 | 0 | 0 | 0 | 0 | 0 | 0
F5_Commercial_OR - Health_New_Space Heating_Natural Gas_HVAC - Dedicated Outdoor Air System (DOAS)_A_Achievable Economic UCT Potential | F5 | Commercial | OR - Health | New | Space Heating | Natural Gas | HVAC - Dedicated Outdoor Air System (DOAS) | A | Incremental Summer Peak Savings (MW) | Achievable Economic UCT Potential | 0 | 0 | 0 | 0 | 0 | 0 | 0 | 0 | 0 | 0 | 0 | 0 | 0 | 0 | 0 | 0 | 0 | 0 | 0 | 0 | 0 | 0 | 0 | 0 | 0 | 0 | 0
F6_Commercial_OR - Health_New_Space Heating_Natural Gas_HVAC - Dedicated Outdoor Air System (DOAS)_A_Achievable Economic UCT Potential | F6 | Commercial | OR - Health | New | Space Heating | Natural Gas | HVAC - Dedicated Outdoor Air System (DOAS) | A | Incremental Winter Peak Savings (MW) | Achievable Economic UCT Potential | 0 | 0 | 0 | 0 | 0 | 0 | 0 | 0 | 0 | 0 | 0 | 0 | 0 | 0 | 0 | 0 | 0 | 0 | 0 | 0 | 0 | 0 | 0 | 0 | 0 | 0 | 0
F7_Commercial_OR - Health_New_Space Heating_Natural Gas_HVAC - Dedicated Outdoor Air System (DOAS)_A_Achievable Economic UCT Potential | F7 | Commercial | OR - Health | New | Space Heating | Natural Gas | HVAC - Dedicated Outdoor Air System (DOAS) | A | Cumulative Energy Savings (MWh or mTherms) | Achievable Economic UCT Potential | 0 | 0 | 0 | 0 | 0 | 0 | 0 | 0 | 0 | 0 | 0 | 0 | 0 | 0 | 0 | 0 | 0 | 0 | 0 | 0 | 0 | 0 | 0 | 0 | 0 | 0 | 0
F8_Commercial_OR - Health_New_Space Heating_Natural Gas_HVAC - Dedicated Outdoor Air System (DOAS)_A_Achievable Economic UCT Potential | F8 | Commercial | OR - Health | New | Space Heating | Natural Gas | HVAC - Dedicated Outdoor Air System (DOAS) | A | Cumulative Summer Peak Savings (MW) | Achievable Economic UCT Potential | 0 | 0 | 0 | 0 | 0 | 0 | 0 | 0 | 0 | 0 | 0 | 0 | 0 | 0 | 0 | 0 | 0 | 0 | 0 | 0 | 0 | 0 | 0 | 0 | 0 | 0 | 0
F9_Commercial_OR - Health_New_Space Heating_Natural Gas_HVAC - Dedicated Outdoor Air System (DOAS)_A_Achievable Economic UCT Potential | F9 | Commercial | OR - Health | New | Space Heating | Natural Gas | HVAC - Dedicated Outdoor Air System (DOAS) | A | Cumulative Winter Peak Savings (MW) | Achievable Economic UCT Potential | 0 | 0 | 0 | 0 | 0 | 0 | 0 | 0 | 0 | 0 | 0 | 0 | 0 | 0 | 0 | 0 | 0 | 0 | 0 | 0 | 0 | 0 | 0 | 0 | 0 | 0 | 0
F10_Commercial_OR - Health_New_Space Heating_Natural Gas_HVAC - Dedicated Outdoor Air System (DOAS)_A_Achievable Economic UCT Potential | F10 | Commercial | OR - Health | New | Space Heating | Natural Gas | HVAC - Dedicated Outdoor Air System (DOAS) | A | Purchases (Incremental) | Achievable Economic UCT Potential | 0 | 0 | 0 | 0 | 0 | 0 | 0 | 0 | 0 | 0 | 0 | 0 | 0 | 0 | 0 | 0 | 0 | 0 | 0 | 0 | 0 | 0 | 0 | 0 | 0 | 0 | 0
F11_Commercial_OR - Health_New_Space Heating_Natural Gas_HVAC - Dedicated Outdoor Air System (DOAS)_A_Achievable Economic UCT Potential | F11 | Commercial | OR - Health | New | Space Heating | Natural Gas | HVAC - Dedicated Outdoor Air System (DOAS) | A | Purchases (Cumulative) | Achievable Economic UCT Potential | 0 | 0 | 0 | 0 | 0 | 0 | 0 | 0 | 0 | 0 | 0 | 0 | 0 | 0 | 0 | 0 | 0 | 0 | 0 | 0 | 0 | 0 | 0 | 0 | 0 | 0 | 0
F1_Commercial_OR - Health_New_Space Heating_Natural Gas_Destratification Fans (HVLS)_A_Achievable Economic UCT Potential | F1 | Commercial | OR - Health | New | Space Heating | Natural Gas | Destratification Fans (HVLS) | A | Integrated Unit Energy Savings (kWh or therms) | Achievable Economic UCT Potential | 0 | 0 | 0 | 0 | 0 | 0 | 0 | 0 | 0 | 0 | 0 | 0 | 0 | 0 | 0 | 0 | 0 | 0 | 0 | 0 | 0 | 0 | 0 | 0 | 0 | 0 | 0
F2_Commercial_OR - Health_New_Space Heating_Natural Gas_Destratification Fans (HVLS)_A_Achievable Economic UCT Potential | F2 | Commercial | OR - Health | New | Space Heating | Natural Gas | Destratification Fans (HVLS) | A | Integrated Unit Summer Peak Savings (kW) | Achievable Economic UCT Potential | 0 | 0 | 0 | 0 | 0 | 0 | 0 | 0 | 0 | 0 | 0 | 0 | 0 | 0 | 0 | 0 | 0 | 0 | 0 | 0 | 0 | 0 | 0 | 0 | 0 | 0 | 0
F3_Commercial_OR - Health_New_Space Heating_Natural Gas_Destratification Fans (HVLS)_A_Achievable Economic UCT Potential | F3 | Commercial | OR - Health | New | Space Heating | Natural Gas | Destratification Fans (HVLS) | A | Integrated Unit Winter Peak Savings (kW) | Achievable Economic UCT Potential | 0 | 0 | 0 | 0 | 0 | 0 | 0 | 0 | 0 | 0 | 0 | 0 | 0 | 0 | 0 | 0 | 0 | 0 | 0 | 0 | 0 | 0 | 0 | 0 | 0 | 0 | 0
F4_Commercial_OR - Health_New_Space Heating_Natural Gas_Destratification Fans (HVLS)_A_Achievable Economic UCT Potential | F4 | Commercial | OR - Health | New | Space Heating | Natural Gas | Destratification Fans (HVLS) | A | Incremental Energy Savings (MWh or mTherms) | Achievable Economic UCT Potential | 0 | 0 | 0 | 0 | 0 | 0 | 0 | 0 | 0 | 0 | 0 | 0 | 0 | 0 | 0 | 0 | 0 | 0 | 0 | 0 | 0 | 0 | 0 | 0 | 0 | 0 | 0
F5_Commercial_OR - Health_New_Space Heating_Natural Gas_Destratification Fans (HVLS)_A_Achievable Economic UCT Potential | F5 | Commercial | OR - Health | New | Space Heating | Natural Gas | Destratification Fans (HVLS) | A | Incremental Summer Peak Savings (MW) | Achievable Economic UCT Potential | 0 | 0 | 0 | 0 | 0 | 0 | 0 | 0 | 0 | 0 | 0 | 0 | 0 | 0 | 0 | 0 | 0 | 0 | 0 | 0 | 0 | 0 | 0 | 0 | 0 | 0 | 0
F6_Commercial_OR - Health_New_Space Heating_Natural Gas_Destratification Fans (HVLS)_A_Achievable Economic UCT Potential | F6 | Commercial | OR - Health | New | Space Heating | Natural Gas | Destratification Fans (HVLS) | A | Incremental Winter Peak Savings (MW) | Achievable Economic UCT Potential | 0 | 0 | 0 | 0 | 0 | 0 | 0 | 0 | 0 | 0 | 0 | 0 | 0 | 0 | 0 | 0 | 0 | 0 | 0 | 0 | 0 | 0 | 0 | 0 | 0 | 0 | 0
F7_Commercial_OR - Health_New_Space Heating_Natural Gas_Destratification Fans (HVLS)_A_Achievable Economic UCT Potential | F7 | Commercial | OR - Health | New | Space Heating | Natural Gas | Destratification Fans (HVLS) | A | Cumulative Energy Savings (MWh or mTherms) | Achievable Economic UCT Potential | 0 | 0 | 0 | 0 | 0 | 0 | 0 | 0 | 0 | 0 | 0 | 0 | 0 | 0 | 0 | 0 | 0 | 0 | 0 | 0 | 0 | 0 | 0 | 0 | 0 | 0 | 0
F8_Commercial_OR - Health_New_Space Heating_Natural Gas_Destratification Fans (HVLS)_A_Achievable Economic UCT Potential | F8 | Commercial | OR - Health | New | Space Heating | Natural Gas | Destratification Fans (HVLS) | A | Cumulative Summer Peak Savings (MW) | Achievable Economic UCT Potential | 0 | 0 | 0 | 0 | 0 | 0 | 0 | 0 | 0 | 0 | 0 | 0 | 0 | 0 | 0 | 0 | 0 | 0 | 0 | 0 | 0 | 0 | 0 | 0 | 0 | 0 | 0
F9_Commercial_OR - Health_New_Space Heating_Natural Gas_Destratification Fans (HVLS)_A_Achievable Economic UCT Potential | F9 | Commercial | OR - Health | New | Space Heating | Natural Gas | Destratification Fans (HVLS) | A | Cumulative Winter Peak Savings (MW) | Achievable Economic UCT Potential | 0 | 0 | 0 | 0 | 0 | 0 | 0 | 0 | 0 | 0 | 0 | 0 | 0 | 0 | 0 | 0 | 0 | 0 | 0 | 0 | 0 | 0 | 0 | 0 | 0 | 0 | 0
F10_Commercial_OR - Health_New_Space Heating_Natural Gas_Destratification Fans (HVLS)_A_Achievable Economic UCT Potential | F10 | Commercial | OR - Health | New | Space Heating | Natural Gas | Destratification Fans (HVLS) | A | Purchases (Incremental) | Achievable Economic UCT Potential | 0 | 0 | 0 | 0 | 0 | 0 | 0 | 0 | 0 | 0 | 0 | 0 | 0 | 0 | 0 | 0 | 0 | 0 | 0 | 0 | 0 | 0 | 0 | 0 | 0 | 0 | 0
F11_Commercial_OR - Health_New_Space Heating_Natural Gas_Destratification Fans (HVLS)_A_Achievable Economic UCT Potential | F11 | Commercial | OR - Health | New | Space Heating | Natural Gas | Destratification Fans (HVLS) | A | Purchases (Cumulative) | Achievable Economic UCT Potential | 0 | 0 | 0 | 0 | 0 | 0 | 0 | 0 | 0 | 0 | 0 | 0 | 0 | 0 | 0 | 0 | 0 | 0 | 0 | 0 | 0 | 0 | 0 | 0 | 0 | 0 | 0
F1_Commercial_OR - Health_New_Space Heating_Natural Gas_Gas Boiler - Maintenance_A_Achievable Economic UCT Potential | F1 | Commercial | OR - Health | New | Space Heating | Natural Gas | Gas Boiler - Maintenance | A | Integrated Unit Energy Savings (kWh or therms) | Achievable Economic UCT Potential | 0 | 0 | 0 | 0 | 0 | 0 | 0 | 0 | 0 | 0 | 0 | 0 | 0 | 0 | 0 | 0 | 0 | 0 | 0 | 0 | 0 | 0 | 0 | 0 | 0 | 0 | 0
F2_Commercial_OR - Health_New_Space Heating_Natural Gas_Gas Boiler - Maintenance_A_Achievable Economic UCT Potential | F2 | Commercial | OR - Health | New | Space Heating | Natural Gas | Gas Boiler - Maintenance | A | Integrated Unit Summer Peak Savings (kW) | Achievable Economic UCT Potential | 0 | 0 | 0 | 0 | 0 | 0 | 0 | 0 | 0 | 0 | 0 | 0 | 0 | 0 | 0 | 0 | 0 | 0 | 0 | 0 | 0 | 0 | 0 | 0 | 0 | 0 | 0
F3_Commercial_OR - Health_New_Space Heating_Natural Gas_Gas Boiler - Maintenance_A_Achievable Economic UCT Potential | F3 | Commercial | OR - Health | New | Space Heating | Natural Gas | Gas Boiler - Maintenance | A | Integrated Unit Winter Peak Savings (kW) | Achievable Economic UCT Potential | 0 | 0 | 0 | 0 | 0 | 0 | 0 | 0 | 0 | 0 | 0 | 0 | 0 | 0 | 0 | 0 | 0 | 0 | 0 | 0 | 0 | 0 | 0 | 0 | 0 | 0 | 0
F4_Commercial_OR - Health_New_Space Heating_Natural Gas_Gas Boiler - Maintenance_A_Achievable Economic UCT Potential | F4 | Commercial | OR - Health | New | Space Heating | Natural Gas | Gas Boiler - Maintenance | A | Incremental Energy Savings (MWh or mTherms) | Achievable Economic UCT Potential | 0 | 0 | 0 | 0 | 0 | 0 | 0 | 0 | 0 | 0 | 0 | 0 | 0 | 0 | 0 | 0 | 0 | 0 | 0 | 0 | 0 | 0 | 0 | 0 | 0 | 0 | 0
F5_Commercial_OR - Health_New_Space Heating_Natural Gas_Gas Boiler - Maintenance_A_Achievable Economic UCT Potential | F5 | Commercial | OR - Health | New | Space Heating | Natural Gas | Gas Boiler - Maintenance | A | Incremental Summer Peak Savings (MW) | Achievable Economic UCT Potential | 0 | 0 | 0 | 0 | 0 | 0 | 0 | 0 | 0 | 0 | 0 | 0 | 0 | 0 | 0 | 0 | 0 | 0 | 0 | 0 | 0 | 0 | 0 | 0 | 0 | 0 | 0
F6_Commercial_OR - Health_New_Space Heating_Natural Gas_Gas Boiler - Maintenance_A_Achievable Economic UCT Potential | F6 | Commercial | OR - Health | New | Space Heating | Natural Gas | Gas Boiler - Maintenance | A | Incremental Winter Peak Savings (MW) | Achievable Economic UCT Potential | 0 | 0 | 0 | 0 | 0 | 0 | 0 | 0 | 0 | 0 | 0 | 0 | 0 | 0 | 0 | 0 | 0 | 0 | 0 | 0 | 0 | 0 | 0 | 0 | 0 | 0 | 0
F7_Commercial_OR - Health_New_Space Heating_Natural Gas_Gas Boiler - Maintenance_A_Achievable Economic UCT Potential | F7 | Commercial | OR - Health | New | Space Heating | Natural Gas | Gas Boiler - Maintenance | A | Cumulative Energy Savings (MWh or mTherms) | Achievable Economic UCT Potential | 0 | 0 | 0 | 0 | 0 | 0 | 0 | 0 | 0 | 0 | 0 | 0 | 0 | 0 | 0 | 0 | 0 | 0 | 0 | 0 | 0 | 0 | 0 | 0 | 0 | 0 | 0
F8_Commercial_OR - Health_New_Space Heating_Natural Gas_Gas Boiler - Maintenance_A_Achievable Economic UCT Potential | F8 | Commercial | OR - Health | New | Space Heating | Natural Gas | Gas Boiler - Maintenance | A | Cumulative Summer Peak Savings (MW) | Achievable Economic UCT Potential | 0 | 0 | 0 | 0 | 0 | 0 | 0 | 0 | 0 | 0 | 0 | 0 | 0 | 0 | 0 | 0 | 0 | 0 | 0 | 0 | 0 | 0 | 0 | 0 | 0 | 0 | 0
F9_Commercial_OR - Health_New_Space Heating_Natural Gas_Gas Boiler - Maintenance_A_Achievable Economic UCT Potential | F9 | Commercial | OR - Health | New | Space Heating | Natural Gas | Gas Boiler - Maintenance | A | Cumulative Winter Peak Savings (MW) | Achievable Economic UCT Potential | 0 | 0 | 0 | 0 | 0 | 0 | 0 | 0 | 0 | 0 | 0 | 0 | 0 | 0 | 0 | 0 | 0 | 0 | 0 | 0 | 0 | 0 | 0 | 0 | 0 | 0 | 0
F10_Commercial_OR - Health_New_Space Heating_Natural Gas_Gas Boiler - Maintenance_A_Achievable Economic UCT Potential | F10 | Commercial | OR - Health | New | Space Heating | Natural Gas | Gas Boiler - Maintenance | A | Purchases (Incremental) | Achievable Economic UCT Potential | 0 | 0 | 0 | 0 | 0 | 0 | 0 | 0 | 0 | 0 | 0 | 0 | 0 | 0 | 0 | 0 | 0 | 0 | 0 | 0 | 0 | 0 | 0 | 0 | 0 | 0 | 0
F11_Commercial_OR - Health_New_Space Heating_Natural Gas_Gas Boiler - Maintenance_A_Achievable Economic UCT Potential | F11 | Commercial | OR - Health | New | Space Heating | Natural Gas | Gas Boiler - Maintenance | A | Purchases (Cumulative) | Achievable Economic UCT Potential | 0 | 0 | 0 | 0 | 0 | 0 | 0 | 0 | 0 | 0 | 0 | 0 | 0 | 0 | 0 | 0 | 0 | 0 | 0 | 0 | 0 | 0 | 0 | 0 | 0 | 0 | 0
F1_Commercial_OR - Health_New_Space Heating_Natural Gas_Gas Furnace - Maintenance_A_Achievable Economic UCT Potential | F1 | Commercial | OR - Health | New | Space Heating | Natural Gas | Gas Furnace - Maintenance | A | Integrated Unit Energy Savings (kWh or therms) | Achievable Economic UCT Potential | 0 | 0 | 0 | 0 | 0 | 0 | 0 | 0 | 0 | 0 | 0 | 0 | 0 | 0 | 0 | 0 | 0 | 0 | 0 | 0 | 0 | 0 | 0 | 0 | 0 | 0 | 0
F2_Commercial_OR - Health_New_Space Heating_Natural Gas_Gas Furnace - Maintenance_A_Achievable Economic UCT Potential | F2 | Commercial | OR - Health | New | Space Heating | Natural Gas | Gas Furnace - Maintenance | A | Integrated Unit Summer Peak Savings (kW) | Achievable Economic UCT Potential | 0 | 0 | 0 | 0 | 0 | 0 | 0 | 0 | 0 | 0 | 0 | 0 | 0 | 0 | 0 | 0 | 0 | 0 | 0 | 0 | 0 | 0 | 0 | 0 | 0 | 0 | 0
F3_Commercial_OR - Health_New_Space Heating_Natural Gas_Gas Furnace - Maintenance_A_Achievable Economic UCT Potential | F3 | Commercial | OR - Health | New | Space Heating | Natural Gas | Gas Furnace - Maintenance | A | Integrated Unit Winter Peak Savings (kW) | Achievable Economic UCT Potential | 0 | 0 | 0 | 0 | 0 | 0 | 0 | 0 | 0 | 0 | 0 | 0 | 0 | 0 | 0 | 0 | 0 | 0 | 0 | 0 | 0 | 0 | 0 | 0 | 0 | 0 | 0
F4_Commercial_OR - Health_New_Space Heating_Natural Gas_Gas Furnace - Maintenance_A_Achievable Economic UCT Potential | F4 | Commercial | OR - Health | New | Space Heating | Natural Gas | Gas Furnace - Maintenance | A | Incremental Energy Savings (MWh or mTherms) | Achievable Economic UCT Potential | 0 | 0 | 0 | 0 | 0 | 0 | 0 | 0 | 0 | 0 | 0 | 0 | 0 | 0 | 0 | 0 | 0 | 0 | 0 | 0 | 0 | 0 | 0 | 0 | 0 | 0 | 0
F5_Commercial_OR - Health_New_Space Heating_Natural Gas_Gas Furnace - Maintenance_A_Achievable Economic UCT Potential | F5 | Commercial | OR - Health | New | Space Heating | Natural Gas | Gas Furnace - Maintenance | A | Incremental Summer Peak Savings (MW) | Achievable Economic UCT Potential | 0 | 0 | 0 | 0 | 0 | 0 | 0 | 0 | 0 | 0 | 0 | 0 | 0 | 0 | 0 | 0 | 0 | 0 | 0 | 0 | 0 | 0 | 0 | 0 | 0 | 0 | 0
F6_Commercial_OR - Health_New_Space Heating_Natural Gas_Gas Furnace - Maintenance_A_Achievable Economic UCT Potential | F6 | Commercial | OR - Health | New | Space Heating | Natural Gas | Gas Furnace - Maintenance | A | Incremental Winter Peak Savings (MW) | Achievable Economic UCT Potential | 0 | 0 | 0 | 0 | 0 | 0 | 0 | 0 | 0 | 0 | 0 | 0 | 0 | 0 | 0 | 0 | 0 | 0 | 0 | 0 | 0 | 0 | 0 | 0 | 0 | 0 | 0
F7_Commercial_OR - Health_New_Space Heating_Natural Gas_Gas Furnace - Maintenance_A_Achievable Economic UCT Potential | F7 | Commercial | OR - Health | New | Space Heating | Natural Gas | Gas Furnace - Maintenance | A | Cumulative Energy Savings (MWh or mTherms) | Achievable Economic UCT Potential | 0 | 0 | 0 | 0 | 0 | 0 | 0 | 0 | 0 | 0 | 0 | 0 | 0 | 0 | 0 | 0 | 0 | 0 | 0 | 0 | 0 | 0 | 0 | 0 | 0 | 0 | 0
F8_Commercial_OR - Health_New_Space Heating_Natural Gas_Gas Furnace - Maintenance_A_Achievable Economic UCT Potential | F8 | Commercial | OR - Health | New | Space Heating | Natural Gas | Gas Furnace - Maintenance | A | Cumulative Summer Peak Savings (MW) | Achievable Economic UCT Potential | 0 | 0 | 0 | 0 | 0 | 0 | 0 | 0 | 0 | 0 | 0 | 0 | 0 | 0 | 0 | 0 | 0 | 0 | 0 | 0 | 0 | 0 | 0 | 0 | 0 | 0 | 0
F9_Commercial_OR - Health_New_Space Heating_Natural Gas_Gas Furnace - Maintenance_A_Achievable Economic UCT Potential | F9 | Commercial | OR - Health | New | Space Heating | Natural Gas | Gas Furnace - Maintenance | A | Cumulative Winter Peak Savings (MW) | Achievable Economic UCT Potential | 0 | 0 | 0 | 0 | 0 | 0 | 0 | 0 | 0 | 0 | 0 | 0 | 0 | 0 | 0 | 0 | 0 | 0 | 0 | 0 | 0 | 0 | 0 | 0 | 0 | 0 | 0
F10_Commercial_OR - Health_New_Space Heating_Natural Gas_Gas Furnace - Maintenance_A_Achievable Economic UCT Potential | F10 | Commercial | OR - Health | New | Space Heating | Natural Gas | Gas Furnace - Maintenance | A | Purchases (Incremental) | Achievable Economic UCT Potential | 0 | 0 | 0 | 0 | 0 | 0 | 0 | 0 | 0 | 0 | 0 | 0 | 0 | 0 | 0 | 0 | 0 | 0 | 0 | 0 | 0 | 0 | 0 | 0 | 0 | 0 | 0
F11_Commercial_OR - Health_New_Space Heating_Natural Gas_Gas Furnace - Maintenance_A_Achievable Economic UCT Potential | F11 | Commercial | OR - Health | New | Space Heating | Natural Gas | Gas Furnace - Maintenance | A | Purchases (Cumulative) | Achievable Economic UCT Potential | 0 | 0 | 0 | 0 | 0 | 0 | 0 | 0 | 0 | 0 | 0 | 0 | 0 | 0 | 0 | 0 | 0 | 0 | 0 | 0 | 0 | 0 | 0 | 0 | 0 | 0 | 0
F1_Commercial_OR - Health_New_Space Heating_Natural Gas_Gas Boiler - Hot Water Reset_A_Achievable Economic UCT Potential | F1 | Commercial | OR - Health | New | Space Heating | Natural Gas | Gas Boiler - Hot Water Reset | A | Integrated Unit Energy Savings (kWh or therms) | Achievable Economic UCT Potential | 0 | 0 | 0 | 0 | 0 | 0 | 0 | 0 | 0 | 0 | 0 | 0 | 0 | 0 | 0 | 0 | 0 | 0 | 0 | 0 | 0 | 0 | 0 | 0 | 0 | 0 | 0
F2_Commercial_OR - Health_New_Space Heating_Natural Gas_Gas Boiler - Hot Water Reset_A_Achievable Economic UCT Potential | F2 | Commercial | OR - Health | New | Space Heating | Natural Gas | Gas Boiler - Hot Water Reset | A | Integrated Unit Summer Peak Savings (kW) | Achievable Economic UCT Potential | 0 | 0 | 0 | 0 | 0 | 0 | 0 | 0 | 0 | 0 | 0 | 0 | 0 | 0 | 0 | 0 | 0 | 0 | 0 | 0 | 0 | 0 | 0 | 0 | 0 | 0 | 0
F3_Commercial_OR - Health_New_Space Heating_Natural Gas_Gas Boiler - Hot Water Reset_A_Achievable Economic UCT Potential | F3 | Commercial | OR - Health | New | Space Heating | Natural Gas | Gas Boiler - Hot Water Reset | A | Integrated Unit Winter Peak Savings (kW) | Achievable Economic UCT Potential | 0 | 0 | 0 | 0 | 0 | 0 | 0 | 0 | 0 | 0 | 0 | 0 | 0 | 0 | 0 | 0 | 0 | 0 | 0 | 0 | 0 | 0 | 0 | 0 | 0 | 0 | 0
F4_Commercial_OR - Health_New_Space Heating_Natural Gas_Gas Boiler - Hot Water Reset_A_Achievable Economic UCT Potential | F4 | Commercial | OR - Health | New | Space Heating | Natural Gas | Gas Boiler - Hot Water Reset | A | Incremental Energy Savings (MWh or mTherms) | Achievable Economic UCT Potential | 0 | 0 | 0 | 0 | 0 | 0 | 0 | 0 | 0 | 0 | 0 | 0 | 0 | 0 | 0 | 0 | 0 | 0 | 0 | 0 | 0 | 0 | 0 | 0 | 0 | 0 | 0
F5_Commercial_OR - Health_New_Space Heating_Natural Gas_Gas Boiler - Hot Water Reset_A_Achievable Economic UCT Potential | F5 | Commercial | OR - Health | New | Space Heating | Natural Gas | Gas Boiler - Hot Water Reset | A | Incremental Summer Peak Savings (MW) | Achievable Economic UCT Potential | 0 | 0 | 0 | 0 | 0 | 0 | 0 | 0 | 0 | 0 | 0 | 0 | 0 | 0 | 0 | 0 | 0 | 0 | 0 | 0 | 0 | 0 | 0 | 0 | 0 | 0 | 0
F6_Commercial_OR - Health_New_Space Heating_Natural Gas_Gas Boiler - Hot Water Reset_A_Achievable Economic UCT Potential | F6 | Commercial | OR - Health | New | Space Heating | Natural Gas | Gas Boiler - Hot Water Reset | A | Incremental Winter Peak Savings (MW) | Achievable Economic UCT Potential | 0 | 0 | 0 | 0 | 0 | 0 | 0 | 0 | 0 | 0 | 0 | 0 | 0 | 0 | 0 | 0 | 0 | 0 | 0 | 0 | 0 | 0 | 0 | 0 | 0 | 0 | 0
F7_Commercial_OR - Health_New_Space Heating_Natural Gas_Gas Boiler - Hot Water Reset_A_Achievable Economic UCT Potential | F7 | Commercial | OR - Health | New | Space Heating | Natural Gas | Gas Boiler - Hot Water Reset | A | Cumulative Energy Savings (MWh or mTherms) | Achievable Economic UCT Potential | 0 | 0 | 0 | 0 | 0 | 0 | 0 | 0 | 0 | 0 | 0 | 0 | 0 | 0 | 0 | 0 | 0 | 0 | 0 | 0 | 0 | 0 | 0 | 0 | 0 | 0 | 0
F8_Commercial_OR - Health_New_Space Heating_Natural Gas_Gas Boiler - Hot Water Reset_A_Achievable Economic UCT Potential | F8 | Commercial | OR - Health | New | Space Heating | Natural Gas | Gas Boiler - Hot Water Reset | A | Cumulative Summer Peak Savings (MW) | Achievable Economic UCT Potential | 0 | 0 | 0 | 0 | 0 | 0 | 0 | 0 | 0 | 0 | 0 | 0 | 0 | 0 | 0 | 0 | 0 | 0 | 0 | 0 | 0 | 0 | 0 | 0 | 0 | 0 | 0
F9_Commercial_OR - Health_New_Space Heating_Natural Gas_Gas Boiler - Hot Water Reset_A_Achievable Economic UCT Potential | F9 | Commercial | OR - Health | New | Space Heating | Natural Gas | Gas Boiler - Hot Water Reset | A | Cumulative Winter Peak Savings (MW) | Achievable Economic UCT Potential | 0 | 0 | 0 | 0 | 0 | 0 | 0 | 0 | 0 | 0 | 0 | 0 | 0 | 0 | 0 | 0 | 0 | 0 | 0 | 0 | 0 | 0 | 0 | 0 | 0 | 0 | 0
F10_Commercial_OR - Health_New_Space Heating_Natural Gas_Gas Boiler - Hot Water Reset_A_Achievable Economic UCT Potential | F10 | Commercial | OR - Health | New | Space Heating | Natural Gas | Gas Boiler - Hot Water Reset | A | Purchases (Incremental) | Achievable Economic UCT Potential | 0 | 0 | 0 | 0 | 0 | 0 | 0 | 0 | 0 | 0 | 0 | 0 | 0 | 0 | 0 | 0 | 0 | 0 | 0 | 0 | 0 | 0 | 0 | 0 | 0 | 0 | 0
F11_Commercial_OR - Health_New_Space Heating_Natural Gas_Gas Boiler - Hot Water Reset_A_Achievable Economic UCT Potential | F11 | Commercial | OR - Health | New | Space Heating | Natural Gas | Gas Boiler - Hot Water Reset | A | Purchases (Cumulative) | Achievable Economic UCT Potential | 0 | 0 | 0 | 0 | 0 | 0 | 0 | 0 | 0 | 0 | 0 | 0 | 0 | 0 | 0 | 0 | 0 | 0 | 0 | 0 | 0 | 0 | 0 | 0 | 0 | 0 | 0
F1_Commercial_OR - Health_New_Space Heating_Natural Gas_Gas Boiler - Steam Trap Replacement_A_Achievable Economic UCT Potential | F1 | Commercial | OR - Health | New | Space Heating | Natural Gas | Gas Boiler - Steam Trap Replacement | A | Integrated Unit Energy Savings (kWh or therms) | Achievable Economic UCT Potential | 0 | 0 | 0 | 0 | 0 | 0 | 0 | 0 | 0 | 0 | 0 | 0 | 0 | 0 | 0 | 0 | 0 | 0 | 0 | 0 | 0 | 0 | 0 | 0 | 0 | 0 | 0
F2_Commercial_OR - Health_New_Space Heating_Natural Gas_Gas Boiler - Steam Trap Replacement_A_Achievable Economic UCT Potential | F2 | Commercial | OR - Health | New | Space Heating | Natural Gas | Gas Boiler - Steam Trap Replacement | A | Integrated Unit Summer Peak Savings (kW) | Achievable Economic UCT Potential | 0 | 0 | 0 | 0 | 0 | 0 | 0 | 0 | 0 | 0 | 0 | 0 | 0 | 0 | 0 | 0 | 0 | 0 | 0 | 0 | 0 | 0 | 0 | 0 | 0 | 0 | 0
F3_Commercial_OR - Health_New_Space Heating_Natural Gas_Gas Boiler - Steam Trap Replacement_A_Achievable Economic UCT Potential | F3 | Commercial | OR - Health | New | Space Heating | Natural Gas | Gas Boiler - Steam Trap Replacement | A | Integrated Unit Winter Peak Savings (kW) | Achievable Economic UCT Potential | 0 | 0 | 0 | 0 | 0 | 0 | 0 | 0 | 0 | 0 | 0 | 0 | 0 | 0 | 0 | 0 | 0 | 0 | 0 | 0 | 0 | 0 | 0 | 0 | 0 | 0 | 0
F4_Commercial_OR - Health_New_Space Heating_Natural Gas_Gas Boiler - Steam Trap Replacement_A_Achievable Economic UCT Potential | F4 | Commercial | OR - Health | New | Space Heating | Natural Gas | Gas Boiler - Steam Trap Replacement | A | Incremental Energy Savings (MWh or mTherms) | Achievable Economic UCT Potential | 0 | 0 | 0 | 0 | 0 | 0 | 0 | 0 | 0 | 0 | 0 | 0 | 0 | 0 | 0 | 0 | 0 | 0 | 0 | 0 | 0 | 0 | 0 | 0 | 0 | 0 | 0
F5_Commercial_OR - Health_New_Space Heating_Natural Gas_Gas Boiler - Steam Trap Replacement_A_Achievable Economic UCT Potential | F5 | Commercial | OR - Health | New | Space Heating | Natural Gas | Gas Boiler - Steam Trap Replacement | A | Incremental Summer Peak Savings (MW) | Achievable Economic UCT Potential | 0 | 0 | 0 | 0 | 0 | 0 | 0 | 0 | 0 | 0 | 0 | 0 | 0 | 0 | 0 | 0 | 0 | 0 | 0 | 0 | 0 | 0 | 0 | 0 | 0 | 0 | 0
F6_Commercial_OR - Health_New_Space Heating_Natural Gas_Gas Boiler - Steam Trap Replacement_A_Achievable Economic UCT Potential | F6 | Commercial | OR - Health | New | Space Heating | Natural Gas | Gas Boiler - Steam Trap Replacement | A | Incremental Winter Peak Savings (MW) | Achievable Economic UCT Potential | 0 | 0 | 0 | 0 | 0 | 0 | 0 | 0 | 0 | 0 | 0 | 0 | 0 | 0 | 0 | 0 | 0 | 0 | 0 | 0 | 0 | 0 | 0 | 0 | 0 | 0 | 0
F7_Commercial_OR - Health_New_Space Heating_Natural Gas_Gas Boiler - Steam Trap Replacement_A_Achievable Economic UCT Potential | F7 | Commercial | OR - Health | New | Space Heating | Natural Gas | Gas Boiler - Steam Trap Replacement | A | Cumulative Energy Savings (MWh or mTherms) | Achievable Economic UCT Potential | 0 | 0 | 0 | 0 | 0 | 0 | 0 | 0 | 0 | 0 | 0 | 0 | 0 | 0 | 0 | 0 | 0 | 0 | 0 | 0 | 0 | 0 | 0 | 0 | 0 | 0 | 0
F8_Commercial_OR - Health_New_Space Heating_Natural Gas_Gas Boiler - Steam Trap Replacement_A_Achievable Economic UCT Potential | F8 | Commercial | OR - Health | New | Space Heating | Natural Gas | Gas Boiler - Steam Trap Replacement | A | Cumulative Summer Peak Savings (MW) | Achievable Economic UCT Potential | 0 | 0 | 0 | 0 | 0 | 0 | 0 | 0 | 0 | 0 | 0 | 0 | 0 | 0 | 0 | 0 | 0 | 0 | 0 | 0 | 0 | 0 | 0 | 0 | 0 | 0 | 0
F9_Commercial_OR - Health_New_Space Heating_Natural Gas_Gas Boiler - Steam Trap Replacement_A_Achievable Economic UCT Potential | F9 | Commercial | OR - Health | New | Space Heating | Natural Gas | Gas Boiler - Steam Trap Replacement | A | Cumulative Winter Peak Savings (MW) | Achievable Economic UCT Potential | 0 | 0 | 0 | 0 | 0 | 0 | 0 | 0 | 0 | 0 | 0 | 0 | 0 | 0 | 0 | 0 | 0 | 0 | 0 | 0 | 0 | 0 | 0 | 0 | 0 | 0 | 0
F10_Commercial_OR - Health_New_Space Heating_Natural Gas_Gas Boiler - Steam Trap Replacement_A_Achievable Economic UCT Potential | F10 | Commercial | OR - Health | New | Space Heating | Natural Gas | Gas Boiler - Steam Trap Replacement | A | Purchases (Incremental) | Achievable Economic UCT Potential | 0 | 0 | 0 | 0 | 0 | 0 | 0 | 0 | 0 | 0 | 0 | 0 | 0 | 0 | 0 | 0 | 0 | 0 | 0 | 0 | 0 | 0 | 0 | 0 | 0 | 0 | 0
F11_Commercial_OR - Health_New_Space Heating_Natural Gas_Gas Boiler - Steam Trap Replacement_A_Achievable Economic UCT Potential | F11 | Commercial | OR - Health | New | Space Heating | Natural Gas | Gas Boiler - Steam Trap Replacement | A | Purchases (Cumulative) | Achievable Economic UCT Potential | 0 | 0 | 0 | 0 | 0 | 0 | 0 | 0 | 0 | 0 | 0 | 0 | 0 | 0 | 0 | 0 | 0 | 0 | 0 | 0 | 0 | 0 | 0 | 0 | 0 | 0 | 0
F1_Commercial_OR - Health_New_Space Heating_Natural Gas_Gas Boiler - High Turndown Burner_A_Achievable Economic UCT Potential | F1 | Commercial | OR - Health | New | Space Heating | Natural Gas | Gas Boiler - High Turndown Burner | A | Integrated Unit Energy Savings (kWh or therms) | Achievable Economic UCT Potential | 0 | 0 | 0 | 0 | 0 | 0 | 0 | 0 | 0 | 0 | 0 | 0 | 0 | 0 | 0 | 0 | 0 | 0 | 0 | 0 | 0 | 0 | 0 | 0 | 0 | 0 | 0
F2_Commercial_OR - Health_New_Space Heating_Natural Gas_Gas Boiler - High Turndown Burner_A_Achievable Economic UCT Potential | F2 | Commercial | OR - Health | New | Space Heating | Natural Gas | Gas Boiler - High Turndown Burner | A | Integrated Unit Summer Peak Savings (kW) | Achievable Economic UCT Potential | 0 | 0 | 0 | 0 | 0 | 0 | 0 | 0 | 0 | 0 | 0 | 0 | 0 | 0 | 0 | 0 | 0 | 0 | 0 | 0 | 0 | 0 | 0 | 0 | 0 | 0 | 0
F3_Commercial_OR - Health_New_Space Heating_Natural Gas_Gas Boiler - High Turndown Burner_A_Achievable Economic UCT Potential | F3 | Commercial | OR - Health | New | Space Heating | Natural Gas | Gas Boiler - High Turndown Burner | A | Integrated Unit Winter Peak Savings (kW) | Achievable Economic UCT Potential | 0 | 0 | 0 | 0 | 0 | 0 | 0 | 0 | 0 | 0 | 0 | 0 | 0 | 0 | 0 | 0 | 0 | 0 | 0 | 0 | 0 | 0 | 0 | 0 | 0 | 0 | 0
F4_Commercial_OR - Health_New_Space Heating_Natural Gas_Gas Boiler - High Turndown Burner_A_Achievable Economic UCT Potential | F4 | Commercial | OR - Health | New | Space Heating | Natural Gas | Gas Boiler - High Turndown Burner | A | Incremental Energy Savings (MWh or mTherms) | Achievable Economic UCT Potential | 0 | 0 | 0 | 0 | 0 | 0 | 0 | 0 | 0 | 0 | 0 | 0 | 0 | 0 | 0 | 0 | 0 | 0 | 0 | 0 | 0 | 0 | 0 | 0 | 0 | 0 | 0
F5_Commercial_OR - Health_New_Space Heating_Natural Gas_Gas Boiler - High Turndown Burner_A_Achievable Economic UCT Potential | F5 | Commercial | OR - Health | New | Space Heating | Natural Gas | Gas Boiler - High Turndown Burner | A | Incremental Summer Peak Savings (MW) | Achievable Economic UCT Potential | 0 | 0 | 0 | 0 | 0 | 0 | 0 | 0 | 0 | 0 | 0 | 0 | 0 | 0 | 0 | 0 | 0 | 0 | 0 | 0 | 0 | 0 | 0 | 0 | 0 | 0 | 0
F6_Commercial_OR - Health_New_Space Heating_Natural Gas_Gas Boiler - High Turndown Burner_A_Achievable Economic UCT Potential | F6 | Commercial | OR - Health | New | Space Heating | Natural Gas | Gas Boiler - High Turndown Burner | A | Incremental Winter Peak Savings (MW) | Achievable Economic UCT Potential | 0 | 0 | 0 | 0 | 0 | 0 | 0 | 0 | 0 | 0 | 0 | 0 | 0 | 0 | 0 | 0 | 0 | 0 | 0 | 0 | 0 | 0 | 0 | 0 | 0 | 0 | 0
F7_Commercial_OR - Health_New_Space Heating_Natural Gas_Gas Boiler - High Turndown Burner_A_Achievable Economic UCT Potential | F7 | Commercial | OR - Health | New | Space Heating | Natural Gas | Gas Boiler - High Turndown Burner | A | Cumulative Energy Savings (MWh or mTherms) | Achievable Economic UCT Potential | 0 | 0 | 0 | 0 | 0 | 0 | 0 | 0 | 0 | 0 | 0 | 0 | 0 | 0 | 0 | 0 | 0 | 0 | 0 | 0 | 0 | 0 | 0 | 0 | 0 | 0 | 0
F8_Commercial_OR - Health_New_Space Heating_Natural Gas_Gas Boiler - High Turndown Burner_A_Achievable Economic UCT Potential | F8 | Commercial | OR - Health | New | Space Heating | Natural Gas | Gas Boiler - High Turndown Burner | A | Cumulative Summer Peak Savings (MW) | Achievable Economic UCT Potential | 0 | 0 | 0 | 0 | 0 | 0 | 0 | 0 | 0 | 0 | 0 | 0 | 0 | 0 | 0 | 0 | 0 | 0 | 0 | 0 | 0 | 0 | 0 | 0 | 0 | 0 | 0
F9_Commercial_OR - Health_New_Space Heating_Natural Gas_Gas Boiler - High Turndown Burner_A_Achievable Economic UCT Potential | F9 | Commercial | OR - Health | New | Space Heating | Natural Gas | Gas Boiler - High Turndown Burner | A | Cumulative Winter Peak Savings (MW) | Achievable Economic UCT Potential | 0 | 0 | 0 | 0 | 0 | 0 | 0 | 0 | 0 | 0 | 0 | 0 | 0 | 0 | 0 | 0 | 0 | 0 | 0 | 0 | 0 | 0 | 0 | 0 | 0 | 0 | 0
F10_Commercial_OR - Health_New_Space Heating_Natural Gas_Gas Boiler - High Turndown Burner_A_Achievable Economic UCT Potential | F10 | Commercial | OR - Health | New | Space Heating | Natural Gas | Gas Boiler - High Turndown Burner | A | Purchases (Incremental) | Achievable Economic UCT Potential | 0 | 0 | 0 | 0 | 0 | 0 | 0 | 0 | 0 | 0 | 0 | 0 | 0 | 0 | 0 | 0 | 0 | 0 | 0 | 0 | 0 | 0 | 0 | 0 | 0 | 0 | 0
F11_Commercial_OR - Health_New_Space Heating_Natural Gas_Gas Boiler - High Turndown Burner_A_Achievable Economic UCT Potential | F11 | Commercial | OR - Health | New | Space Heating | Natural Gas | Gas Boiler - High Turndown Burner | A | Purchases (Cumulative) | Achievable Economic UCT Potential | 0 | 0 | 0 | 0 | 0 | 0 | 0 | 0 | 0 | 0 | 0 | 0 | 0 | 0 | 0 | 0 | 0 | 0 | 0 | 0 | 0 | 0 | 0 | 0 | 0 | 0 | 0
F1_Commercial_OR - Health_New_Space Heating_Natural Gas_Gas Boiler - Burner Control Optimization_A_Achievable Economic UCT Potential | F1 | Commercial | OR - Health | New | Space Heating | Natural Gas | Gas Boiler - Burner Control Optimization | A | Integrated Unit Energy Savings (kWh or therms) | Achievable Economic UCT Potential | 0 | 0 | 0 | 0 | 0 | 0 | 0 | 0 | 0 | 0 | 0 | 0 | 0 | 0 | 0 | 0 | 0 | 0 | 0 | 0 | 0 | 0 | 0 | 0 | 0 | 0 | 0
F2_Commercial_OR - Health_New_Space Heating_Natural Gas_Gas Boiler - Burner Control Optimization_A_Achievable Economic UCT Potential | F2 | Commercial | OR - Health | New | Space Heating | Natural Gas | Gas Boiler - Burner Control Optimization | A | Integrated Unit Summer Peak Savings (kW) | Achievable Economic UCT Potential | 0 | 0 | 0 | 0 | 0 | 0 | 0 | 0 | 0 | 0 | 0 | 0 | 0 | 0 | 0 | 0 | 0 | 0 | 0 | 0 | 0 | 0 | 0 | 0 | 0 | 0 | 0
F3_Commercial_OR - Health_New_Space Heating_Natural Gas_Gas Boiler - Burner Control Optimization_A_Achievable Economic UCT Potential | F3 | Commercial | OR - Health | New | Space Heating | Natural Gas | Gas Boiler - Burner Control Optimization | A | Integrated Unit Winter Peak Savings (kW) | Achievable Economic UCT Potential | 0 | 0 | 0 | 0 | 0 | 0 | 0 | 0 | 0 | 0 | 0 | 0 | 0 | 0 | 0 | 0 | 0 | 0 | 0 | 0 | 0 | 0 | 0 | 0 | 0 | 0 | 0
F4_Commercial_OR - Health_New_Space Heating_Natural Gas_Gas Boiler - Burner Control Optimization_A_Achievable Economic UCT Potential | F4 | Commercial | OR - Health | New | Space Heating | Natural Gas | Gas Boiler - Burner Control Optimization | A | Incremental Energy Savings (MWh or mTherms) | Achievable Economic UCT Potential | 0 | 0 | 0 | 0 | 0 | 0 | 0 | 0 | 0 | 0 | 0 | 0 | 0 | 0 | 0 | 0 | 0 | 0 | 0 | 0 | 0 | 0 | 0 | 0 | 0 | 0 | 0
F5_Commercial_OR - Health_New_Space Heating_Natural Gas_Gas Boiler - Burner Control Optimization_A_Achievable Economic UCT Potential | F5 | Commercial | OR - Health | New | Space Heating | Natural Gas | Gas Boiler - Burner Control Optimization | A | Incremental Summer Peak Savings (MW) | Achievable Economic UCT Potential | 0 | 0 | 0 | 0 | 0 | 0 | 0 | 0 | 0 | 0 | 0 | 0 | 0 | 0 | 0 | 0 | 0 | 0 | 0 | 0 | 0 | 0 | 0 | 0 | 0 | 0 | 0
F6_Commercial_OR - Health_New_Space Heating_Natural Gas_Gas Boiler - Burner Control Optimization_A_Achievable Economic UCT Potential | F6 | Commercial | OR - Health | New | Space Heating | Natural Gas | Gas Boiler - Burner Control Optimization | A | Incremental Winter Peak Savings (MW) | Achievable Economic UCT Potential | 0 | 0 | 0 | 0 | 0 | 0 | 0 | 0 | 0 | 0 | 0 | 0 | 0 | 0 | 0 | 0 | 0 | 0 | 0 | 0 | 0 | 0 | 0 | 0 | 0 | 0 | 0
F7_Commercial_OR - Health_New_Space Heating_Natural Gas_Gas Boiler - Burner Control Optimization_A_Achievable Economic UCT Potential | F7 | Commercial | OR - Health | New | Space Heating | Natural Gas | Gas Boiler - Burner Control Optimization | A | Cumulative Energy Savings (MWh or mTherms) | Achievable Economic UCT Potential | 0 | 0 | 0 | 0 | 0 | 0 | 0 | 0 | 0 | 0 | 0 | 0 | 0 | 0 | 0 | 0 | 0 | 0 | 0 | 0 | 0 | 0 | 0 | 0 | 0 | 0 | 0
F8_Commercial_OR - Health_New_Space Heating_Natural Gas_Gas Boiler - Burner Control Optimization_A_Achievable Economic UCT Potential | F8 | Commercial | OR - Health | New | Space Heating | Natural Gas | Gas Boiler - Burner Control Optimization | A | Cumulative Summer Peak Savings (MW) | Achievable Economic UCT Potential | 0 | 0 | 0 | 0 | 0 | 0 | 0 | 0 | 0 | 0 | 0 | 0 | 0 | 0 | 0 | 0 | 0 | 0 | 0 | 0 | 0 | 0 | 0 | 0 | 0 | 0 | 0
F9_Commercial_OR - Health_New_Space Heating_Natural Gas_Gas Boiler - Burner Control Optimization_A_Achievable Economic UCT Potential | F9 | Commercial | OR - Health | New | Space Heating | Natural Gas | Gas Boiler - Burner Control Optimization | A | Cumulative Winter Peak Savings (MW) | Achievable Economic UCT Potential | 0 | 0 | 0 | 0 | 0 | 0 | 0 | 0 | 0 | 0 | 0 | 0 | 0 | 0 | 0 | 0 | 0 | 0 | 0 | 0 | 0 | 0 | 0 | 0 | 0 | 0 | 0
F10_Commercial_OR - Health_New_Space Heating_Natural Gas_Gas Boiler - Burner Control Optimization_A_Achievable Economic UCT Potential | F10 | Commercial | OR - Health | New | Space Heating | Natural Gas | Gas Boiler - Burner Control Optimization | A | Purchases (Incremental) | Achievable Economic UCT Potential | 0 | 0 | 0 | 0 | 0 | 0 | 0 | 0 | 0 | 0 | 0 | 0 | 0 | 0 | 0 | 0 | 0 | 0 | 0 | 0 | 0 | 0 | 0 | 0 | 0 | 0 | 0
F11_Commercial_OR - Health_New_Space Heating_Natural Gas_Gas Boiler - Burner Control Optimization_A_Achievable Economic UCT Potential | F11 | Commercial | OR - Health | New | Space Heating | Natural Gas | Gas Boiler - Burner Control Optimization | A | Purchases (Cumulative) | Achievable Economic UCT Potential | 0 | 0 | 0 | 0 | 0 | 0 | 0 | 0 | 0 | 0 | 0 | 0 | 0 | 0 | 0 | 0 | 0 | 0 | 0 | 0 | 0 | 0 | 0 | 0 | 0 | 0 | 0
F1_Commercial_OR - Health_New_Space Heating_Natural Gas_Gas Boiler - Stack Economizer_A_Achievable Economic UCT Potential | F1 | Commercial | OR - Health | New | Space Heating | Natural Gas | Gas Boiler - Stack Economizer | A | Integrated Unit Energy Savings (kWh or therms) | Achievable Economic UCT Potential | 0 | 0 | 0 | 0 | 0 | 0 | 0 | 0 | 0 | 0 | 0 | 0 | 0 | 0 | 0 | 0 | 0 | 0 | 0 | 0 | 0 | 0 | 0 | 0 | 0 | 0 | 0
F2_Commercial_OR - Health_New_Space Heating_Natural Gas_Gas Boiler - Stack Economizer_A_Achievable Economic UCT Potential | F2 | Commercial | OR - Health | New | Space Heating | Natural Gas | Gas Boiler - Stack Economizer | A | Integrated Unit Summer Peak Savings (kW) | Achievable Economic UCT Potential | 0 | 0 | 0 | 0 | 0 | 0 | 0 | 0 | 0 | 0 | 0 | 0 | 0 | 0 | 0 | 0 | 0 | 0 | 0 | 0 | 0 | 0 | 0 | 0 | 0 | 0 | 0
F3_Commercial_OR - Health_New_Space Heating_Natural Gas_Gas Boiler - Stack Economizer_A_Achievable Economic UCT Potential | F3 | Commercial | OR - Health | New | Space Heating | Natural Gas | Gas Boiler - Stack Economizer | A | Integrated Unit Winter Peak Savings (kW) | Achievable Economic UCT Potential | 0 | 0 | 0 | 0 | 0 | 0 | 0 | 0 | 0 | 0 | 0 | 0 | 0 | 0 | 0 | 0 | 0 | 0 | 0 | 0 | 0 | 0 | 0 | 0 | 0 | 0 | 0
F4_Commercial_OR - Health_New_Space Heating_Natural Gas_Gas Boiler - Stack Economizer_A_Achievable Economic UCT Potential | F4 | Commercial | OR - Health | New | Space Heating | Natural Gas | Gas Boiler - Stack Economizer | A | Incremental Energy Savings (MWh or mTherms) | Achievable Economic UCT Potential | 0 | 0 | 0 | 0 | 0 | 0 | 0 | 0 | 0 | 0 | 0 | 0 | 0 | 0 | 0 | 0 | 0 | 0 | 0 | 0 | 0 | 0 | 0 | 0 | 0 | 0 | 0
F5_Commercial_OR - Health_New_Space Heating_Natural Gas_Gas Boiler - Stack Economizer_A_Achievable Economic UCT Potential | F5 | Commercial | OR - Health | New | Space Heating | Natural Gas | Gas Boiler - Stack Economizer | A | Incremental Summer Peak Savings (MW) | Achievable Economic UCT Potential | 0 | 0 | 0 | 0 | 0 | 0 | 0 | 0 | 0 | 0 | 0 | 0 | 0 | 0 | 0 | 0 | 0 | 0 | 0 | 0 | 0 | 0 | 0 | 0 | 0 | 0 | 0
F6_Commercial_OR - Health_New_Space Heating_Natural Gas_Gas Boiler - Stack Economizer_A_Achievable Economic UCT Potential | F6 | Commercial | OR - Health | New | Space Heating | Natural Gas | Gas Boiler - Stack Economizer | A | Incremental Winter Peak Savings (MW) | Achievable Economic UCT Potential | 0 | 0 | 0 | 0 | 0 | 0 | 0 | 0 | 0 | 0 | 0 | 0 | 0 | 0 | 0 | 0 | 0 | 0 | 0 | 0 | 0 | 0 | 0 | 0 | 0 | 0 | 0
F7_Commercial_OR - Health_New_Space Heating_Natural Gas_Gas Boiler - Stack Economizer_A_Achievable Economic UCT Potential | F7 | Commercial | OR - Health | New | Space Heating | Natural Gas | Gas Boiler - Stack Economizer | A | Cumulative Energy Savings (MWh or mTherms) | Achievable Economic UCT Potential | 0 | 0 | 0 | 0 | 0 | 0 | 0 | 0 | 0 | 0 | 0 | 0 | 0 | 0 | 0 | 0 | 0 | 0 | 0 | 0 | 0 | 0 | 0 | 0 | 0 | 0 | 0
F8_Commercial_OR - Health_New_Space Heating_Natural Gas_Gas Boiler - Stack Economizer_A_Achievable Economic UCT Potential | F8 | Commercial | OR - Health | New | Space Heating | Natural Gas | Gas Boiler - Stack Economizer | A | Cumulative Summer Peak Savings (MW) | Achievable Economic UCT Potential | 0 | 0 | 0 | 0 | 0 | 0 | 0 | 0 | 0 | 0 | 0 | 0 | 0 | 0 | 0 | 0 | 0 | 0 | 0 | 0 | 0 | 0 | 0 | 0 | 0 | 0 | 0
F9_Commercial_OR - Health_New_Space Heating_Natural Gas_Gas Boiler - Stack Economizer_A_Achievable Economic UCT Potential | F9 | Commercial | OR - Health | New | Space Heating | Natural Gas | Gas Boiler - Stack Economizer | A | Cumulative Winter Peak Savings (MW) | Achievable Economic UCT Potential | 0 | 0 | 0 | 0 | 0 | 0 | 0 | 0 | 0 | 0 | 0 | 0 | 0 | 0 | 0 | 0 | 0 | 0 | 0 | 0 | 0 | 0 | 0 | 0 | 0 | 0 | 0
F10_Commercial_OR - Health_New_Space Heating_Natural Gas_Gas Boiler - Stack Economizer_A_Achievable Economic UCT Potential | F10 | Commercial | OR - Health | New | Space Heating | Natural Gas | Gas Boiler - Stack Economizer | A | Purchases (Incremental) | Achievable Economic UCT Potential | 0 | 0 | 0 | 0 | 0 | 0 | 0 | 0 | 0 | 0 | 0 | 0 | 0 | 0 | 0 | 0 | 0 | 0 | 0 | 0 | 0 | 0 | 0 | 0 | 0 | 0 | 0
F11_Commercial_OR - Health_New_Space Heating_Natural Gas_Gas Boiler - Stack Economizer_A_Achievable Economic UCT Potential | F11 | Commercial | OR - Health | New | Space Heating | Natural Gas | Gas Boiler - Stack Economizer | A | Purchases (Cumulative) | Achievable Economic UCT Potential | 0 | 0 | 0 | 0 | 0 | 0 | 0 | 0 | 0 | 0 | 0 | 0 | 0 | 0 | 0 | 0 | 0 | 0 | 0 | 0 | 0 | 0 | 0 | 0 | 0 | 0 | 0
F1_Commercial_OR - Health_New_Space Heating_Natural Gas_Gas Boiler - Thermostatic Radiator Valves_A_Achievable Economic UCT Potential | F1 | Commercial | OR - Health | New | Space Heating | Natural Gas | Gas Boiler - Thermostatic Radiator Valves | A | Integrated Unit Energy Savings (kWh or therms) | Achievable Economic UCT Potential | 0 | 0 | 0 | 0 | 0 | 0 | 0 | 0 | 0 | 0 | 0 | 0 | 0 | 0 | 0 | 0 | 0 | 0 | 0 | 0 | 0 | 0 | 0 | 0 | 0 | 0 | 0
F2_Commercial_OR - Health_New_Space Heating_Natural Gas_Gas Boiler - Thermostatic Radiator Valves_A_Achievable Economic UCT Potential | F2 | Commercial | OR - Health | New | Space Heating | Natural Gas | Gas Boiler - Thermostatic Radiator Valves | A | Integrated Unit Summer Peak Savings (kW) | Achievable Economic UCT Potential | 0 | 0 | 0 | 0 | 0 | 0 | 0 | 0 | 0 | 0 | 0 | 0 | 0 | 0 | 0 | 0 | 0 | 0 | 0 | 0 | 0 | 0 | 0 | 0 | 0 | 0 | 0
F3_Commercial_OR - Health_New_Space Heating_Natural Gas_Gas Boiler - Thermostatic Radiator Valves_A_Achievable Economic UCT Potential | F3 | Commercial | OR - Health | New | Space Heating | Natural Gas | Gas Boiler - Thermostatic Radiator Valves | A | Integrated Unit Winter Peak Savings (kW) | Achievable Economic UCT Potential | 0 | 0 | 0 | 0 | 0 | 0 | 0 | 0 | 0 | 0 | 0 | 0 | 0 | 0 | 0 | 0 | 0 | 0 | 0 | 0 | 0 | 0 | 0 | 0 | 0 | 0 | 0
F4_Commercial_OR - Health_New_Space Heating_Natural Gas_Gas Boiler - Thermostatic Radiator Valves_A_Achievable Economic UCT Potential | F4 | Commercial | OR - Health | New | Space Heating | Natural Gas | Gas Boiler - Thermostatic Radiator Valves | A | Incremental Energy Savings (MWh or mTherms) | Achievable Economic UCT Potential | 0 | 0 | 0 | 0 | 0 | 0 | 0 | 0 | 0 | 0 | 0 | 0 | 0 | 0 | 0 | 0 | 0 | 0 | 0 | 0 | 0 | 0 | 0 | 0 | 0 | 0 | 0
F5_Commercial_OR - Health_New_Space Heating_Natural Gas_Gas Boiler - Thermostatic Radiator Valves_A_Achievable Economic UCT Potential | F5 | Commercial | OR - Health | New | Space Heating | Natural Gas | Gas Boiler - Thermostatic Radiator Valves | A | Incremental Summer Peak Savings (MW) | Achievable Economic UCT Potential | 0 | 0 | 0 | 0 | 0 | 0 | 0 | 0 | 0 | 0 | 0 | 0 | 0 | 0 | 0 | 0 | 0 | 0 | 0 | 0 | 0 | 0 | 0 | 0 | 0 | 0 | 0
F6_Commercial_OR - Health_New_Space Heating_Natural Gas_Gas Boiler - Thermostatic Radiator Valves_A_Achievable Economic UCT Potential | F6 | Commercial | OR - Health | New | Space Heating | Natural Gas | Gas Boiler - Thermostatic Radiator Valves | A | Incremental Winter Peak Savings (MW) | Achievable Economic UCT Potential | 0 | 0 | 0 | 0 | 0 | 0 | 0 | 0 | 0 | 0 | 0 | 0 | 0 | 0 | 0 | 0 | 0 | 0 | 0 | 0 | 0 | 0 | 0 | 0 | 0 | 0 | 0
F7_Commercial_OR - Health_New_Space Heating_Natural Gas_Gas Boiler - Thermostatic Radiator Valves_A_Achievable Economic UCT Potential | F7 | Commercial | OR - Health | New | Space Heating | Natural Gas | Gas Boiler - Thermostatic Radiator Valves | A | Cumulative Energy Savings (MWh or mTherms) | Achievable Economic UCT Potential | 0 | 0 | 0 | 0 | 0 | 0 | 0 | 0 | 0 | 0 | 0 | 0 | 0 | 0 | 0 | 0 | 0 | 0 | 0 | 0 | 0 | 0 | 0 | 0 | 0 | 0 | 0
F8_Commercial_OR - Health_New_Space Heating_Natural Gas_Gas Boiler - Thermostatic Radiator Valves_A_Achievable Economic UCT Potential | F8 | Commercial | OR - Health | New | Space Heating | Natural Gas | Gas Boiler - Thermostatic Radiator Valves | A | Cumulative Summer Peak Savings (MW) | Achievable Economic UCT Potential | 0 | 0 | 0 | 0 | 0 | 0 | 0 | 0 | 0 | 0 | 0 | 0 | 0 | 0 | 0 | 0 | 0 | 0 | 0 | 0 | 0 | 0 | 0 | 0 | 0 | 0 | 0
F9_Commercial_OR - Health_New_Space Heating_Natural Gas_Gas Boiler - Thermostatic Radiator Valves_A_Achievable Economic UCT Potential | F9 | Commercial | OR - Health | New | Space Heating | Natural Gas | Gas Boiler - Thermostatic Radiator Valves | A | Cumulative Winter Peak Savings (MW) | Achievable Economic UCT Potential | 0 | 0 | 0 | 0 | 0 | 0 | 0 | 0 | 0 | 0 | 0 | 0 | 0 | 0 | 0 | 0 | 0 | 0 | 0 | 0 | 0 | 0 | 0 | 0 | 0 | 0 | 0
F10_Commercial_OR - Health_New_Space Heating_Natural Gas_Gas Boiler - Thermostatic Radiator Valves_A_Achievable Economic UCT Potential | F10 | Commercial | OR - Health | New | Space Heating | Natural Gas | Gas Boiler - Thermostatic Radiator Valves | A | Purchases (Incremental) | Achievable Economic UCT Potential | 0 | 0 | 0 | 0 | 0 | 0 | 0 | 0 | 0 | 0 | 0 | 0 | 0 | 0 | 0 | 0 | 0 | 0 | 0 | 0 | 0 | 0 | 0 | 0 | 0 | 0 | 0
F11_Commercial_OR - Health_New_Space Heating_Natural Gas_Gas Boiler - Thermostatic Radiator Valves_A_Achievable Economic UCT Potential | F11 | Commercial | OR - Health | New | Space Heating | Natural Gas | Gas Boiler - Thermostatic Radiator Valves | A | Purchases (Cumulative) | Achievable Economic UCT Potential | 0 | 0 | 0 | 0 | 0 | 0 | 0 | 0 | 0 | 0 | 0 | 0 | 0 | 0 | 0 | 0 | 0 | 0 | 0 | 0 | 0 | 0 | 0 | 0 | 0 | 0 | 0
F1_Commercial_OR - Health_New_Space Heating_Natural Gas_HVAC - Shut Off Damper_A_Achievable Economic UCT Potential | F1 | Commercial | OR - Health | New | Space Heating | Natural Gas | HVAC - Shut Off Damper | A | Integrated Unit Energy Savings (kWh or therms) | Achievable Economic UCT Potential | 0 | 0 | 0 | 0 | 0 | 0 | 0 | 0 | 0 | 0 | 0 | 0 | 0 | 0 | 0 | 0 | 0 | 0 | 0 | 0 | 0 | 0 | 0 | 0 | 0 | 0 | 0
F2_Commercial_OR - Health_New_Space Heating_Natural Gas_HVAC - Shut Off Damper_A_Achievable Economic UCT Potential | F2 | Commercial | OR - Health | New | Space Heating | Natural Gas | HVAC - Shut Off Damper | A | Integrated Unit Summer Peak Savings (kW) | Achievable Economic UCT Potential | 0 | 0 | 0 | 0 | 0 | 0 | 0 | 0 | 0 | 0 | 0 | 0 | 0 | 0 | 0 | 0 | 0 | 0 | 0 | 0 | 0 | 0 | 0 | 0 | 0 | 0 | 0
F3_Commercial_OR - Health_New_Space Heating_Natural Gas_HVAC - Shut Off Damper_A_Achievable Economic UCT Potential | F3 | Commercial | OR - Health | New | Space Heating | Natural Gas | HVAC - Shut Off Damper | A | Integrated Unit Winter Peak Savings (kW) | Achievable Economic UCT Potential | 0 | 0 | 0 | 0 | 0 | 0 | 0 | 0 | 0 | 0 | 0 | 0 | 0 | 0 | 0 | 0 | 0 | 0 | 0 | 0 | 0 | 0 | 0 | 0 | 0 | 0 | 0
F4_Commercial_OR - Health_New_Space Heating_Natural Gas_HVAC - Shut Off Damper_A_Achievable Economic UCT Potential | F4 | Commercial | OR - Health | New | Space Heating | Natural Gas | HVAC - Shut Off Damper | A | Incremental Energy Savings (MWh or mTherms) | Achievable Economic UCT Potential | 0 | 0 | 0 | 0 | 0 | 0 | 0 | 0 | 0 | 0 | 0 | 0 | 0 | 0 | 0 | 0 | 0 | 0 | 0 | 0 | 0 | 0 | 0 | 0 | 0 | 0 | 0
F5_Commercial_OR - Health_New_Space Heating_Natural Gas_HVAC - Shut Off Damper_A_Achievable Economic UCT Potential | F5 | Commercial | OR - Health | New | Space Heating | Natural Gas | HVAC - Shut Off Damper | A | Incremental Summer Peak Savings (MW) | Achievable Economic UCT Potential | 0 | 0 | 0 | 0 | 0 | 0 | 0 | 0 | 0 | 0 | 0 | 0 | 0 | 0 | 0 | 0 | 0 | 0 | 0 | 0 | 0 | 0 | 0 | 0 | 0 | 0 | 0
F6_Commercial_OR - Health_New_Space Heating_Natural Gas_HVAC - Shut Off Damper_A_Achievable Economic UCT Potential | F6 | Commercial | OR - Health | New | Space Heating | Natural Gas | HVAC - Shut Off Damper | A | Incremental Winter Peak Savings (MW) | Achievable Economic UCT Potential | 0 | 0 | 0 | 0 | 0 | 0 | 0 | 0 | 0 | 0 | 0 | 0 | 0 | 0 | 0 | 0 | 0 | 0 | 0 | 0 | 0 | 0 | 0 | 0 | 0 | 0 | 0
F7_Commercial_OR - Health_New_Space Heating_Natural Gas_HVAC - Shut Off Damper_A_Achievable Economic UCT Potential | F7 | Commercial | OR - Health | New | Space Heating | Natural Gas | HVAC - Shut Off Damper | A | Cumulative Energy Savings (MWh or mTherms) | Achievable Economic UCT Potential | 0 | 0 | 0 | 0 | 0 | 0 | 0 | 0 | 0 | 0 | 0 | 0 | 0 | 0 | 0 | 0 | 0 | 0 | 0 | 0 | 0 | 0 | 0 | 0 | 0 | 0 | 0
F8_Commercial_OR - Health_New_Space Heating_Natural Gas_HVAC - Shut Off Damper_A_Achievable Economic UCT Potential | F8 | Commercial | OR - Health | New | Space Heating | Natural Gas | HVAC - Shut Off Damper | A | Cumulative Summer Peak Savings (MW) | Achievable Economic UCT Potential | 0 | 0 | 0 | 0 | 0 | 0 | 0 | 0 | 0 | 0 | 0 | 0 | 0 | 0 | 0 | 0 | 0 | 0 | 0 | 0 | 0 | 0 | 0 | 0 | 0 | 0 | 0
F9_Commercial_OR - Health_New_Space Heating_Natural Gas_HVAC - Shut Off Damper_A_Achievable Economic UCT Potential | F9 | Commercial | OR - Health | New | Space Heating | Natural Gas | HVAC - Shut Off Damper | A | Cumulative Winter Peak Savings (MW) | Achievable Economic UCT Potential | 0 | 0 | 0 | 0 | 0 | 0 | 0 | 0 | 0 | 0 | 0 | 0 | 0 | 0 | 0 | 0 | 0 | 0 | 0 | 0 | 0 | 0 | 0 | 0 | 0 | 0 | 0
F10_Commercial_OR - Health_New_Space Heating_Natural Gas_HVAC - Shut Off Damper_A_Achievable Economic UCT Potential | F10 | Commercial | OR - Health | New | Space Heating | Natural Gas | HVAC - Shut Off Damper | A | Purchases (Incremental) | Achievable Economic UCT Potential | 0 | 0 | 0 | 0 | 0 | 0 | 0 | 0 | 0 | 0 | 0 | 0 | 0 | 0 | 0 | 0 | 0 | 0 | 0 | 0 | 0 | 0 | 0 | 0 | 0 | 0 | 0
F11_Commercial_OR - Health_New_Space Heating_Natural Gas_HVAC - Shut Off Damper_A_Achievable Economic UCT Potential | F11 | Commercial | OR - Health | New | Space Heating | Natural Gas | HVAC - Shut Off Damper | A | Purchases (Cumulative) | Achievable Economic UCT Potential | 0 | 0 | 0 | 0 | 0 | 0 | 0 | 0 | 0 | 0 | 0 | 0 | 0 | 0 | 0 | 0 | 0 | 0 | 0 | 0 | 0 | 0 | 0 | 0 | 0 | 0 | 0
F1_Commercial_OR - Health_New_Space Heating_Natural Gas_Gas Furnace - Tube Inserts_A_Achievable Economic UCT Potential | F1 | Commercial | OR - Health | New | Space Heating | Natural Gas | Gas Furnace - Tube Inserts | A | Integrated Unit Energy Savings (kWh or therms) | Achievable Economic UCT Potential | 0 | 0 | 0 | 0 | 0 | 0 | 0 | 0 | 0 | 0 | 0 | 0 | 0 | 0 | 0 | 0 | 0 | 0 | 0 | 0 | 0 | 0 | 0 | 0 | 0 | 0 | 0
F2_Commercial_OR - Health_New_Space Heating_Natural Gas_Gas Furnace - Tube Inserts_A_Achievable Economic UCT Potential | F2 | Commercial | OR - Health | New | Space Heating | Natural Gas | Gas Furnace - Tube Inserts | A | Integrated Unit Summer Peak Savings (kW) | Achievable Economic UCT Potential | 0 | 0 | 0 | 0 | 0 | 0 | 0 | 0 | 0 | 0 | 0 | 0 | 0 | 0 | 0 | 0 | 0 | 0 | 0 | 0 | 0 | 0 | 0 | 0 | 0 | 0 | 0
F3_Commercial_OR - Health_New_Space Heating_Natural Gas_Gas Furnace - Tube Inserts_A_Achievable Economic UCT Potential | F3 | Commercial | OR - Health | New | Space Heating | Natural Gas | Gas Furnace - Tube Inserts | A | Integrated Unit Winter Peak Savings (kW) | Achievable Economic UCT Potential | 0 | 0 | 0 | 0 | 0 | 0 | 0 | 0 | 0 | 0 | 0 | 0 | 0 | 0 | 0 | 0 | 0 | 0 | 0 | 0 | 0 | 0 | 0 | 0 | 0 | 0 | 0
F4_Commercial_OR - Health_New_Space Heating_Natural Gas_Gas Furnace - Tube Inserts_A_Achievable Economic UCT Potential | F4 | Commercial | OR - Health | New | Space Heating | Natural Gas | Gas Furnace - Tube Inserts | A | Incremental Energy Savings (MWh or mTherms) | Achievable Economic UCT Potential | 0 | 0 | 0 | 0 | 0 | 0 | 0 | 0 | 0 | 0 | 0 | 0 | 0 | 0 | 0 | 0 | 0 | 0 | 0 | 0 | 0 | 0 | 0 | 0 | 0 | 0 | 0
F5_Commercial_OR - Health_New_Space Heating_Natural Gas_Gas Furnace - Tube Inserts_A_Achievable Economic UCT Potential | F5 | Commercial | OR - Health | New | Space Heating | Natural Gas | Gas Furnace - Tube Inserts | A | Incremental Summer Peak Savings (MW) | Achievable Economic UCT Potential | 0 | 0 | 0 | 0 | 0 | 0 | 0 | 0 | 0 | 0 | 0 | 0 | 0 | 0 | 0 | 0 | 0 | 0 | 0 | 0 | 0 | 0 | 0 | 0 | 0 | 0 | 0
F6_Commercial_OR - Health_New_Space Heating_Natural Gas_Gas Furnace - Tube Inserts_A_Achievable Economic UCT Potential | F6 | Commercial | OR - Health | New | Space Heating | Natural Gas | Gas Furnace - Tube Inserts | A | Incremental Winter Peak Savings (MW) | Achievable Economic UCT Potential | 0 | 0 | 0 | 0 | 0 | 0 | 0 | 0 | 0 | 0 | 0 | 0 | 0 | 0 | 0 | 0 | 0 | 0 | 0 | 0 | 0 | 0 | 0 | 0 | 0 | 0 | 0
F7_Commercial_OR - Health_New_Space Heating_Natural Gas_Gas Furnace - Tube Inserts_A_Achievable Economic UCT Potential | F7 | Commercial | OR - Health | New | Space Heating | Natural Gas | Gas Furnace - Tube Inserts | A | Cumulative Energy Savings (MWh or mTherms) | Achievable Economic UCT Potential | 0 | 0 | 0 | 0 | 0 | 0 | 0 | 0 | 0 | 0 | 0 | 0 | 0 | 0 | 0 | 0 | 0 | 0 | 0 | 0 | 0 | 0 | 0 | 0 | 0 | 0 | 0
F8_Commercial_OR - Health_New_Space Heating_Natural Gas_Gas Furnace - Tube Inserts_A_Achievable Economic UCT Potential | F8 | Commercial | OR - Health | New | Space Heating | Natural Gas | Gas Furnace - Tube Inserts | A | Cumulative Summer Peak Savings (MW) | Achievable Economic UCT Potential | 0 | 0 | 0 | 0 | 0 | 0 | 0 | 0 | 0 | 0 | 0 | 0 | 0 | 0 | 0 | 0 | 0 | 0 | 0 | 0 | 0 | 0 | 0 | 0 | 0 | 0 | 0
F9_Commercial_OR - Health_New_Space Heating_Natural Gas_Gas Furnace - Tube Inserts_A_Achievable Economic UCT Potential | F9 | Commercial | OR - Health | New | Space Heating | Natural Gas | Gas Furnace - Tube Inserts | A | Cumulative Winter Peak Savings (MW) | Achievable Economic UCT Potential | 0 | 0 | 0 | 0 | 0 | 0 | 0 | 0 | 0 | 0 | 0 | 0 | 0 | 0 | 0 | 0 | 0 | 0 | 0 | 0 | 0 | 0 | 0 | 0 | 0 | 0 | 0
F10_Commercial_OR - Health_New_Space Heating_Natural Gas_Gas Furnace - Tube Inserts_A_Achievable Economic UCT Potential | F10 | Commercial | OR - Health | New | Space Heating | Natural Gas | Gas Furnace - Tube Inserts | A | Purchases (Incremental) | Achievable Economic UCT Potential | 0 | 0 | 0 | 0 | 0 | 0 | 0 | 0 | 0 | 0 | 0 | 0 | 0 | 0 | 0 | 0 | 0 | 0 | 0 | 0 | 0 | 0 | 0 | 0 | 0 | 0 | 0
F11_Commercial_OR - Health_New_Space Heating_Natural Gas_Gas Furnace - Tube Inserts_A_Achievable Economic UCT Potential | F11 | Commercial | OR - Health | New | Space Heating | Natural Gas | Gas Furnace - Tube Inserts | A | Purchases (Cumulative) | Achievable Economic UCT Potential | 0 | 0 | 0 | 0 | 0 | 0 | 0 | 0 | 0 | 0 | 0 | 0 | 0 | 0 | 0 | 0 | 0 | 0 | 0 | 0 | 0 | 0 | 0 | 0 | 0 | 0 | 0
F1_Commercial_OR - Health_New_Space Heating_Natural Gas_Gas Boiler - Insulate Steam Lines/Condensate Tank_A_Achievable Economic UCT Potential | F1 | Commercial | OR - Health | New | Space Heating | Natural Gas | Gas Boiler - Insulate Steam Lines/Condensate Tank | A | Integrated Unit Energy Savings (kWh or therms) | Achievable Economic UCT Potential | 0 | 0 | 0 | 0 | 0 | 0 | 0 | 0 | 0 | 0 | 0 | 0 | 0 | 0 | 0 | 0 | 0 | 0 | 0 | 0 | 0 | 0 | 0 | 0 | 0 | 0 | 0
F2_Commercial_OR - Health_New_Space Heating_Natural Gas_Gas Boiler - Insulate Steam Lines/Condensate Tank_A_Achievable Economic UCT Potential | F2 | Commercial | OR - Health | New | Space Heating | Natural Gas | Gas Boiler - Insulate Steam Lines/Condensate Tank | A | Integrated Unit Summer Peak Savings (kW) | Achievable Economic UCT Potential | 0 | 0 | 0 | 0 | 0 | 0 | 0 | 0 | 0 | 0 | 0 | 0 | 0 | 0 | 0 | 0 | 0 | 0 | 0 | 0 | 0 | 0 | 0 | 0 | 0 | 0 | 0
F3_Commercial_OR - Health_New_Space Heating_Natural Gas_Gas Boiler - Insulate Steam Lines/Condensate Tank_A_Achievable Economic UCT Potential | F3 | Commercial | OR - Health | New | Space Heating | Natural Gas | Gas Boiler - Insulate Steam Lines/Condensate Tank | A | Integrated Unit Winter Peak Savings (kW) | Achievable Economic UCT Potential | 0 | 0 | 0 | 0 | 0 | 0 | 0 | 0 | 0 | 0 | 0 | 0 | 0 | 0 | 0 | 0 | 0 | 0 | 0 | 0 | 0 | 0 | 0 | 0 | 0 | 0 | 0
F4_Commercial_OR - Health_New_Space Heating_Natural Gas_Gas Boiler - Insulate Steam Lines/Condensate Tank_A_Achievable Economic UCT Potential | F4 | Commercial | OR - Health | New | Space Heating | Natural Gas | Gas Boiler - Insulate Steam Lines/Condensate Tank | A | Incremental Energy Savings (MWh or mTherms) | Achievable Economic UCT Potential | 0 | 0 | 0 | 0 | 0 | 0 | 0 | 0 | 0 | 0 | 0 | 0 | 0 | 0 | 0 | 0 | 0 | 0 | 0 | 0 | 0 | 0 | 0 | 0 | 0 | 0 | 0
F5_Commercial_OR - Health_New_Space Heating_Natural Gas_Gas Boiler - Insulate Steam Lines/Condensate Tank_A_Achievable Economic UCT Potential | F5 | Commercial | OR - Health | New | Space Heating | Natural Gas | Gas Boiler - Insulate Steam Lines/Condensate Tank | A | Incremental Summer Peak Savings (MW) | Achievable Economic UCT Potential | 0 | 0 | 0 | 0 | 0 | 0 | 0 | 0 | 0 | 0 | 0 | 0 | 0 | 0 | 0 | 0 | 0 | 0 | 0 | 0 | 0 | 0 | 0 | 0 | 0 | 0 | 0
F6_Commercial_OR - Health_New_Space Heating_Natural Gas_Gas Boiler - Insulate Steam Lines/Condensate Tank_A_Achievable Economic UCT Potential | F6 | Commercial | OR - Health | New | Space Heating | Natural Gas | Gas Boiler - Insulate Steam Lines/Condensate Tank | A | Incremental Winter Peak Savings (MW) | Achievable Economic UCT Potential | 0 | 0 | 0 | 0 | 0 | 0 | 0 | 0 | 0 | 0 | 0 | 0 | 0 | 0 | 0 | 0 | 0 | 0 | 0 | 0 | 0 | 0 | 0 | 0 | 0 | 0 | 0
F7_Commercial_OR - Health_New_Space Heating_Natural Gas_Gas Boiler - Insulate Steam Lines/Condensate Tank_A_Achievable Economic UCT Potential | F7 | Commercial | OR - Health | New | Space Heating | Natural Gas | Gas Boiler - Insulate Steam Lines/Condensate Tank | A | Cumulative Energy Savings (MWh or mTherms) | Achievable Economic UCT Potential | 0 | 0 | 0 | 0 | 0 | 0 | 0 | 0 | 0 | 0 | 0 | 0 | 0 | 0 | 0 | 0 | 0 | 0 | 0 | 0 | 0 | 0 | 0 | 0 | 0 | 0 | 0
F8_Commercial_OR - Health_New_Space Heating_Natural Gas_Gas Boiler - Insulate Steam Lines/Condensate Tank_A_Achievable Economic UCT Potential | F8 | Commercial | OR - Health | New | Space Heating | Natural Gas | Gas Boiler - Insulate Steam Lines/Condensate Tank | A | Cumulative Summer Peak Savings (MW) | Achievable Economic UCT Potential | 0 | 0 | 0 | 0 | 0 | 0 | 0 | 0 | 0 | 0 | 0 | 0 | 0 | 0 | 0 | 0 | 0 | 0 | 0 | 0 | 0 | 0 | 0 | 0 | 0 | 0 | 0
F9_Commercial_OR - Health_New_Space Heating_Natural Gas_Gas Boiler - Insulate Steam Lines/Condensate Tank_A_Achievable Economic UCT Potential | F9 | Commercial | OR - Health | New | Space Heating | Natural Gas | Gas Boiler - Insulate Steam Lines/Condensate Tank | A | Cumulative Winter Peak Savings (MW) | Achievable Economic UCT Potential | 0 | 0 | 0 | 0 | 0 | 0 | 0 | 0 | 0 | 0 | 0 | 0 | 0 | 0 | 0 | 0 | 0 | 0 | 0 | 0 | 0 | 0 | 0 | 0 | 0 | 0 | 0
F10_Commercial_OR - Health_New_Space Heating_Natural Gas_Gas Boiler - Insulate Steam Lines/Condensate Tank_A_Achievable Economic UCT Potential | F10 | Commercial | OR - Health | New | Space Heating | Natural Gas | Gas Boiler - Insulate Steam Lines/Condensate Tank | A | Purchases (Incremental) | Achievable Economic UCT Potential | 0 | 0 | 0 | 0 | 0 | 0 | 0 | 0 | 0 | 0 | 0 | 0 | 0 | 0 | 0 | 0 | 0 | 0 | 0 | 0 | 0 | 0 | 0 | 0 | 0 | 0 | 0
F11_Commercial_OR - Health_New_Space Heating_Natural Gas_Gas Boiler - Insulate Steam Lines/Condensate Tank_A_Achievable Economic UCT Potential | F11 | Commercial | OR - Health | New | Space Heating | Natural Gas | Gas Boiler - Insulate Steam Lines/Condensate Tank | A | Purchases (Cumulative) | Achievable Economic UCT Potential | 0 | 0 | 0 | 0 | 0 | 0 | 0 | 0 | 0 | 0 | 0 | 0 | 0 | 0 | 0 | 0 | 0 | 0 | 0 | 0 | 0 | 0 | 0 | 0 | 0 | 0 | 0
F1_Commercial_OR - Health_New_Space Heating_Natural Gas_Gas Boiler - Insulate Hot Water Lines_A_Achievable Economic UCT Potential | F1 | Commercial | OR - Health | New | Space Heating | Natural Gas | Gas Boiler - Insulate Hot Water Lines | A | Integrated Unit Energy Savings (kWh or therms) | Achievable Economic UCT Potential | 0 | 0 | 0 | 0 | 0 | 0 | 0 | 0 | 0 | 0 | 0 | 0 | 0 | 0 | 0 | 0 | 0 | 0 | 0 | 0 | 0 | 0 | 0 | 0 | 0 | 0 | 0
F2_Commercial_OR - Health_New_Space Heating_Natural Gas_Gas Boiler - Insulate Hot Water Lines_A_Achievable Economic UCT Potential | F2 | Commercial | OR - Health | New | Space Heating | Natural Gas | Gas Boiler - Insulate Hot Water Lines | A | Integrated Unit Summer Peak Savings (kW) | Achievable Economic UCT Potential | 0 | 0 | 0 | 0 | 0 | 0 | 0 | 0 | 0 | 0 | 0 | 0 | 0 | 0 | 0 | 0 | 0 | 0 | 0 | 0 | 0 | 0 | 0 | 0 | 0 | 0 | 0
F3_Commercial_OR - Health_New_Space Heating_Natural Gas_Gas Boiler - Insulate Hot Water Lines_A_Achievable Economic UCT Potential | F3 | Commercial | OR - Health | New | Space Heating | Natural Gas | Gas Boiler - Insulate Hot Water Lines | A | Integrated Unit Winter Peak Savings (kW) | Achievable Economic UCT Potential | 0 | 0 | 0 | 0 | 0 | 0 | 0 | 0 | 0 | 0 | 0 | 0 | 0 | 0 | 0 | 0 | 0 | 0 | 0 | 0 | 0 | 0 | 0 | 0 | 0 | 0 | 0
F4_Commercial_OR - Health_New_Space Heating_Natural Gas_Gas Boiler - Insulate Hot Water Lines_A_Achievable Economic UCT Potential | F4 | Commercial | OR - Health | New | Space Heating | Natural Gas | Gas Boiler - Insulate Hot Water Lines | A | Incremental Energy Savings (MWh or mTherms) | Achievable Economic UCT Potential | 0 | 0 | 0 | 0 | 0 | 0 | 0 | 0 | 0 | 0 | 0 | 0 | 0 | 0 | 0 | 0 | 0 | 0 | 0 | 0 | 0 | 0 | 0 | 0 | 0 | 0 | 0
F5_Commercial_OR - Health_New_Space Heating_Natural Gas_Gas Boiler - Insulate Hot Water Lines_A_Achievable Economic UCT Potential | F5 | Commercial | OR - Health | New | Space Heating | Natural Gas | Gas Boiler - Insulate Hot Water Lines | A | Incremental Summer Peak Savings (MW) | Achievable Economic UCT Potential | 0 | 0 | 0 | 0 | 0 | 0 | 0 | 0 | 0 | 0 | 0 | 0 | 0 | 0 | 0 | 0 | 0 | 0 | 0 | 0 | 0 | 0 | 0 | 0 | 0 | 0 | 0
F6_Commercial_OR - Health_New_Space Heating_Natural Gas_Gas Boiler - Insulate Hot Water Lines_A_Achievable Economic UCT Potential | F6 | Commercial | OR - Health | New | Space Heating | Natural Gas | Gas Boiler - Insulate Hot Water Lines | A | Incremental Winter Peak Savings (MW) | Achievable Economic UCT Potential | 0 | 0 | 0 | 0 | 0 | 0 | 0 | 0 | 0 | 0 | 0 | 0 | 0 | 0 | 0 | 0 | 0 | 0 | 0 | 0 | 0 | 0 | 0 | 0 | 0 | 0 | 0
F7_Commercial_OR - Health_New_Space Heating_Natural Gas_Gas Boiler - Insulate Hot Water Lines_A_Achievable Economic UCT Potential | F7 | Commercial | OR - Health | New | Space Heating | Natural Gas | Gas Boiler - Insulate Hot Water Lines | A | Cumulative Energy Savings (MWh or mTherms) | Achievable Economic UCT Potential | 0 | 0 | 0 | 0 | 0 | 0 | 0 | 0 | 0 | 0 | 0 | 0 | 0 | 0 | 0 | 0 | 0 | 0 | 0 | 0 | 0 | 0 | 0 | 0 | 0 | 0 | 0
F8_Commercial_OR - Health_New_Space Heating_Natural Gas_Gas Boiler - Insulate Hot Water Lines_A_Achievable Economic UCT Potential | F8 | Commercial | OR - Health | New | Space Heating | Natural Gas | Gas Boiler - Insulate Hot Water Lines | A | Cumulative Summer Peak Savings (MW) | Achievable Economic UCT Potential | 0 | 0 | 0 | 0 | 0 | 0 | 0 | 0 | 0 | 0 | 0 | 0 | 0 | 0 | 0 | 0 | 0 | 0 | 0 | 0 | 0 | 0 | 0 | 0 | 0 | 0 | 0
F9_Commercial_OR - Health_New_Space Heating_Natural Gas_Gas Boiler - Insulate Hot Water Lines_A_Achievable Economic UCT Potential | F9 | Commercial | OR - Health | New | Space Heating | Natural Gas | Gas Boiler - Insulate Hot Water Lines | A | Cumulative Winter Peak Savings (MW) | Achievable Economic UCT Potential | 0 | 0 | 0 | 0 | 0 | 0 | 0 | 0 | 0 | 0 | 0 | 0 | 0 | 0 | 0 | 0 | 0 | 0 | 0 | 0 | 0 | 0 | 0 | 0 | 0 | 0 | 0
F10_Commercial_OR - Health_New_Space Heating_Natural Gas_Gas Boiler - Insulate Hot Water Lines_A_Achievable Economic UCT Potential | F10 | Commercial | OR - Health | New | Space Heating | Natural Gas | Gas Boiler - Insulate Hot Water Lines | A | Purchases (Incremental) | Achievable Economic UCT Potential | 0 | 0 | 0 | 0 | 0 | 0 | 0 | 0 | 0 | 0 | 0 | 0 | 0 | 0 | 0 | 0 | 0 | 0 | 0 | 0 | 0 | 0 | 0 | 0 | 0 | 0 | 0
F11_Commercial_OR - Health_New_Space Heating_Natural Gas_Gas Boiler - Insulate Hot Water Lines_A_Achievable Economic UCT Potential | F11 | Commercial | OR - Health | New | Space Heating | Natural Gas | Gas Boiler - Insulate Hot Water Lines | A | Purchases (Cumulative) | Achievable Economic UCT Potential | 0 | 0 | 0 | 0 | 0 | 0 | 0 | 0 | 0 | 0 | 0 | 0 | 0 | 0 | 0 | 0 | 0 | 0 | 0 | 0 | 0 | 0 | 0 | 0 | 0 | 0 | 0
F1_Commercial_OR - Health_New_Space Heating_Natural Gas_Condensing RTU_A_Achievable Economic UCT Potential | F1 | Commercial | OR - Health | New | Space Heating | Natural Gas | Condensing RTU | A | Integrated Unit Energy Savings (kWh or therms) | Achievable Economic UCT Potential | 0 | 0 | 0 | 0 | 0 | 0 | 0 | 0 | 0 | 0 | 0 | 0 | 0 | 0 | 0 | 0 | 0 | 0 | 0 | 0 | 0 | 0 | 0 | 0 | 0 | 0 | 0
F2_Commercial_OR - Health_New_Space Heating_Natural Gas_Condensing RTU_A_Achievable Economic UCT Potential | F2 | Commercial | OR - Health | New | Space Heating | Natural Gas | Condensing RTU | A | Integrated Unit Summer Peak Savings (kW) | Achievable Economic UCT Potential | 0 | 0 | 0 | 0 | 0 | 0 | 0 | 0 | 0 | 0 | 0 | 0 | 0 | 0 | 0 | 0 | 0 | 0 | 0 | 0 | 0 | 0 | 0 | 0 | 0 | 0 | 0
F3_Commercial_OR - Health_New_Space Heating_Natural Gas_Condensing RTU_A_Achievable Economic UCT Potential | F3 | Commercial | OR - Health | New | Space Heating | Natural Gas | Condensing RTU | A | Integrated Unit Winter Peak Savings (kW) | Achievable Economic UCT Potential | 0 | 0 | 0 | 0 | 0 | 0 | 0 | 0 | 0 | 0 | 0 | 0 | 0 | 0 | 0 | 0 | 0 | 0 | 0 | 0 | 0 | 0 | 0 | 0 | 0 | 0 | 0
F4_Commercial_OR - Health_New_Space Heating_Natural Gas_Condensing RTU_A_Achievable Economic UCT Potential | F4 | Commercial | OR - Health | New | Space Heating | Natural Gas | Condensing RTU | A | Incremental Energy Savings (MWh or mTherms) | Achievable Economic UCT Potential | 0 | 0 | 0 | 0 | 0 | 0 | 0 | 0 | 0 | 0 | 0 | 0 | 0 | 0 | 0 | 0 | 0 | 0 | 0 | 0 | 0 | 0 | 0 | 0 | 0 | 0 | 0
F5_Commercial_OR - Health_New_Space Heating_Natural Gas_Condensing RTU_A_Achievable Economic UCT Potential | F5 | Commercial | OR - Health | New | Space Heating | Natural Gas | Condensing RTU | A | Incremental Summer Peak Savings (MW) | Achievable Economic UCT Potential | 0 | 0 | 0 | 0 | 0 | 0 | 0 | 0 | 0 | 0 | 0 | 0 | 0 | 0 | 0 | 0 | 0 | 0 | 0 | 0 | 0 | 0 | 0 | 0 | 0 | 0 | 0
F6_Commercial_OR - Health_New_Space Heating_Natural Gas_Condensing RTU_A_Achievable Economic UCT Potential | F6 | Commercial | OR - Health | New | Space Heating | Natural Gas | Condensing RTU | A | Incremental Winter Peak Savings (MW) | Achievable Economic UCT Potential | 0 | 0 | 0 | 0 | 0 | 0 | 0 | 0 | 0 | 0 | 0 | 0 | 0 | 0 | 0 | 0 | 0 | 0 | 0 | 0 | 0 | 0 | 0 | 0 | 0 | 0 | 0
F7_Commercial_OR - Health_New_Space Heating_Natural Gas_Condensing RTU_A_Achievable Economic UCT Potential | F7 | Commercial | OR - Health | New | Space Heating | Natural Gas | Condensing RTU | A | Cumulative Energy Savings (MWh or mTherms) | Achievable Economic UCT Potential | 0 | 0 | 0 | 0 | 0 | 0 | 0 | 0 | 0 | 0 | 0 | 0 | 0 | 0 | 0 | 0 | 0 | 0 | 0 | 0 | 0 | 0 | 0 | 0 | 0 | 0 | 0
F8_Commercial_OR - Health_New_Space Heating_Natural Gas_Condensing RTU_A_Achievable Economic UCT Potential | F8 | Commercial | OR - Health | New | Space Heating | Natural Gas | Condensing RTU | A | Cumulative Summer Peak Savings (MW) | Achievable Economic UCT Potential | 0 | 0 | 0 | 0 | 0 | 0 | 0 | 0 | 0 | 0 | 0 | 0 | 0 | 0 | 0 | 0 | 0 | 0 | 0 | 0 | 0 | 0 | 0 | 0 | 0 | 0 | 0
F9_Commercial_OR - Health_New_Space Heating_Natural Gas_Condensing RTU_A_Achievable Economic UCT Potential | F9 | Commercial | OR - Health | New | Space Heating | Natural Gas | Condensing RTU | A | Cumulative Winter Peak Savings (MW) | Achievable Economic UCT Potential | 0 | 0 | 0 | 0 | 0 | 0 | 0 | 0 | 0 | 0 | 0 | 0 | 0 | 0 | 0 | 0 | 0 | 0 | 0 | 0 | 0 | 0 | 0 | 0 | 0 | 0 | 0
F10_Commercial_OR - Health_New_Space Heating_Natural Gas_Condensing RTU_A_Achievable Economic UCT Potential | F10 | Commercial | OR - Health | New | Space Heating | Natural Gas | Condensing RTU | A | Purchases (Incremental) | Achievable Economic UCT Potential | 0 | 0 | 0 | 0 | 0 | 0 | 0 | 0 | 0 | 0 | 0 | 0 | 0 | 0 | 0 | 0 | 0 | 0 | 0 | 0 | 0 | 0 | 0 | 0 | 0 | 0 | 0
F11_Commercial_OR - Health_New_Space Heating_Natural Gas_Condensing RTU_A_Achievable Economic UCT Potential | F11 | Commercial | OR - Health | New | Space Heating | Natural Gas | Condensing RTU | A | Purchases (Cumulative) | Achievable Economic UCT Potential | 0 | 0 | 0 | 0 | 0 | 0 | 0 | 0 | 0 | 0 | 0 | 0 | 0 | 0 | 0 | 0 | 0 | 0 | 0 | 0 | 0 | 0 | 0 | 0 | 0 | 0 | 0
F1_Commercial_OR - Health_New_Space Heating_Natural Gas_Hydronic Heating Radiator Replacement_A_Achievable Economic UCT Potential | F1 | Commercial | OR - Health | New | Space Heating | Natural Gas | Hydronic Heating Radiator Replacement | A | Integrated Unit Energy Savings (kWh or therms) | Achievable Economic UCT Potential | 0 | 0 | 0 | 0 | 0 | 0 | 0 | 0 | 0 | 0 | 0 | 0 | 0 | 0 | 0 | 0 | 0 | 0 | 0 | 0 | 0 | 0 | 0 | 0 | 0 | 0 | 0
F2_Commercial_OR - Health_New_Space Heating_Natural Gas_Hydronic Heating Radiator Replacement_A_Achievable Economic UCT Potential | F2 | Commercial | OR - Health | New | Space Heating | Natural Gas | Hydronic Heating Radiator Replacement | A | Integrated Unit Summer Peak Savings (kW) | Achievable Economic UCT Potential | 0 | 0 | 0 | 0 | 0 | 0 | 0 | 0 | 0 | 0 | 0 | 0 | 0 | 0 | 0 | 0 | 0 | 0 | 0 | 0 | 0 | 0 | 0 | 0 | 0 | 0 | 0
F3_Commercial_OR - Health_New_Space Heating_Natural Gas_Hydronic Heating Radiator Replacement_A_Achievable Economic UCT Potential | F3 | Commercial | OR - Health | New | Space Heating | Natural Gas | Hydronic Heating Radiator Replacement | A | Integrated Unit Winter Peak Savings (kW) | Achievable Economic UCT Potential | 0 | 0 | 0 | 0 | 0 | 0 | 0 | 0 | 0 | 0 | 0 | 0 | 0 | 0 | 0 | 0 | 0 | 0 | 0 | 0 | 0 | 0 | 0 | 0 | 0 | 0 | 0
F4_Commercial_OR - Health_New_Space Heating_Natural Gas_Hydronic Heating Radiator Replacement_A_Achievable Economic UCT Potential | F4 | Commercial | OR - Health | New | Space Heating | Natural Gas | Hydronic Heating Radiator Replacement | A | Incremental Energy Savings (MWh or mTherms) | Achievable Economic UCT Potential | 0 | 0 | 0 | 0 | 0 | 0 | 0 | 0 | 0 | 0 | 0 | 0 | 0 | 0 | 0 | 0 | 0 | 0 | 0 | 0 | 0 | 0 | 0 | 0 | 0 | 0 | 0
F5_Commercial_OR - Health_New_Space Heating_Natural Gas_Hydronic Heating Radiator Replacement_A_Achievable Economic UCT Potential | F5 | Commercial | OR - Health | New | Space Heating | Natural Gas | Hydronic Heating Radiator Replacement | A | Incremental Summer Peak Savings (MW) | Achievable Economic UCT Potential | 0 | 0 | 0 | 0 | 0 | 0 | 0 | 0 | 0 | 0 | 0 | 0 | 0 | 0 | 0 | 0 | 0 | 0 | 0 | 0 | 0 | 0 | 0 | 0 | 0 | 0 | 0
F6_Commercial_OR - Health_New_Space Heating_Natural Gas_Hydronic Heating Radiator Replacement_A_Achievable Economic UCT Potential | F6 | Commercial | OR - Health | New | Space Heating | Natural Gas | Hydronic Heating Radiator Replacement | A | Incremental Winter Peak Savings (MW) | Achievable Economic UCT Potential | 0 | 0 | 0 | 0 | 0 | 0 | 0 | 0 | 0 | 0 | 0 | 0 | 0 | 0 | 0 | 0 | 0 | 0 | 0 | 0 | 0 | 0 | 0 | 0 | 0 | 0 | 0
F7_Commercial_OR - Health_New_Space Heating_Natural Gas_Hydronic Heating Radiator Replacement_A_Achievable Economic UCT Potential | F7 | Commercial | OR - Health | New | Space Heating | Natural Gas | Hydronic Heating Radiator Replacement | A | Cumulative Energy Savings (MWh or mTherms) | Achievable Economic UCT Potential | 0 | 0 | 0 | 0 | 0 | 0 | 0 | 0 | 0 | 0 | 0 | 0 | 0 | 0 | 0 | 0 | 0 | 0 | 0 | 0 | 0 | 0 | 0 | 0 | 0 | 0 | 0
F8_Commercial_OR - Health_New_Space Heating_Natural Gas_Hydronic Heating Radiator Replacement_A_Achievable Economic UCT Potential | F8 | Commercial | OR - Health | New | Space Heating | Natural Gas | Hydronic Heating Radiator Replacement | A | Cumulative Summer Peak Savings (MW) | Achievable Economic UCT Potential | 0 | 0 | 0 | 0 | 0 | 0 | 0 | 0 | 0 | 0 | 0 | 0 | 0 | 0 | 0 | 0 | 0 | 0 | 0 | 0 | 0 | 0 | 0 | 0 | 0 | 0 | 0
F9_Commercial_OR - Health_New_Space Heating_Natural Gas_Hydronic Heating Radiator Replacement_A_Achievable Economic UCT Potential | F9 | Commercial | OR - Health | New | Space Heating | Natural Gas | Hydronic Heating Radiator Replacement | A | Cumulative Winter Peak Savings (MW) | Achievable Economic UCT Potential | 0 | 0 | 0 | 0 | 0 | 0 | 0 | 0 | 0 | 0 | 0 | 0 | 0 | 0 | 0 | 0 | 0 | 0 | 0 | 0 | 0 | 0 | 0 | 0 | 0 | 0 | 0
F10_Commercial_OR - Health_New_Space Heating_Natural Gas_Hydronic Heating Radiator Replacement_A_Achievable Economic UCT Potential | F10 | Commercial | OR - Health | New | Space Heating | Natural Gas | Hydronic Heating Radiator Replacement | A | Purchases (Incremental) | Achievable Economic UCT Potential | 0 | 0 | 0 | 0 | 0 | 0 | 0 | 0 | 0 | 0 | 0 | 0 | 0 | 0 | 0 | 0 | 0 | 0 | 0 | 0 | 0 | 0 | 0 | 0 | 0 | 0 | 0
F11_Commercial_OR - Health_New_Space Heating_Natural Gas_Hydronic Heating Radiator Replacement_A_Achievable Economic UCT Potential | F11 | Commercial | OR - Health | New | Space Heating | Natural Gas | Hydronic Heating Radiator Replacement | A | Purchases (Cumulative) | Achievable Economic UCT Potential | 0 | 0 | 0 | 0 | 0 | 0 | 0 | 0 | 0 | 0 | 0 | 0 | 0 | 0 | 0 | 0 | 0 | 0 | 0 | 0 | 0 | 0 | 0 | 0 | 0 | 0 | 0
F1_Commercial_OR - Health_New_Space Heating_Natural Gas_Thermostat - Connected_A_Achievable Economic UCT Potential | F1 | Commercial | OR - Health | New | Space Heating | Natural Gas | Thermostat - Connected | A | Integrated Unit Energy Savings (kWh or therms) | Achievable Economic UCT Potential | 0 | 0 | 0 | 0 | 0 | 0 | 0 | 0 | 0 | 0 | 0 | 0 | 0 | 0 | 0 | 0 | 0 | 0 | 0 | 0 | 0 | 0 | 0 | 0 | 0 | 0 | 0
F2_Commercial_OR - Health_New_Space Heating_Natural Gas_Thermostat - Connected_A_Achievable Economic UCT Potential | F2 | Commercial | OR - Health | New | Space Heating | Natural Gas | Thermostat - Connected | A | Integrated Unit Summer Peak Savings (kW) | Achievable Economic UCT Potential | 0 | 0 | 0 | 0 | 0 | 0 | 0 | 0 | 0 | 0 | 0 | 0 | 0 | 0 | 0 | 0 | 0 | 0 | 0 | 0 | 0 | 0 | 0 | 0 | 0 | 0 | 0
F3_Commercial_OR - Health_New_Space Heating_Natural Gas_Thermostat - Connected_A_Achievable Economic UCT Potential | F3 | Commercial | OR - Health | New | Space Heating | Natural Gas | Thermostat - Connected | A | Integrated Unit Winter Peak Savings (kW) | Achievable Economic UCT Potential | 0 | 0 | 0 | 0 | 0 | 0 | 0 | 0 | 0 | 0 | 0 | 0 | 0 | 0 | 0 | 0 | 0 | 0 | 0 | 0 | 0 | 0 | 0 | 0 | 0 | 0 | 0
F4_Commercial_OR - Health_New_Space Heating_Natural Gas_Thermostat - Connected_A_Achievable Economic UCT Potential | F4 | Commercial | OR - Health | New | Space Heating | Natural Gas | Thermostat - Connected | A | Incremental Energy Savings (MWh or mTherms) | Achievable Economic UCT Potential | 0 | 0 | 0 | 0 | 0 | 0 | 0 | 0 | 0 | 0 | 0 | 0 | 0 | 0 | 0 | 0 | 0 | 0 | 0 | 0 | 0 | 0 | 0 | 0 | 0 | 0 | 0
F5_Commercial_OR - Health_New_Space Heating_Natural Gas_Thermostat - Connected_A_Achievable Economic UCT Potential | F5 | Commercial | OR - Health | New | Space Heating | Natural Gas | Thermostat - Connected | A | Incremental Summer Peak Savings (MW) | Achievable Economic UCT Potential | 0 | 0 | 0 | 0 | 0 | 0 | 0 | 0 | 0 | 0 | 0 | 0 | 0 | 0 | 0 | 0 | 0 | 0 | 0 | 0 | 0 | 0 | 0 | 0 | 0 | 0 | 0
F6_Commercial_OR - Health_New_Space Heating_Natural Gas_Thermostat - Connected_A_Achievable Economic UCT Potential | F6 | Commercial | OR - Health | New | Space Heating | Natural Gas | Thermostat - Connected | A | Incremental Winter Peak Savings (MW) | Achievable Economic UCT Potential | 0 | 0 | 0 | 0 | 0 | 0 | 0 | 0 | 0 | 0 | 0 | 0 | 0 | 0 | 0 | 0 | 0 | 0 | 0 | 0 | 0 | 0 | 0 | 0 | 0 | 0 | 0
F7_Commercial_OR - Health_New_Space Heating_Natural Gas_Thermostat - Connected_A_Achievable Economic UCT Potential | F7 | Commercial | OR - Health | New | Space Heating | Natural Gas | Thermostat - Connected | A | Cumulative Energy Savings (MWh or mTherms) | Achievable Economic UCT Potential | 0 | 0 | 0 | 0 | 0 | 0 | 0 | 0 | 0 | 0 | 0 | 0 | 0 | 0 | 0 | 0 | 0 | 0 | 0 | 0 | 0 | 0 | 0 | 0 | 0 | 0 | 0
F8_Commercial_OR - Health_New_Space Heating_Natural Gas_Thermostat - Connected_A_Achievable Economic UCT Potential | F8 | Commercial | OR - Health | New | Space Heating | Natural Gas | Thermostat - Connected | A | Cumulative Summer Peak Savings (MW) | Achievable Economic UCT Potential | 0 | 0 | 0 | 0 | 0 | 0 | 0 | 0 | 0 | 0 | 0 | 0 | 0 | 0 | 0 | 0 | 0 | 0 | 0 | 0 | 0 | 0 | 0 | 0 | 0 | 0 | 0
F9_Commercial_OR - Health_New_Space Heating_Natural Gas_Thermostat - Connected_A_Achievable Economic UCT Potential | F9 | Commercial | OR - Health | New | Space Heating | Natural Gas | Thermostat - Connected | A | Cumulative Winter Peak Savings (MW) | Achievable Economic UCT Potential | 0 | 0 | 0 | 0 | 0 | 0 | 0 | 0 | 0 | 0 | 0 | 0 | 0 | 0 | 0 | 0 | 0 | 0 | 0 | 0 | 0 | 0 | 0 | 0 | 0 | 0 | 0
F10_Commercial_OR - Health_New_Space Heating_Natural Gas_Thermostat - Connected_A_Achievable Economic UCT Potential | F10 | Commercial | OR - Health | New | Space Heating | Natural Gas | Thermostat - Connected | A | Purchases (Incremental) | Achievable Economic UCT Potential | 0 | 0 | 0 | 0 | 0 | 0 | 0 | 0 | 0 | 0 | 0 | 0 | 0 | 0 | 0 | 0 | 0 | 0 | 0 | 0 | 0 | 0 | 0 | 0 | 0 | 0 | 0
F11_Commercial_OR - Health_New_Space Heating_Natural Gas_Thermostat - Connected_A_Achievable Economic UCT Potential | F11 | Commercial | OR - Health | New | Space Heating | Natural Gas | Thermostat - Connected | A | Purchases (Cumulative) | Achievable Economic UCT Potential | 0 | 0 | 0 | 0 | 0 | 0 | 0 | 0 | 0 | 0 | 0 | 0 | 0 | 0 | 0 | 0 | 0 | 0 | 0 | 0 | 0 | 0 | 0 | 0 | 0 | 0 | 0
F1_Commercial_OR - Health_New_Water Heating_Natural Gas_Water Heater - Thermostatic Shower Restriction Valve_A_Achievable Economic UCT Potential | F1 | Commercial | OR - Health | New | Water Heating | Natural Gas | Water Heater - Thermostatic Shower Restriction Valve | A | Integrated Unit Energy Savings (kWh or therms) | Achievable Economic UCT Potential | 0 | 0 | 0 | 0 | 0 | 0 | 0 | 0 | 0 | 0 | 0 | 0 | 0 | 0 | 0 | 0 | 0 | 0 | 0 | 0 | 0 | 0 | 0 | 0 | 0 | 0 | 0
F2_Commercial_OR - Health_New_Water Heating_Natural Gas_Water Heater - Thermostatic Shower Restriction Valve_A_Achievable Economic UCT Potential | F2 | Commercial | OR - Health | New | Water Heating | Natural Gas | Water Heater - Thermostatic Shower Restriction Valve | A | Integrated Unit Summer Peak Savings (kW) | Achievable Economic UCT Potential | 0 | 0 | 0 | 0 | 0 | 0 | 0 | 0 | 0 | 0 | 0 | 0 | 0 | 0 | 0 | 0 | 0 | 0 | 0 | 0 | 0 | 0 | 0 | 0 | 0 | 0 | 0
F3_Commercial_OR - Health_New_Water Heating_Natural Gas_Water Heater - Thermostatic Shower Restriction Valve_A_Achievable Economic UCT Potential | F3 | Commercial | OR - Health | New | Water Heating | Natural Gas | Water Heater - Thermostatic Shower Restriction Valve | A | Integrated Unit Winter Peak Savings (kW) | Achievable Economic UCT Potential | 0 | 0 | 0 | 0 | 0 | 0 | 0 | 0 | 0 | 0 | 0 | 0 | 0 | 0 | 0 | 0 | 0 | 0 | 0 | 0 | 0 | 0 | 0 | 0 | 0 | 0 | 0
F4_Commercial_OR - Health_New_Water Heating_Natural Gas_Water Heater - Thermostatic Shower Restriction Valve_A_Achievable Economic UCT Potential | F4 | Commercial | OR - Health | New | Water Heating | Natural Gas | Water Heater - Thermostatic Shower Restriction Valve | A | Incremental Energy Savings (MWh or mTherms) | Achievable Economic UCT Potential | 0 | 0 | 0 | 0 | 0 | 0 | 0 | 0 | 0 | 0 | 0 | 0 | 0 | 0 | 0 | 0 | 0 | 0 | 0 | 0 | 0 | 0 | 0 | 0 | 0 | 0 | 0
F5_Commercial_OR - Health_New_Water Heating_Natural Gas_Water Heater - Thermostatic Shower Restriction Valve_A_Achievable Economic UCT Potential | F5 | Commercial | OR - Health | New | Water Heating | Natural Gas | Water Heater - Thermostatic Shower Restriction Valve | A | Incremental Summer Peak Savings (MW) | Achievable Economic UCT Potential | 0 | 0 | 0 | 0 | 0 | 0 | 0 | 0 | 0 | 0 | 0 | 0 | 0 | 0 | 0 | 0 | 0 | 0 | 0 | 0 | 0 | 0 | 0 | 0 | 0 | 0 | 0
F6_Commercial_OR - Health_New_Water Heating_Natural Gas_Water Heater - Thermostatic Shower Restriction Valve_A_Achievable Economic UCT Potential | F6 | Commercial | OR - Health | New | Water Heating | Natural Gas | Water Heater - Thermostatic Shower Restriction Valve | A | Incremental Winter Peak Savings (MW) | Achievable Economic UCT Potential | 0 | 0 | 0 | 0 | 0 | 0 | 0 | 0 | 0 | 0 | 0 | 0 | 0 | 0 | 0 | 0 | 0 | 0 | 0 | 0 | 0 | 0 | 0 | 0 | 0 | 0 | 0
F7_Commercial_OR - Health_New_Water Heating_Natural Gas_Water Heater - Thermostatic Shower Restriction Valve_A_Achievable Economic UCT Potential | F7 | Commercial | OR - Health | New | Water Heating | Natural Gas | Water Heater - Thermostatic Shower Restriction Valve | A | Cumulative Energy Savings (MWh or mTherms) | Achievable Economic UCT Potential | 0 | 0 | 0 | 0 | 0 | 0 | 0 | 0 | 0 | 0 | 0 | 0 | 0 | 0 | 0 | 0 | 0 | 0 | 0 | 0 | 0 | 0 | 0 | 0 | 0 | 0 | 0
F8_Commercial_OR - Health_New_Water Heating_Natural Gas_Water Heater - Thermostatic Shower Restriction Valve_A_Achievable Economic UCT Potential | F8 | Commercial | OR - Health | New | Water Heating | Natural Gas | Water Heater - Thermostatic Shower Restriction Valve | A | Cumulative Summer Peak Savings (MW) | Achievable Economic UCT Potential | 0 | 0 | 0 | 0 | 0 | 0 | 0 | 0 | 0 | 0 | 0 | 0 | 0 | 0 | 0 | 0 | 0 | 0 | 0 | 0 | 0 | 0 | 0 | 0 | 0 | 0 | 0
F9_Commercial_OR - Health_New_Water Heating_Natural Gas_Water Heater - Thermostatic Shower Restriction Valve_A_Achievable Economic UCT Potential | F9 | Commercial | OR - Health | New | Water Heating | Natural Gas | Water Heater - Thermostatic Shower Restriction Valve | A | Cumulative Winter Peak Savings (MW) | Achievable Economic UCT Potential | 0 | 0 | 0 | 0 | 0 | 0 | 0 | 0 | 0 | 0 | 0 | 0 | 0 | 0 | 0 | 0 | 0 | 0 | 0 | 0 | 0 | 0 | 0 | 0 | 0 | 0 | 0
F10_Commercial_OR - Health_New_Water Heating_Natural Gas_Water Heater - Thermostatic Shower Restriction Valve_A_Achievable Economic UCT Potential | F10 | Commercial | OR - Health | New | Water Heating | Natural Gas | Water Heater - Thermostatic Shower Restriction Valve | A | Purchases (Incremental) | Achievable Economic UCT Potential | 0 | 0 | 0 | 0 | 0 | 0 | 0 | 0 | 0 | 0 | 0 | 0 | 0 | 0 | 0 | 0 | 0 | 0 | 0 | 0 | 0 | 0 | 0 | 0 | 0 | 0 | 0
F11_Commercial_OR - Health_New_Water Heating_Natural Gas_Water Heater - Thermostatic Shower Restriction Valve_A_Achievable Economic UCT Potential | F11 | Commercial | OR - Health | New | Water Heating | Natural Gas | Water Heater - Thermostatic Shower Restriction Valve | A | Purchases (Cumulative) | Achievable Economic UCT Potential | 0 | 0 | 0 | 0 | 0 | 0 | 0 | 0 | 0 | 0 | 0 | 0 | 0 | 0 | 0 | 0 | 0 | 0 | 0 | 0 | 0 | 0 | 0 | 0 | 0 | 0 | 0
F1_Commercial_OR - Health_New_Water Heating_Natural Gas_Water Heater - Pre-Rinse Spray Valve_A_Achievable Economic UCT Potential | F1 | Commercial | OR - Health | New | Water Heating | Natural Gas | Water Heater - Pre-Rinse Spray Valve | A | Integrated Unit Energy Savings (kWh or therms) | Achievable Economic UCT Potential | 0 | 0 | 0 | 0 | 0 | 0 | 0 | 0 | 0 | 0 | 0 | 0 | 0 | 0 | 0 | 0 | 0 | 0 | 0 | 0 | 0 | 0 | 0 | 0 | 0 | 0 | 0
F2_Commercial_OR - Health_New_Water Heating_Natural Gas_Water Heater - Pre-Rinse Spray Valve_A_Achievable Economic UCT Potential | F2 | Commercial | OR - Health | New | Water Heating | Natural Gas | Water Heater - Pre-Rinse Spray Valve | A | Integrated Unit Summer Peak Savings (kW) | Achievable Economic UCT Potential | 0 | 0 | 0 | 0 | 0 | 0 | 0 | 0 | 0 | 0 | 0 | 0 | 0 | 0 | 0 | 0 | 0 | 0 | 0 | 0 | 0 | 0 | 0 | 0 | 0 | 0 | 0
F3_Commercial_OR - Health_New_Water Heating_Natural Gas_Water Heater - Pre-Rinse Spray Valve_A_Achievable Economic UCT Potential | F3 | Commercial | OR - Health | New | Water Heating | Natural Gas | Water Heater - Pre-Rinse Spray Valve | A | Integrated Unit Winter Peak Savings (kW) | Achievable Economic UCT Potential | 0 | 0 | 0 | 0 | 0 | 0 | 0 | 0 | 0 | 0 | 0 | 0 | 0 | 0 | 0 | 0 | 0 | 0 | 0 | 0 | 0 | 0 | 0 | 0 | 0 | 0 | 0
F4_Commercial_OR - Health_New_Water Heating_Natural Gas_Water Heater - Pre-Rinse Spray Valve_A_Achievable Economic UCT Potential | F4 | Commercial | OR - Health | New | Water Heating | Natural Gas | Water Heater - Pre-Rinse Spray Valve | A | Incremental Energy Savings (MWh or mTherms) | Achievable Economic UCT Potential | 0 | 0 | 0 | 0 | 0 | 0 | 0 | 0 | 0 | 0 | 0 | 0 | 0 | 0 | 0 | 0 | 0 | 0 | 0 | 0 | 0 | 0 | 0 | 0 | 0 | 0 | 0
F5_Commercial_OR - Health_New_Water Heating_Natural Gas_Water Heater - Pre-Rinse Spray Valve_A_Achievable Economic UCT Potential | F5 | Commercial | OR - Health | New | Water Heating | Natural Gas | Water Heater - Pre-Rinse Spray Valve | A | Incremental Summer Peak Savings (MW) | Achievable Economic UCT Potential | 0 | 0 | 0 | 0 | 0 | 0 | 0 | 0 | 0 | 0 | 0 | 0 | 0 | 0 | 0 | 0 | 0 | 0 | 0 | 0 | 0 | 0 | 0 | 0 | 0 | 0 | 0
F6_Commercial_OR - Health_New_Water Heating_Natural Gas_Water Heater - Pre-Rinse Spray Valve_A_Achievable Economic UCT Potential | F6 | Commercial | OR - Health | New | Water Heating | Natural Gas | Water Heater - Pre-Rinse Spray Valve | A | Incremental Winter Peak Savings (MW) | Achievable Economic UCT Potential | 0 | 0 | 0 | 0 | 0 | 0 | 0 | 0 | 0 | 0 | 0 | 0 | 0 | 0 | 0 | 0 | 0 | 0 | 0 | 0 | 0 | 0 | 0 | 0 | 0 | 0 | 0
F7_Commercial_OR - Health_New_Water Heating_Natural Gas_Water Heater - Pre-Rinse Spray Valve_A_Achievable Economic UCT Potential | F7 | Commercial | OR - Health | New | Water Heating | Natural Gas | Water Heater - Pre-Rinse Spray Valve | A | Cumulative Energy Savings (MWh or mTherms) | Achievable Economic UCT Potential | 0 | 0 | 0 | 0 | 0 | 0 | 0 | 0 | 0 | 0 | 0 | 0 | 0 | 0 | 0 | 0 | 0 | 0 | 0 | 0 | 0 | 0 | 0 | 0 | 0 | 0 | 0
F8_Commercial_OR - Health_New_Water Heating_Natural Gas_Water Heater - Pre-Rinse Spray Valve_A_Achievable Economic UCT Potential | F8 | Commercial | OR - Health | New | Water Heating | Natural Gas | Water Heater - Pre-Rinse Spray Valve | A | Cumulative Summer Peak Savings (MW) | Achievable Economic UCT Potential | 0 | 0 | 0 | 0 | 0 | 0 | 0 | 0 | 0 | 0 | 0 | 0 | 0 | 0 | 0 | 0 | 0 | 0 | 0 | 0 | 0 | 0 | 0 | 0 | 0 | 0 | 0
F9_Commercial_OR - Health_New_Water Heating_Natural Gas_Water Heater - Pre-Rinse Spray Valve_A_Achievable Economic UCT Potential | F9 | Commercial | OR - Health | New | Water Heating | Natural Gas | Water Heater - Pre-Rinse Spray Valve | A | Cumulative Winter Peak Savings (MW) | Achievable Economic UCT Potential | 0 | 0 | 0 | 0 | 0 | 0 | 0 | 0 | 0 | 0 | 0 | 0 | 0 | 0 | 0 | 0 | 0 | 0 | 0 | 0 | 0 | 0 | 0 | 0 | 0 | 0 | 0
F10_Commercial_OR - Health_New_Water Heating_Natural Gas_Water Heater - Pre-Rinse Spray Valve_A_Achievable Economic UCT Potential | F10 | Commercial | OR - Health | New | Water Heating | Natural Gas | Water Heater - Pre-Rinse Spray Valve | A | Purchases (Incremental) | Achievable Economic UCT Potential | 0 | 0 | 0 | 0 | 0 | 0 | 0 | 0 | 0 | 0 | 0 | 0 | 0 | 0 | 0 | 0 | 0 | 0 | 0 | 0 | 0 | 0 | 0 | 0 | 0 | 0 | 0
F11_Commercial_OR - Health_New_Water Heating_Natural Gas_Water Heater - Pre-Rinse Spray Valve_A_Achievable Economic UCT Potential | F11 | Commercial | OR - Health | New | Water Heating | Natural Gas | Water Heater - Pre-Rinse Spray Valve | A | Purchases (Cumulative) | Achievable Economic UCT Potential | 0 | 0 | 0 | 0 | 0 | 0 | 0 | 0 | 0 | 0 | 0 | 0 | 0 | 0 | 0 | 0 | 0 | 0 | 0 | 0 | 0 | 0 | 0 | 0 | 0 | 0 | 0
F1_Commercial_OR - Health_New_Water Heating_Natural Gas_Water Heater - Temperature Setback_A_Achievable Economic UCT Potential | F1 | Commercial | OR - Health | New | Water Heating | Natural Gas | Water Heater - Temperature Setback | A | Integrated Unit Energy Savings (kWh or therms) | Achievable Economic UCT Potential | 0 | 0 | 0 | 0 | 0 | 0 | 0 | 0 | 0 | 0 | 0 | 0 | 0 | 0 | 0 | 0 | 0 | 0 | 0 | 0 | 0 | 0 | 0 | 0 | 0 | 0 | 0
F2_Commercial_OR - Health_New_Water Heating_Natural Gas_Water Heater - Temperature Setback_A_Achievable Economic UCT Potential | F2 | Commercial | OR - Health | New | Water Heating | Natural Gas | Water Heater - Temperature Setback | A | Integrated Unit Summer Peak Savings (kW) | Achievable Economic UCT Potential | 0 | 0 | 0 | 0 | 0 | 0 | 0 | 0 | 0 | 0 | 0 | 0 | 0 | 0 | 0 | 0 | 0 | 0 | 0 | 0 | 0 | 0 | 0 | 0 | 0 | 0 | 0
F3_Commercial_OR - Health_New_Water Heating_Natural Gas_Water Heater - Temperature Setback_A_Achievable Economic UCT Potential | F3 | Commercial | OR - Health | New | Water Heating | Natural Gas | Water Heater - Temperature Setback | A | Integrated Unit Winter Peak Savings (kW) | Achievable Economic UCT Potential | 0 | 0 | 0 | 0 | 0 | 0 | 0 | 0 | 0 | 0 | 0 | 0 | 0 | 0 | 0 | 0 | 0 | 0 | 0 | 0 | 0 | 0 | 0 | 0 | 0 | 0 | 0
F4_Commercial_OR - Health_New_Water Heating_Natural Gas_Water Heater - Temperature Setback_A_Achievable Economic UCT Potential | F4 | Commercial | OR - Health | New | Water Heating | Natural Gas | Water Heater - Temperature Setback | A | Incremental Energy Savings (MWh or mTherms) | Achievable Economic UCT Potential | 0 | 0 | 0 | 0 | 0 | 0 | 0 | 0 | 0 | 0 | 0 | 0 | 0 | 0 | 0 | 0 | 0 | 0 | 0 | 0 | 0 | 0 | 0 | 0 | 0 | 0 | 0
F5_Commercial_OR - Health_New_Water Heating_Natural Gas_Water Heater - Temperature Setback_A_Achievable Economic UCT Potential | F5 | Commercial | OR - Health | New | Water Heating | Natural Gas | Water Heater - Temperature Setback | A | Incremental Summer Peak Savings (MW) | Achievable Economic UCT Potential | 0 | 0 | 0 | 0 | 0 | 0 | 0 | 0 | 0 | 0 | 0 | 0 | 0 | 0 | 0 | 0 | 0 | 0 | 0 | 0 | 0 | 0 | 0 | 0 | 0 | 0 | 0
F6_Commercial_OR - Health_New_Water Heating_Natural Gas_Water Heater - Temperature Setback_A_Achievable Economic UCT Potential | F6 | Commercial | OR - Health | New | Water Heating | Natural Gas | Water Heater - Temperature Setback | A | Incremental Winter Peak Savings (MW) | Achievable Economic UCT Potential | 0 | 0 | 0 | 0 | 0 | 0 | 0 | 0 | 0 | 0 | 0 | 0 | 0 | 0 | 0 | 0 | 0 | 0 | 0 | 0 | 0 | 0 | 0 | 0 | 0 | 0 | 0
F7_Commercial_OR - Health_New_Water Heating_Natural Gas_Water Heater - Temperature Setback_A_Achievable Economic UCT Potential | F7 | Commercial | OR - Health | New | Water Heating | Natural Gas | Water Heater - Temperature Setback | A | Cumulative Energy Savings (MWh or mTherms) | Achievable Economic UCT Potential | 0 | 0 | 0 | 0 | 0 | 0 | 0 | 0 | 0 | 0 | 0 | 0 | 0 | 0 | 0 | 0 | 0 | 0 | 0 | 0 | 0 | 0 | 0 | 0 | 0 | 0 | 0
F8_Commercial_OR - Health_New_Water Heating_Natural Gas_Water Heater - Temperature Setback_A_Achievable Economic UCT Potential | F8 | Commercial | OR - Health | New | Water Heating | Natural Gas | Water Heater - Temperature Setback | A | Cumulative Summer Peak Savings (MW) | Achievable Economic UCT Potential | 0 | 0 | 0 | 0 | 0 | 0 | 0 | 0 | 0 | 0 | 0 | 0 | 0 | 0 | 0 | 0 | 0 | 0 | 0 | 0 | 0 | 0 | 0 | 0 | 0 | 0 | 0
F9_Commercial_OR - Health_New_Water Heating_Natural Gas_Water Heater - Temperature Setback_A_Achievable Economic UCT Potential | F9 | Commercial | OR - Health | New | Water Heating | Natural Gas | Water Heater - Temperature Setback | A | Cumulative Winter Peak Savings (MW) | Achievable Economic UCT Potential | 0 | 0 | 0 | 0 | 0 | 0 | 0 | 0 | 0 | 0 | 0 | 0 | 0 | 0 | 0 | 0 | 0 | 0 | 0 | 0 | 0 | 0 | 0 | 0 | 0 | 0 | 0
F10_Commercial_OR - Health_New_Water Heating_Natural Gas_Water Heater - Temperature Setback_A_Achievable Economic UCT Potential | F10 | Commercial | OR - Health | New | Water Heating | Natural Gas | Water Heater - Temperature Setback | A | Purchases (Incremental) | Achievable Economic UCT Potential | 0 | 0 | 0 | 0 | 0 | 0 | 0 | 0 | 0 | 0 | 0 | 0 | 0 | 0 | 0 | 0 | 0 | 0 | 0 | 0 | 0 | 0 | 0 | 0 | 0 | 0 | 0
F11_Commercial_OR - Health_New_Water Heating_Natural Gas_Water Heater - Temperature Setback_A_Achievable Economic UCT Potential | F11 | Commercial | OR - Health | New | Water Heating | Natural Gas | Water Heater - Temperature Setback | A | Purchases (Cumulative) | Achievable Economic UCT Potential | 0 | 0 | 0 | 0 | 0 | 0 | 0 | 0 | 0 | 0 | 0 | 0 | 0 | 0 | 0 | 0 | 0 | 0 | 0 | 0 | 0 | 0 | 0 | 0 | 0 | 0 | 0
F1_Commercial_OR - Health_New_Water Heating_Natural Gas_Water Heater - Faucet Aerators_A_Achievable Economic UCT Potential | F1 | Commercial | OR - Health | New | Water Heating | Natural Gas | Water Heater - Faucet Aerators | A | Integrated Unit Energy Savings (kWh or therms) | Achievable Economic UCT Potential | 0 | 0 | 0 | 0 | 0 | 0 | 0 | 0 | 0 | 0 | 0 | 0 | 0 | 0 | 0 | 0 | 0 | 0 | 0 | 0 | 0 | 0 | 0 | 0 | 0 | 0 | 0
F2_Commercial_OR - Health_New_Water Heating_Natural Gas_Water Heater - Faucet Aerators_A_Achievable Economic UCT Potential | F2 | Commercial | OR - Health | New | Water Heating | Natural Gas | Water Heater - Faucet Aerators | A | Integrated Unit Summer Peak Savings (kW) | Achievable Economic UCT Potential | 0 | 0 | 0 | 0 | 0 | 0 | 0 | 0 | 0 | 0 | 0 | 0 | 0 | 0 | 0 | 0 | 0 | 0 | 0 | 0 | 0 | 0 | 0 | 0 | 0 | 0 | 0
F3_Commercial_OR - Health_New_Water Heating_Natural Gas_Water Heater - Faucet Aerators_A_Achievable Economic UCT Potential | F3 | Commercial | OR - Health | New | Water Heating | Natural Gas | Water Heater - Faucet Aerators | A | Integrated Unit Winter Peak Savings (kW) | Achievable Economic UCT Potential | 0 | 0 | 0 | 0 | 0 | 0 | 0 | 0 | 0 | 0 | 0 | 0 | 0 | 0 | 0 | 0 | 0 | 0 | 0 | 0 | 0 | 0 | 0 | 0 | 0 | 0 | 0
F4_Commercial_OR - Health_New_Water Heating_Natural Gas_Water Heater - Faucet Aerators_A_Achievable Economic UCT Potential | F4 | Commercial | OR - Health | New | Water Heating | Natural Gas | Water Heater - Faucet Aerators | A | Incremental Energy Savings (MWh or mTherms) | Achievable Economic UCT Potential | 0 | 0 | 0 | 0 | 0 | 0 | 0 | 0 | 0 | 0 | 0 | 0 | 0 | 0 | 0 | 0 | 0 | 0 | 0 | 0 | 0 | 0 | 0 | 0 | 0 | 0 | 0
F5_Commercial_OR - Health_New_Water Heating_Natural Gas_Water Heater - Faucet Aerators_A_Achievable Economic UCT Potential | F5 | Commercial | OR - Health | New | Water Heating | Natural Gas | Water Heater - Faucet Aerators | A | Incremental Summer Peak Savings (MW) | Achievable Economic UCT Potential | 0 | 0 | 0 | 0 | 0 | 0 | 0 | 0 | 0 | 0 | 0 | 0 | 0 | 0 | 0 | 0 | 0 | 0 | 0 | 0 | 0 | 0 | 0 | 0 | 0 | 0 | 0
F6_Commercial_OR - Health_New_Water Heating_Natural Gas_Water Heater - Faucet Aerators_A_Achievable Economic UCT Potential | F6 | Commercial | OR - Health | New | Water Heating | Natural Gas | Water Heater - Faucet Aerators | A | Incremental Winter Peak Savings (MW) | Achievable Economic UCT Potential | 0 | 0 | 0 | 0 | 0 | 0 | 0 | 0 | 0 | 0 | 0 | 0 | 0 | 0 | 0 | 0 | 0 | 0 | 0 | 0 | 0 | 0 | 0 | 0 | 0 | 0 | 0
F7_Commercial_OR - Health_New_Water Heating_Natural Gas_Water Heater - Faucet Aerators_A_Achievable Economic UCT Potential | F7 | Commercial | OR - Health | New | Water Heating | Natural Gas | Water Heater - Faucet Aerators | A | Cumulative Energy Savings (MWh or mTherms) | Achievable Economic UCT Potential | 0 | 0 | 0 | 0 | 0 | 0 | 0 | 0 | 0 | 0 | 0 | 0 | 0 | 0 | 0 | 0 | 0 | 0 | 0 | 0 | 0 | 0 | 0 | 0 | 0 | 0 | 0
F8_Commercial_OR - Health_New_Water Heating_Natural Gas_Water Heater - Faucet Aerators_A_Achievable Economic UCT Potential | F8 | Commercial | OR - Health | New | Water Heating | Natural Gas | Water Heater - Faucet Aerators | A | Cumulative Summer Peak Savings (MW) | Achievable Economic UCT Potential | 0 | 0 | 0 | 0 | 0 | 0 | 0 | 0 | 0 | 0 | 0 | 0 | 0 | 0 | 0 | 0 | 0 | 0 | 0 | 0 | 0 | 0 | 0 | 0 | 0 | 0 | 0
F9_Commercial_OR - Health_New_Water Heating_Natural Gas_Water Heater - Faucet Aerators_A_Achievable Economic UCT Potential | F9 | Commercial | OR - Health | New | Water Heating | Natural Gas | Water Heater - Faucet Aerators | A | Cumulative Winter Peak Savings (MW) | Achievable Economic UCT Potential | 0 | 0 | 0 | 0 | 0 | 0 | 0 | 0 | 0 | 0 | 0 | 0 | 0 | 0 | 0 | 0 | 0 | 0 | 0 | 0 | 0 | 0 | 0 | 0 | 0 | 0 | 0
F10_Commercial_OR - Health_New_Water Heating_Natural Gas_Water Heater - Faucet Aerators_A_Achievable Economic UCT Potential | F10 | Commercial | OR - Health | New | Water Heating | Natural Gas | Water Heater - Faucet Aerators | A | Purchases (Incremental) | Achievable Economic UCT Potential | 0 | 0 | 0 | 0 | 0 | 0 | 0 | 0 | 0 | 0 | 0 | 0 | 0 | 0 | 0 | 0 | 0 | 0 | 0 | 0 | 0 | 0 | 0 | 0 | 0 | 0 | 0
F11_Commercial_OR - Health_New_Water Heating_Natural Gas_Water Heater - Faucet Aerators_A_Achievable Economic UCT Potential | F11 | Commercial | OR - Health | New | Water Heating | Natural Gas | Water Heater - Faucet Aerators | A | Purchases (Cumulative) | Achievable Economic UCT Potential | 0 | 0 | 0 | 0 | 0 | 0 | 0 | 0 | 0 | 0 | 0 | 0 | 0 | 0 | 0 | 0 | 0 | 0 | 0 | 0 | 0 | 0 | 0 | 0 | 0 | 0 | 0
F1_Commercial_OR - Health_New_Water Heating_Natural Gas_Water Heater - Low-Flow Showerheads_A_Achievable Economic UCT Potential | F1 | Commercial | OR - Health | New | Water Heating | Natural Gas | Water Heater - Low-Flow Showerheads | A | Integrated Unit Energy Savings (kWh or therms) | Achievable Economic UCT Potential | 0 | 0 | 0 | 0 | 0 | 0 | 0 | 0 | 0 | 0 | 0 | 0 | 0 | 0 | 0 | 0 | 0 | 0 | 0 | 0 | 0 | 0 | 0 | 0 | 0 | 0 | 0
F2_Commercial_OR - Health_New_Water Heating_Natural Gas_Water Heater - Low-Flow Showerheads_A_Achievable Economic UCT Potential | F2 | Commercial | OR - Health | New | Water Heating | Natural Gas | Water Heater - Low-Flow Showerheads | A | Integrated Unit Summer Peak Savings (kW) | Achievable Economic UCT Potential | 0 | 0 | 0 | 0 | 0 | 0 | 0 | 0 | 0 | 0 | 0 | 0 | 0 | 0 | 0 | 0 | 0 | 0 | 0 | 0 | 0 | 0 | 0 | 0 | 0 | 0 | 0
F3_Commercial_OR - Health_New_Water Heating_Natural Gas_Water Heater - Low-Flow Showerheads_A_Achievable Economic UCT Potential | F3 | Commercial | OR - Health | New | Water Heating | Natural Gas | Water Heater - Low-Flow Showerheads | A | Integrated Unit Winter Peak Savings (kW) | Achievable Economic UCT Potential | 0 | 0 | 0 | 0 | 0 | 0 | 0 | 0 | 0 | 0 | 0 | 0 | 0 | 0 | 0 | 0 | 0 | 0 | 0 | 0 | 0 | 0 | 0 | 0 | 0 | 0 | 0
F4_Commercial_OR - Health_New_Water Heating_Natural Gas_Water Heater - Low-Flow Showerheads_A_Achievable Economic UCT Potential | F4 | Commercial | OR - Health | New | Water Heating | Natural Gas | Water Heater - Low-Flow Showerheads | A | Incremental Energy Savings (MWh or mTherms) | Achievable Economic UCT Potential | 0 | 0 | 0 | 0 | 0 | 0 | 0 | 0 | 0 | 0 | 0 | 0 | 0 | 0 | 0 | 0 | 0 | 0 | 0 | 0 | 0 | 0 | 0 | 0 | 0 | 0 | 0
F5_Commercial_OR - Health_New_Water Heating_Natural Gas_Water Heater - Low-Flow Showerheads_A_Achievable Economic UCT Potential | F5 | Commercial | OR - Health | New | Water Heating | Natural Gas | Water Heater - Low-Flow Showerheads | A | Incremental Summer Peak Savings (MW) | Achievable Economic UCT Potential | 0 | 0 | 0 | 0 | 0 | 0 | 0 | 0 | 0 | 0 | 0 | 0 | 0 | 0 | 0 | 0 | 0 | 0 | 0 | 0 | 0 | 0 | 0 | 0 | 0 | 0 | 0
F6_Commercial_OR - Health_New_Water Heating_Natural Gas_Water Heater - Low-Flow Showerheads_A_Achievable Economic UCT Potential | F6 | Commercial | OR - Health | New | Water Heating | Natural Gas | Water Heater - Low-Flow Showerheads | A | Incremental Winter Peak Savings (MW) | Achievable Economic UCT Potential | 0 | 0 | 0 | 0 | 0 | 0 | 0 | 0 | 0 | 0 | 0 | 0 | 0 | 0 | 0 | 0 | 0 | 0 | 0 | 0 | 0 | 0 | 0 | 0 | 0 | 0 | 0
F7_Commercial_OR - Health_New_Water Heating_Natural Gas_Water Heater - Low-Flow Showerheads_A_Achievable Economic UCT Potential | F7 | Commercial | OR - Health | New | Water Heating | Natural Gas | Water Heater - Low-Flow Showerheads | A | Cumulative Energy Savings (MWh or mTherms) | Achievable Economic UCT Potential | 0 | 0 | 0 | 0 | 0 | 0 | 0 | 0 | 0 | 0 | 0 | 0 | 0 | 0 | 0 | 0 | 0 | 0 | 0 | 0 | 0 | 0 | 0 | 0 | 0 | 0 | 0
F8_Commercial_OR - Health_New_Water Heating_Natural Gas_Water Heater - Low-Flow Showerheads_A_Achievable Economic UCT Potential | F8 | Commercial | OR - Health | New | Water Heating | Natural Gas | Water Heater - Low-Flow Showerheads | A | Cumulative Summer Peak Savings (MW) | Achievable Economic UCT Potential | 0 | 0 | 0 | 0 | 0 | 0 | 0 | 0 | 0 | 0 | 0 | 0 | 0 | 0 | 0 | 0 | 0 | 0 | 0 | 0 | 0 | 0 | 0 | 0 | 0 | 0 | 0
F9_Commercial_OR - Health_New_Water Heating_Natural Gas_Water Heater - Low-Flow Showerheads_A_Achievable Economic UCT Potential | F9 | Commercial | OR - Health | New | Water Heating | Natural Gas | Water Heater - Low-Flow Showerheads | A | Cumulative Winter Peak Savings (MW) | Achievable Economic UCT Potential | 0 | 0 | 0 | 0 | 0 | 0 | 0 | 0 | 0 | 0 | 0 | 0 | 0 | 0 | 0 | 0 | 0 | 0 | 0 | 0 | 0 | 0 | 0 | 0 | 0 | 0 | 0
F10_Commercial_OR - Health_New_Water Heating_Natural Gas_Water Heater - Low-Flow Showerheads_A_Achievable Economic UCT Potential | F10 | Commercial | OR - Health | New | Water Heating | Natural Gas | Water Heater - Low-Flow Showerheads | A | Purchases (Incremental) | Achievable Economic UCT Potential | 0 | 0 | 0 | 0 | 0 | 0 | 0 | 0 | 0 | 0 | 0 | 0 | 0 | 0 | 0 | 0 | 0 | 0 | 0 | 0 | 0 | 0 | 0 | 0 | 0 | 0 | 0
F11_Commercial_OR - Health_New_Water Heating_Natural Gas_Water Heater - Low-Flow Showerheads_A_Achievable Economic UCT Potential | F11 | Commercial | OR - Health | New | Water Heating | Natural Gas | Water Heater - Low-Flow Showerheads | A | Purchases (Cumulative) | Achievable Economic UCT Potential | 0 | 0 | 0 | 0 | 0 | 0 | 0 | 0 | 0 | 0 | 0 | 0 | 0 | 0 | 0 | 0 | 0 | 0 | 0 | 0 | 0 | 0 | 0 | 0 | 0 | 0 | 0
F1_Commercial_OR - Health_New_Water Heating_Natural Gas_Water Heater - Tank Blanket/Insulation_A_Achievable Economic UCT Potential | F1 | Commercial | OR - Health | New | Water Heating | Natural Gas | Water Heater - Tank Blanket/Insulation | A | Integrated Unit Energy Savings (kWh or therms) | Achievable Economic UCT Potential | 0 | 0 | 0 | 0 | 0 | 0 | 0 | 0 | 0 | 0 | 0 | 0 | 0 | 0 | 0 | 0 | 0 | 0 | 0 | 0 | 0 | 0 | 0 | 0 | 0 | 0 | 0
F2_Commercial_OR - Health_New_Water Heating_Natural Gas_Water Heater - Tank Blanket/Insulation_A_Achievable Economic UCT Potential | F2 | Commercial | OR - Health | New | Water Heating | Natural Gas | Water Heater - Tank Blanket/Insulation | A | Integrated Unit Summer Peak Savings (kW) | Achievable Economic UCT Potential | 0 | 0 | 0 | 0 | 0 | 0 | 0 | 0 | 0 | 0 | 0 | 0 | 0 | 0 | 0 | 0 | 0 | 0 | 0 | 0 | 0 | 0 | 0 | 0 | 0 | 0 | 0
F3_Commercial_OR - Health_New_Water Heating_Natural Gas_Water Heater - Tank Blanket/Insulation_A_Achievable Economic UCT Potential | F3 | Commercial | OR - Health | New | Water Heating | Natural Gas | Water Heater - Tank Blanket/Insulation | A | Integrated Unit Winter Peak Savings (kW) | Achievable Economic UCT Potential | 0 | 0 | 0 | 0 | 0 | 0 | 0 | 0 | 0 | 0 | 0 | 0 | 0 | 0 | 0 | 0 | 0 | 0 | 0 | 0 | 0 | 0 | 0 | 0 | 0 | 0 | 0
F4_Commercial_OR - Health_New_Water Heating_Natural Gas_Water Heater - Tank Blanket/Insulation_A_Achievable Economic UCT Potential | F4 | Commercial | OR - Health | New | Water Heating | Natural Gas | Water Heater - Tank Blanket/Insulation | A | Incremental Energy Savings (MWh or mTherms) | Achievable Economic UCT Potential | 0 | 0 | 0 | 0 | 0 | 0 | 0 | 0 | 0 | 0 | 0 | 0 | 0 | 0 | 0 | 0 | 0 | 0 | 0 | 0 | 0 | 0 | 0 | 0 | 0 | 0 | 0
F5_Commercial_OR - Health_New_Water Heating_Natural Gas_Water Heater - Tank Blanket/Insulation_A_Achievable Economic UCT Potential | F5 | Commercial | OR - Health | New | Water Heating | Natural Gas | Water Heater - Tank Blanket/Insulation | A | Incremental Summer Peak Savings (MW) | Achievable Economic UCT Potential | 0 | 0 | 0 | 0 | 0 | 0 | 0 | 0 | 0 | 0 | 0 | 0 | 0 | 0 | 0 | 0 | 0 | 0 | 0 | 0 | 0 | 0 | 0 | 0 | 0 | 0 | 0
F6_Commercial_OR - Health_New_Water Heating_Natural Gas_Water Heater - Tank Blanket/Insulation_A_Achievable Economic UCT Potential | F6 | Commercial | OR - Health | New | Water Heating | Natural Gas | Water Heater - Tank Blanket/Insulation | A | Incremental Winter Peak Savings (MW) | Achievable Economic UCT Potential | 0 | 0 | 0 | 0 | 0 | 0 | 0 | 0 | 0 | 0 | 0 | 0 | 0 | 0 | 0 | 0 | 0 | 0 | 0 | 0 | 0 | 0 | 0 | 0 | 0 | 0 | 0
F7_Commercial_OR - Health_New_Water Heating_Natural Gas_Water Heater - Tank Blanket/Insulation_A_Achievable Economic UCT Potential | F7 | Commercial | OR - Health | New | Water Heating | Natural Gas | Water Heater - Tank Blanket/Insulation | A | Cumulative Energy Savings (MWh or mTherms) | Achievable Economic UCT Potential | 0 | 0 | 0 | 0 | 0 | 0 | 0 | 0 | 0 | 0 | 0 | 0 | 0 | 0 | 0 | 0 | 0 | 0 | 0 | 0 | 0 | 0 | 0 | 0 | 0 | 0 | 0
F8_Commercial_OR - Health_New_Water Heating_Natural Gas_Water Heater - Tank Blanket/Insulation_A_Achievable Economic UCT Potential | F8 | Commercial | OR - Health | New | Water Heating | Natural Gas | Water Heater - Tank Blanket/Insulation | A | Cumulative Summer Peak Savings (MW) | Achievable Economic UCT Potential | 0 | 0 | 0 | 0 | 0 | 0 | 0 | 0 | 0 | 0 | 0 | 0 | 0 | 0 | 0 | 0 | 0 | 0 | 0 | 0 | 0 | 0 | 0 | 0 | 0 | 0 | 0
F9_Commercial_OR - Health_New_Water Heating_Natural Gas_Water Heater - Tank Blanket/Insulation_A_Achievable Economic UCT Potential | F9 | Commercial | OR - Health | New | Water Heating | Natural Gas | Water Heater - Tank Blanket/Insulation | A | Cumulative Winter Peak Savings (MW) | Achievable Economic UCT Potential | 0 | 0 | 0 | 0 | 0 | 0 | 0 | 0 | 0 | 0 | 0 | 0 | 0 | 0 | 0 | 0 | 0 | 0 | 0 | 0 | 0 | 0 | 0 | 0 | 0 | 0 | 0
F10_Commercial_OR - Health_New_Water Heating_Natural Gas_Water Heater - Tank Blanket/Insulation_A_Achievable Economic UCT Potential | F10 | Commercial | OR - Health | New | Water Heating | Natural Gas | Water Heater - Tank Blanket/Insulation | A | Purchases (Incremental) | Achievable Economic UCT Potential | 0 | 0 | 0 | 0 | 0 | 0 | 0 | 0 | 0 | 0 | 0 | 0 | 0 | 0 | 0 | 0 | 0 | 0 | 0 | 0 | 0 | 0 | 0 | 0 | 0 | 0 | 0
F11_Commercial_OR - Health_New_Water Heating_Natural Gas_Water Heater - Tank Blanket/Insulation_A_Achievable Economic UCT Potential | F11 | Commercial | OR - Health | New | Water Heating | Natural Gas | Water Heater - Tank Blanket/Insulation | A | Purchases (Cumulative) | Achievable Economic UCT Potential | 0 | 0 | 0 | 0 | 0 | 0 | 0 | 0 | 0 | 0 | 0 | 0 | 0 | 0 | 0 | 0 | 0 | 0 | 0 | 0 | 0 | 0 | 0 | 0 | 0 | 0 | 0
F1_Commercial_OR - Health_New_Water Heating_Natural Gas_Water Heater - Drainwater Heat Recovery_A_Achievable Economic UCT Potential | F1 | Commercial | OR - Health | New | Water Heating | Natural Gas | Water Heater - Drainwater Heat Recovery | A | Integrated Unit Energy Savings (kWh or therms) | Achievable Economic UCT Potential | 0 | 0 | 0 | 0 | 0 | 0 | 0 | 0 | 0 | 0 | 0 | 0 | 0 | 0 | 0 | 0 | 0 | 0 | 0 | 0 | 0 | 0 | 0 | 0 | 0 | 0 | 0
F2_Commercial_OR - Health_New_Water Heating_Natural Gas_Water Heater - Drainwater Heat Recovery_A_Achievable Economic UCT Potential | F2 | Commercial | OR - Health | New | Water Heating | Natural Gas | Water Heater - Drainwater Heat Recovery | A | Integrated Unit Summer Peak Savings (kW) | Achievable Economic UCT Potential | 0 | 0 | 0 | 0 | 0 | 0 | 0 | 0 | 0 | 0 | 0 | 0 | 0 | 0 | 0 | 0 | 0 | 0 | 0 | 0 | 0 | 0 | 0 | 0 | 0 | 0 | 0
F3_Commercial_OR - Health_New_Water Heating_Natural Gas_Water Heater - Drainwater Heat Recovery_A_Achievable Economic UCT Potential | F3 | Commercial | OR - Health | New | Water Heating | Natural Gas | Water Heater - Drainwater Heat Recovery | A | Integrated Unit Winter Peak Savings (kW) | Achievable Economic UCT Potential | 0 | 0 | 0 | 0 | 0 | 0 | 0 | 0 | 0 | 0 | 0 | 0 | 0 | 0 | 0 | 0 | 0 | 0 | 0 | 0 | 0 | 0 | 0 | 0 | 0 | 0 | 0
F4_Commercial_OR - Health_New_Water Heating_Natural Gas_Water Heater - Drainwater Heat Recovery_A_Achievable Economic UCT Potential | F4 | Commercial | OR - Health | New | Water Heating | Natural Gas | Water Heater - Drainwater Heat Recovery | A | Incremental Energy Savings (MWh or mTherms) | Achievable Economic UCT Potential | 0 | 0 | 0 | 0 | 0 | 0 | 0 | 0 | 0 | 0 | 0 | 0 | 0 | 0 | 0 | 0 | 0 | 0 | 0 | 0 | 0 | 0 | 0 | 0 | 0 | 0 | 0
F5_Commercial_OR - Health_New_Water Heating_Natural Gas_Water Heater - Drainwater Heat Recovery_A_Achievable Economic UCT Potential | F5 | Commercial | OR - Health | New | Water Heating | Natural Gas | Water Heater - Drainwater Heat Recovery | A | Incremental Summer Peak Savings (MW) | Achievable Economic UCT Potential | 0 | 0 | 0 | 0 | 0 | 0 | 0 | 0 | 0 | 0 | 0 | 0 | 0 | 0 | 0 | 0 | 0 | 0 | 0 | 0 | 0 | 0 | 0 | 0 | 0 | 0 | 0
F6_Commercial_OR - Health_New_Water Heating_Natural Gas_Water Heater - Drainwater Heat Recovery_A_Achievable Economic UCT Potential | F6 | Commercial | OR - Health | New | Water Heating | Natural Gas | Water Heater - Drainwater Heat Recovery | A | Incremental Winter Peak Savings (MW) | Achievable Economic UCT Potential | 0 | 0 | 0 | 0 | 0 | 0 | 0 | 0 | 0 | 0 | 0 | 0 | 0 | 0 | 0 | 0 | 0 | 0 | 0 | 0 | 0 | 0 | 0 | 0 | 0 | 0 | 0
F7_Commercial_OR - Health_New_Water Heating_Natural Gas_Water Heater - Drainwater Heat Recovery_A_Achievable Economic UCT Potential | F7 | Commercial | OR - Health | New | Water Heating | Natural Gas | Water Heater - Drainwater Heat Recovery | A | Cumulative Energy Savings (MWh or mTherms) | Achievable Economic UCT Potential | 0 | 0 | 0 | 0 | 0 | 0 | 0 | 0 | 0 | 0 | 0 | 0 | 0 | 0 | 0 | 0 | 0 | 0 | 0 | 0 | 0 | 0 | 0 | 0 | 0 | 0 | 0
F8_Commercial_OR - Health_New_Water Heating_Natural Gas_Water Heater - Drainwater Heat Recovery_A_Achievable Economic UCT Potential | F8 | Commercial | OR - Health | New | Water Heating | Natural Gas | Water Heater - Drainwater Heat Recovery | A | Cumulative Summer Peak Savings (MW) | Achievable Economic UCT Potential | 0 | 0 | 0 | 0 | 0 | 0 | 0 | 0 | 0 | 0 | 0 | 0 | 0 | 0 | 0 | 0 | 0 | 0 | 0 | 0 | 0 | 0 | 0 | 0 | 0 | 0 | 0
F9_Commercial_OR - Health_New_Water Heating_Natural Gas_Water Heater - Drainwater Heat Recovery_A_Achievable Economic UCT Potential | F9 | Commercial | OR - Health | New | Water Heating | Natural Gas | Water Heater - Drainwater Heat Recovery | A | Cumulative Winter Peak Savings (MW) | Achievable Economic UCT Potential | 0 | 0 | 0 | 0 | 0 | 0 | 0 | 0 | 0 | 0 | 0 | 0 | 0 | 0 | 0 | 0 | 0 | 0 | 0 | 0 | 0 | 0 | 0 | 0 | 0 | 0 | 0
F10_Commercial_OR - Health_New_Water Heating_Natural Gas_Water Heater - Drainwater Heat Recovery_A_Achievable Economic UCT Potential | F10 | Commercial | OR - Health | New | Water Heating | Natural Gas | Water Heater - Drainwater Heat Recovery | A | Purchases (Incremental) | Achievable Economic UCT Potential | 0 | 0 | 0 | 0 | 0 | 0 | 0 | 0 | 0 | 0 | 0 | 0 | 0 | 0 | 0 | 0 | 0 | 0 | 0 | 0 | 0 | 0 | 0 | 0 | 0 | 0 | 0
F11_Commercial_OR - Health_New_Water Heating_Natural Gas_Water Heater - Drainwater Heat Recovery_A_Achievable Economic UCT Potential | F11 | Commercial | OR - Health | New | Water Heating | Natural Gas | Water Heater - Drainwater Heat Recovery | A | Purchases (Cumulative) | Achievable Economic UCT Potential | 0 | 0 | 0 | 0 | 0 | 0 | 0 | 0 | 0 | 0 | 0 | 0 | 0 | 0 | 0 | 0 | 0 | 0 | 0 | 0 | 0 | 0 | 0 | 0 | 0 | 0 | 0
F1_Commercial_OR - Health_New_Water Heating_Natural Gas_Water Heater - Circulation Pump Controls_A_Achievable Economic UCT Potential | F1 | Commercial | OR - Health | New | Water Heating | Natural Gas | Water Heater - Circulation Pump Controls | A | Integrated Unit Energy Savings (kWh or therms) | Achievable Economic UCT Potential | 0 | 0 | 0 | 0 | 0 | 0 | 0 | 0 | 0 | 0 | 0 | 0 | 0 | 0 | 0 | 0 | 0 | 0 | 0 | 0 | 0 | 0 | 0 | 0 | 0 | 0 | 0
F2_Commercial_OR - Health_New_Water Heating_Natural Gas_Water Heater - Circulation Pump Controls_A_Achievable Economic UCT Potential | F2 | Commercial | OR - Health | New | Water Heating | Natural Gas | Water Heater - Circulation Pump Controls | A | Integrated Unit Summer Peak Savings (kW) | Achievable Economic UCT Potential | 0 | 0 | 0 | 0 | 0 | 0 | 0 | 0 | 0 | 0 | 0 | 0 | 0 | 0 | 0 | 0 | 0 | 0 | 0 | 0 | 0 | 0 | 0 | 0 | 0 | 0 | 0
F3_Commercial_OR - Health_New_Water Heating_Natural Gas_Water Heater - Circulation Pump Controls_A_Achievable Economic UCT Potential | F3 | Commercial | OR - Health | New | Water Heating | Natural Gas | Water Heater - Circulation Pump Controls | A | Integrated Unit Winter Peak Savings (kW) | Achievable Economic UCT Potential | 0 | 0 | 0 | 0 | 0 | 0 | 0 | 0 | 0 | 0 | 0 | 0 | 0 | 0 | 0 | 0 | 0 | 0 | 0 | 0 | 0 | 0 | 0 | 0 | 0 | 0 | 0
F4_Commercial_OR - Health_New_Water Heating_Natural Gas_Water Heater - Circulation Pump Controls_A_Achievable Economic UCT Potential | F4 | Commercial | OR - Health | New | Water Heating | Natural Gas | Water Heater - Circulation Pump Controls | A | Incremental Energy Savings (MWh or mTherms) | Achievable Economic UCT Potential | 0 | 0 | 0 | 0 | 0 | 0 | 0 | 0 | 0 | 0 | 0 | 0 | 0 | 0 | 0 | 0 | 0 | 0 | 0 | 0 | 0 | 0 | 0 | 0 | 0 | 0 | 0
F5_Commercial_OR - Health_New_Water Heating_Natural Gas_Water Heater - Circulation Pump Controls_A_Achievable Economic UCT Potential | F5 | Commercial | OR - Health | New | Water Heating | Natural Gas | Water Heater - Circulation Pump Controls | A | Incremental Summer Peak Savings (MW) | Achievable Economic UCT Potential | 0 | 0 | 0 | 0 | 0 | 0 | 0 | 0 | 0 | 0 | 0 | 0 | 0 | 0 | 0 | 0 | 0 | 0 | 0 | 0 | 0 | 0 | 0 | 0 | 0 | 0 | 0
F6_Commercial_OR - Health_New_Water Heating_Natural Gas_Water Heater - Circulation Pump Controls_A_Achievable Economic UCT Potential | F6 | Commercial | OR - Health | New | Water Heating | Natural Gas | Water Heater - Circulation Pump Controls | A | Incremental Winter Peak Savings (MW) | Achievable Economic UCT Potential | 0 | 0 | 0 | 0 | 0 | 0 | 0 | 0 | 0 | 0 | 0 | 0 | 0 | 0 | 0 | 0 | 0 | 0 | 0 | 0 | 0 | 0 | 0 | 0 | 0 | 0 | 0
F7_Commercial_OR - Health_New_Water Heating_Natural Gas_Water Heater - Circulation Pump Controls_A_Achievable Economic UCT Potential | F7 | Commercial | OR - Health | New | Water Heating | Natural Gas | Water Heater - Circulation Pump Controls | A | Cumulative Energy Savings (MWh or mTherms) | Achievable Economic UCT Potential | 0 | 0 | 0 | 0 | 0 | 0 | 0 | 0 | 0 | 0 | 0 | 0 | 0 | 0 | 0 | 0 | 0 | 0 | 0 | 0 | 0 | 0 | 0 | 0 | 0 | 0 | 0
F8_Commercial_OR - Health_New_Water Heating_Natural Gas_Water Heater - Circulation Pump Controls_A_Achievable Economic UCT Potential | F8 | Commercial | OR - Health | New | Water Heating | Natural Gas | Water Heater - Circulation Pump Controls | A | Cumulative Summer Peak Savings (MW) | Achievable Economic UCT Potential | 0 | 0 | 0 | 0 | 0 | 0 | 0 | 0 | 0 | 0 | 0 | 0 | 0 | 0 | 0 | 0 | 0 | 0 | 0 | 0 | 0 | 0 | 0 | 0 | 0 | 0 | 0
F9_Commercial_OR - Health_New_Water Heating_Natural Gas_Water Heater - Circulation Pump Controls_A_Achievable Economic UCT Potential | F9 | Commercial | OR - Health | New | Water Heating | Natural Gas | Water Heater - Circulation Pump Controls | A | Cumulative Winter Peak Savings (MW) | Achievable Economic UCT Potential | 0 | 0 | 0 | 0 | 0 | 0 | 0 | 0 | 0 | 0 | 0 | 0 | 0 | 0 | 0 | 0 | 0 | 0 | 0 | 0 | 0 | 0 | 0 | 0 | 0 | 0 | 0
F10_Commercial_OR - Health_New_Water Heating_Natural Gas_Water Heater - Circulation Pump Controls_A_Achievable Economic UCT Potential | F10 | Commercial | OR - Health | New | Water Heating | Natural Gas | Water Heater - Circulation Pump Controls | A | Purchases (Incremental) | Achievable Economic UCT Potential | 0 | 0 | 0 | 0 | 0 | 0 | 0 | 0 | 0 | 0 | 0 | 0 | 0 | 0 | 0 | 0 | 0 | 0 | 0 | 0 | 0 | 0 | 0 | 0 | 0 | 0 | 0
F11_Commercial_OR - Health_New_Water Heating_Natural Gas_Water Heater - Circulation Pump Controls_A_Achievable Economic UCT Potential | F11 | Commercial | OR - Health | New | Water Heating | Natural Gas | Water Heater - Circulation Pump Controls | A | Purchases (Cumulative) | Achievable Economic UCT Potential | 0 | 0 | 0 | 0 | 0 | 0 | 0 | 0 | 0 | 0 | 0 | 0 | 0 | 0 | 0 | 0 | 0 | 0 | 0 | 0 | 0 | 0 | 0 | 0 | 0 | 0 | 0
F1_Commercial_OR - Health_New_Water Heating_Natural Gas_Water Heater - Pipe Insulation_A_Achievable Economic UCT Potential | F1 | Commercial | OR - Health | New | Water Heating | Natural Gas | Water Heater - Pipe Insulation | A | Integrated Unit Energy Savings (kWh or therms) | Achievable Economic UCT Potential | 0 | 0 | 0 | 0 | 0 | 0 | 0 | 0 | 0 | 0 | 0 | 0 | 0 | 0 | 0 | 0 | 0 | 0 | 0 | 0 | 0 | 0 | 0 | 0 | 0 | 0 | 0
F2_Commercial_OR - Health_New_Water Heating_Natural Gas_Water Heater - Pipe Insulation_A_Achievable Economic UCT Potential | F2 | Commercial | OR - Health | New | Water Heating | Natural Gas | Water Heater - Pipe Insulation | A | Integrated Unit Summer Peak Savings (kW) | Achievable Economic UCT Potential | 0 | 0 | 0 | 0 | 0 | 0 | 0 | 0 | 0 | 0 | 0 | 0 | 0 | 0 | 0 | 0 | 0 | 0 | 0 | 0 | 0 | 0 | 0 | 0 | 0 | 0 | 0
F3_Commercial_OR - Health_New_Water Heating_Natural Gas_Water Heater - Pipe Insulation_A_Achievable Economic UCT Potential | F3 | Commercial | OR - Health | New | Water Heating | Natural Gas | Water Heater - Pipe Insulation | A | Integrated Unit Winter Peak Savings (kW) | Achievable Economic UCT Potential | 0 | 0 | 0 | 0 | 0 | 0 | 0 | 0 | 0 | 0 | 0 | 0 | 0 | 0 | 0 | 0 | 0 | 0 | 0 | 0 | 0 | 0 | 0 | 0 | 0 | 0 | 0
F4_Commercial_OR - Health_New_Water Heating_Natural Gas_Water Heater - Pipe Insulation_A_Achievable Economic UCT Potential | F4 | Commercial | OR - Health | New | Water Heating | Natural Gas | Water Heater - Pipe Insulation | A | Incremental Energy Savings (MWh or mTherms) | Achievable Economic UCT Potential | 0 | 0 | 0 | 0 | 0 | 0 | 0 | 0 | 0 | 0 | 0 | 0 | 0 | 0 | 0 | 0 | 0 | 0 | 0 | 0 | 0 | 0 | 0 | 0 | 0 | 0 | 0
F5_Commercial_OR - Health_New_Water Heating_Natural Gas_Water Heater - Pipe Insulation_A_Achievable Economic UCT Potential | F5 | Commercial | OR - Health | New | Water Heating | Natural Gas | Water Heater - Pipe Insulation | A | Incremental Summer Peak Savings (MW) | Achievable Economic UCT Potential | 0 | 0 | 0 | 0 | 0 | 0 | 0 | 0 | 0 | 0 | 0 | 0 | 0 | 0 | 0 | 0 | 0 | 0 | 0 | 0 | 0 | 0 | 0 | 0 | 0 | 0 | 0
F6_Commercial_OR - Health_New_Water Heating_Natural Gas_Water Heater - Pipe Insulation_A_Achievable Economic UCT Potential | F6 | Commercial | OR - Health | New | Water Heating | Natural Gas | Water Heater - Pipe Insulation | A | Incremental Winter Peak Savings (MW) | Achievable Economic UCT Potential | 0 | 0 | 0 | 0 | 0 | 0 | 0 | 0 | 0 | 0 | 0 | 0 | 0 | 0 | 0 | 0 | 0 | 0 | 0 | 0 | 0 | 0 | 0 | 0 | 0 | 0 | 0
F7_Commercial_OR - Health_New_Water Heating_Natural Gas_Water Heater - Pipe Insulation_A_Achievable Economic UCT Potential | F7 | Commercial | OR - Health | New | Water Heating | Natural Gas | Water Heater - Pipe Insulation | A | Cumulative Energy Savings (MWh or mTherms) | Achievable Economic UCT Potential | 0 | 0 | 0 | 0 | 0 | 0 | 0 | 0 | 0 | 0 | 0 | 0 | 0 | 0 | 0 | 0 | 0 | 0 | 0 | 0 | 0 | 0 | 0 | 0 | 0 | 0 | 0
F8_Commercial_OR - Health_New_Water Heating_Natural Gas_Water Heater - Pipe Insulation_A_Achievable Economic UCT Potential | F8 | Commercial | OR - Health | New | Water Heating | Natural Gas | Water Heater - Pipe Insulation | A | Cumulative Summer Peak Savings (MW) | Achievable Economic UCT Potential | 0 | 0 | 0 | 0 | 0 | 0 | 0 | 0 | 0 | 0 | 0 | 0 | 0 | 0 | 0 | 0 | 0 | 0 | 0 | 0 | 0 | 0 | 0 | 0 | 0 | 0 | 0
F9_Commercial_OR - Health_New_Water Heating_Natural Gas_Water Heater - Pipe Insulation_A_Achievable Economic UCT Potential | F9 | Commercial | OR - Health | New | Water Heating | Natural Gas | Water Heater - Pipe Insulation | A | Cumulative Winter Peak Savings (MW) | Achievable Economic UCT Potential | 0 | 0 | 0 | 0 | 0 | 0 | 0 | 0 | 0 | 0 | 0 | 0 | 0 | 0 | 0 | 0 | 0 | 0 | 0 | 0 | 0 | 0 | 0 | 0 | 0 | 0 | 0
F10_Commercial_OR - Health_New_Water Heating_Natural Gas_Water Heater - Pipe Insulation_A_Achievable Economic UCT Potential | F10 | Commercial | OR - Health | New | Water Heating | Natural Gas | Water Heater - Pipe Insulation | A | Purchases (Incremental) | Achievable Economic UCT Potential | 0 | 0 | 0 | 0 | 0 | 0 | 0 | 0 | 0 | 0 | 0 | 0 | 0 | 0 | 0 | 0 | 0 | 0 | 0 | 0 | 0 | 0 | 0 | 0 | 0 | 0 | 0
F11_Commercial_OR - Health_New_Water Heating_Natural Gas_Water Heater - Pipe Insulation_A_Achievable Economic UCT Potential | F11 | Commercial | OR - Health | New | Water Heating | Natural Gas | Water Heater - Pipe Insulation | A | Purchases (Cumulative) | Achievable Economic UCT Potential | 0 | 0 | 0 | 0 | 0 | 0 | 0 | 0 | 0 | 0 | 0 | 0 | 0 | 0 | 0 | 0 | 0 | 0 | 0 | 0 | 0 | 0 | 0 | 0 | 0 | 0 | 0
F1_Commercial_OR - Health_New_Water Heating_Natural Gas_Water Heater - Motion Control Faucet_A_Achievable Economic UCT Potential | F1 | Commercial | OR - Health | New | Water Heating | Natural Gas | Water Heater - Motion Control Faucet | A | Integrated Unit Energy Savings (kWh or therms) | Achievable Economic UCT Potential | 0 | 0 | 0 | 0 | 0 | 0 | 0 | 0 | 0 | 0 | 0 | 0 | 0 | 0 | 0 | 0 | 0 | 0 | 0 | 0 | 0 | 0 | 0 | 0 | 0 | 0 | 0
F2_Commercial_OR - Health_New_Water Heating_Natural Gas_Water Heater - Motion Control Faucet_A_Achievable Economic UCT Potential | F2 | Commercial | OR - Health | New | Water Heating | Natural Gas | Water Heater - Motion Control Faucet | A | Integrated Unit Summer Peak Savings (kW) | Achievable Economic UCT Potential | 0 | 0 | 0 | 0 | 0 | 0 | 0 | 0 | 0 | 0 | 0 | 0 | 0 | 0 | 0 | 0 | 0 | 0 | 0 | 0 | 0 | 0 | 0 | 0 | 0 | 0 | 0
F3_Commercial_OR - Health_New_Water Heating_Natural Gas_Water Heater - Motion Control Faucet_A_Achievable Economic UCT Potential | F3 | Commercial | OR - Health | New | Water Heating | Natural Gas | Water Heater - Motion Control Faucet | A | Integrated Unit Winter Peak Savings (kW) | Achievable Economic UCT Potential | 0 | 0 | 0 | 0 | 0 | 0 | 0 | 0 | 0 | 0 | 0 | 0 | 0 | 0 | 0 | 0 | 0 | 0 | 0 | 0 | 0 | 0 | 0 | 0 | 0 | 0 | 0
F4_Commercial_OR - Health_New_Water Heating_Natural Gas_Water Heater - Motion Control Faucet_A_Achievable Economic UCT Potential | F4 | Commercial | OR - Health | New | Water Heating | Natural Gas | Water Heater - Motion Control Faucet | A | Incremental Energy Savings (MWh or mTherms) | Achievable Economic UCT Potential | 0 | 0 | 0 | 0 | 0 | 0 | 0 | 0 | 0 | 0 | 0 | 0 | 0 | 0 | 0 | 0 | 0 | 0 | 0 | 0 | 0 | 0 | 0 | 0 | 0 | 0 | 0
F5_Commercial_OR - Health_New_Water Heating_Natural Gas_Water Heater - Motion Control Faucet_A_Achievable Economic UCT Potential | F5 | Commercial | OR - Health | New | Water Heating | Natural Gas | Water Heater - Motion Control Faucet | A | Incremental Summer Peak Savings (MW) | Achievable Economic UCT Potential | 0 | 0 | 0 | 0 | 0 | 0 | 0 | 0 | 0 | 0 | 0 | 0 | 0 | 0 | 0 | 0 | 0 | 0 | 0 | 0 | 0 | 0 | 0 | 0 | 0 | 0 | 0
F6_Commercial_OR - Health_New_Water Heating_Natural Gas_Water Heater - Motion Control Faucet_A_Achievable Economic UCT Potential | F6 | Commercial | OR - Health | New | Water Heating | Natural Gas | Water Heater - Motion Control Faucet | A | Incremental Winter Peak Savings (MW) | Achievable Economic UCT Potential | 0 | 0 | 0 | 0 | 0 | 0 | 0 | 0 | 0 | 0 | 0 | 0 | 0 | 0 | 0 | 0 | 0 | 0 | 0 | 0 | 0 | 0 | 0 | 0 | 0 | 0 | 0
F7_Commercial_OR - Health_New_Water Heating_Natural Gas_Water Heater - Motion Control Faucet_A_Achievable Economic UCT Potential | F7 | Commercial | OR - Health | New | Water Heating | Natural Gas | Water Heater - Motion Control Faucet | A | Cumulative Energy Savings (MWh or mTherms) | Achievable Economic UCT Potential | 0 | 0 | 0 | 0 | 0 | 0 | 0 | 0 | 0 | 0 | 0 | 0 | 0 | 0 | 0 | 0 | 0 | 0 | 0 | 0 | 0 | 0 | 0 | 0 | 0 | 0 | 0
F8_Commercial_OR - Health_New_Water Heating_Natural Gas_Water Heater - Motion Control Faucet_A_Achievable Economic UCT Potential | F8 | Commercial | OR - Health | New | Water Heating | Natural Gas | Water Heater - Motion Control Faucet | A | Cumulative Summer Peak Savings (MW) | Achievable Economic UCT Potential | 0 | 0 | 0 | 0 | 0 | 0 | 0 | 0 | 0 | 0 | 0 | 0 | 0 | 0 | 0 | 0 | 0 | 0 | 0 | 0 | 0 | 0 | 0 | 0 | 0 | 0 | 0
F9_Commercial_OR - Health_New_Water Heating_Natural Gas_Water Heater - Motion Control Faucet_A_Achievable Economic UCT Potential | F9 | Commercial | OR - Health | New | Water Heating | Natural Gas | Water Heater - Motion Control Faucet | A | Cumulative Winter Peak Savings (MW) | Achievable Economic UCT Potential | 0 | 0 | 0 | 0 | 0 | 0 | 0 | 0 | 0 | 0 | 0 | 0 | 0 | 0 | 0 | 0 | 0 | 0 | 0 | 0 | 0 | 0 | 0 | 0 | 0 | 0 | 0
F10_Commercial_OR - Health_New_Water Heating_Natural Gas_Water Heater - Motion Control Faucet_A_Achievable Economic UCT Potential | F10 | Commercial | OR - Health | New | Water Heating | Natural Gas | Water Heater - Motion Control Faucet | A | Purchases (Incremental) | Achievable Economic UCT Potential | 0 | 0 | 0 | 0 | 0 | 0 | 0 | 0 | 0 | 0 | 0 | 0 | 0 | 0 | 0 | 0 | 0 | 0 | 0 | 0 | 0 | 0 | 0 | 0 | 0 | 0 | 0
F11_Commercial_OR - Health_New_Water Heating_Natural Gas_Water Heater - Motion Control Faucet_A_Achievable Economic UCT Potential | F11 | Commercial | OR - Health | New | Water Heating | Natural Gas | Water Heater - Motion Control Faucet | A | Purchases (Cumulative) | Achievable Economic UCT Potential | 0 | 0 | 0 | 0 | 0 | 0 | 0 | 0 | 0 | 0 | 0 | 0 | 0 | 0 | 0 | 0 | 0 | 0 | 0 | 0 | 0 | 0 | 0 | 0 | 0 | 0 | 0
F1_Commercial_OR - Health_New_Water Heating_Natural Gas_Water Heater - Solar System_A_Achievable Economic UCT Potential | F1 | Commercial | OR - Health | New | Water Heating | Natural Gas | Water Heater - Solar System | A | Integrated Unit Energy Savings (kWh or therms) | Achievable Economic UCT Potential | 0 | 0 | 0 | 0 | 0 | 0 | 0 | 0 | 0 | 0 | 0 | 0 | 0 | 0 | 0 | 0 | 0 | 0 | 0 | 0 | 0 | 0 | 0 | 0 | 0 | 0 | 0
F2_Commercial_OR - Health_New_Water Heating_Natural Gas_Water Heater - Solar System_A_Achievable Economic UCT Potential | F2 | Commercial | OR - Health | New | Water Heating | Natural Gas | Water Heater - Solar System | A | Integrated Unit Summer Peak Savings (kW) | Achievable Economic UCT Potential | 0 | 0 | 0 | 0 | 0 | 0 | 0 | 0 | 0 | 0 | 0 | 0 | 0 | 0 | 0 | 0 | 0 | 0 | 0 | 0 | 0 | 0 | 0 | 0 | 0 | 0 | 0
F3_Commercial_OR - Health_New_Water Heating_Natural Gas_Water Heater - Solar System_A_Achievable Economic UCT Potential | F3 | Commercial | OR - Health | New | Water Heating | Natural Gas | Water Heater - Solar System | A | Integrated Unit Winter Peak Savings (kW) | Achievable Economic UCT Potential | 0 | 0 | 0 | 0 | 0 | 0 | 0 | 0 | 0 | 0 | 0 | 0 | 0 | 0 | 0 | 0 | 0 | 0 | 0 | 0 | 0 | 0 | 0 | 0 | 0 | 0 | 0
F4_Commercial_OR - Health_New_Water Heating_Natural Gas_Water Heater - Solar System_A_Achievable Economic UCT Potential | F4 | Commercial | OR - Health | New | Water Heating | Natural Gas | Water Heater - Solar System | A | Incremental Energy Savings (MWh or mTherms) | Achievable Economic UCT Potential | 0 | 0 | 0 | 0 | 0 | 0 | 0 | 0 | 0 | 0 | 0 | 0 | 0 | 0 | 0 | 0 | 0 | 0 | 0 | 0 | 0 | 0 | 0 | 0 | 0 | 0 | 0
F5_Commercial_OR - Health_New_Water Heating_Natural Gas_Water Heater - Solar System_A_Achievable Economic UCT Potential | F5 | Commercial | OR - Health | New | Water Heating | Natural Gas | Water Heater - Solar System | A | Incremental Summer Peak Savings (MW) | Achievable Economic UCT Potential | 0 | 0 | 0 | 0 | 0 | 0 | 0 | 0 | 0 | 0 | 0 | 0 | 0 | 0 | 0 | 0 | 0 | 0 | 0 | 0 | 0 | 0 | 0 | 0 | 0 | 0 | 0
F6_Commercial_OR - Health_New_Water Heating_Natural Gas_Water Heater - Solar System_A_Achievable Economic UCT Potential | F6 | Commercial | OR - Health | New | Water Heating | Natural Gas | Water Heater - Solar System | A | Incremental Winter Peak Savings (MW) | Achievable Economic UCT Potential | 0 | 0 | 0 | 0 | 0 | 0 | 0 | 0 | 0 | 0 | 0 | 0 | 0 | 0 | 0 | 0 | 0 | 0 | 0 | 0 | 0 | 0 | 0 | 0 | 0 | 0 | 0
F7_Commercial_OR - Health_New_Water Heating_Natural Gas_Water Heater - Solar System_A_Achievable Economic UCT Potential | F7 | Commercial | OR - Health | New | Water Heating | Natural Gas | Water Heater - Solar System | A | Cumulative Energy Savings (MWh or mTherms) | Achievable Economic UCT Potential | 0 | 0 | 0 | 0 | 0 | 0 | 0 | 0 | 0 | 0 | 0 | 0 | 0 | 0 | 0 | 0 | 0 | 0 | 0 | 0 | 0 | 0 | 0 | 0 | 0 | 0 | 0
F8_Commercial_OR - Health_New_Water Heating_Natural Gas_Water Heater - Solar System_A_Achievable Economic UCT Potential | F8 | Commercial | OR - Health | New | Water Heating | Natural Gas | Water Heater - Solar System | A | Cumulative Summer Peak Savings (MW) | Achievable Economic UCT Potential | 0 | 0 | 0 | 0 | 0 | 0 | 0 | 0 | 0 | 0 | 0 | 0 | 0 | 0 | 0 | 0 | 0 | 0 | 0 | 0 | 0 | 0 | 0 | 0 | 0 | 0 | 0
F9_Commercial_OR - Health_New_Water Heating_Natural Gas_Water Heater - Solar System_A_Achievable Economic UCT Potential | F9 | Commercial | OR - Health | New | Water Heating | Natural Gas | Water Heater - Solar System | A | Cumulative Winter Peak Savings (MW) | Achievable Economic UCT Potential | 0 | 0 | 0 | 0 | 0 | 0 | 0 | 0 | 0 | 0 | 0 | 0 | 0 | 0 | 0 | 0 | 0 | 0 | 0 | 0 | 0 | 0 | 0 | 0 | 0 | 0 | 0
F10_Commercial_OR - Health_New_Water Heating_Natural Gas_Water Heater - Solar System_A_Achievable Economic UCT Potential | F10 | Commercial | OR - Health | New | Water Heating | Natural Gas | Water Heater - Solar System | A | Purchases (Incremental) | Achievable Economic UCT Potential | 0 | 0 | 0 | 0 | 0 | 0 | 0 | 0 | 0 | 0 | 0 | 0 | 0 | 0 | 0 | 0 | 0 | 0 | 0 | 0 | 0 | 0 | 0 | 0 | 0 | 0 | 0
F11_Commercial_OR - Health_New_Water Heating_Natural Gas_Water Heater - Solar System_A_Achievable Economic UCT Potential | F11 | Commercial | OR - Health | New | Water Heating | Natural Gas | Water Heater - Solar System | A | Purchases (Cumulative) | Achievable Economic UCT Potential | 0 | 0 | 0 | 0 | 0 | 0 | 0 | 0 | 0 | 0 | 0 | 0 | 0 | 0 | 0 | 0 | 0 | 0 | 0 | 0 | 0 | 0 | 0 | 0 | 0 | 0 | 0
F1_Commercial_OR - Health_New_Water Heating_Natural Gas_Commercial Laundry - Ozone Treatment_A_Achievable Economic UCT Potential | F1 | Commercial | OR - Health | New | Water Heating | Natural Gas | Commercial Laundry - Ozone Treatment | A | Integrated Unit Energy Savings (kWh or therms) | Achievable Economic UCT Potential | 0 | 0 | 0 | 0 | 0 | 0 | 0 | 0 | 0 | 0 | 0 | 0 | 0 | 0 | 0 | 0 | 0 | 0 | 0 | 0 | 0 | 0 | 0 | 0 | 0 | 0 | 0
F2_Commercial_OR - Health_New_Water Heating_Natural Gas_Commercial Laundry - Ozone Treatment_A_Achievable Economic UCT Potential | F2 | Commercial | OR - Health | New | Water Heating | Natural Gas | Commercial Laundry - Ozone Treatment | A | Integrated Unit Summer Peak Savings (kW) | Achievable Economic UCT Potential | 0 | 0 | 0 | 0 | 0 | 0 | 0 | 0 | 0 | 0 | 0 | 0 | 0 | 0 | 0 | 0 | 0 | 0 | 0 | 0 | 0 | 0 | 0 | 0 | 0 | 0 | 0
F3_Commercial_OR - Health_New_Water Heating_Natural Gas_Commercial Laundry - Ozone Treatment_A_Achievable Economic UCT Potential | F3 | Commercial | OR - Health | New | Water Heating | Natural Gas | Commercial Laundry - Ozone Treatment | A | Integrated Unit Winter Peak Savings (kW) | Achievable Economic UCT Potential | 0 | 0 | 0 | 0 | 0 | 0 | 0 | 0 | 0 | 0 | 0 | 0 | 0 | 0 | 0 | 0 | 0 | 0 | 0 | 0 | 0 | 0 | 0 | 0 | 0 | 0 | 0
F4_Commercial_OR - Health_New_Water Heating_Natural Gas_Commercial Laundry - Ozone Treatment_A_Achievable Economic UCT Potential | F4 | Commercial | OR - Health | New | Water Heating | Natural Gas | Commercial Laundry - Ozone Treatment | A | Incremental Energy Savings (MWh or mTherms) | Achievable Economic UCT Potential | 0 | 0 | 0 | 0 | 0 | 0 | 0 | 0 | 0 | 0 | 0 | 0 | 0 | 0 | 0 | 0 | 0 | 0 | 0 | 0 | 0 | 0 | 0 | 0 | 0 | 0 | 0
F5_Commercial_OR - Health_New_Water Heating_Natural Gas_Commercial Laundry - Ozone Treatment_A_Achievable Economic UCT Potential | F5 | Commercial | OR - Health | New | Water Heating | Natural Gas | Commercial Laundry - Ozone Treatment | A | Incremental Summer Peak Savings (MW) | Achievable Economic UCT Potential | 0 | 0 | 0 | 0 | 0 | 0 | 0 | 0 | 0 | 0 | 0 | 0 | 0 | 0 | 0 | 0 | 0 | 0 | 0 | 0 | 0 | 0 | 0 | 0 | 0 | 0 | 0
F6_Commercial_OR - Health_New_Water Heating_Natural Gas_Commercial Laundry - Ozone Treatment_A_Achievable Economic UCT Potential | F6 | Commercial | OR - Health | New | Water Heating | Natural Gas | Commercial Laundry - Ozone Treatment | A | Incremental Winter Peak Savings (MW) | Achievable Economic UCT Potential | 0 | 0 | 0 | 0 | 0 | 0 | 0 | 0 | 0 | 0 | 0 | 0 | 0 | 0 | 0 | 0 | 0 | 0 | 0 | 0 | 0 | 0 | 0 | 0 | 0 | 0 | 0
F7_Commercial_OR - Health_New_Water Heating_Natural Gas_Commercial Laundry - Ozone Treatment_A_Achievable Economic UCT Potential | F7 | Commercial | OR - Health | New | Water Heating | Natural Gas | Commercial Laundry - Ozone Treatment | A | Cumulative Energy Savings (MWh or mTherms) | Achievable Economic UCT Potential | 0 | 0 | 0 | 0 | 0 | 0 | 0 | 0 | 0 | 0 | 0 | 0 | 0 | 0 | 0 | 0 | 0 | 0 | 0 | 0 | 0 | 0 | 0 | 0 | 0 | 0 | 0
F8_Commercial_OR - Health_New_Water Heating_Natural Gas_Commercial Laundry - Ozone Treatment_A_Achievable Economic UCT Potential | F8 | Commercial | OR - Health | New | Water Heating | Natural Gas | Commercial Laundry - Ozone Treatment | A | Cumulative Summer Peak Savings (MW) | Achievable Economic UCT Potential | 0 | 0 | 0 | 0 | 0 | 0 | 0 | 0 | 0 | 0 | 0 | 0 | 0 | 0 | 0 | 0 | 0 | 0 | 0 | 0 | 0 | 0 | 0 | 0 | 0 | 0 | 0
F9_Commercial_OR - Health_New_Water Heating_Natural Gas_Commercial Laundry - Ozone Treatment_A_Achievable Economic UCT Potential | F9 | Commercial | OR - Health | New | Water Heating | Natural Gas | Commercial Laundry - Ozone Treatment | A | Cumulative Winter Peak Savings (MW) | Achievable Economic UCT Potential | 0 | 0 | 0 | 0 | 0 | 0 | 0 | 0 | 0 | 0 | 0 | 0 | 0 | 0 | 0 | 0 | 0 | 0 | 0 | 0 | 0 | 0 | 0 | 0 | 0 | 0 | 0
F10_Commercial_OR - Health_New_Water Heating_Natural Gas_Commercial Laundry - Ozone Treatment_A_Achievable Economic UCT Potential | F10 | Commercial | OR - Health | New | Water Heating | Natural Gas | Commercial Laundry - Ozone Treatment | A | Purchases (Incremental) | Achievable Economic UCT Potential | 0 | 0 | 0 | 0 | 0 | 0 | 0 | 0 | 0 | 0 | 0 | 0 | 0 | 0 | 0 | 0 | 0 | 0 | 0 | 0 | 0 | 0 | 0 | 0 | 0 | 0 | 0
F11_Commercial_OR - Health_New_Water Heating_Natural Gas_Commercial Laundry - Ozone Treatment_A_Achievable Economic UCT Potential | F11 | Commercial | OR - Health | New | Water Heating | Natural Gas | Commercial Laundry - Ozone Treatment | A | Purchases (Cumulative) | Achievable Economic UCT Potential | 0 | 0 | 0 | 0 | 0 | 0 | 0 | 0 | 0 | 0 | 0 | 0 | 0 | 0 | 0 | 0 | 0 | 0 | 0 | 0 | 0 | 0 | 0 | 0 | 0 | 0 | 0
F1_Commercial_OR - Health_New_Water Heating_Natural Gas_Commercial Laundry - ENERGY STAR Washer_A_Achievable Economic UCT Potential | F1 | Commercial | OR - Health | New | Water Heating | Natural Gas | Commercial Laundry - ENERGY STAR Washer | A | Integrated Unit Energy Savings (kWh or therms) | Achievable Economic UCT Potential | 0 | 0 | 0 | 0 | 0 | 0 | 0 | 0 | 0 | 0 | 0 | 0 | 0 | 0 | 0 | 0 | 0 | 0 | 0 | 0 | 0 | 0 | 0 | 0 | 0 | 0 | 0
F2_Commercial_OR - Health_New_Water Heating_Natural Gas_Commercial Laundry - ENERGY STAR Washer_A_Achievable Economic UCT Potential | F2 | Commercial | OR - Health | New | Water Heating | Natural Gas | Commercial Laundry - ENERGY STAR Washer | A | Integrated Unit Summer Peak Savings (kW) | Achievable Economic UCT Potential | 0 | 0 | 0 | 0 | 0 | 0 | 0 | 0 | 0 | 0 | 0 | 0 | 0 | 0 | 0 | 0 | 0 | 0 | 0 | 0 | 0 | 0 | 0 | 0 | 0 | 0 | 0
F3_Commercial_OR - Health_New_Water Heating_Natural Gas_Commercial Laundry - ENERGY STAR Washer_A_Achievable Economic UCT Potential | F3 | Commercial | OR - Health | New | Water Heating | Natural Gas | Commercial Laundry - ENERGY STAR Washer | A | Integrated Unit Winter Peak Savings (kW) | Achievable Economic UCT Potential | 0 | 0 | 0 | 0 | 0 | 0 | 0 | 0 | 0 | 0 | 0 | 0 | 0 | 0 | 0 | 0 | 0 | 0 | 0 | 0 | 0 | 0 | 0 | 0 | 0 | 0 | 0
F4_Commercial_OR - Health_New_Water Heating_Natural Gas_Commercial Laundry - ENERGY STAR Washer_A_Achievable Economic UCT Potential | F4 | Commercial | OR - Health | New | Water Heating | Natural Gas | Commercial Laundry - ENERGY STAR Washer | A | Incremental Energy Savings (MWh or mTherms) | Achievable Economic UCT Potential | 0 | 0 | 0 | 0 | 0 | 0 | 0 | 0 | 0 | 0 | 0 | 0 | 0 | 0 | 0 | 0 | 0 | 0 | 0 | 0 | 0 | 0 | 0 | 0 | 0 | 0 | 0
F5_Commercial_OR - Health_New_Water Heating_Natural Gas_Commercial Laundry - ENERGY STAR Washer_A_Achievable Economic UCT Potential | F5 | Commercial | OR - Health | New | Water Heating | Natural Gas | Commercial Laundry - ENERGY STAR Washer | A | Incremental Summer Peak Savings (MW) | Achievable Economic UCT Potential | 0 | 0 | 0 | 0 | 0 | 0 | 0 | 0 | 0 | 0 | 0 | 0 | 0 | 0 | 0 | 0 | 0 | 0 | 0 | 0 | 0 | 0 | 0 | 0 | 0 | 0 | 0
F6_Commercial_OR - Health_New_Water Heating_Natural Gas_Commercial Laundry - ENERGY STAR Washer_A_Achievable Economic UCT Potential | F6 | Commercial | OR - Health | New | Water Heating | Natural Gas | Commercial Laundry - ENERGY STAR Washer | A | Incremental Winter Peak Savings (MW) | Achievable Economic UCT Potential | 0 | 0 | 0 | 0 | 0 | 0 | 0 | 0 | 0 | 0 | 0 | 0 | 0 | 0 | 0 | 0 | 0 | 0 | 0 | 0 | 0 | 0 | 0 | 0 | 0 | 0 | 0
F7_Commercial_OR - Health_New_Water Heating_Natural Gas_Commercial Laundry - ENERGY STAR Washer_A_Achievable Economic UCT Potential | F7 | Commercial | OR - Health | New | Water Heating | Natural Gas | Commercial Laundry - ENERGY STAR Washer | A | Cumulative Energy Savings (MWh or mTherms) | Achievable Economic UCT Potential | 0 | 0 | 0 | 0 | 0 | 0 | 0 | 0 | 0 | 0 | 0 | 0 | 0 | 0 | 0 | 0 | 0 | 0 | 0 | 0 | 0 | 0 | 0 | 0 | 0 | 0 | 0
F8_Commercial_OR - Health_New_Water Heating_Natural Gas_Commercial Laundry - ENERGY STAR Washer_A_Achievable Economic UCT Potential | F8 | Commercial | OR - Health | New | Water Heating | Natural Gas | Commercial Laundry - ENERGY STAR Washer | A | Cumulative Summer Peak Savings (MW) | Achievable Economic UCT Potential | 0 | 0 | 0 | 0 | 0 | 0 | 0 | 0 | 0 | 0 | 0 | 0 | 0 | 0 | 0 | 0 | 0 | 0 | 0 | 0 | 0 | 0 | 0 | 0 | 0 | 0 | 0
F9_Commercial_OR - Health_New_Water Heating_Natural Gas_Commercial Laundry - ENERGY STAR Washer_A_Achievable Economic UCT Potential | F9 | Commercial | OR - Health | New | Water Heating | Natural Gas | Commercial Laundry - ENERGY STAR Washer | A | Cumulative Winter Peak Savings (MW) | Achievable Economic UCT Potential | 0 | 0 | 0 | 0 | 0 | 0 | 0 | 0 | 0 | 0 | 0 | 0 | 0 | 0 | 0 | 0 | 0 | 0 | 0 | 0 | 0 | 0 | 0 | 0 | 0 | 0 | 0
F10_Commercial_OR - Health_New_Water Heating_Natural Gas_Commercial Laundry - ENERGY STAR Washer_A_Achievable Economic UCT Potential | F10 | Commercial | OR - Health | New | Water Heating | Natural Gas | Commercial Laundry - ENERGY STAR Washer | A | Purchases (Incremental) | Achievable Economic UCT Potential | 0 | 0 | 0 | 0 | 0 | 0 | 0 | 0 | 0 | 0 | 0 | 0 | 0 | 0 | 0 | 0 | 0 | 0 | 0 | 0 | 0 | 0 | 0 | 0 | 0 | 0 | 0
F11_Commercial_OR - Health_New_Water Heating_Natural Gas_Commercial Laundry - ENERGY STAR Washer_A_Achievable Economic UCT Potential | F11 | Commercial | OR - Health | New | Water Heating | Natural Gas | Commercial Laundry - ENERGY STAR Washer | A | Purchases (Cumulative) | Achievable Economic UCT Potential | 0 | 0 | 0 | 0 | 0 | 0 | 0 | 0 | 0 | 0 | 0 | 0 | 0 | 0 | 0 | 0 | 0 | 0 | 0 | 0 | 0 | 0 | 0 | 0 | 0 | 0 | 0
F1_Commercial_OR - Health_New_Water Heating_Natural Gas_Water Heater - Efficient Dishwasher_A_Achievable Economic UCT Potential | F1 | Commercial | OR - Health | New | Water Heating | Natural Gas | Water Heater - Efficient Dishwasher | A | Integrated Unit Energy Savings (kWh or therms) | Achievable Economic UCT Potential | 0 | 0 | 0 | 0 | 0 | 0 | 0 | 0 | 0 | 0 | 0 | 0 | 0 | 0 | 0 | 0 | 0 | 0 | 0 | 0 | 0 | 0 | 0 | 0 | 0 | 0 | 0
F2_Commercial_OR - Health_New_Water Heating_Natural Gas_Water Heater - Efficient Dishwasher_A_Achievable Economic UCT Potential | F2 | Commercial | OR - Health | New | Water Heating | Natural Gas | Water Heater - Efficient Dishwasher | A | Integrated Unit Summer Peak Savings (kW) | Achievable Economic UCT Potential | 0 | 0 | 0 | 0 | 0 | 0 | 0 | 0 | 0 | 0 | 0 | 0 | 0 | 0 | 0 | 0 | 0 | 0 | 0 | 0 | 0 | 0 | 0 | 0 | 0 | 0 | 0
F3_Commercial_OR - Health_New_Water Heating_Natural Gas_Water Heater - Efficient Dishwasher_A_Achievable Economic UCT Potential | F3 | Commercial | OR - Health | New | Water Heating | Natural Gas | Water Heater - Efficient Dishwasher | A | Integrated Unit Winter Peak Savings (kW) | Achievable Economic UCT Potential | 0 | 0 | 0 | 0 | 0 | 0 | 0 | 0 | 0 | 0 | 0 | 0 | 0 | 0 | 0 | 0 | 0 | 0 | 0 | 0 | 0 | 0 | 0 | 0 | 0 | 0 | 0
F4_Commercial_OR - Health_New_Water Heating_Natural Gas_Water Heater - Efficient Dishwasher_A_Achievable Economic UCT Potential | F4 | Commercial | OR - Health | New | Water Heating | Natural Gas | Water Heater - Efficient Dishwasher | A | Incremental Energy Savings (MWh or mTherms) | Achievable Economic UCT Potential | 0 | 0 | 0 | 0 | 0 | 0 | 0 | 0 | 0 | 0 | 0 | 0 | 0 | 0 | 0 | 0 | 0 | 0 | 0 | 0 | 0 | 0 | 0 | 0 | 0 | 0 | 0
F5_Commercial_OR - Health_New_Water Heating_Natural Gas_Water Heater - Efficient Dishwasher_A_Achievable Economic UCT Potential | F5 | Commercial | OR - Health | New | Water Heating | Natural Gas | Water Heater - Efficient Dishwasher | A | Incremental Summer Peak Savings (MW) | Achievable Economic UCT Potential | 0 | 0 | 0 | 0 | 0 | 0 | 0 | 0 | 0 | 0 | 0 | 0 | 0 | 0 | 0 | 0 | 0 | 0 | 0 | 0 | 0 | 0 | 0 | 0 | 0 | 0 | 0
F6_Commercial_OR - Health_New_Water Heating_Natural Gas_Water Heater - Efficient Dishwasher_A_Achievable Economic UCT Potential | F6 | Commercial | OR - Health | New | Water Heating | Natural Gas | Water Heater - Efficient Dishwasher | A | Incremental Winter Peak Savings (MW) | Achievable Economic UCT Potential | 0 | 0 | 0 | 0 | 0 | 0 | 0 | 0 | 0 | 0 | 0 | 0 | 0 | 0 | 0 | 0 | 0 | 0 | 0 | 0 | 0 | 0 | 0 | 0 | 0 | 0 | 0
F7_Commercial_OR - Health_New_Water Heating_Natural Gas_Water Heater - Efficient Dishwasher_A_Achievable Economic UCT Potential | F7 | Commercial | OR - Health | New | Water Heating | Natural Gas | Water Heater - Efficient Dishwasher | A | Cumulative Energy Savings (MWh or mTherms) | Achievable Economic UCT Potential | 0 | 0 | 0 | 0 | 0 | 0 | 0 | 0 | 0 | 0 | 0 | 0 | 0 | 0 | 0 | 0 | 0 | 0 | 0 | 0 | 0 | 0 | 0 | 0 | 0 | 0 | 0
F8_Commercial_OR - Health_New_Water Heating_Natural Gas_Water Heater - Efficient Dishwasher_A_Achievable Economic UCT Potential | F8 | Commercial | OR - Health | New | Water Heating | Natural Gas | Water Heater - Efficient Dishwasher | A | Cumulative Summer Peak Savings (MW) | Achievable Economic UCT Potential | 0 | 0 | 0 | 0 | 0 | 0 | 0 | 0 | 0 | 0 | 0 | 0 | 0 | 0 | 0 | 0 | 0 | 0 | 0 | 0 | 0 | 0 | 0 | 0 | 0 | 0 | 0
F9_Commercial_OR - Health_New_Water Heating_Natural Gas_Water Heater - Efficient Dishwasher_A_Achievable Economic UCT Potential | F9 | Commercial | OR - Health | New | Water Heating | Natural Gas | Water Heater - Efficient Dishwasher | A | Cumulative Winter Peak Savings (MW) | Achievable Economic UCT Potential | 0 | 0 | 0 | 0 | 0 | 0 | 0 | 0 | 0 | 0 | 0 | 0 | 0 | 0 | 0 | 0 | 0 | 0 | 0 | 0 | 0 | 0 | 0 | 0 | 0 | 0 | 0
F10_Commercial_OR - Health_New_Water Heating_Natural Gas_Water Heater - Efficient Dishwasher_A_Achievable Economic UCT Potential | F10 | Commercial | OR - Health | New | Water Heating | Natural Gas | Water Heater - Efficient Dishwasher | A | Purchases (Incremental) | Achievable Economic UCT Potential | 0 | 0 | 0 | 0 | 0 | 0 | 0 | 0 | 0 | 0 | 0 | 0 | 0 | 0 | 0 | 0 | 0 | 0 | 0 | 0 | 0 | 0 | 0 | 0 | 0 | 0 | 0
F11_Commercial_OR - Health_New_Water Heating_Natural Gas_Water Heater - Efficient Dishwasher_A_Achievable Economic UCT Potential | F11 | Commercial | OR - Health | New | Water Heating | Natural Gas | Water Heater - Efficient Dishwasher | A | Purchases (Cumulative) | Achievable Economic UCT Potential | 0 | 0 | 0 | 0 | 0 | 0 | 0 | 0 | 0 | 0 | 0 | 0 | 0 | 0 | 0 | 0 | 0 | 0 | 0 | 0 | 0 | 0 | 0 | 0 | 0 | 0 | 0
F1_Commercial_OR - Health_New_Water Heating_Natural Gas_Commercial Laundry - Alternative Dry-Cleaning Methods_A_Achievable Economic UCT Potential | F1 | Commercial | OR - Health | New | Water Heating | Natural Gas | Commercial Laundry - Alternative Dry-Cleaning Methods | A | Integrated Unit Energy Savings (kWh or therms) | Achievable Economic UCT Potential | 0 | 0 | 0 | 0 | 0 | 0 | 0 | 0 | 0 | 0 | 0 | 0 | 0 | 0 | 0 | 0 | 0 | 0 | 0 | 0 | 0 | 0 | 0 | 0 | 0 | 0 | 0
F2_Commercial_OR - Health_New_Water Heating_Natural Gas_Commercial Laundry - Alternative Dry-Cleaning Methods_A_Achievable Economic UCT Potential | F2 | Commercial | OR - Health | New | Water Heating | Natural Gas | Commercial Laundry - Alternative Dry-Cleaning Methods | A | Integrated Unit Summer Peak Savings (kW) | Achievable Economic UCT Potential | 0 | 0 | 0 | 0 | 0 | 0 | 0 | 0 | 0 | 0 | 0 | 0 | 0 | 0 | 0 | 0 | 0 | 0 | 0 | 0 | 0 | 0 | 0 | 0 | 0 | 0 | 0
F3_Commercial_OR - Health_New_Water Heating_Natural Gas_Commercial Laundry - Alternative Dry-Cleaning Methods_A_Achievable Economic UCT Potential | F3 | Commercial | OR - Health | New | Water Heating | Natural Gas | Commercial Laundry - Alternative Dry-Cleaning Methods | A | Integrated Unit Winter Peak Savings (kW) | Achievable Economic UCT Potential | 0 | 0 | 0 | 0 | 0 | 0 | 0 | 0 | 0 | 0 | 0 | 0 | 0 | 0 | 0 | 0 | 0 | 0 | 0 | 0 | 0 | 0 | 0 | 0 | 0 | 0 | 0
F4_Commercial_OR - Health_New_Water Heating_Natural Gas_Commercial Laundry - Alternative Dry-Cleaning Methods_A_Achievable Economic UCT Potential | F4 | Commercial | OR - Health | New | Water Heating | Natural Gas | Commercial Laundry - Alternative Dry-Cleaning Methods | A | Incremental Energy Savings (MWh or mTherms) | Achievable Economic UCT Potential | 0 | 0 | 0 | 0 | 0 | 0 | 0 | 0 | 0 | 0 | 0 | 0 | 0 | 0 | 0 | 0 | 0 | 0 | 0 | 0 | 0 | 0 | 0 | 0 | 0 | 0 | 0
F5_Commercial_OR - Health_New_Water Heating_Natural Gas_Commercial Laundry - Alternative Dry-Cleaning Methods_A_Achievable Economic UCT Potential | F5 | Commercial | OR - Health | New | Water Heating | Natural Gas | Commercial Laundry - Alternative Dry-Cleaning Methods | A | Incremental Summer Peak Savings (MW) | Achievable Economic UCT Potential | 0 | 0 | 0 | 0 | 0 | 0 | 0 | 0 | 0 | 0 | 0 | 0 | 0 | 0 | 0 | 0 | 0 | 0 | 0 | 0 | 0 | 0 | 0 | 0 | 0 | 0 | 0
F6_Commercial_OR - Health_New_Water Heating_Natural Gas_Commercial Laundry - Alternative Dry-Cleaning Methods_A_Achievable Economic UCT Potential | F6 | Commercial | OR - Health | New | Water Heating | Natural Gas | Commercial Laundry - Alternative Dry-Cleaning Methods | A | Incremental Winter Peak Savings (MW) | Achievable Economic UCT Potential | 0 | 0 | 0 | 0 | 0 | 0 | 0 | 0 | 0 | 0 | 0 | 0 | 0 | 0 | 0 | 0 | 0 | 0 | 0 | 0 | 0 | 0 | 0 | 0 | 0 | 0 | 0
F7_Commercial_OR - Health_New_Water Heating_Natural Gas_Commercial Laundry - Alternative Dry-Cleaning Methods_A_Achievable Economic UCT Potential | F7 | Commercial | OR - Health | New | Water Heating | Natural Gas | Commercial Laundry - Alternative Dry-Cleaning Methods | A | Cumulative Energy Savings (MWh or mTherms) | Achievable Economic UCT Potential | 0 | 0 | 0 | 0 | 0 | 0 | 0 | 0 | 0 | 0 | 0 | 0 | 0 | 0 | 0 | 0 | 0 | 0 | 0 | 0 | 0 | 0 | 0 | 0 | 0 | 0 | 0
F8_Commercial_OR - Health_New_Water Heating_Natural Gas_Commercial Laundry - Alternative Dry-Cleaning Methods_A_Achievable Economic UCT Potential | F8 | Commercial | OR - Health | New | Water Heating | Natural Gas | Commercial Laundry - Alternative Dry-Cleaning Methods | A | Cumulative Summer Peak Savings (MW) | Achievable Economic UCT Potential | 0 | 0 | 0 | 0 | 0 | 0 | 0 | 0 | 0 | 0 | 0 | 0 | 0 | 0 | 0 | 0 | 0 | 0 | 0 | 0 | 0 | 0 | 0 | 0 | 0 | 0 | 0
F9_Commercial_OR - Health_New_Water Heating_Natural Gas_Commercial Laundry - Alternative Dry-Cleaning Methods_A_Achievable Economic UCT Potential | F9 | Commercial | OR - Health | New | Water Heating | Natural Gas | Commercial Laundry - Alternative Dry-Cleaning Methods | A | Cumulative Winter Peak Savings (MW) | Achievable Economic UCT Potential | 0 | 0 | 0 | 0 | 0 | 0 | 0 | 0 | 0 | 0 | 0 | 0 | 0 | 0 | 0 | 0 | 0 | 0 | 0 | 0 | 0 | 0 | 0 | 0 | 0 | 0 | 0
F10_Commercial_OR - Health_New_Water Heating_Natural Gas_Commercial Laundry - Alternative Dry-Cleaning Methods_A_Achievable Economic UCT Potential | F10 | Commercial | OR - Health | New | Water Heating | Natural Gas | Commercial Laundry - Alternative Dry-Cleaning Methods | A | Purchases (Incremental) | Achievable Economic UCT Potential | 0 | 0 | 0 | 0 | 0 | 0 | 0 | 0 | 0 | 0 | 0 | 0 | 0 | 0 | 0 | 0 | 0 | 0 | 0 | 0 | 0 | 0 | 0 | 0 | 0 | 0 | 0
F11_Commercial_OR - Health_New_Water Heating_Natural Gas_Commercial Laundry - Alternative Dry-Cleaning Methods_A_Achievable Economic UCT Potential | F11 | Commercial | OR - Health | New | Water Heating | Natural Gas | Commercial Laundry - Alternative Dry-Cleaning Methods | A | Purchases (Cumulative) | Achievable Economic UCT Potential | 0 | 0 | 0 | 0 | 0 | 0 | 0 | 0 | 0 | 0 | 0 | 0 | 0 | 0 | 0 | 0 | 0 | 0 | 0 | 0 | 0 | 0 | 0 | 0 | 0 | 0 | 0
F1_Commercial_OR - Health_New_Space Heating_Natural Gas_Advanced Kitchen Ventilation Controls_A_Achievable Economic UCT Potential | F1 | Commercial | OR - Health | New | Space Heating | Natural Gas | Advanced Kitchen Ventilation Controls | A | Integrated Unit Energy Savings (kWh or therms) | Achievable Economic UCT Potential | 0 | 0 | 0 | 0 | 0 | 0 | 0 | 0 | 0 | 0 | 0 | 0 | 0 | 0 | 0 | 0 | 0 | 0 | 0 | 0 | 0 | 0 | 0 | 0 | 0 | 0 | 0
F2_Commercial_OR - Health_New_Space Heating_Natural Gas_Advanced Kitchen Ventilation Controls_A_Achievable Economic UCT Potential | F2 | Commercial | OR - Health | New | Space Heating | Natural Gas | Advanced Kitchen Ventilation Controls | A | Integrated Unit Summer Peak Savings (kW) | Achievable Economic UCT Potential | 0 | 0 | 0 | 0 | 0 | 0 | 0 | 0 | 0 | 0 | 0 | 0 | 0 | 0 | 0 | 0 | 0 | 0 | 0 | 0 | 0 | 0 | 0 | 0 | 0 | 0 | 0
F3_Commercial_OR - Health_New_Space Heating_Natural Gas_Advanced Kitchen Ventilation Controls_A_Achievable Economic UCT Potential | F3 | Commercial | OR - Health | New | Space Heating | Natural Gas | Advanced Kitchen Ventilation Controls | A | Integrated Unit Winter Peak Savings (kW) | Achievable Economic UCT Potential | 0 | 0 | 0 | 0 | 0 | 0 | 0 | 0 | 0 | 0 | 0 | 0 | 0 | 0 | 0 | 0 | 0 | 0 | 0 | 0 | 0 | 0 | 0 | 0 | 0 | 0 | 0
F4_Commercial_OR - Health_New_Space Heating_Natural Gas_Advanced Kitchen Ventilation Controls_A_Achievable Economic UCT Potential | F4 | Commercial | OR - Health | New | Space Heating | Natural Gas | Advanced Kitchen Ventilation Controls | A | Incremental Energy Savings (MWh or mTherms) | Achievable Economic UCT Potential | 0 | 0 | 0 | 0 | 0 | 0 | 0 | 0 | 0 | 0 | 0 | 0 | 0 | 0 | 0 | 0 | 0 | 0 | 0 | 0 | 0 | 0 | 0 | 0 | 0 | 0 | 0
F5_Commercial_OR - Health_New_Space Heating_Natural Gas_Advanced Kitchen Ventilation Controls_A_Achievable Economic UCT Potential | F5 | Commercial | OR - Health | New | Space Heating | Natural Gas | Advanced Kitchen Ventilation Controls | A | Incremental Summer Peak Savings (MW) | Achievable Economic UCT Potential | 0 | 0 | 0 | 0 | 0 | 0 | 0 | 0 | 0 | 0 | 0 | 0 | 0 | 0 | 0 | 0 | 0 | 0 | 0 | 0 | 0 | 0 | 0 | 0 | 0 | 0 | 0
F6_Commercial_OR - Health_New_Space Heating_Natural Gas_Advanced Kitchen Ventilation Controls_A_Achievable Economic UCT Potential | F6 | Commercial | OR - Health | New | Space Heating | Natural Gas | Advanced Kitchen Ventilation Controls | A | Incremental Winter Peak Savings (MW) | Achievable Economic UCT Potential | 0 | 0 | 0 | 0 | 0 | 0 | 0 | 0 | 0 | 0 | 0 | 0 | 0 | 0 | 0 | 0 | 0 | 0 | 0 | 0 | 0 | 0 | 0 | 0 | 0 | 0 | 0
F7_Commercial_OR - Health_New_Space Heating_Natural Gas_Advanced Kitchen Ventilation Controls_A_Achievable Economic UCT Potential | F7 | Commercial | OR - Health | New | Space Heating | Natural Gas | Advanced Kitchen Ventilation Controls | A | Cumulative Energy Savings (MWh or mTherms) | Achievable Economic UCT Potential | 0 | 0 | 0 | 0 | 0 | 0 | 0 | 0 | 0 | 0 | 0 | 0 | 0 | 0 | 0 | 0 | 0 | 0 | 0 | 0 | 0 | 0 | 0 | 0 | 0 | 0 | 0
F8_Commercial_OR - Health_New_Space Heating_Natural Gas_Advanced Kitchen Ventilation Controls_A_Achievable Economic UCT Potential | F8 | Commercial | OR - Health | New | Space Heating | Natural Gas | Advanced Kitchen Ventilation Controls | A | Cumulative Summer Peak Savings (MW) | Achievable Economic UCT Potential | 0 | 0 | 0 | 0 | 0 | 0 | 0 | 0 | 0 | 0 | 0 | 0 | 0 | 0 | 0 | 0 | 0 | 0 | 0 | 0 | 0 | 0 | 0 | 0 | 0 | 0 | 0
F9_Commercial_OR - Health_New_Space Heating_Natural Gas_Advanced Kitchen Ventilation Controls_A_Achievable Economic UCT Potential | F9 | Commercial | OR - Health | New | Space Heating | Natural Gas | Advanced Kitchen Ventilation Controls | A | Cumulative Winter Peak Savings (MW) | Achievable Economic UCT Potential | 0 | 0 | 0 | 0 | 0 | 0 | 0 | 0 | 0 | 0 | 0 | 0 | 0 | 0 | 0 | 0 | 0 | 0 | 0 | 0 | 0 | 0 | 0 | 0 | 0 | 0 | 0
F10_Commercial_OR - Health_New_Space Heating_Natural Gas_Advanced Kitchen Ventilation Controls_A_Achievable Economic UCT Potential | F10 | Commercial | OR - Health | New | Space Heating | Natural Gas | Advanced Kitchen Ventilation Controls | A | Purchases (Incremental) | Achievable Economic UCT Potential | 0 | 0 | 0 | 0 | 0 | 0 | 0 | 0 | 0 | 0 | 0 | 0 | 0 | 0 | 0 | 0 | 0 | 0 | 0 | 0 | 0 | 0 | 0 | 0 | 0 | 0 | 0
F11_Commercial_OR - Health_New_Space Heating_Natural Gas_Advanced Kitchen Ventilation Controls_A_Achievable Economic UCT Potential | F11 | Commercial | OR - Health | New | Space Heating | Natural Gas | Advanced Kitchen Ventilation Controls | A | Purchases (Cumulative) | Achievable Economic UCT Potential | 0 | 0 | 0 | 0 | 0 | 0 | 0 | 0 | 0 | 0 | 0 | 0 | 0 | 0 | 0 | 0 | 0 | 0 | 0 | 0 | 0 | 0 | 0 | 0 | 0 | 0 | 0
F1_Commercial_OR - Health_New_Space Heating_Natural Gas_Infiltration Control - Loading Dock Sealing_A_Achievable Economic UCT Potential | F1 | Commercial | OR - Health | New | Space Heating | Natural Gas | Infiltration Control - Loading Dock Sealing | A | Integrated Unit Energy Savings (kWh or therms) | Achievable Economic UCT Potential | 0 | 0 | 0 | 0 | 0 | 0 | 0 | 0 | 0 | 0 | 0 | 0 | 0 | 0 | 0 | 0 | 0 | 0 | 0 | 0 | 0 | 0 | 0 | 0 | 0 | 0 | 0
F2_Commercial_OR - Health_New_Space Heating_Natural Gas_Infiltration Control - Loading Dock Sealing_A_Achievable Economic UCT Potential | F2 | Commercial | OR - Health | New | Space Heating | Natural Gas | Infiltration Control - Loading Dock Sealing | A | Integrated Unit Summer Peak Savings (kW) | Achievable Economic UCT Potential | 0 | 0 | 0 | 0 | 0 | 0 | 0 | 0 | 0 | 0 | 0 | 0 | 0 | 0 | 0 | 0 | 0 | 0 | 0 | 0 | 0 | 0 | 0 | 0 | 0 | 0 | 0
F3_Commercial_OR - Health_New_Space Heating_Natural Gas_Infiltration Control - Loading Dock Sealing_A_Achievable Economic UCT Potential | F3 | Commercial | OR - Health | New | Space Heating | Natural Gas | Infiltration Control - Loading Dock Sealing | A | Integrated Unit Winter Peak Savings (kW) | Achievable Economic UCT Potential | 0 | 0 | 0 | 0 | 0 | 0 | 0 | 0 | 0 | 0 | 0 | 0 | 0 | 0 | 0 | 0 | 0 | 0 | 0 | 0 | 0 | 0 | 0 | 0 | 0 | 0 | 0
F4_Commercial_OR - Health_New_Space Heating_Natural Gas_Infiltration Control - Loading Dock Sealing_A_Achievable Economic UCT Potential | F4 | Commercial | OR - Health | New | Space Heating | Natural Gas | Infiltration Control - Loading Dock Sealing | A | Incremental Energy Savings (MWh or mTherms) | Achievable Economic UCT Potential | 0 | 0 | 0 | 0 | 0 | 0 | 0 | 0 | 0 | 0 | 0 | 0 | 0 | 0 | 0 | 0 | 0 | 0 | 0 | 0 | 0 | 0 | 0 | 0 | 0 | 0 | 0
F5_Commercial_OR - Health_New_Space Heating_Natural Gas_Infiltration Control - Loading Dock Sealing_A_Achievable Economic UCT Potential | F5 | Commercial | OR - Health | New | Space Heating | Natural Gas | Infiltration Control - Loading Dock Sealing | A | Incremental Summer Peak Savings (MW) | Achievable Economic UCT Potential | 0 | 0 | 0 | 0 | 0 | 0 | 0 | 0 | 0 | 0 | 0 | 0 | 0 | 0 | 0 | 0 | 0 | 0 | 0 | 0 | 0 | 0 | 0 | 0 | 0 | 0 | 0
F6_Commercial_OR - Health_New_Space Heating_Natural Gas_Infiltration Control - Loading Dock Sealing_A_Achievable Economic UCT Potential | F6 | Commercial | OR - Health | New | Space Heating | Natural Gas | Infiltration Control - Loading Dock Sealing | A | Incremental Winter Peak Savings (MW) | Achievable Economic UCT Potential | 0 | 0 | 0 | 0 | 0 | 0 | 0 | 0 | 0 | 0 | 0 | 0 | 0 | 0 | 0 | 0 | 0 | 0 | 0 | 0 | 0 | 0 | 0 | 0 | 0 | 0 | 0
F7_Commercial_OR - Health_New_Space Heating_Natural Gas_Infiltration Control - Loading Dock Sealing_A_Achievable Economic UCT Potential | F7 | Commercial | OR - Health | New | Space Heating | Natural Gas | Infiltration Control - Loading Dock Sealing | A | Cumulative Energy Savings (MWh or mTherms) | Achievable Economic UCT Potential | 0 | 0 | 0 | 0 | 0 | 0 | 0 | 0 | 0 | 0 | 0 | 0 | 0 | 0 | 0 | 0 | 0 | 0 | 0 | 0 | 0 | 0 | 0 | 0 | 0 | 0 | 0
F8_Commercial_OR - Health_New_Space Heating_Natural Gas_Infiltration Control - Loading Dock Sealing_A_Achievable Economic UCT Potential | F8 | Commercial | OR - Health | New | Space Heating | Natural Gas | Infiltration Control - Loading Dock Sealing | A | Cumulative Summer Peak Savings (MW) | Achievable Economic UCT Potential | 0 | 0 | 0 | 0 | 0 | 0 | 0 | 0 | 0 | 0 | 0 | 0 | 0 | 0 | 0 | 0 | 0 | 0 | 0 | 0 | 0 | 0 | 0 | 0 | 0 | 0 | 0
F9_Commercial_OR - Health_New_Space Heating_Natural Gas_Infiltration Control - Loading Dock Sealing_A_Achievable Economic UCT Potential | F9 | Commercial | OR - Health | New | Space Heating | Natural Gas | Infiltration Control - Loading Dock Sealing | A | Cumulative Winter Peak Savings (MW) | Achievable Economic UCT Potential | 0 | 0 | 0 | 0 | 0 | 0 | 0 | 0 | 0 | 0 | 0 | 0 | 0 | 0 | 0 | 0 | 0 | 0 | 0 | 0 | 0 | 0 | 0 | 0 | 0 | 0 | 0
F10_Commercial_OR - Health_New_Space Heating_Natural Gas_Infiltration Control - Loading Dock Sealing_A_Achievable Economic UCT Potential | F10 | Commercial | OR - Health | New | Space Heating | Natural Gas | Infiltration Control - Loading Dock Sealing | A | Purchases (Incremental) | Achievable Economic UCT Potential | 0 | 0 | 0 | 0 | 0 | 0 | 0 | 0 | 0 | 0 | 0 | 0 | 0 | 0 | 0 | 0 | 0 | 0 | 0 | 0 | 0 | 0 | 0 | 0 | 0 | 0 | 0
F11_Commercial_OR - Health_New_Space Heating_Natural Gas_Infiltration Control - Loading Dock Sealing_A_Achievable Economic UCT Potential | F11 | Commercial | OR - Health | New | Space Heating | Natural Gas | Infiltration Control - Loading Dock Sealing | A | Purchases (Cumulative) | Achievable Economic UCT Potential | 0 | 0 | 0 | 0 | 0 | 0 | 0 | 0 | 0 | 0 | 0 | 0 | 0 | 0 | 0 | 0 | 0 | 0 | 0 | 0 | 0 | 0 | 0 | 0 | 0 | 0 | 0
F1_Commercial_OR - Health_New_Space Heating_Natural Gas_Greenhouse Heat Curtain_A_Achievable Economic UCT Potential | F1 | Commercial | OR - Health | New | Space Heating | Natural Gas | Greenhouse Heat Curtain | A | Integrated Unit Energy Savings (kWh or therms) | Achievable Economic UCT Potential | 0 | 0 | 0 | 0 | 0 | 0 | 0 | 0 | 0 | 0 | 0 | 0 | 0 | 0 | 0 | 0 | 0 | 0 | 0 | 0 | 0 | 0 | 0 | 0 | 0 | 0 | 0
F2_Commercial_OR - Health_New_Space Heating_Natural Gas_Greenhouse Heat Curtain_A_Achievable Economic UCT Potential | F2 | Commercial | OR - Health | New | Space Heating | Natural Gas | Greenhouse Heat Curtain | A | Integrated Unit Summer Peak Savings (kW) | Achievable Economic UCT Potential | 0 | 0 | 0 | 0 | 0 | 0 | 0 | 0 | 0 | 0 | 0 | 0 | 0 | 0 | 0 | 0 | 0 | 0 | 0 | 0 | 0 | 0 | 0 | 0 | 0 | 0 | 0
F3_Commercial_OR - Health_New_Space Heating_Natural Gas_Greenhouse Heat Curtain_A_Achievable Economic UCT Potential | F3 | Commercial | OR - Health | New | Space Heating | Natural Gas | Greenhouse Heat Curtain | A | Integrated Unit Winter Peak Savings (kW) | Achievable Economic UCT Potential | 0 | 0 | 0 | 0 | 0 | 0 | 0 | 0 | 0 | 0 | 0 | 0 | 0 | 0 | 0 | 0 | 0 | 0 | 0 | 0 | 0 | 0 | 0 | 0 | 0 | 0 | 0
F4_Commercial_OR - Health_New_Space Heating_Natural Gas_Greenhouse Heat Curtain_A_Achievable Economic UCT Potential | F4 | Commercial | OR - Health | New | Space Heating | Natural Gas | Greenhouse Heat Curtain | A | Incremental Energy Savings (MWh or mTherms) | Achievable Economic UCT Potential | 0 | 0 | 0 | 0 | 0 | 0 | 0 | 0 | 0 | 0 | 0 | 0 | 0 | 0 | 0 | 0 | 0 | 0 | 0 | 0 | 0 | 0 | 0 | 0 | 0 | 0 | 0
F5_Commercial_OR - Health_New_Space Heating_Natural Gas_Greenhouse Heat Curtain_A_Achievable Economic UCT Potential | F5 | Commercial | OR - Health | New | Space Heating | Natural Gas | Greenhouse Heat Curtain | A | Incremental Summer Peak Savings (MW) | Achievable Economic UCT Potential | 0 | 0 | 0 | 0 | 0 | 0 | 0 | 0 | 0 | 0 | 0 | 0 | 0 | 0 | 0 | 0 | 0 | 0 | 0 | 0 | 0 | 0 | 0 | 0 | 0 | 0 | 0
F6_Commercial_OR - Health_New_Space Heating_Natural Gas_Greenhouse Heat Curtain_A_Achievable Economic UCT Potential | F6 | Commercial | OR - Health | New | Space Heating | Natural Gas | Greenhouse Heat Curtain | A | Incremental Winter Peak Savings (MW) | Achievable Economic UCT Potential | 0 | 0 | 0 | 0 | 0 | 0 | 0 | 0 | 0 | 0 | 0 | 0 | 0 | 0 | 0 | 0 | 0 | 0 | 0 | 0 | 0 | 0 | 0 | 0 | 0 | 0 | 0
F7_Commercial_OR - Health_New_Space Heating_Natural Gas_Greenhouse Heat Curtain_A_Achievable Economic UCT Potential | F7 | Commercial | OR - Health | New | Space Heating | Natural Gas | Greenhouse Heat Curtain | A | Cumulative Energy Savings (MWh or mTherms) | Achievable Economic UCT Potential | 0 | 0 | 0 | 0 | 0 | 0 | 0 | 0 | 0 | 0 | 0 | 0 | 0 | 0 | 0 | 0 | 0 | 0 | 0 | 0 | 0 | 0 | 0 | 0 | 0 | 0 | 0
F8_Commercial_OR - Health_New_Space Heating_Natural Gas_Greenhouse Heat Curtain_A_Achievable Economic UCT Potential | F8 | Commercial | OR - Health | New | Space Heating | Natural Gas | Greenhouse Heat Curtain | A | Cumulative Summer Peak Savings (MW) | Achievable Economic UCT Potential | 0 | 0 | 0 | 0 | 0 | 0 | 0 | 0 | 0 | 0 | 0 | 0 | 0 | 0 | 0 | 0 | 0 | 0 | 0 | 0 | 0 | 0 | 0 | 0 | 0 | 0 | 0
F9_Commercial_OR - Health_New_Space Heating_Natural Gas_Greenhouse Heat Curtain_A_Achievable Economic UCT Potential | F9 | Commercial | OR - Health | New | Space Heating | Natural Gas | Greenhouse Heat Curtain | A | Cumulative Winter Peak Savings (MW) | Achievable Economic UCT Potential | 0 | 0 | 0 | 0 | 0 | 0 | 0 | 0 | 0 | 0 | 0 | 0 | 0 | 0 | 0 | 0 | 0 | 0 | 0 | 0 | 0 | 0 | 0 | 0 | 0 | 0 | 0
F10_Commercial_OR - Health_New_Space Heating_Natural Gas_Greenhouse Heat Curtain_A_Achievable Economic UCT Potential | F10 | Commercial | OR - Health | New | Space Heating | Natural Gas | Greenhouse Heat Curtain | A | Purchases (Incremental) | Achievable Economic UCT Potential | 0 | 0 | 0 | 0 | 0 | 0 | 0 | 0 | 0 | 0 | 0 | 0 | 0 | 0 | 0 | 0 | 0 | 0 | 0 | 0 | 0 | 0 | 0 | 0 | 0 | 0 | 0
F11_Commercial_OR - Health_New_Space Heating_Natural Gas_Greenhouse Heat Curtain_A_Achievable Economic UCT Potential | F11 | Commercial | OR - Health | New | Space Heating | Natural Gas | Greenhouse Heat Curtain | A | Purchases (Cumulative) | Achievable Economic UCT Potential | 0 | 0 | 0 | 0 | 0 | 0 | 0 | 0 | 0 | 0 | 0 | 0 | 0 | 0 | 0 | 0 | 0 | 0 | 0 | 0 | 0 | 0 | 0 | 0 | 0 | 0 | 0
F1_Commercial_OR - Health_New_Space Heating_Natural Gas_Ventilation - Parking Garages, Demand Controlled_A_Achievable Economic UCT Potential | F1 | Commercial | OR - Health | New | Space Heating | Natural Gas | Ventilation - Parking Garages, Demand Controlled | A | Integrated Unit Energy Savings (kWh or therms) | Achievable Economic UCT Potential | 0 | 0 | 0 | 0 | 0 | 0 | 0 | 0 | 0 | 0 | 0 | 0 | 0 | 0 | 0 | 0 | 0 | 0 | 0 | 0 | 0 | 0 | 0 | 0 | 0 | 0 | 0
F2_Commercial_OR - Health_New_Space Heating_Natural Gas_Ventilation - Parking Garages, Demand Controlled_A_Achievable Economic UCT Potential | F2 | Commercial | OR - Health | New | Space Heating | Natural Gas | Ventilation - Parking Garages, Demand Controlled | A | Integrated Unit Summer Peak Savings (kW) | Achievable Economic UCT Potential | 0 | 0 | 0 | 0 | 0 | 0 | 0 | 0 | 0 | 0 | 0 | 0 | 0 | 0 | 0 | 0 | 0 | 0 | 0 | 0 | 0 | 0 | 0 | 0 | 0 | 0 | 0
F3_Commercial_OR - Health_New_Space Heating_Natural Gas_Ventilation - Parking Garages, Demand Controlled_A_Achievable Economic UCT Potential | F3 | Commercial | OR - Health | New | Space Heating | Natural Gas | Ventilation - Parking Garages, Demand Controlled | A | Integrated Unit Winter Peak Savings (kW) | Achievable Economic UCT Potential | 0 | 0 | 0 | 0 | 0 | 0 | 0 | 0 | 0 | 0 | 0 | 0 | 0 | 0 | 0 | 0 | 0 | 0 | 0 | 0 | 0 | 0 | 0 | 0 | 0 | 0 | 0
F4_Commercial_OR - Health_New_Space Heating_Natural Gas_Ventilation - Parking Garages, Demand Controlled_A_Achievable Economic UCT Potential | F4 | Commercial | OR - Health | New | Space Heating | Natural Gas | Ventilation - Parking Garages, Demand Controlled | A | Incremental Energy Savings (MWh or mTherms) | Achievable Economic UCT Potential | 0 | 0 | 0 | 0 | 0 | 0 | 0 | 0 | 0 | 0 | 0 | 0 | 0 | 0 | 0 | 0 | 0 | 0 | 0 | 0 | 0 | 0 | 0 | 0 | 0 | 0 | 0
F5_Commercial_OR - Health_New_Space Heating_Natural Gas_Ventilation - Parking Garages, Demand Controlled_A_Achievable Economic UCT Potential | F5 | Commercial | OR - Health | New | Space Heating | Natural Gas | Ventilation - Parking Garages, Demand Controlled | A | Incremental Summer Peak Savings (MW) | Achievable Economic UCT Potential | 0 | 0 | 0 | 0 | 0 | 0 | 0 | 0 | 0 | 0 | 0 | 0 | 0 | 0 | 0 | 0 | 0 | 0 | 0 | 0 | 0 | 0 | 0 | 0 | 0 | 0 | 0
F6_Commercial_OR - Health_New_Space Heating_Natural Gas_Ventilation - Parking Garages, Demand Controlled_A_Achievable Economic UCT Potential | F6 | Commercial | OR - Health | New | Space Heating | Natural Gas | Ventilation - Parking Garages, Demand Controlled | A | Incremental Winter Peak Savings (MW) | Achievable Economic UCT Potential | 0 | 0 | 0 | 0 | 0 | 0 | 0 | 0 | 0 | 0 | 0 | 0 | 0 | 0 | 0 | 0 | 0 | 0 | 0 | 0 | 0 | 0 | 0 | 0 | 0 | 0 | 0
F7_Commercial_OR - Health_New_Space Heating_Natural Gas_Ventilation - Parking Garages, Demand Controlled_A_Achievable Economic UCT Potential | F7 | Commercial | OR - Health | New | Space Heating | Natural Gas | Ventilation - Parking Garages, Demand Controlled | A | Cumulative Energy Savings (MWh or mTherms) | Achievable Economic UCT Potential | 0 | 0 | 0 | 0 | 0 | 0 | 0 | 0 | 0 | 0 | 0 | 0 | 0 | 0 | 0 | 0 | 0 | 0 | 0 | 0 | 0 | 0 | 0 | 0 | 0 | 0 | 0
F8_Commercial_OR - Health_New_Space Heating_Natural Gas_Ventilation - Parking Garages, Demand Controlled_A_Achievable Economic UCT Potential | F8 | Commercial | OR - Health | New | Space Heating | Natural Gas | Ventilation - Parking Garages, Demand Controlled | A | Cumulative Summer Peak Savings (MW) | Achievable Economic UCT Potential | 0 | 0 | 0 | 0 | 0 | 0 | 0 | 0 | 0 | 0 | 0 | 0 | 0 | 0 | 0 | 0 | 0 | 0 | 0 | 0 | 0 | 0 | 0 | 0 | 0 | 0 | 0
F9_Commercial_OR - Health_New_Space Heating_Natural Gas_Ventilation - Parking Garages, Demand Controlled_A_Achievable Economic UCT Potential | F9 | Commercial | OR - Health | New | Space Heating | Natural Gas | Ventilation - Parking Garages, Demand Controlled | A | Cumulative Winter Peak Savings (MW) | Achievable Economic UCT Potential | 0 | 0 | 0 | 0 | 0 | 0 | 0 | 0 | 0 | 0 | 0 | 0 | 0 | 0 | 0 | 0 | 0 | 0 | 0 | 0 | 0 | 0 | 0 | 0 | 0 | 0 | 0
F10_Commercial_OR - Health_New_Space Heating_Natural Gas_Ventilation - Parking Garages, Demand Controlled_A_Achievable Economic UCT Potential | F10 | Commercial | OR - Health | New | Space Heating | Natural Gas | Ventilation - Parking Garages, Demand Controlled | A | Purchases (Incremental) | Achievable Economic UCT Potential | 0 | 0 | 0 | 0 | 0 | 0 | 0 | 0 | 0 | 0 | 0 | 0 | 0 | 0 | 0 | 0 | 0 | 0 | 0 | 0 | 0 | 0 | 0 | 0 | 0 | 0 | 0
F11_Commercial_OR - Health_New_Space Heating_Natural Gas_Ventilation - Parking Garages, Demand Controlled_A_Achievable Economic UCT Potential | F11 | Commercial | OR - Health | New | Space Heating | Natural Gas | Ventilation - Parking Garages, Demand Controlled | A | Purchases (Cumulative) | Achievable Economic UCT Potential | 0 | 0 | 0 | 0 | 0 | 0 | 0 | 0 | 0 | 0 | 0 | 0 | 0 | 0 | 0 | 0 | 0 | 0 | 0 | 0 | 0 | 0 | 0 | 0 | 0 | 0 | 0
F1_Commercial_OR - Health_New_Miscellaneous_Natural Gas_Pool Heater - Night Covers_A_Achievable Economic UCT Potential | F1 | Commercial | OR - Health | New | Miscellaneous | Natural Gas | Pool Heater - Night Covers | A | Integrated Unit Energy Savings (kWh or therms) | Achievable Economic UCT Potential | 0 | 0 | 0 | 0 | 0 | 0 | 0 | 0 | 0 | 0 | 0 | 0 | 0 | 0 | 0 | 0 | 0 | 0 | 0 | 0 | 0 | 0 | 0 | 0 | 0 | 0 | 0
F2_Commercial_OR - Health_New_Miscellaneous_Natural Gas_Pool Heater - Night Covers_A_Achievable Economic UCT Potential | F2 | Commercial | OR - Health | New | Miscellaneous | Natural Gas | Pool Heater - Night Covers | A | Integrated Unit Summer Peak Savings (kW) | Achievable Economic UCT Potential | 0 | 0 | 0 | 0 | 0 | 0 | 0 | 0 | 0 | 0 | 0 | 0 | 0 | 0 | 0 | 0 | 0 | 0 | 0 | 0 | 0 | 0 | 0 | 0 | 0 | 0 | 0
F3_Commercial_OR - Health_New_Miscellaneous_Natural Gas_Pool Heater - Night Covers_A_Achievable Economic UCT Potential | F3 | Commercial | OR - Health | New | Miscellaneous | Natural Gas | Pool Heater - Night Covers | A | Integrated Unit Winter Peak Savings (kW) | Achievable Economic UCT Potential | 0 | 0 | 0 | 0 | 0 | 0 | 0 | 0 | 0 | 0 | 0 | 0 | 0 | 0 | 0 | 0 | 0 | 0 | 0 | 0 | 0 | 0 | 0 | 0 | 0 | 0 | 0
F4_Commercial_OR - Health_New_Miscellaneous_Natural Gas_Pool Heater - Night Covers_A_Achievable Economic UCT Potential | F4 | Commercial | OR - Health | New | Miscellaneous | Natural Gas | Pool Heater - Night Covers | A | Incremental Energy Savings (MWh or mTherms) | Achievable Economic UCT Potential | 0 | 0 | 0 | 0 | 0 | 0 | 0 | 0 | 0 | 0 | 0 | 0 | 0 | 0 | 0 | 0 | 0 | 0 | 0 | 0 | 0 | 0 | 0 | 0 | 0 | 0 | 0
F5_Commercial_OR - Health_New_Miscellaneous_Natural Gas_Pool Heater - Night Covers_A_Achievable Economic UCT Potential | F5 | Commercial | OR - Health | New | Miscellaneous | Natural Gas | Pool Heater - Night Covers | A | Incremental Summer Peak Savings (MW) | Achievable Economic UCT Potential | 0 | 0 | 0 | 0 | 0 | 0 | 0 | 0 | 0 | 0 | 0 | 0 | 0 | 0 | 0 | 0 | 0 | 0 | 0 | 0 | 0 | 0 | 0 | 0 | 0 | 0 | 0
F6_Commercial_OR - Health_New_Miscellaneous_Natural Gas_Pool Heater - Night Covers_A_Achievable Economic UCT Potential | F6 | Commercial | OR - Health | New | Miscellaneous | Natural Gas | Pool Heater - Night Covers | A | Incremental Winter Peak Savings (MW) | Achievable Economic UCT Potential | 0 | 0 | 0 | 0 | 0 | 0 | 0 | 0 | 0 | 0 | 0 | 0 | 0 | 0 | 0 | 0 | 0 | 0 | 0 | 0 | 0 | 0 | 0 | 0 | 0 | 0 | 0
F7_Commercial_OR - Health_New_Miscellaneous_Natural Gas_Pool Heater - Night Covers_A_Achievable Economic UCT Potential | F7 | Commercial | OR - Health | New | Miscellaneous | Natural Gas | Pool Heater - Night Covers | A | Cumulative Energy Savings (MWh or mTherms) | Achievable Economic UCT Potential | 0 | 0 | 0 | 0 | 0 | 0 | 0 | 0 | 0 | 0 | 0 | 0 | 0 | 0 | 0 | 0 | 0 | 0 | 0 | 0 | 0 | 0 | 0 | 0 | 0 | 0 | 0
F8_Commercial_OR - Health_New_Miscellaneous_Natural Gas_Pool Heater - Night Covers_A_Achievable Economic UCT Potential | F8 | Commercial | OR - Health | New | Miscellaneous | Natural Gas | Pool Heater - Night Covers | A | Cumulative Summer Peak Savings (MW) | Achievable Economic UCT Potential | 0 | 0 | 0 | 0 | 0 | 0 | 0 | 0 | 0 | 0 | 0 | 0 | 0 | 0 | 0 | 0 | 0 | 0 | 0 | 0 | 0 | 0 | 0 | 0 | 0 | 0 | 0
F9_Commercial_OR - Health_New_Miscellaneous_Natural Gas_Pool Heater - Night Covers_A_Achievable Economic UCT Potential | F9 | Commercial | OR - Health | New | Miscellaneous | Natural Gas | Pool Heater - Night Covers | A | Cumulative Winter Peak Savings (MW) | Achievable Economic UCT Potential | 0 | 0 | 0 | 0 | 0 | 0 | 0 | 0 | 0 | 0 | 0 | 0 | 0 | 0 | 0 | 0 | 0 | 0 | 0 | 0 | 0 | 0 | 0 | 0 | 0 | 0 | 0
F10_Commercial_OR - Health_New_Miscellaneous_Natural Gas_Pool Heater - Night Covers_A_Achievable Economic UCT Potential | F10 | Commercial | OR - Health | New | Miscellaneous | Natural Gas | Pool Heater - Night Covers | A | Purchases (Incremental) | Achievable Economic UCT Potential | 0 | 0 | 0 | 0 | 0 | 0 | 0 | 0 | 0 | 0 | 0 | 0 | 0 | 0 | 0 | 0 | 0 | 0 | 0 | 0 | 0 | 0 | 0 | 0 | 0 | 0 | 0
F11_Commercial_OR - Health_New_Miscellaneous_Natural Gas_Pool Heater - Night Covers_A_Achievable Economic UCT Potential | F11 | Commercial | OR - Health | New | Miscellaneous | Natural Gas | Pool Heater - Night Covers | A | Purchases (Cumulative) | Achievable Economic UCT Potential | 0 | 0 | 0 | 0 | 0 | 0 | 0 | 0 | 0 | 0 | 0 | 0 | 0 | 0 | 0 | 0 | 0 | 0 | 0 | 0 | 0 | 0 | 0 | 0 | 0 | 0 | 0
F1_Commercial_OR - Health_New_Space Heating_Natural Gas_Advanced New Construction Designs_A_Achievable Economic UCT Potential | F1 | Commercial | OR - Health | New | Space Heating | Natural Gas | Advanced New Construction Designs | A | Integrated Unit Energy Savings (kWh or therms) | Achievable Economic UCT Potential | 0 | 0 | 0 | 0 | 0 | 0 | 0 | 0 | 0 | 0 | 0 | 0 | 0 | 0 | 0 | 0 | 0 | 0 | 0 | 0 | 0 | 0 | 0 | 0 | 0 | 0 | 0
F2_Commercial_OR - Health_New_Space Heating_Natural Gas_Advanced New Construction Designs_A_Achievable Economic UCT Potential | F2 | Commercial | OR - Health | New | Space Heating | Natural Gas | Advanced New Construction Designs | A | Integrated Unit Summer Peak Savings (kW) | Achievable Economic UCT Potential | 0 | 0 | 0 | 0 | 0 | 0 | 0 | 0 | 0 | 0 | 0 | 0 | 0 | 0 | 0 | 0 | 0 | 0 | 0 | 0 | 0 | 0 | 0 | 0 | 0 | 0 | 0
F3_Commercial_OR - Health_New_Space Heating_Natural Gas_Advanced New Construction Designs_A_Achievable Economic UCT Potential | F3 | Commercial | OR - Health | New | Space Heating | Natural Gas | Advanced New Construction Designs | A | Integrated Unit Winter Peak Savings (kW) | Achievable Economic UCT Potential | 0 | 0 | 0 | 0 | 0 | 0 | 0 | 0 | 0 | 0 | 0 | 0 | 0 | 0 | 0 | 0 | 0 | 0 | 0 | 0 | 0 | 0 | 0 | 0 | 0 | 0 | 0
F4_Commercial_OR - Health_New_Space Heating_Natural Gas_Advanced New Construction Designs_A_Achievable Economic UCT Potential | F4 | Commercial | OR - Health | New | Space Heating | Natural Gas | Advanced New Construction Designs | A | Incremental Energy Savings (MWh or mTherms) | Achievable Economic UCT Potential | 0 | 0 | 0 | 0 | 0 | 0 | 0 | 0 | 0 | 0 | 0 | 0 | 0 | 0 | 0 | 0 | 0 | 0 | 0 | 0 | 0 | 0 | 0 | 0 | 0 | 0 | 0
F5_Commercial_OR - Health_New_Space Heating_Natural Gas_Advanced New Construction Designs_A_Achievable Economic UCT Potential | F5 | Commercial | OR - Health | New | Space Heating | Natural Gas | Advanced New Construction Designs | A | Incremental Summer Peak Savings (MW) | Achievable Economic UCT Potential | 0 | 0 | 0 | 0 | 0 | 0 | 0 | 0 | 0 | 0 | 0 | 0 | 0 | 0 | 0 | 0 | 0 | 0 | 0 | 0 | 0 | 0 | 0 | 0 | 0 | 0 | 0
F6_Commercial_OR - Health_New_Space Heating_Natural Gas_Advanced New Construction Designs_A_Achievable Economic UCT Potential | F6 | Commercial | OR - Health | New | Space Heating | Natural Gas | Advanced New Construction Designs | A | Incremental Winter Peak Savings (MW) | Achievable Economic UCT Potential | 0 | 0 | 0 | 0 | 0 | 0 | 0 | 0 | 0 | 0 | 0 | 0 | 0 | 0 | 0 | 0 | 0 | 0 | 0 | 0 | 0 | 0 | 0 | 0 | 0 | 0 | 0
F7_Commercial_OR - Health_New_Space Heating_Natural Gas_Advanced New Construction Designs_A_Achievable Economic UCT Potential | F7 | Commercial | OR - Health | New | Space Heating | Natural Gas | Advanced New Construction Designs | A | Cumulative Energy Savings (MWh or mTherms) | Achievable Economic UCT Potential | 0 | 0 | 0 | 0 | 0 | 0 | 0 | 0 | 0 | 0 | 0 | 0 | 0 | 0 | 0 | 0 | 0 | 0 | 0 | 0 | 0 | 0 | 0 | 0 | 0 | 0 | 0
F8_Commercial_OR - Health_New_Space Heating_Natural Gas_Advanced New Construction Designs_A_Achievable Economic UCT Potential | F8 | Commercial | OR - Health | New | Space Heating | Natural Gas | Advanced New Construction Designs | A | Cumulative Summer Peak Savings (MW) | Achievable Economic UCT Potential | 0 | 0 | 0 | 0 | 0 | 0 | 0 | 0 | 0 | 0 | 0 | 0 | 0 | 0 | 0 | 0 | 0 | 0 | 0 | 0 | 0 | 0 | 0 | 0 | 0 | 0 | 0
F9_Commercial_OR - Health_New_Space Heating_Natural Gas_Advanced New Construction Designs_A_Achievable Economic UCT Potential | F9 | Commercial | OR - Health | New | Space Heating | Natural Gas | Advanced New Construction Designs | A | Cumulative Winter Peak Savings (MW) | Achievable Economic UCT Potential | 0 | 0 | 0 | 0 | 0 | 0 | 0 | 0 | 0 | 0 | 0 | 0 | 0 | 0 | 0 | 0 | 0 | 0 | 0 | 0 | 0 | 0 | 0 | 0 | 0 | 0 | 0
F10_Commercial_OR - Health_New_Space Heating_Natural Gas_Advanced New Construction Designs_A_Achievable Economic UCT Potential | F10 | Commercial | OR - Health | New | Space Heating | Natural Gas | Advanced New Construction Designs | A | Purchases (Incremental) | Achievable Economic UCT Potential | 0 | 0 | 0 | 0 | 0 | 0 | 0 | 0 | 0 | 0 | 0 | 0 | 0 | 0 | 0 | 0 | 0 | 0 | 0 | 0 | 0 | 0 | 0 | 0 | 0 | 0 | 0
F11_Commercial_OR - Health_New_Space Heating_Natural Gas_Advanced New Construction Designs_A_Achievable Economic UCT Potential | F11 | Commercial | OR - Health | New | Space Heating | Natural Gas | Advanced New Construction Designs | A | Purchases (Cumulative) | Achievable Economic UCT Potential | 0 | 0 | 0 | 0 | 0 | 0 | 0 | 0 | 0 | 0 | 0 | 0 | 0 | 0 | 0 | 0 | 0 | 0 | 0 | 0 | 0 | 0 | 0 | 0 | 0 | 0 | 0
F1_Commercial_OR - Health_New_Water Heating_Natural Gas_Advanced New Construction Designs_A_Achievable Economic UCT Potential | F1 | Commercial | OR - Health | New | Water Heating | Natural Gas | Advanced New Construction Designs | A | Integrated Unit Energy Savings (kWh or therms) | Achievable Economic UCT Potential | 0 | 0 | 0 | 0 | 0 | 0 | 0 | 0 | 0 | 0 | 0 | 0 | 0 | 0 | 0 | 0 | 0 | 0 | 0 | 0 | 0 | 0 | 0 | 0 | 0 | 0 | 0
F2_Commercial_OR - Health_New_Water Heating_Natural Gas_Advanced New Construction Designs_A_Achievable Economic UCT Potential | F2 | Commercial | OR - Health | New | Water Heating | Natural Gas | Advanced New Construction Designs | A | Integrated Unit Summer Peak Savings (kW) | Achievable Economic UCT Potential | 0 | 0 | 0 | 0 | 0 | 0 | 0 | 0 | 0 | 0 | 0 | 0 | 0 | 0 | 0 | 0 | 0 | 0 | 0 | 0 | 0 | 0 | 0 | 0 | 0 | 0 | 0
F3_Commercial_OR - Health_New_Water Heating_Natural Gas_Advanced New Construction Designs_A_Achievable Economic UCT Potential | F3 | Commercial | OR - Health | New | Water Heating | Natural Gas | Advanced New Construction Designs | A | Integrated Unit Winter Peak Savings (kW) | Achievable Economic UCT Potential | 0 | 0 | 0 | 0 | 0 | 0 | 0 | 0 | 0 | 0 | 0 | 0 | 0 | 0 | 0 | 0 | 0 | 0 | 0 | 0 | 0 | 0 | 0 | 0 | 0 | 0 | 0
F4_Commercial_OR - Health_New_Water Heating_Natural Gas_Advanced New Construction Designs_A_Achievable Economic UCT Potential | F4 | Commercial | OR - Health | New | Water Heating | Natural Gas | Advanced New Construction Designs | A | Incremental Energy Savings (MWh or mTherms) | Achievable Economic UCT Potential | 0 | 0 | 0 | 0 | 0 | 0 | 0 | 0 | 0 | 0 | 0 | 0 | 0 | 0 | 0 | 0 | 0 | 0 | 0 | 0 | 0 | 0 | 0 | 0 | 0 | 0 | 0
F5_Commercial_OR - Health_New_Water Heating_Natural Gas_Advanced New Construction Designs_A_Achievable Economic UCT Potential | F5 | Commercial | OR - Health | New | Water Heating | Natural Gas | Advanced New Construction Designs | A | Incremental Summer Peak Savings (MW) | Achievable Economic UCT Potential | 0 | 0 | 0 | 0 | 0 | 0 | 0 | 0 | 0 | 0 | 0 | 0 | 0 | 0 | 0 | 0 | 0 | 0 | 0 | 0 | 0 | 0 | 0 | 0 | 0 | 0 | 0
F6_Commercial_OR - Health_New_Water Heating_Natural Gas_Advanced New Construction Designs_A_Achievable Economic UCT Potential | F6 | Commercial | OR - Health | New | Water Heating | Natural Gas | Advanced New Construction Designs | A | Incremental Winter Peak Savings (MW) | Achievable Economic UCT Potential | 0 | 0 | 0 | 0 | 0 | 0 | 0 | 0 | 0 | 0 | 0 | 0 | 0 | 0 | 0 | 0 | 0 | 0 | 0 | 0 | 0 | 0 | 0 | 0 | 0 | 0 | 0
F7_Commercial_OR - Health_New_Water Heating_Natural Gas_Advanced New Construction Designs_A_Achievable Economic UCT Potential | F7 | Commercial | OR - Health | New | Water Heating | Natural Gas | Advanced New Construction Designs | A | Cumulative Energy Savings (MWh or mTherms) | Achievable Economic UCT Potential | 0 | 0 | 0 | 0 | 0 | 0 | 0 | 0 | 0 | 0 | 0 | 0 | 0 | 0 | 0 | 0 | 0 | 0 | 0 | 0 | 0 | 0 | 0 | 0 | 0 | 0 | 0
F8_Commercial_OR - Health_New_Water Heating_Natural Gas_Advanced New Construction Designs_A_Achievable Economic UCT Potential | F8 | Commercial | OR - Health | New | Water Heating | Natural Gas | Advanced New Construction Designs | A | Cumulative Summer Peak Savings (MW) | Achievable Economic UCT Potential | 0 | 0 | 0 | 0 | 0 | 0 | 0 | 0 | 0 | 0 | 0 | 0 | 0 | 0 | 0 | 0 | 0 | 0 | 0 | 0 | 0 | 0 | 0 | 0 | 0 | 0 | 0
F9_Commercial_OR - Health_New_Water Heating_Natural Gas_Advanced New Construction Designs_A_Achievable Economic UCT Potential | F9 | Commercial | OR - Health | New | Water Heating | Natural Gas | Advanced New Construction Designs | A | Cumulative Winter Peak Savings (MW) | Achievable Economic UCT Potential | 0 | 0 | 0 | 0 | 0 | 0 | 0 | 0 | 0 | 0 | 0 | 0 | 0 | 0 | 0 | 0 | 0 | 0 | 0 | 0 | 0 | 0 | 0 | 0 | 0 | 0 | 0
F10_Commercial_OR - Health_New_Water Heating_Natural Gas_Advanced New Construction Designs_A_Achievable Economic UCT Potential | F10 | Commercial | OR - Health | New | Water Heating | Natural Gas | Advanced New Construction Designs | A | Purchases (Incremental) | Achievable Economic UCT Potential | 0 | 0 | 0 | 0 | 0 | 0 | 0 | 0 | 0 | 0 | 0 | 0 | 0 | 0 | 0 | 0 | 0 | 0 | 0 | 0 | 0 | 0 | 0 | 0 | 0 | 0 | 0
F11_Commercial_OR - Health_New_Water Heating_Natural Gas_Advanced New Construction Designs_A_Achievable Economic UCT Potential | F11 | Commercial | OR - Health | New | Water Heating | Natural Gas | Advanced New Construction Designs | A | Purchases (Cumulative) | Achievable Economic UCT Potential | 0 | 0 | 0 | 0 | 0 | 0 | 0 | 0 | 0 | 0 | 0 | 0 | 0 | 0 | 0 | 0 | 0 | 0 | 0 | 0 | 0 | 0 | 0 | 0 | 0 | 0 | 0
F1_Commercial_OR - Health_New_Space Heating_Natural Gas_Strategic Energy Management_A_Achievable Economic UCT Potential | F1 | Commercial | OR - Health | New | Space Heating | Natural Gas | Strategic Energy Management | A | Integrated Unit Energy Savings (kWh or therms) | Achievable Economic UCT Potential | 0 | 0 | 0 | 0 | 0 | 0 | 0 | 0 | 0 | 0 | 0 | 0 | 0 | 0 | 0 | 0 | 0 | 0 | 0 | 0 | 0 | 0 | 0 | 0 | 0 | 0 | 0
F2_Commercial_OR - Health_New_Space Heating_Natural Gas_Strategic Energy Management_A_Achievable Economic UCT Potential | F2 | Commercial | OR - Health | New | Space Heating | Natural Gas | Strategic Energy Management | A | Integrated Unit Summer Peak Savings (kW) | Achievable Economic UCT Potential | 0 | 0 | 0 | 0 | 0 | 0 | 0 | 0 | 0 | 0 | 0 | 0 | 0 | 0 | 0 | 0 | 0 | 0 | 0 | 0 | 0 | 0 | 0 | 0 | 0 | 0 | 0
F3_Commercial_OR - Health_New_Space Heating_Natural Gas_Strategic Energy Management_A_Achievable Economic UCT Potential | F3 | Commercial | OR - Health | New | Space Heating | Natural Gas | Strategic Energy Management | A | Integrated Unit Winter Peak Savings (kW) | Achievable Economic UCT Potential | 0 | 0 | 0 | 0 | 0 | 0 | 0 | 0 | 0 | 0 | 0 | 0 | 0 | 0 | 0 | 0 | 0 | 0 | 0 | 0 | 0 | 0 | 0 | 0 | 0 | 0 | 0
F4_Commercial_OR - Health_New_Space Heating_Natural Gas_Strategic Energy Management_A_Achievable Economic UCT Potential | F4 | Commercial | OR - Health | New | Space Heating | Natural Gas | Strategic Energy Management | A | Incremental Energy Savings (MWh or mTherms) | Achievable Economic UCT Potential | 0 | 0 | 0 | 0 | 0 | 0 | 0 | 0 | 0 | 0 | 0 | 0 | 0 | 0 | 0 | 0 | 0 | 0 | 0 | 0 | 0 | 0 | 0 | 0 | 0 | 0 | 0
F5_Commercial_OR - Health_New_Space Heating_Natural Gas_Strategic Energy Management_A_Achievable Economic UCT Potential | F5 | Commercial | OR - Health | New | Space Heating | Natural Gas | Strategic Energy Management | A | Incremental Summer Peak Savings (MW) | Achievable Economic UCT Potential | 0 | 0 | 0 | 0 | 0 | 0 | 0 | 0 | 0 | 0 | 0 | 0 | 0 | 0 | 0 | 0 | 0 | 0 | 0 | 0 | 0 | 0 | 0 | 0 | 0 | 0 | 0
F6_Commercial_OR - Health_New_Space Heating_Natural Gas_Strategic Energy Management_A_Achievable Economic UCT Potential | F6 | Commercial | OR - Health | New | Space Heating | Natural Gas | Strategic Energy Management | A | Incremental Winter Peak Savings (MW) | Achievable Economic UCT Potential | 0 | 0 | 0 | 0 | 0 | 0 | 0 | 0 | 0 | 0 | 0 | 0 | 0 | 0 | 0 | 0 | 0 | 0 | 0 | 0 | 0 | 0 | 0 | 0 | 0 | 0 | 0
F7_Commercial_OR - Health_New_Space Heating_Natural Gas_Strategic Energy Management_A_Achievable Economic UCT Potential | F7 | Commercial | OR - Health | New | Space Heating | Natural Gas | Strategic Energy Management | A | Cumulative Energy Savings (MWh or mTherms) | Achievable Economic UCT Potential | 0 | 0 | 0 | 0 | 0 | 0 | 0 | 0 | 0 | 0 | 0 | 0 | 0 | 0 | 0 | 0 | 0 | 0 | 0 | 0 | 0 | 0 | 0 | 0 | 0 | 0 | 0
F8_Commercial_OR - Health_New_Space Heating_Natural Gas_Strategic Energy Management_A_Achievable Economic UCT Potential | F8 | Commercial | OR - Health | New | Space Heating | Natural Gas | Strategic Energy Management | A | Cumulative Summer Peak Savings (MW) | Achievable Economic UCT Potential | 0 | 0 | 0 | 0 | 0 | 0 | 0 | 0 | 0 | 0 | 0 | 0 | 0 | 0 | 0 | 0 | 0 | 0 | 0 | 0 | 0 | 0 | 0 | 0 | 0 | 0 | 0
F9_Commercial_OR - Health_New_Space Heating_Natural Gas_Strategic Energy Management_A_Achievable Economic UCT Potential | F9 | Commercial | OR - Health | New | Space Heating | Natural Gas | Strategic Energy Management | A | Cumulative Winter Peak Savings (MW) | Achievable Economic UCT Potential | 0 | 0 | 0 | 0 | 0 | 0 | 0 | 0 | 0 | 0 | 0 | 0 | 0 | 0 | 0 | 0 | 0 | 0 | 0 | 0 | 0 | 0 | 0 | 0 | 0 | 0 | 0
F10_Commercial_OR - Health_New_Space Heating_Natural Gas_Strategic Energy Management_A_Achievable Economic UCT Potential | F10 | Commercial | OR - Health | New | Space Heating | Natural Gas | Strategic Energy Management | A | Purchases (Incremental) | Achievable Economic UCT Potential | 0 | 0 | 0 | 0 | 0 | 0 | 0 | 0 | 0 | 0 | 0 | 0 | 0 | 0 | 0 | 0 | 0 | 0 | 0 | 0 | 0 | 0 | 0 | 0 | 0 | 0 | 0
F11_Commercial_OR - Health_New_Space Heating_Natural Gas_Strategic Energy Management_A_Achievable Economic UCT Potential | F11 | Commercial | OR - Health | New | Space Heating | Natural Gas | Strategic Energy Management | A | Purchases (Cumulative) | Achievable Economic UCT Potential | 0 | 0 | 0 | 0 | 0 | 0 | 0 | 0 | 0 | 0 | 0 | 0 | 0 | 0 | 0 | 0 | 0 | 0 | 0 | 0 | 0 | 0 | 0 | 0 | 0 | 0 | 0
F1_Commercial_OR - Health_New_Water Heating_Natural Gas_Strategic Energy Management_A_Achievable Economic UCT Potential | F1 | Commercial | OR - Health | New | Water Heating | Natural Gas | Strategic Energy Management | A | Integrated Unit Energy Savings (kWh or therms) | Achievable Economic UCT Potential | 0 | 0 | 0 | 0 | 0 | 0 | 0 | 0 | 0 | 0 | 0 | 0 | 0 | 0 | 0 | 0 | 0 | 0 | 0 | 0 | 0 | 0 | 0 | 0 | 0 | 0 | 0
F2_Commercial_OR - Health_New_Water Heating_Natural Gas_Strategic Energy Management_A_Achievable Economic UCT Potential | F2 | Commercial | OR - Health | New | Water Heating | Natural Gas | Strategic Energy Management | A | Integrated Unit Summer Peak Savings (kW) | Achievable Economic UCT Potential | 0 | 0 | 0 | 0 | 0 | 0 | 0 | 0 | 0 | 0 | 0 | 0 | 0 | 0 | 0 | 0 | 0 | 0 | 0 | 0 | 0 | 0 | 0 | 0 | 0 | 0 | 0
F3_Commercial_OR - Health_New_Water Heating_Natural Gas_Strategic Energy Management_A_Achievable Economic UCT Potential | F3 | Commercial | OR - Health | New | Water Heating | Natural Gas | Strategic Energy Management | A | Integrated Unit Winter Peak Savings (kW) | Achievable Economic UCT Potential | 0 | 0 | 0 | 0 | 0 | 0 | 0 | 0 | 0 | 0 | 0 | 0 | 0 | 0 | 0 | 0 | 0 | 0 | 0 | 0 | 0 | 0 | 0 | 0 | 0 | 0 | 0
F4_Commercial_OR - Health_New_Water Heating_Natural Gas_Strategic Energy Management_A_Achievable Economic UCT Potential | F4 | Commercial | OR - Health | New | Water Heating | Natural Gas | Strategic Energy Management | A | Incremental Energy Savings (MWh or mTherms) | Achievable Economic UCT Potential | 0 | 0 | 0 | 0 | 0 | 0 | 0 | 0 | 0 | 0 | 0 | 0 | 0 | 0 | 0 | 0 | 0 | 0 | 0 | 0 | 0 | 0 | 0 | 0 | 0 | 0 | 0
F5_Commercial_OR - Health_New_Water Heating_Natural Gas_Strategic Energy Management_A_Achievable Economic UCT Potential | F5 | Commercial | OR - Health | New | Water Heating | Natural Gas | Strategic Energy Management | A | Incremental Summer Peak Savings (MW) | Achievable Economic UCT Potential | 0 | 0 | 0 | 0 | 0 | 0 | 0 | 0 | 0 | 0 | 0 | 0 | 0 | 0 | 0 | 0 | 0 | 0 | 0 | 0 | 0 | 0 | 0 | 0 | 0 | 0 | 0
F6_Commercial_OR - Health_New_Water Heating_Natural Gas_Strategic Energy Management_A_Achievable Economic UCT Potential | F6 | Commercial | OR - Health | New | Water Heating | Natural Gas | Strategic Energy Management | A | Incremental Winter Peak Savings (MW) | Achievable Economic UCT Potential | 0 | 0 | 0 | 0 | 0 | 0 | 0 | 0 | 0 | 0 | 0 | 0 | 0 | 0 | 0 | 0 | 0 | 0 | 0 | 0 | 0 | 0 | 0 | 0 | 0 | 0 | 0
F7_Commercial_OR - Health_New_Water Heating_Natural Gas_Strategic Energy Management_A_Achievable Economic UCT Potential | F7 | Commercial | OR - Health | New | Water Heating | Natural Gas | Strategic Energy Management | A | Cumulative Energy Savings (MWh or mTherms) | Achievable Economic UCT Potential | 0 | 0 | 0 | 0 | 0 | 0 | 0 | 0 | 0 | 0 | 0 | 0 | 0 | 0 | 0 | 0 | 0 | 0 | 0 | 0 | 0 | 0 | 0 | 0 | 0 | 0 | 0
F8_Commercial_OR - Health_New_Water Heating_Natural Gas_Strategic Energy Management_A_Achievable Economic UCT Potential | F8 | Commercial | OR - Health | New | Water Heating | Natural Gas | Strategic Energy Management | A | Cumulative Summer Peak Savings (MW) | Achievable Economic UCT Potential | 0 | 0 | 0 | 0 | 0 | 0 | 0 | 0 | 0 | 0 | 0 | 0 | 0 | 0 | 0 | 0 | 0 | 0 | 0 | 0 | 0 | 0 | 0 | 0 | 0 | 0 | 0
F9_Commercial_OR - Health_New_Water Heating_Natural Gas_Strategic Energy Management_A_Achievable Economic UCT Potential | F9 | Commercial | OR - Health | New | Water Heating | Natural Gas | Strategic Energy Management | A | Cumulative Winter Peak Savings (MW) | Achievable Economic UCT Potential | 0 | 0 | 0 | 0 | 0 | 0 | 0 | 0 | 0 | 0 | 0 | 0 | 0 | 0 | 0 | 0 | 0 | 0 | 0 | 0 | 0 | 0 | 0 | 0 | 0 | 0 | 0
F10_Commercial_OR - Health_New_Water Heating_Natural Gas_Strategic Energy Management_A_Achievable Economic UCT Potential | F10 | Commercial | OR - Health | New | Water Heating | Natural Gas | Strategic Energy Management | A | Purchases (Incremental) | Achievable Economic UCT Potential | 0 | 0 | 0 | 0 | 0 | 0 | 0 | 0 | 0 | 0 | 0 | 0 | 0 | 0 | 0 | 0 | 0 | 0 | 0 | 0 | 0 | 0 | 0 | 0 | 0 | 0 | 0
F11_Commercial_OR - Health_New_Water Heating_Natural Gas_Strategic Energy Management_A_Achievable Economic UCT Potential | F11 | Commercial | OR - Health | New | Water Heating | Natural Gas | Strategic Energy Management | A | Purchases (Cumulative) | Achievable Economic UCT Potential | 0 | 0 | 0 | 0 | 0 | 0 | 0 | 0 | 0 | 0 | 0 | 0 | 0 | 0 | 0 | 0 | 0 | 0 | 0 | 0 | 0 | 0 | 0 | 0 | 0 | 0 | 0
F1_Commercial_OR - Health_New_Space Heating_Natural Gas_Retrocommissioning_A_Achievable Economic UCT Potential | F1 | Commercial | OR - Health | New | Space Heating | Natural Gas | Retrocommissioning | A | Integrated Unit Energy Savings (kWh or therms) | Achievable Economic UCT Potential | 0 | 0 | 0 | 0 | 0 | 0 | 0 | 0 | 0 | 0 | 0 | 0 | 0 | 0 | 0 | 0 | 0 | 0 | 0 | 0 | 0 | 0 | 0 | 0 | 0 | 0 | 0
F2_Commercial_OR - Health_New_Space Heating_Natural Gas_Retrocommissioning_A_Achievable Economic UCT Potential | F2 | Commercial | OR - Health | New | Space Heating | Natural Gas | Retrocommissioning | A | Integrated Unit Summer Peak Savings (kW) | Achievable Economic UCT Potential | 0 | 0 | 0 | 0 | 0 | 0 | 0 | 0 | 0 | 0 | 0 | 0 | 0 | 0 | 0 | 0 | 0 | 0 | 0 | 0 | 0 | 0 | 0 | 0 | 0 | 0 | 0
F3_Commercial_OR - Health_New_Space Heating_Natural Gas_Retrocommissioning_A_Achievable Economic UCT Potential | F3 | Commercial | OR - Health | New | Space Heating | Natural Gas | Retrocommissioning | A | Integrated Unit Winter Peak Savings (kW) | Achievable Economic UCT Potential | 0 | 0 | 0 | 0 | 0 | 0 | 0 | 0 | 0 | 0 | 0 | 0 | 0 | 0 | 0 | 0 | 0 | 0 | 0 | 0 | 0 | 0 | 0 | 0 | 0 | 0 | 0
F4_Commercial_OR - Health_New_Space Heating_Natural Gas_Retrocommissioning_A_Achievable Economic UCT Potential | F4 | Commercial | OR - Health | New | Space Heating | Natural Gas | Retrocommissioning | A | Incremental Energy Savings (MWh or mTherms) | Achievable Economic UCT Potential | 0 | 0 | 0 | 0 | 0 | 0 | 0 | 0 | 0 | 0 | 0 | 0 | 0 | 0 | 0 | 0 | 0 | 0 | 0 | 0 | 0 | 0 | 0 | 0 | 0 | 0 | 0
F5_Commercial_OR - Health_New_Space Heating_Natural Gas_Retrocommissioning_A_Achievable Economic UCT Potential | F5 | Commercial | OR - Health | New | Space Heating | Natural Gas | Retrocommissioning | A | Incremental Summer Peak Savings (MW) | Achievable Economic UCT Potential | 0 | 0 | 0 | 0 | 0 | 0 | 0 | 0 | 0 | 0 | 0 | 0 | 0 | 0 | 0 | 0 | 0 | 0 | 0 | 0 | 0 | 0 | 0 | 0 | 0 | 0 | 0
F6_Commercial_OR - Health_New_Space Heating_Natural Gas_Retrocommissioning_A_Achievable Economic UCT Potential | F6 | Commercial | OR - Health | New | Space Heating | Natural Gas | Retrocommissioning | A | Incremental Winter Peak Savings (MW) | Achievable Economic UCT Potential | 0 | 0 | 0 | 0 | 0 | 0 | 0 | 0 | 0 | 0 | 0 | 0 | 0 | 0 | 0 | 0 | 0 | 0 | 0 | 0 | 0 | 0 | 0 | 0 | 0 | 0 | 0
F7_Commercial_OR - Health_New_Space Heating_Natural Gas_Retrocommissioning_A_Achievable Economic UCT Potential | F7 | Commercial | OR - Health | New | Space Heating | Natural Gas | Retrocommissioning | A | Cumulative Energy Savings (MWh or mTherms) | Achievable Economic UCT Potential | 0 | 0 | 0 | 0 | 0 | 0 | 0 | 0 | 0 | 0 | 0 | 0 | 0 | 0 | 0 | 0 | 0 | 0 | 0 | 0 | 0 | 0 | 0 | 0 | 0 | 0 | 0
F8_Commercial_OR - Health_New_Space Heating_Natural Gas_Retrocommissioning_A_Achievable Economic UCT Potential | F8 | Commercial | OR - Health | New | Space Heating | Natural Gas | Retrocommissioning | A | Cumulative Summer Peak Savings (MW) | Achievable Economic UCT Potential | 0 | 0 | 0 | 0 | 0 | 0 | 0 | 0 | 0 | 0 | 0 | 0 | 0 | 0 | 0 | 0 | 0 | 0 | 0 | 0 | 0 | 0 | 0 | 0 | 0 | 0 | 0
F9_Commercial_OR - Health_New_Space Heating_Natural Gas_Retrocommissioning_A_Achievable Economic UCT Potential | F9 | Commercial | OR - Health | New | Space Heating | Natural Gas | Retrocommissioning | A | Cumulative Winter Peak Savings (MW) | Achievable Economic UCT Potential | 0 | 0 | 0 | 0 | 0 | 0 | 0 | 0 | 0 | 0 | 0 | 0 | 0 | 0 | 0 | 0 | 0 | 0 | 0 | 0 | 0 | 0 | 0 | 0 | 0 | 0 | 0
F10_Commercial_OR - Health_New_Space Heating_Natural Gas_Retrocommissioning_A_Achievable Economic UCT Potential | F10 | Commercial | OR - Health | New | Space Heating | Natural Gas | Retrocommissioning | A | Purchases (Incremental) | Achievable Economic UCT Potential | 0 | 0 | 0 | 0 | 0 | 0 | 0 | 0 | 0 | 0 | 0 | 0 | 0 | 0 | 0 | 0 | 0 | 0 | 0 | 0 | 0 | 0 | 0 | 0 | 0 | 0 | 0
F11_Commercial_OR - Health_New_Space Heating_Natural Gas_Retrocommissioning_A_Achievable Economic UCT Potential | F11 | Commercial | OR - Health | New | Space Heating | Natural Gas | Retrocommissioning | A | Purchases (Cumulative) | Achievable Economic UCT Potential | 0 | 0 | 0 | 0 | 0 | 0 | 0 | 0 | 0 | 0 | 0 | 0 | 0 | 0 | 0 | 0 | 0 | 0 | 0 | 0 | 0 | 0 | 0 | 0 | 0 | 0 | 0
F1_Commercial_OR - Health_New_Water Heating_Natural Gas_Retrocommissioning_A_Achievable Economic UCT Potential | F1 | Commercial | OR - Health | New | Water Heating | Natural Gas | Retrocommissioning | A | Integrated Unit Energy Savings (kWh or therms) | Achievable Economic UCT Potential | 0 | 0 | 0 | 0 | 0 | 0 | 0 | 0 | 0 | 0 | 0 | 0 | 0 | 0 | 0 | 0 | 0 | 0 | 0 | 0 | 0 | 0 | 0 | 0 | 0 | 0 | 0
F2_Commercial_OR - Health_New_Water Heating_Natural Gas_Retrocommissioning_A_Achievable Economic UCT Potential | F2 | Commercial | OR - Health | New | Water Heating | Natural Gas | Retrocommissioning | A | Integrated Unit Summer Peak Savings (kW) | Achievable Economic UCT Potential | 0 | 0 | 0 | 0 | 0 | 0 | 0 | 0 | 0 | 0 | 0 | 0 | 0 | 0 | 0 | 0 | 0 | 0 | 0 | 0 | 0 | 0 | 0 | 0 | 0 | 0 | 0
F3_Commercial_OR - Health_New_Water Heating_Natural Gas_Retrocommissioning_A_Achievable Economic UCT Potential | F3 | Commercial | OR - Health | New | Water Heating | Natural Gas | Retrocommissioning | A | Integrated Unit Winter Peak Savings (kW) | Achievable Economic UCT Potential | 0 | 0 | 0 | 0 | 0 | 0 | 0 | 0 | 0 | 0 | 0 | 0 | 0 | 0 | 0 | 0 | 0 | 0 | 0 | 0 | 0 | 0 | 0 | 0 | 0 | 0 | 0
F4_Commercial_OR - Health_New_Water Heating_Natural Gas_Retrocommissioning_A_Achievable Economic UCT Potential | F4 | Commercial | OR - Health | New | Water Heating | Natural Gas | Retrocommissioning | A | Incremental Energy Savings (MWh or mTherms) | Achievable Economic UCT Potential | 0 | 0 | 0 | 0 | 0 | 0 | 0 | 0 | 0 | 0 | 0 | 0 | 0 | 0 | 0 | 0 | 0 | 0 | 0 | 0 | 0 | 0 | 0 | 0 | 0 | 0 | 0
F5_Commercial_OR - Health_New_Water Heating_Natural Gas_Retrocommissioning_A_Achievable Economic UCT Potential | F5 | Commercial | OR - Health | New | Water Heating | Natural Gas | Retrocommissioning | A | Incremental Summer Peak Savings (MW) | Achievable Economic UCT Potential | 0 | 0 | 0 | 0 | 0 | 0 | 0 | 0 | 0 | 0 | 0 | 0 | 0 | 0 | 0 | 0 | 0 | 0 | 0 | 0 | 0 | 0 | 0 | 0 | 0 | 0 | 0
F6_Commercial_OR - Health_New_Water Heating_Natural Gas_Retrocommissioning_A_Achievable Economic UCT Potential | F6 | Commercial | OR - Health | New | Water Heating | Natural Gas | Retrocommissioning | A | Incremental Winter Peak Savings (MW) | Achievable Economic UCT Potential | 0 | 0 | 0 | 0 | 0 | 0 | 0 | 0 | 0 | 0 | 0 | 0 | 0 | 0 | 0 | 0 | 0 | 0 | 0 | 0 | 0 | 0 | 0 | 0 | 0 | 0 | 0
F7_Commercial_OR - Health_New_Water Heating_Natural Gas_Retrocommissioning_A_Achievable Economic UCT Potential | F7 | Commercial | OR - Health | New | Water Heating | Natural Gas | Retrocommissioning | A | Cumulative Energy Savings (MWh or mTherms) | Achievable Economic UCT Potential | 0 | 0 | 0 | 0 | 0 | 0 | 0 | 0 | 0 | 0 | 0 | 0 | 0 | 0 | 0 | 0 | 0 | 0 | 0 | 0 | 0 | 0 | 0 | 0 | 0 | 0 | 0
F8_Commercial_OR - Health_New_Water Heating_Natural Gas_Retrocommissioning_A_Achievable Economic UCT Potential | F8 | Commercial | OR - Health | New | Water Heating | Natural Gas | Retrocommissioning | A | Cumulative Summer Peak Savings (MW) | Achievable Economic UCT Potential | 0 | 0 | 0 | 0 | 0 | 0 | 0 | 0 | 0 | 0 | 0 | 0 | 0 | 0 | 0 | 0 | 0 | 0 | 0 | 0 | 0 | 0 | 0 | 0 | 0 | 0 | 0
F9_Commercial_OR - Health_New_Water Heating_Natural Gas_Retrocommissioning_A_Achievable Economic UCT Potential | F9 | Commercial | OR - Health | New | Water Heating | Natural Gas | Retrocommissioning | A | Cumulative Winter Peak Savings (MW) | Achievable Economic UCT Potential | 0 | 0 | 0 | 0 | 0 | 0 | 0 | 0 | 0 | 0 | 0 | 0 | 0 | 0 | 0 | 0 | 0 | 0 | 0 | 0 | 0 | 0 | 0 | 0 | 0 | 0 | 0
F10_Commercial_OR - Health_New_Water Heating_Natural Gas_Retrocommissioning_A_Achievable Economic UCT Potential | F10 | Commercial | OR - Health | New | Water Heating | Natural Gas | Retrocommissioning | A | Purchases (Incremental) | Achievable Economic UCT Potential | 0 | 0 | 0 | 0 | 0 | 0 | 0 | 0 | 0 | 0 | 0 | 0 | 0 | 0 | 0 | 0 | 0 | 0 | 0 | 0 | 0 | 0 | 0 | 0 | 0 | 0 | 0
F11_Commercial_OR - Health_New_Water Heating_Natural Gas_Retrocommissioning_A_Achievable Economic UCT Potential | F11 | Commercial | OR - Health | New | Water Heating | Natural Gas | Retrocommissioning | A | Purchases (Cumulative) | Achievable Economic UCT Potential | 0 | 0 | 0 | 0 | 0 | 0 | 0 | 0 | 0 | 0 | 0 | 0 | 0 | 0 | 0 | 0 | 0 | 0 | 0 | 0 | 0 | 0 | 0 | 0 | 0 | 0 | 0
F1_Commercial_Interruptible - Health_Existing_Space Heating_Natural Gas_Insulation - Ceiling_A_Achievable Economic UCT Potential | F1 | Commercial | Interruptible - Health | Existing | Space Heating | Natural Gas | Insulation - Ceiling | A | Integrated Unit Energy Savings (kWh or therms) | Achievable Economic UCT Potential | 0 | 0 | 0.12525 | 0.12433 | 0.12312 | 0.12176 | 0.12023 | 0.1185 | 0.11656 | 0.11438 | 0.11199 | 0.1094 | 0.10668 | 0.10392 | 0.10121 | 0.098655 | 0.096346 | 0.094463 | 0.09302 | 0.091808 | 0.09089 | 0.090038 | 0.089492 | 0.088959 | 0.088439 | 0.08793 | 0.087431
F2_Commercial_Interruptible - Health_Existing_Space Heating_Natural Gas_Insulation - Ceiling_A_Achievable Economic UCT Potential | F2 | Commercial | Interruptible - Health | Existing | Space Heating | Natural Gas | Insulation - Ceiling | A | Integrated Unit Summer Peak Savings (kW) | Achievable Economic UCT Potential | 0 | 0 | 0 | 0 | 0 | 0 | 0 | 0 | 0 | 0 | 0 | 0 | 0 | 0 | 0 | 0 | 0 | 0 | 0 | 0 | 0 | 0 | 0 | 0 | 0 | 0 | 0
F3_Commercial_Interruptible - Health_Existing_Space Heating_Natural Gas_Insulation - Ceiling_A_Achievable Economic UCT Potential | F3 | Commercial | Interruptible - Health | Existing | Space Heating | Natural Gas | Insulation - Ceiling | A | Integrated Unit Winter Peak Savings (kW) | Achievable Economic UCT Potential | 0 | 0 | 0 | 0 | 0 | 0 | 0 | 0 | 0 | 0 | 0 | 0 | 0 | 0 | 0 | 0 | 0 | 0 | 0 | 0 | 0 | 0 | 0 | 0 | 0 | 0 | 0
F4_Commercial_Interruptible - Health_Existing_Space Heating_Natural Gas_Insulation - Ceiling_A_Achievable Economic UCT Potential | F4 | Commercial | Interruptible - Health | Existing | Space Heating | Natural Gas | Insulation - Ceiling | A | Incremental Energy Savings (MWh or mTherms) | Achievable Economic UCT Potential | 0 | 0 | 0.10511 | 0.056143 | 0.18808 | 0.30255 | 0.45346 | 0.64012 | 0.85645 | 1.0896 | 1.3194 | 1.5199 | 1.6628 | 1.7231 | 1.6852 | 1.5485 | 1.3296 | 1.0612 | 0.78108 | 0.56481 | 0.3051 | 0.24179 | 0 | 0 | 0 | 0 | 0
F5_Commercial_Interruptible - Health_Existing_Space Heating_Natural Gas_Insulation - Ceiling_A_Achievable Economic UCT Potential | F5 | Commercial | Interruptible - Health | Existing | Space Heating | Natural Gas | Insulation - Ceiling | A | Incremental Summer Peak Savings (MW) | Achievable Economic UCT Potential | 0 | 0 | 0 | 0 | 0 | 0 | 0 | 0 | 0 | 0 | 0 | 0 | 0 | 0 | 0 | 0 | 0 | 0 | 0 | 0 | 0 | 0 | 0 | 0 | 0 | 0 | 0
F6_Commercial_Interruptible - Health_Existing_Space Heating_Natural Gas_Insulation - Ceiling_A_Achievable Economic UCT Potential | F6 | Commercial | Interruptible - Health | Existing | Space Heating | Natural Gas | Insulation - Ceiling | A | Incremental Winter Peak Savings (MW) | Achievable Economic UCT Potential | 0 | 0 | 0 | 0 | 0 | 0 | 0 | 0 | 0 | 0 | 0 | 0 | 0 | 0 | 0 | 0 | 0 | 0 | 0 | 0 | 0 | 0 | 0 | 0 | 0 | 0 | 0
F7_Commercial_Interruptible - Health_Existing_Space Heating_Natural Gas_Insulation - Ceiling_A_Achievable Economic UCT Potential | F7 | Commercial | Interruptible - Health | Existing | Space Heating | Natural Gas | Insulation - Ceiling | A | Cumulative Energy Savings (MWh or mTherms) | Achievable Economic UCT Potential | 0 | 0 | 0.10511 | 0.16048 | 0.347 | 0.64571 | 1.0911 | 1.7155 | 2.5438 | 3.5859 | 4.8301 | 6.2384 | 7.7462 | 9.2685 | 10.7121 | 11.9906 | 13.0396 | 13.846 | 14.4155 | 14.7926 | 14.9498 | 15.0514 | 14.96 | 14.871 | 14.7841 | 14.699 | 14.6155
F8_Commercial_Interruptible - Health_Existing_Space Heating_Natural Gas_Insulation - Ceiling_A_Achievable Economic UCT Potential | F8 | Commercial | Interruptible - Health | Existing | Space Heating | Natural Gas | Insulation - Ceiling | A | Cumulative Summer Peak Savings (MW) | Achievable Economic UCT Potential | 0 | 0 | 0 | 0 | 0 | 0 | 0 | 0 | 0 | 0 | 0 | 0 | 0 | 0 | 0 | 0 | 0 | 0 | 0 | 0 | 0 | 0 | 0 | 0 | 0 | 0 | 0
F9_Commercial_Interruptible - Health_Existing_Space Heating_Natural Gas_Insulation - Ceiling_A_Achievable Economic UCT Potential | F9 | Commercial | Interruptible - Health | Existing | Space Heating | Natural Gas | Insulation - Ceiling | A | Cumulative Winter Peak Savings (MW) | Achievable Economic UCT Potential | 0 | 0 | 0 | 0 | 0 | 0 | 0 | 0 | 0 | 0 | 0 | 0 | 0 | 0 | 0 | 0 | 0 | 0 | 0 | 0 | 0 | 0 | 0 | 0 | 0 | 0 | 0
F10_Commercial_Interruptible - Health_Existing_Space Heating_Natural Gas_Insulation - Ceiling_A_Achievable Economic UCT Potential | F10 | Commercial | Interruptible - Health | Existing | Space Heating | Natural Gas | Insulation - Ceiling | A | Purchases (Incremental) | Achievable Economic UCT Potential | 0 | 0 | 839.1888 | 451.5606 | 1527.5845 | 2484.8256 | 3771.6182 | 5401.7631 | 7347.8813 | 9525.5081 | 11781.4118 | 13893.0832 | 15587.1364 | 16581.7784 | 16651.0052 | 15696.3805 | 13800.6291 | 11233.9799 | 8396.8502 | 6152.0659 | 3356.7552 | 2685.4042 | 0 | 0 | 0 | 0 | 0
F11_Commercial_Interruptible - Health_Existing_Space Heating_Natural Gas_Insulation - Ceiling_A_Achievable Economic UCT Potential | F11 | Commercial | Interruptible - Health | Existing | Space Heating | Natural Gas | Insulation - Ceiling | A | Purchases (Cumulative) | Achievable Economic UCT Potential | 0 | 0 | 839.1888 | 1290.7494 | 2818.3339 | 5303.1595 | 9074.7776 | 14476.5408 | 21824.4221 | 31349.9302 | 43131.3419 | 57024.4251 | 72611.5615 | 89193.3399 | 105844.3451 | 121540.7256 | 135341.3547 | 146575.3346 | 154972.1848 | 161124.2506 | 164481.0058 | 167166.41 | 167166.41 | 167166.41 | 167166.41 | 167166.41 | 167166.41
F1_Commercial_Interruptible - Health_Existing_Space Heating_Natural Gas_Insulation - Ducting_A_Achievable Economic UCT Potential | F1 | Commercial | Interruptible - Health | Existing | Space Heating | Natural Gas | Insulation - Ducting | A | Integrated Unit Energy Savings (kWh or therms) | Achievable Economic UCT Potential | 0 | 0 | 0 | 0 | 0 | 0 | 0 | 0 | 0 | 0 | 0 | 0 | 0 | 0 | 0 | 0 | 0 | 0 | 0 | 0 | 0 | 0 | 0 | 0 | 0 | 0 | 0
F2_Commercial_Interruptible - Health_Existing_Space Heating_Natural Gas_Insulation - Ducting_A_Achievable Economic UCT Potential | F2 | Commercial | Interruptible - Health | Existing | Space Heating | Natural Gas | Insulation - Ducting | A | Integrated Unit Summer Peak Savings (kW) | Achievable Economic UCT Potential | 0 | 0 | 0 | 0 | 0 | 0 | 0 | 0 | 0 | 0 | 0 | 0 | 0 | 0 | 0 | 0 | 0 | 0 | 0 | 0 | 0 | 0 | 0 | 0 | 0 | 0 | 0
F3_Commercial_Interruptible - Health_Existing_Space Heating_Natural Gas_Insulation - Ducting_A_Achievable Economic UCT Potential | F3 | Commercial | Interruptible - Health | Existing | Space Heating | Natural Gas | Insulation - Ducting | A | Integrated Unit Winter Peak Savings (kW) | Achievable Economic UCT Potential | 0 | 0 | 0 | 0 | 0 | 0 | 0 | 0 | 0 | 0 | 0 | 0 | 0 | 0 | 0 | 0 | 0 | 0 | 0 | 0 | 0 | 0 | 0 | 0 | 0 | 0 | 0
F4_Commercial_Interruptible - Health_Existing_Space Heating_Natural Gas_Insulation - Ducting_A_Achievable Economic UCT Potential | F4 | Commercial | Interruptible - Health | Existing | Space Heating | Natural Gas | Insulation - Ducting | A | Incremental Energy Savings (MWh or mTherms) | Achievable Economic UCT Potential | 0 | 0 | 0 | 0 | 0 | 0 | 0 | 0 | 0 | 0 | 0 | 0 | 0 | 0 | 0 | 0 | 0 | 0 | 0 | 0 | 0 | 0 | 0 | 0 | 0 | 0 | 0
F5_Commercial_Interruptible - Health_Existing_Space Heating_Natural Gas_Insulation - Ducting_A_Achievable Economic UCT Potential | F5 | Commercial | Interruptible - Health | Existing | Space Heating | Natural Gas | Insulation - Ducting | A | Incremental Summer Peak Savings (MW) | Achievable Economic UCT Potential | 0 | 0 | 0 | 0 | 0 | 0 | 0 | 0 | 0 | 0 | 0 | 0 | 0 | 0 | 0 | 0 | 0 | 0 | 0 | 0 | 0 | 0 | 0 | 0 | 0 | 0 | 0
F6_Commercial_Interruptible - Health_Existing_Space Heating_Natural Gas_Insulation - Ducting_A_Achievable Economic UCT Potential | F6 | Commercial | Interruptible - Health | Existing | Space Heating | Natural Gas | Insulation - Ducting | A | Incremental Winter Peak Savings (MW) | Achievable Economic UCT Potential | 0 | 0 | 0 | 0 | 0 | 0 | 0 | 0 | 0 | 0 | 0 | 0 | 0 | 0 | 0 | 0 | 0 | 0 | 0 | 0 | 0 | 0 | 0 | 0 | 0 | 0 | 0
F7_Commercial_Interruptible - Health_Existing_Space Heating_Natural Gas_Insulation - Ducting_A_Achievable Economic UCT Potential | F7 | Commercial | Interruptible - Health | Existing | Space Heating | Natural Gas | Insulation - Ducting | A | Cumulative Energy Savings (MWh or mTherms) | Achievable Economic UCT Potential | 0 | 0 | 0 | 0 | 0 | 0 | 0 | 0 | 0 | 0 | 0 | 0 | 0 | 0 | 0 | 0 | 0 | 0 | 0 | 0 | 0 | 0 | 0 | 0 | 0 | 0 | 0
F8_Commercial_Interruptible - Health_Existing_Space Heating_Natural Gas_Insulation - Ducting_A_Achievable Economic UCT Potential | F8 | Commercial | Interruptible - Health | Existing | Space Heating | Natural Gas | Insulation - Ducting | A | Cumulative Summer Peak Savings (MW) | Achievable Economic UCT Potential | 0 | 0 | 0 | 0 | 0 | 0 | 0 | 0 | 0 | 0 | 0 | 0 | 0 | 0 | 0 | 0 | 0 | 0 | 0 | 0 | 0 | 0 | 0 | 0 | 0 | 0 | 0
F9_Commercial_Interruptible - Health_Existing_Space Heating_Natural Gas_Insulation - Ducting_A_Achievable Economic UCT Potential | F9 | Commercial | Interruptible - Health | Existing | Space Heating | Natural Gas | Insulation - Ducting | A | Cumulative Winter Peak Savings (MW) | Achievable Economic UCT Potential | 0 | 0 | 0 | 0 | 0 | 0 | 0 | 0 | 0 | 0 | 0 | 0 | 0 | 0 | 0 | 0 | 0 | 0 | 0 | 0 | 0 | 0 | 0 | 0 | 0 | 0 | 0
F10_Commercial_Interruptible - Health_Existing_Space Heating_Natural Gas_Insulation - Ducting_A_Achievable Economic UCT Potential | F10 | Commercial | Interruptible - Health | Existing | Space Heating | Natural Gas | Insulation - Ducting | A | Purchases (Incremental) | Achievable Economic UCT Potential | 0 | 0 | 0 | 0 | 0 | 0 | 0 | 0 | 0 | 0 | 0 | 0 | 0 | 0 | 0 | 0 | 0 | 0 | 0 | 0 | 0 | 0 | 0 | 0 | 0 | 0 | 0
F11_Commercial_Interruptible - Health_Existing_Space Heating_Natural Gas_Insulation - Ducting_A_Achievable Economic UCT Potential | F11 | Commercial | Interruptible - Health | Existing | Space Heating | Natural Gas | Insulation - Ducting | A | Purchases (Cumulative) | Achievable Economic UCT Potential | 0 | 0 | 0 | 0 | 0 | 0 | 0 | 0 | 0 | 0 | 0 | 0 | 0 | 0 | 0 | 0 | 0 | 0 | 0 | 0 | 0 | 0 | 0 | 0 | 0 | 0 | 0
F1_Commercial_Interruptible - Health_Existing_Space Heating_Natural Gas_Insulation - Wall Cavity_A_Achievable Economic UCT Potential | F1 | Commercial | Interruptible - Health | Existing | Space Heating | Natural Gas | Insulation - Wall Cavity | A | Integrated Unit Energy Savings (kWh or therms) | Achievable Economic UCT Potential | 0 | 0 | 0.20071 | 0.19966 | 0.19828 | 0.19676 | 0.1951 | 0.19331 | 0.19137 | 0.18928 | 0.18704 | 0.18466 | 0.18219 | 0.17968 | 0.17719 | 0.17478 | 0.17253 | 0.17055 | 0.16885 | 0.16731 | 0.16596 | 0.16467 | 0.16367 | 0.16269 | 0.16174 | 0.16081 | 0.1599
F2_Commercial_Interruptible - Health_Existing_Space Heating_Natural Gas_Insulation - Wall Cavity_A_Achievable Economic UCT Potential | F2 | Commercial | Interruptible - Health | Existing | Space Heating | Natural Gas | Insulation - Wall Cavity | A | Integrated Unit Summer Peak Savings (kW) | Achievable Economic UCT Potential | 0 | 0 | 0 | 0 | 0 | 0 | 0 | 0 | 0 | 0 | 0 | 0 | 0 | 0 | 0 | 0 | 0 | 0 | 0 | 0 | 0 | 0 | 0 | 0 | 0 | 0 | 0
F3_Commercial_Interruptible - Health_Existing_Space Heating_Natural Gas_Insulation - Wall Cavity_A_Achievable Economic UCT Potential | F3 | Commercial | Interruptible - Health | Existing | Space Heating | Natural Gas | Insulation - Wall Cavity | A | Integrated Unit Winter Peak Savings (kW) | Achievable Economic UCT Potential | 0 | 0 | 0 | 0 | 0 | 0 | 0 | 0 | 0 | 0 | 0 | 0 | 0 | 0 | 0 | 0 | 0 | 0 | 0 | 0 | 0 | 0 | 0 | 0 | 0 | 0 | 0
F4_Commercial_Interruptible - Health_Existing_Space Heating_Natural Gas_Insulation - Wall Cavity_A_Achievable Economic UCT Potential | F4 | Commercial | Interruptible - Health | Existing | Space Heating | Natural Gas | Insulation - Wall Cavity | A | Incremental Energy Savings (MWh or mTherms) | Achievable Economic UCT Potential | 0 | 0 | 0.12632 | 0.067614 | 0.22715 | 0.36666 | 0.55186 | 0.78312 | 1.0546 | 1.3522 | 1.6526 | 1.924 | 2.1297 | 2.2344 | 2.2126 | 2.0575 | 1.7857 | 1.4369 | 1.0633 | 0.77194 | 0.41779 | 0.33163 | 0 | 0 | 0 | 0 | 0
F5_Commercial_Interruptible - Health_Existing_Space Heating_Natural Gas_Insulation - Wall Cavity_A_Achievable Economic UCT Potential | F5 | Commercial | Interruptible - Health | Existing | Space Heating | Natural Gas | Insulation - Wall Cavity | A | Incremental Summer Peak Savings (MW) | Achievable Economic UCT Potential | 0 | 0 | 0 | 0 | 0 | 0 | 0 | 0 | 0 | 0 | 0 | 0 | 0 | 0 | 0 | 0 | 0 | 0 | 0 | 0 | 0 | 0 | 0 | 0 | 0 | 0 | 0
F6_Commercial_Interruptible - Health_Existing_Space Heating_Natural Gas_Insulation - Wall Cavity_A_Achievable Economic UCT Potential | F6 | Commercial | Interruptible - Health | Existing | Space Heating | Natural Gas | Insulation - Wall Cavity | A | Incremental Winter Peak Savings (MW) | Achievable Economic UCT Potential | 0 | 0 | 0 | 0 | 0 | 0 | 0 | 0 | 0 | 0 | 0 | 0 | 0 | 0 | 0 | 0 | 0 | 0 | 0 | 0 | 0 | 0 | 0 | 0 | 0 | 0 | 0
F7_Commercial_Interruptible - Health_Existing_Space Heating_Natural Gas_Insulation - Wall Cavity_A_Achievable Economic UCT Potential | F7 | Commercial | Interruptible - Health | Existing | Space Heating | Natural Gas | Insulation - Wall Cavity | A | Cumulative Energy Savings (MWh or mTherms) | Achievable Economic UCT Potential | 0 | 0 | 0.12632 | 0.19327 | 0.41908 | 0.78252 | 1.3278 | 2.0987 | 3.1322 | 4.4501 | 6.0499 | 7.8971 | 9.9213 | 12.0188 | 14.0648 | 15.9316 | 17.5121 | 18.7476 | 19.6242 | 20.2172 | 20.4715 | 20.6439 | 20.5186 | 20.3966 | 20.2774 | 20.1607 | 20.0463
F8_Commercial_Interruptible - Health_Existing_Space Heating_Natural Gas_Insulation - Wall Cavity_A_Achievable Economic UCT Potential | F8 | Commercial | Interruptible - Health | Existing | Space Heating | Natural Gas | Insulation - Wall Cavity | A | Cumulative Summer Peak Savings (MW) | Achievable Economic UCT Potential | 0 | 0 | 0 | 0 | 0 | 0 | 0 | 0 | 0 | 0 | 0 | 0 | 0 | 0 | 0 | 0 | 0 | 0 | 0 | 0 | 0 | 0 | 0 | 0 | 0 | 0 | 0
F9_Commercial_Interruptible - Health_Existing_Space Heating_Natural Gas_Insulation - Wall Cavity_A_Achievable Economic UCT Potential | F9 | Commercial | Interruptible - Health | Existing | Space Heating | Natural Gas | Insulation - Wall Cavity | A | Cumulative Winter Peak Savings (MW) | Achievable Economic UCT Potential | 0 | 0 | 0 | 0 | 0 | 0 | 0 | 0 | 0 | 0 | 0 | 0 | 0 | 0 | 0 | 0 | 0 | 0 | 0 | 0 | 0 | 0 | 0 | 0 | 0 | 0 | 0
F10_Commercial_Interruptible - Health_Existing_Space Heating_Natural Gas_Insulation - Wall Cavity_A_Achievable Economic UCT Potential | F10 | Commercial | Interruptible - Health | Existing | Space Heating | Natural Gas | Insulation - Wall Cavity | A | Purchases (Incremental) | Achievable Economic UCT Potential | 0 | 0 | 629.3533 | 338.6498 | 1145.6187 | 1863.5059 | 2828.5417 | 4051.0761 | 5510.576 | 7143.6968 | 8835.5217 | 10419.179 | 11689.6417 | 12435.5779 | 12487.4948 | 11771.5698 | 10349.8427 | 8424.9728 | 6297.2549 | 4613.7689 | 2517.4134 | 2013.9307 | 0 | 0 | 0 | 0 | 0
F11_Commercial_Interruptible - Health_Existing_Space Heating_Natural Gas_Insulation - Wall Cavity_A_Achievable Economic UCT Potential | F11 | Commercial | Interruptible - Health | Existing | Space Heating | Natural Gas | Insulation - Wall Cavity | A | Purchases (Cumulative) | Achievable Economic UCT Potential | 0 | 0 | 629.3533 | 968.0032 | 2113.6219 | 3977.1278 | 6805.6695 | 10856.7456 | 16367.3216 | 23511.0184 | 32346.5402 | 42765.7192 | 54455.3609 | 66890.9388 | 79378.4336 | 91150.0034 | 101499.846 | 109924.8188 | 116222.0737 | 120835.8426 | 123353.256 | 125367.1867 | 125367.1867 | 125367.1867 | 125367.1867 | 125367.1867 | 125367.1867
F1_Commercial_Interruptible - Health_Existing_Space Heating_Natural Gas_Green Roof - Vegetated Rooftop_A_Achievable Economic UCT Potential | F1 | Commercial | Interruptible - Health | Existing | Space Heating | Natural Gas | Green Roof - Vegetated Rooftop | A | Integrated Unit Energy Savings (kWh or therms) | Achievable Economic UCT Potential | 0 | 0 | 0.0071112 | 0.007006 | 0.0068818 | 0.006754 | 0.0066217 | 0.0064785 | 0.0063211 | 0.0061509 | 0.0059701 | 0.0057824 | 0.0055941 | 0.0054088 | 0.0052309 | 0.0050648 | 0.0049156 | 0.0047932 | 0.004698 | 0.0046176 | 0.0045556 | 0.0044979 | 0.0044705 | 0.0044439 | 0.0044179 | 0.0043924 | 0.0043675
F2_Commercial_Interruptible - Health_Existing_Space Heating_Natural Gas_Green Roof - Vegetated Rooftop_A_Achievable Economic UCT Potential | F2 | Commercial | Interruptible - Health | Existing | Space Heating | Natural Gas | Green Roof - Vegetated Rooftop | A | Integrated Unit Summer Peak Savings (kW) | Achievable Economic UCT Potential | 0 | 0 | 0 | 0 | 0 | 0 | 0 | 0 | 0 | 0 | 0 | 0 | 0 | 0 | 0 | 0 | 0 | 0 | 0 | 0 | 0 | 0 | 0 | 0 | 0 | 0 | 0
F3_Commercial_Interruptible - Health_Existing_Space Heating_Natural Gas_Green Roof - Vegetated Rooftop_A_Achievable Economic UCT Potential | F3 | Commercial | Interruptible - Health | Existing | Space Heating | Natural Gas | Green Roof - Vegetated Rooftop | A | Integrated Unit Winter Peak Savings (kW) | Achievable Economic UCT Potential | 0 | 0 | 0 | 0 | 0 | 0 | 0 | 0 | 0 | 0 | 0 | 0 | 0 | 0 | 0 | 0 | 0 | 0 | 0 | 0 | 0 | 0 | 0 | 0 | 0 | 0 | 0
F4_Commercial_Interruptible - Health_Existing_Space Heating_Natural Gas_Green Roof - Vegetated Rooftop_A_Achievable Economic UCT Potential | F4 | Commercial | Interruptible - Health | Existing | Space Heating | Natural Gas | Green Roof - Vegetated Rooftop | A | Incremental Energy Savings (MWh or mTherms) | Achievable Economic UCT Potential | 0 | 0 | 0 | 0 | 0 | 0 | 0 | 0 | 0 | 0 | 0 | 0 | 0 | 0 | 0 | 0 | 0 | 0 | 0 | 0 | 0 | 0 | 0 | 0 | 0 | 0 | 0
F5_Commercial_Interruptible - Health_Existing_Space Heating_Natural Gas_Green Roof - Vegetated Rooftop_A_Achievable Economic UCT Potential | F5 | Commercial | Interruptible - Health | Existing | Space Heating | Natural Gas | Green Roof - Vegetated Rooftop | A | Incremental Summer Peak Savings (MW) | Achievable Economic UCT Potential | 0 | 0 | 0 | 0 | 0 | 0 | 0 | 0 | 0 | 0 | 0 | 0 | 0 | 0 | 0 | 0 | 0 | 0 | 0 | 0 | 0 | 0 | 0 | 0 | 0 | 0 | 0
F6_Commercial_Interruptible - Health_Existing_Space Heating_Natural Gas_Green Roof - Vegetated Rooftop_A_Achievable Economic UCT Potential | F6 | Commercial | Interruptible - Health | Existing | Space Heating | Natural Gas | Green Roof - Vegetated Rooftop | A | Incremental Winter Peak Savings (MW) | Achievable Economic UCT Potential | 0 | 0 | 0 | 0 | 0 | 0 | 0 | 0 | 0 | 0 | 0 | 0 | 0 | 0 | 0 | 0 | 0 | 0 | 0 | 0 | 0 | 0 | 0 | 0 | 0 | 0 | 0
F7_Commercial_Interruptible - Health_Existing_Space Heating_Natural Gas_Green Roof - Vegetated Rooftop_A_Achievable Economic UCT Potential | F7 | Commercial | Interruptible - Health | Existing | Space Heating | Natural Gas | Green Roof - Vegetated Rooftop | A | Cumulative Energy Savings (MWh or mTherms) | Achievable Economic UCT Potential | 0 | 0 | 0 | 0 | 0 | 0 | 0 | 0 | 0 | 0 | 0 | 0 | 0 | 0 | 0 | 0 | 0 | 0 | 0 | 0 | 0 | 0 | 0 | 0 | 0 | 0 | 0
F8_Commercial_Interruptible - Health_Existing_Space Heating_Natural Gas_Green Roof - Vegetated Rooftop_A_Achievable Economic UCT Potential | F8 | Commercial | Interruptible - Health | Existing | Space Heating | Natural Gas | Green Roof - Vegetated Rooftop | A | Cumulative Summer Peak Savings (MW) | Achievable Economic UCT Potential | 0 | 0 | 0 | 0 | 0 | 0 | 0 | 0 | 0 | 0 | 0 | 0 | 0 | 0 | 0 | 0 | 0 | 0 | 0 | 0 | 0 | 0 | 0 | 0 | 0 | 0 | 0
F9_Commercial_Interruptible - Health_Existing_Space Heating_Natural Gas_Green Roof - Vegetated Rooftop_A_Achievable Economic UCT Potential | F9 | Commercial | Interruptible - Health | Existing | Space Heating | Natural Gas | Green Roof - Vegetated Rooftop | A | Cumulative Winter Peak Savings (MW) | Achievable Economic UCT Potential | 0 | 0 | 0 | 0 | 0 | 0 | 0 | 0 | 0 | 0 | 0 | 0 | 0 | 0 | 0 | 0 | 0 | 0 | 0 | 0 | 0 | 0 | 0 | 0 | 0 | 0 | 0
F10_Commercial_Interruptible - Health_Existing_Space Heating_Natural Gas_Green Roof - Vegetated Rooftop_A_Achievable Economic UCT Potential | F10 | Commercial | Interruptible - Health | Existing | Space Heating | Natural Gas | Green Roof - Vegetated Rooftop | A | Purchases (Incremental) | Achievable Economic UCT Potential | 0 | 0 | 0 | 0 | 0 | 0 | 0 | 0 | 0 | 0 | 0 | 0 | 0 | 0 | 0 | 0 | 0 | 0 | 0 | 0 | 0 | 0 | 0 | 0 | 0 | 0 | 0
F11_Commercial_Interruptible - Health_Existing_Space Heating_Natural Gas_Green Roof - Vegetated Rooftop_A_Achievable Economic UCT Potential | F11 | Commercial | Interruptible - Health | Existing | Space Heating | Natural Gas | Green Roof - Vegetated Rooftop | A | Purchases (Cumulative) | Achievable Economic UCT Potential | 0 | 0 | 0 | 0 | 0 | 0 | 0 | 0 | 0 | 0 | 0 | 0 | 0 | 0 | 0 | 0 | 0 | 0 | 0 | 0 | 0 | 0 | 0 | 0 | 0 | 0 | 0
F1_Commercial_Interruptible - Health_Existing_Space Heating_Natural Gas_Ducting - Repair and Sealing_A_Achievable Economic UCT Potential | F1 | Commercial | Interruptible - Health | Existing | Space Heating | Natural Gas | Ducting - Repair and Sealing | A | Integrated Unit Energy Savings (kWh or therms) | Achievable Economic UCT Potential | 0 | 0 | 0.20428 | 0.20312 | 0.20157 | 0.19984 | 0.19791 | 0.19578 | 0.19341 | 0.19079 | 0.18793 | 0.18487 | 0.18165 | 0.17837 | 0.17513 | 0.17204 | 0.16919 | 0.16676 | 0.16476 | 0.16301 | 0.16156 | 0.16019 | 0.15922 | 0.15828 | 0.15735 | 0.15645 | 0.15556
F2_Commercial_Interruptible - Health_Existing_Space Heating_Natural Gas_Ducting - Repair and Sealing_A_Achievable Economic UCT Potential | F2 | Commercial | Interruptible - Health | Existing | Space Heating | Natural Gas | Ducting - Repair and Sealing | A | Integrated Unit Summer Peak Savings (kW) | Achievable Economic UCT Potential | 0 | 0 | 0 | 0 | 0 | 0 | 0 | 0 | 0 | 0 | 0 | 0 | 0 | 0 | 0 | 0 | 0 | 0 | 0 | 0 | 0 | 0 | 0 | 0 | 0 | 0 | 0
F3_Commercial_Interruptible - Health_Existing_Space Heating_Natural Gas_Ducting - Repair and Sealing_A_Achievable Economic UCT Potential | F3 | Commercial | Interruptible - Health | Existing | Space Heating | Natural Gas | Ducting - Repair and Sealing | A | Integrated Unit Winter Peak Savings (kW) | Achievable Economic UCT Potential | 0 | 0 | 0 | 0 | 0 | 0 | 0 | 0 | 0 | 0 | 0 | 0 | 0 | 0 | 0 | 0 | 0 | 0 | 0 | 0 | 0 | 0 | 0 | 0 | 0 | 0 | 0
F4_Commercial_Interruptible - Health_Existing_Space Heating_Natural Gas_Ducting - Repair and Sealing_A_Achievable Economic UCT Potential | F4 | Commercial | Interruptible - Health | Existing | Space Heating | Natural Gas | Ducting - Repair and Sealing | A | Incremental Energy Savings (MWh or mTherms) | Achievable Economic UCT Potential | 0 | 0 | 0.13985 | 0.074824 | 0.25119 | 0.40509 | 0.60895 | 0.86273 | 1.1593 | 1.4826 | 1.8063 | 2.0953 | 2.3099 | 2.4128 | 2.3789 | 2.2029 | 1.9048 | 1.5283 | 1.1286 | 0.81811 | 0.33181 | 0.29193 | 0 | 0 | 0 | 0 | 0
F5_Commercial_Interruptible - Health_Existing_Space Heating_Natural Gas_Ducting - Repair and Sealing_A_Achievable Economic UCT Potential | F5 | Commercial | Interruptible - Health | Existing | Space Heating | Natural Gas | Ducting - Repair and Sealing | A | Incremental Summer Peak Savings (MW) | Achievable Economic UCT Potential | 0 | 0 | 0 | 0 | 0 | 0 | 0 | 0 | 0 | 0 | 0 | 0 | 0 | 0 | 0 | 0 | 0 | 0 | 0 | 0 | 0 | 0 | 0 | 0 | 0 | 0 | 0
F6_Commercial_Interruptible - Health_Existing_Space Heating_Natural Gas_Ducting - Repair and Sealing_A_Achievable Economic UCT Potential | F6 | Commercial | Interruptible - Health | Existing | Space Heating | Natural Gas | Ducting - Repair and Sealing | A | Incremental Winter Peak Savings (MW) | Achievable Economic UCT Potential | 0 | 0 | 0 | 0 | 0 | 0 | 0 | 0 | 0 | 0 | 0 | 0 | 0 | 0 | 0 | 0 | 0 | 0 | 0 | 0 | 0 | 0 | 0 | 0 | 0 | 0 | 0
F7_Commercial_Interruptible - Health_Existing_Space Heating_Natural Gas_Ducting - Repair and Sealing_A_Achievable Economic UCT Potential | F7 | Commercial | Interruptible - Health | Existing | Space Heating | Natural Gas | Ducting - Repair and Sealing | A | Cumulative Energy Savings (MWh or mTherms) | Achievable Economic UCT Potential | 0 | 0 | 0.13985 | 0.21388 | 0.46344 | 0.86455 | 1.4652 | 2.3121 | 3.4434 | 4.8795 | 6.6127 | 8.6001 | 10.7603 | 12.9787 | 15.1217 | 17.0578 | 18.6804 | 19.94 | 20.8294 | 21.4265 | 21.5675 | 21.6775 | 21.546 | 21.4178 | 21.2927 | 21.1702 | 21.05
F8_Commercial_Interruptible - Health_Existing_Space Heating_Natural Gas_Ducting - Repair and Sealing_A_Achievable Economic UCT Potential | F8 | Commercial | Interruptible - Health | Existing | Space Heating | Natural Gas | Ducting - Repair and Sealing | A | Cumulative Summer Peak Savings (MW) | Achievable Economic UCT Potential | 0 | 0 | 0 | 0 | 0 | 0 | 0 | 0 | 0 | 0 | 0 | 0 | 0 | 0 | 0 | 0 | 0 | 0 | 0 | 0 | 0 | 0 | 0 | 0 | 0 | 0 | 0
F9_Commercial_Interruptible - Health_Existing_Space Heating_Natural Gas_Ducting - Repair and Sealing_A_Achievable Economic UCT Potential | F9 | Commercial | Interruptible - Health | Existing | Space Heating | Natural Gas | Ducting - Repair and Sealing | A | Cumulative Winter Peak Savings (MW) | Achievable Economic UCT Potential | 0 | 0 | 0 | 0 | 0 | 0 | 0 | 0 | 0 | 0 | 0 | 0 | 0 | 0 | 0 | 0 | 0 | 0 | 0 | 0 | 0 | 0 | 0 | 0 | 0 | 0 | 0
F10_Commercial_Interruptible - Health_Existing_Space Heating_Natural Gas_Ducting - Repair and Sealing_A_Achievable Economic UCT Potential | F10 | Commercial | Interruptible - Health | Existing | Space Heating | Natural Gas | Ducting - Repair and Sealing | A | Purchases (Incremental) | Achievable Economic UCT Potential | 0 | 0 | 684.6014 | 368.3783 | 1246.1874 | 2027.0946 | 3076.8464 | 4406.7015 | 5994.3242 | 7770.8092 | 9611.1517 | 11333.831 | 12715.8218 | 13527.2403 | 13583.7147 | 12804.942 | 11258.4079 | 9164.5625 | 6850.062 | 5018.7906 | 2053.8042 | 1822.3461 | 0 | 0 | 0 | 0 | 0
F11_Commercial_Interruptible - Health_Existing_Space Heating_Natural Gas_Ducting - Repair and Sealing_A_Achievable Economic UCT Potential | F11 | Commercial | Interruptible - Health | Existing | Space Heating | Natural Gas | Ducting - Repair and Sealing | A | Purchases (Cumulative) | Achievable Economic UCT Potential | 0 | 0 | 684.6014 | 1052.9797 | 2299.1671 | 4326.2617 | 7403.1081 | 11809.8096 | 17804.1338 | 25574.943 | 35186.0947 | 46519.9257 | 59235.7475 | 72762.9878 | 86346.7026 | 99151.6446 | 110410.0525 | 119574.615 | 126424.677 | 131443.4676 | 133497.2718 | 135319.6179 | 135319.6179 | 135319.6179 | 135319.6179 | 135319.6179 | 135319.6179
F1_Commercial_Interruptible - Health_Existing_Space Heating_Natural Gas_Windows - High Efficiency Glazing_A_Achievable Economic UCT Potential | F1 | Commercial | Interruptible - Health | Existing | Space Heating | Natural Gas | Windows - High Efficiency Glazing | A | Integrated Unit Energy Savings (kWh or therms) | Achievable Economic UCT Potential | 0 | 0 | 4.0819 | 4.052 | 4.0134 | 3.9702 | 3.922 | 3.8682 | 3.8081 | 3.7414 | 3.6683 | 3.5896 | 3.5071 | 3.4231 | 3.3407 | 3.2627 | 3.1918 | 3.1338 | 3.0891 | 3.0512 | 3.0219 | 2.9946 | 2.9764 | 2.9587 | 2.9414 | 2.9245 | 2.9078
F2_Commercial_Interruptible - Health_Existing_Space Heating_Natural Gas_Windows - High Efficiency Glazing_A_Achievable Economic UCT Potential | F2 | Commercial | Interruptible - Health | Existing | Space Heating | Natural Gas | Windows - High Efficiency Glazing | A | Integrated Unit Summer Peak Savings (kW) | Achievable Economic UCT Potential | 0 | 0 | 0 | 0 | 0 | 0 | 0 | 0 | 0 | 0 | 0 | 0 | 0 | 0 | 0 | 0 | 0 | 0 | 0 | 0 | 0 | 0 | 0 | 0 | 0 | 0 | 0
F3_Commercial_Interruptible - Health_Existing_Space Heating_Natural Gas_Windows - High Efficiency Glazing_A_Achievable Economic UCT Potential | F3 | Commercial | Interruptible - Health | Existing | Space Heating | Natural Gas | Windows - High Efficiency Glazing | A | Integrated Unit Winter Peak Savings (kW) | Achievable Economic UCT Potential | 0 | 0 | 0 | 0 | 0 | 0 | 0 | 0 | 0 | 0 | 0 | 0 | 0 | 0 | 0 | 0 | 0 | 0 | 0 | 0 | 0 | 0 | 0 | 0 | 0 | 0 | 0
F4_Commercial_Interruptible - Health_Existing_Space Heating_Natural Gas_Windows - High Efficiency Glazing_A_Achievable Economic UCT Potential | F4 | Commercial | Interruptible - Health | Existing | Space Heating | Natural Gas | Windows - High Efficiency Glazing | A | Incremental Energy Savings (MWh or mTherms) | Achievable Economic UCT Potential | 0 | 0 | 0.064675 | 0.034546 | 0.11575 | 0.18626 | 0.27929 | 0.39451 | 0.52831 | 0.67289 | 0.81597 | 0.94158 | 1.0321 | 1.0717 | 1.0502 | 0.96694 | 0.83167 | 0.66469 | 0.48974 | 0.35441 | 0.19152 | 0.15183 | 0 | 0 | 0 | 0 | 0
F5_Commercial_Interruptible - Health_Existing_Space Heating_Natural Gas_Windows - High Efficiency Glazing_A_Achievable Economic UCT Potential | F5 | Commercial | Interruptible - Health | Existing | Space Heating | Natural Gas | Windows - High Efficiency Glazing | A | Incremental Summer Peak Savings (MW) | Achievable Economic UCT Potential | 0 | 0 | 0 | 0 | 0 | 0 | 0 | 0 | 0 | 0 | 0 | 0 | 0 | 0 | 0 | 0 | 0 | 0 | 0 | 0 | 0 | 0 | 0 | 0 | 0 | 0 | 0
F6_Commercial_Interruptible - Health_Existing_Space Heating_Natural Gas_Windows - High Efficiency Glazing_A_Achievable Economic UCT Potential | F6 | Commercial | Interruptible - Health | Existing | Space Heating | Natural Gas | Windows - High Efficiency Glazing | A | Incremental Winter Peak Savings (MW) | Achievable Economic UCT Potential | 0 | 0 | 0 | 0 | 0 | 0 | 0 | 0 | 0 | 0 | 0 | 0 | 0 | 0 | 0 | 0 | 0 | 0 | 0 | 0 | 0 | 0 | 0 | 0 | 0 | 0 | 0
F7_Commercial_Interruptible - Health_Existing_Space Heating_Natural Gas_Windows - High Efficiency Glazing_A_Achievable Economic UCT Potential | F7 | Commercial | Interruptible - Health | Existing | Space Heating | Natural Gas | Windows - High Efficiency Glazing | A | Cumulative Energy Savings (MWh or mTherms) | Achievable Economic UCT Potential | 0 | 0 | 0.064675 | 0.098747 | 0.21356 | 0.39752 | 0.67199 | 1.0573 | 1.5692 | 2.2146 | 2.9873 | 3.8647 | 4.808 | 5.7646 | 6.6761 | 7.4872 | 8.1561 | 8.6725 | 9.0386 | 9.282 | 9.3846 | 9.4515 | 9.3941 | 9.3382 | 9.2836 | 9.2302 | 9.1778
F8_Commercial_Interruptible - Health_Existing_Space Heating_Natural Gas_Windows - High Efficiency Glazing_A_Achievable Economic UCT Potential | F8 | Commercial | Interruptible - Health | Existing | Space Heating | Natural Gas | Windows - High Efficiency Glazing | A | Cumulative Summer Peak Savings (MW) | Achievable Economic UCT Potential | 0 | 0 | 0 | 0 | 0 | 0 | 0 | 0 | 0 | 0 | 0 | 0 | 0 | 0 | 0 | 0 | 0 | 0 | 0 | 0 | 0 | 0 | 0 | 0 | 0 | 0 | 0
F9_Commercial_Interruptible - Health_Existing_Space Heating_Natural Gas_Windows - High Efficiency Glazing_A_Achievable Economic UCT Potential | F9 | Commercial | Interruptible - Health | Existing | Space Heating | Natural Gas | Windows - High Efficiency Glazing | A | Cumulative Winter Peak Savings (MW) | Achievable Economic UCT Potential | 0 | 0 | 0 | 0 | 0 | 0 | 0 | 0 | 0 | 0 | 0 | 0 | 0 | 0 | 0 | 0 | 0 | 0 | 0 | 0 | 0 | 0 | 0 | 0 | 0 | 0 | 0
F10_Commercial_Interruptible - Health_Existing_Space Heating_Natural Gas_Windows - High Efficiency Glazing_A_Achievable Economic UCT Potential | F10 | Commercial | Interruptible - Health | Existing | Space Heating | Natural Gas | Windows - High Efficiency Glazing | A | Purchases (Incremental) | Achievable Economic UCT Potential | 0 | 0 | 15.8444 | 8.5258 | 28.8418 | 46.9151 | 71.2106 | 101.9888 | 138.7328 | 179.8478 | 222.4407 | 262.3104 | 294.2953 | 313.0748 | 314.3818 | 296.3579 | 260.5648 | 212.1048 | 158.538 | 116.155 | 63.3777 | 50.7022 | 0 | 0 | 0 | 0 | 0
F11_Commercial_Interruptible - Health_Existing_Space Heating_Natural Gas_Windows - High Efficiency Glazing_A_Achievable Economic UCT Potential | F11 | Commercial | Interruptible - Health | Existing | Space Heating | Natural Gas | Windows - High Efficiency Glazing | A | Purchases (Cumulative) | Achievable Economic UCT Potential | 0 | 0 | 15.8444 | 24.3702 | 53.212 | 100.1271 | 171.3377 | 273.3265 | 412.0593 | 591.9071 | 814.3478 | 1076.6582 | 1370.9535 | 1684.0282 | 1998.41 | 2294.7679 | 2555.3327 | 2767.4376 | 2925.9756 | 3042.1306 | 3105.5083 | 3156.2105 | 3156.2105 | 3156.2105 | 3156.2105 | 3156.2105 | 3156.2105
F1_Commercial_Interruptible - Health_Existing_Space Heating_Natural Gas_Windows - Secondary Glazing Systems_A_Achievable Economic UCT Potential | F1 | Commercial | Interruptible - Health | Existing | Space Heating | Natural Gas | Windows - Secondary Glazing Systems | A | Integrated Unit Energy Savings (kWh or therms) | Achievable Economic UCT Potential | 0 | 0 | 11.0143 | 10.9587 | 10.8889 | 10.8145 | 10.7374 | 10.658 | 10.5767 | 10.4939 | 10.4099 | 10.3252 | 10.2402 | 10.1552 | 10.0708 | 9.9873 | 9.905 | 9.8289 | 9.759 | 9.6906 | 9.6233 | 9.5573 | 9.4993 | 9.4428 | 9.3876 | 9.3336 | 9.2807
F2_Commercial_Interruptible - Health_Existing_Space Heating_Natural Gas_Windows - Secondary Glazing Systems_A_Achievable Economic UCT Potential | F2 | Commercial | Interruptible - Health | Existing | Space Heating | Natural Gas | Windows - Secondary Glazing Systems | A | Integrated Unit Summer Peak Savings (kW) | Achievable Economic UCT Potential | 0 | 0 | 0 | 0 | 0 | 0 | 0 | 0 | 0 | 0 | 0 | 0 | 0 | 0 | 0 | 0 | 0 | 0 | 0 | 0 | 0 | 0 | 0 | 0 | 0 | 0 | 0
F3_Commercial_Interruptible - Health_Existing_Space Heating_Natural Gas_Windows - Secondary Glazing Systems_A_Achievable Economic UCT Potential | F3 | Commercial | Interruptible - Health | Existing | Space Heating | Natural Gas | Windows - Secondary Glazing Systems | A | Integrated Unit Winter Peak Savings (kW) | Achievable Economic UCT Potential | 0 | 0 | 0 | 0 | 0 | 0 | 0 | 0 | 0 | 0 | 0 | 0 | 0 | 0 | 0 | 0 | 0 | 0 | 0 | 0 | 0 | 0 | 0 | 0 | 0 | 0 | 0
F4_Commercial_Interruptible - Health_Existing_Space Heating_Natural Gas_Windows - Secondary Glazing Systems_A_Achievable Economic UCT Potential | F4 | Commercial | Interruptible - Health | Existing | Space Heating | Natural Gas | Windows - Secondary Glazing Systems | A | Incremental Energy Savings (MWh or mTherms) | Achievable Economic UCT Potential | 0 | 0 | 0.17452 | 0.093431 | 0.31405 | 0.50736 | 0.76462 | 1.087 | 1.4673 | 1.8873 | 2.3156 | 2.7084 | 3.0136 | 3.1793 | 3.1661 | 2.9598 | 2.5809 | 2.0847 | 1.5472 | 1.1256 | 0.60991 | 0.48458 | 0 | 0 | 0 | 0 | 0
F5_Commercial_Interruptible - Health_Existing_Space Heating_Natural Gas_Windows - Secondary Glazing Systems_A_Achievable Economic UCT Potential | F5 | Commercial | Interruptible - Health | Existing | Space Heating | Natural Gas | Windows - Secondary Glazing Systems | A | Incremental Summer Peak Savings (MW) | Achievable Economic UCT Potential | 0 | 0 | 0 | 0 | 0 | 0 | 0 | 0 | 0 | 0 | 0 | 0 | 0 | 0 | 0 | 0 | 0 | 0 | 0 | 0 | 0 | 0 | 0 | 0 | 0 | 0 | 0
F6_Commercial_Interruptible - Health_Existing_Space Heating_Natural Gas_Windows - Secondary Glazing Systems_A_Achievable Economic UCT Potential | F6 | Commercial | Interruptible - Health | Existing | Space Heating | Natural Gas | Windows - Secondary Glazing Systems | A | Incremental Winter Peak Savings (MW) | Achievable Economic UCT Potential | 0 | 0 | 0 | 0 | 0 | 0 | 0 | 0 | 0 | 0 | 0 | 0 | 0 | 0 | 0 | 0 | 0 | 0 | 0 | 0 | 0 | 0 | 0 | 0 | 0 | 0 | 0
F7_Commercial_Interruptible - Health_Existing_Space Heating_Natural Gas_Windows - Secondary Glazing Systems_A_Achievable Economic UCT Potential | F7 | Commercial | Interruptible - Health | Existing | Space Heating | Natural Gas | Windows - Secondary Glazing Systems | A | Cumulative Energy Savings (MWh or mTherms) | Achievable Economic UCT Potential | 0 | 0 | 0.17452 | 0.26707 | 0.57942 | 1.0828 | 1.8397 | 2.9131 | 4.3582 | 6.2114 | 8.4773 | 11.1167 | 14.0389 | 17.1016 | 20.1255 | 22.9184 | 25.3107 | 27.2007 | 28.5547 | 29.48 | 29.8854 | 30.1649 | 29.9819 | 29.8035 | 29.6294 | 29.4589 | 29.2917
F8_Commercial_Interruptible - Health_Existing_Space Heating_Natural Gas_Windows - Secondary Glazing Systems_A_Achievable Economic UCT Potential | F8 | Commercial | Interruptible - Health | Existing | Space Heating | Natural Gas | Windows - Secondary Glazing Systems | A | Cumulative Summer Peak Savings (MW) | Achievable Economic UCT Potential | 0 | 0 | 0 | 0 | 0 | 0 | 0 | 0 | 0 | 0 | 0 | 0 | 0 | 0 | 0 | 0 | 0 | 0 | 0 | 0 | 0 | 0 | 0 | 0 | 0 | 0 | 0
F9_Commercial_Interruptible - Health_Existing_Space Heating_Natural Gas_Windows - Secondary Glazing Systems_A_Achievable Economic UCT Potential | F9 | Commercial | Interruptible - Health | Existing | Space Heating | Natural Gas | Windows - Secondary Glazing Systems | A | Cumulative Winter Peak Savings (MW) | Achievable Economic UCT Potential | 0 | 0 | 0 | 0 | 0 | 0 | 0 | 0 | 0 | 0 | 0 | 0 | 0 | 0 | 0 | 0 | 0 | 0 | 0 | 0 | 0 | 0 | 0 | 0 | 0 | 0 | 0
F10_Commercial_Interruptible - Health_Existing_Space Heating_Natural Gas_Windows - Secondary Glazing Systems_A_Achievable Economic UCT Potential | F10 | Commercial | Interruptible - Health | Existing | Space Heating | Natural Gas | Windows - Secondary Glazing Systems | A | Purchases (Incremental) | Achievable Economic UCT Potential | 0 | 0 | 15.8444 | 8.5258 | 28.8418 | 46.9151 | 71.2106 | 101.9888 | 138.7328 | 179.8478 | 222.4407 | 262.3104 | 294.2953 | 313.0748 | 314.3818 | 296.3579 | 260.5648 | 212.1048 | 158.538 | 116.155 | 63.3777 | 50.7022 | 0 | 0 | 0 | 0 | 0
F11_Commercial_Interruptible - Health_Existing_Space Heating_Natural Gas_Windows - Secondary Glazing Systems_A_Achievable Economic UCT Potential | F11 | Commercial | Interruptible - Health | Existing | Space Heating | Natural Gas | Windows - Secondary Glazing Systems | A | Purchases (Cumulative) | Achievable Economic UCT Potential | 0 | 0 | 15.8444 | 24.3702 | 53.212 | 100.1271 | 171.3377 | 273.3265 | 412.0593 | 591.9071 | 814.3478 | 1076.6582 | 1370.9535 | 1684.0282 | 1998.41 | 2294.7679 | 2555.3327 | 2767.4376 | 2925.9756 | 3042.1306 | 3105.5083 | 3156.2105 | 3156.2105 | 3156.2105 | 3156.2105 | 3156.2105 | 3156.2105
F1_Commercial_Interruptible - Health_Existing_Space Heating_Natural Gas_HVAC - Energy Recovery Ventilator_A_Achievable Economic UCT Potential | F1 | Commercial | Interruptible - Health | Existing | Space Heating | Natural Gas | HVAC - Energy Recovery Ventilator | A | Integrated Unit Energy Savings (kWh or therms) | Achievable Economic UCT Potential | 0 | 0 | 0.15302 | 0.15188 | 0.15036 | 0.14862 | 0.14664 | 0.14438 | 0.14181 | 0.1389 | 0.13567 | 0.13217 | 0.12849 | 0.12474 | 0.12109 | 0.11766 | 0.11459 | 0.11209 | 0.11019 | 0.10862 | 0.10746 | 0.1064 | 0.10575 | 0.10512 | 0.10451 | 0.1039 | 0.10331
F2_Commercial_Interruptible - Health_Existing_Space Heating_Natural Gas_HVAC - Energy Recovery Ventilator_A_Achievable Economic UCT Potential | F2 | Commercial | Interruptible - Health | Existing | Space Heating | Natural Gas | HVAC - Energy Recovery Ventilator | A | Integrated Unit Summer Peak Savings (kW) | Achievable Economic UCT Potential | 0 | 0 | 0 | 0 | 0 | 0 | 0 | 0 | 0 | 0 | 0 | 0 | 0 | 0 | 0 | 0 | 0 | 0 | 0 | 0 | 0 | 0 | 0 | 0 | 0 | 0 | 0
F3_Commercial_Interruptible - Health_Existing_Space Heating_Natural Gas_HVAC - Energy Recovery Ventilator_A_Achievable Economic UCT Potential | F3 | Commercial | Interruptible - Health | Existing | Space Heating | Natural Gas | HVAC - Energy Recovery Ventilator | A | Integrated Unit Winter Peak Savings (kW) | Achievable Economic UCT Potential | 0 | 0 | 0 | 0 | 0 | 0 | 0 | 0 | 0 | 0 | 0 | 0 | 0 | 0 | 0 | 0 | 0 | 0 | 0 | 0 | 0 | 0 | 0 | 0 | 0 | 0 | 0
F4_Commercial_Interruptible - Health_Existing_Space Heating_Natural Gas_HVAC - Energy Recovery Ventilator_A_Achievable Economic UCT Potential | F4 | Commercial | Interruptible - Health | Existing | Space Heating | Natural Gas | HVAC - Energy Recovery Ventilator | A | Incremental Energy Savings (MWh or mTherms) | Achievable Economic UCT Potential | 0 | 0 | 0.40551 | 0.82616 | 0.81789 | 0.80844 | 0.79768 | 0.78538 | 0.77137 | 0.75556 | 0.738 | 0.71896 | 0.69892 | 0.67855 | 0.65866 | 0.64002 | 0.6233 | 0.60974 | 0.5994 | 0.59085 | 0.58455 | 0.57875 | 0 | 0 | 0 | 0 | 0
F5_Commercial_Interruptible - Health_Existing_Space Heating_Natural Gas_HVAC - Energy Recovery Ventilator_A_Achievable Economic UCT Potential | F5 | Commercial | Interruptible - Health | Existing | Space Heating | Natural Gas | HVAC - Energy Recovery Ventilator | A | Incremental Summer Peak Savings (MW) | Achievable Economic UCT Potential | 0 | 0 | 0 | 0 | 0 | 0 | 0 | 0 | 0 | 0 | 0 | 0 | 0 | 0 | 0 | 0 | 0 | 0 | 0 | 0 | 0 | 0 | 0 | 0 | 0 | 0 | 0
F6_Commercial_Interruptible - Health_Existing_Space Heating_Natural Gas_HVAC - Energy Recovery Ventilator_A_Achievable Economic UCT Potential | F6 | Commercial | Interruptible - Health | Existing | Space Heating | Natural Gas | HVAC - Energy Recovery Ventilator | A | Incremental Winter Peak Savings (MW) | Achievable Economic UCT Potential | 0 | 0 | 0 | 0 | 0 | 0 | 0 | 0 | 0 | 0 | 0 | 0 | 0 | 0 | 0 | 0 | 0 | 0 | 0 | 0 | 0 | 0 | 0 | 0 | 0 | 0 | 0
F7_Commercial_Interruptible - Health_Existing_Space Heating_Natural Gas_HVAC - Energy Recovery Ventilator_A_Achievable Economic UCT Potential | F7 | Commercial | Interruptible - Health | Existing | Space Heating | Natural Gas | HVAC - Energy Recovery Ventilator | A | Cumulative Energy Savings (MWh or mTherms) | Achievable Economic UCT Potential | 0 | 0 | 0.40551 | 1.2286 | 2.0342 | 2.8192 | 3.5793 | 4.3095 | 5.004 | 5.657 | 6.2635 | 6.8209 | 7.3297 | 7.7946 | 8.2248 | 8.6321 | 9.0299 | 9.4431 | 9.8824 | 10.3324 | 10.8066 | 11.2782 | 11.2097 | 11.143 | 11.0779 | 11.0141 | 10.9516
F8_Commercial_Interruptible - Health_Existing_Space Heating_Natural Gas_HVAC - Energy Recovery Ventilator_A_Achievable Economic UCT Potential | F8 | Commercial | Interruptible - Health | Existing | Space Heating | Natural Gas | HVAC - Energy Recovery Ventilator | A | Cumulative Summer Peak Savings (MW) | Achievable Economic UCT Potential | 0 | 0 | 0 | 0 | 0 | 0 | 0 | 0 | 0 | 0 | 0 | 0 | 0 | 0 | 0 | 0 | 0 | 0 | 0 | 0 | 0 | 0 | 0 | 0 | 0 | 0 | 0
F9_Commercial_Interruptible - Health_Existing_Space Heating_Natural Gas_HVAC - Energy Recovery Ventilator_A_Achievable Economic UCT Potential | F9 | Commercial | Interruptible - Health | Existing | Space Heating | Natural Gas | HVAC - Energy Recovery Ventilator | A | Cumulative Winter Peak Savings (MW) | Achievable Economic UCT Potential | 0 | 0 | 0 | 0 | 0 | 0 | 0 | 0 | 0 | 0 | 0 | 0 | 0 | 0 | 0 | 0 | 0 | 0 | 0 | 0 | 0 | 0 | 0 | 0 | 0 | 0 | 0
F10_Commercial_Interruptible - Health_Existing_Space Heating_Natural Gas_HVAC - Energy Recovery Ventilator_A_Achievable Economic UCT Potential | F10 | Commercial | Interruptible - Health | Existing | Space Heating | Natural Gas | HVAC - Energy Recovery Ventilator | A | Purchases (Incremental) | Achievable Economic UCT Potential | 0 | 0 | 2650.0699 | 5439.6172 | 5439.6172 | 5439.6172 | 5439.6172 | 5439.6172 | 5439.6172 | 5439.6172 | 5439.6172 | 5439.6172 | 5439.6172 | 5439.6172 | 5439.6172 | 5439.6172 | 5439.6172 | 5439.6172 | 5439.6172 | 5439.6172 | 5439.6172 | 5439.6172 | 0 | 0 | 0 | 0 | 0
F11_Commercial_Interruptible - Health_Existing_Space Heating_Natural Gas_HVAC - Energy Recovery Ventilator_A_Achievable Economic UCT Potential | F11 | Commercial | Interruptible - Health | Existing | Space Heating | Natural Gas | HVAC - Energy Recovery Ventilator | A | Purchases (Cumulative) | Achievable Economic UCT Potential | 0 | 0 | 2650.0699 | 8089.6871 | 13529.3043 | 18968.9215 | 24408.5387 | 29848.1558 | 35287.773 | 40727.3902 | 46167.0074 | 51606.6246 | 57046.2418 | 62485.859 | 67925.4762 | 73365.0933 | 78804.7105 | 84244.3277 | 89683.9449 | 95123.5621 | 100563.1793 | 106002.7965 | 106002.7965 | 106002.7965 | 106002.7965 | 106002.7965 | 106002.7965
F1_Commercial_Interruptible - Health_Existing_Space Heating_Natural Gas_Building Shell - Air Sealing (Infiltration Control)_A_Achievable Economic UCT Potential | F1 | Commercial | Interruptible - Health | Existing | Space Heating | Natural Gas | Building Shell - Air Sealing (Infiltration Control) | A | Integrated Unit Energy Savings (kWh or therms) | Achievable Economic UCT Potential | 0 | 0 | 24.9595 | 24.8726 | 24.7534 | 24.6239 | 24.4881 | 24.3471 | 24.2019 | 24.0535 | 23.9027 | 23.7503 | 23.597 | 23.4434 | 23.2903 | 23.1382 | 22.9875 | 22.8385 | 22.6918 | 22.5475 | 22.406 | 22.2671 | 22.1321 | 22.0005 | 21.8721 | 21.7463 | 21.6229
F2_Commercial_Interruptible - Health_Existing_Space Heating_Natural Gas_Building Shell - Air Sealing (Infiltration Control)_A_Achievable Economic UCT Potential | F2 | Commercial | Interruptible - Health | Existing | Space Heating | Natural Gas | Building Shell - Air Sealing (Infiltration Control) | A | Integrated Unit Summer Peak Savings (kW) | Achievable Economic UCT Potential | 0 | 0 | 0 | 0 | 0 | 0 | 0 | 0 | 0 | 0 | 0 | 0 | 0 | 0 | 0 | 0 | 0 | 0 | 0 | 0 | 0 | 0 | 0 | 0 | 0 | 0 | 0
F3_Commercial_Interruptible - Health_Existing_Space Heating_Natural Gas_Building Shell - Air Sealing (Infiltration Control)_A_Achievable Economic UCT Potential | F3 | Commercial | Interruptible - Health | Existing | Space Heating | Natural Gas | Building Shell - Air Sealing (Infiltration Control) | A | Integrated Unit Winter Peak Savings (kW) | Achievable Economic UCT Potential | 0 | 0 | 0 | 0 | 0 | 0 | 0 | 0 | 0 | 0 | 0 | 0 | 0 | 0 | 0 | 0 | 0 | 0 | 0 | 0 | 0 | 0 | 0 | 0 | 0 | 0 | 0
F4_Commercial_Interruptible - Health_Existing_Space Heating_Natural Gas_Building Shell - Air Sealing (Infiltration Control)_A_Achievable Economic UCT Potential | F4 | Commercial | Interruptible - Health | Existing | Space Heating | Natural Gas | Building Shell - Air Sealing (Infiltration Control) | A | Incremental Energy Savings (MWh or mTherms) | Achievable Economic UCT Potential | 0 | 0 | 0.0073764 | 0.0039554 | 0.013316 | 0.021548 | 0.032526 | 0.046316 | 0.062627 | 0.080689 | 0.099173 | 0.1162 | 0.12256 | 0.13317 | 0.12404 | 0.10765 | 0.081189 | 0.046908 | 0.0083826 | 0 | 0 | 0 | 0 | 0 | 0 | 0 | 0
F5_Commercial_Interruptible - Health_Existing_Space Heating_Natural Gas_Building Shell - Air Sealing (Infiltration Control)_A_Achievable Economic UCT Potential | F5 | Commercial | Interruptible - Health | Existing | Space Heating | Natural Gas | Building Shell - Air Sealing (Infiltration Control) | A | Incremental Summer Peak Savings (MW) | Achievable Economic UCT Potential | 0 | 0 | 0 | 0 | 0 | 0 | 0 | 0 | 0 | 0 | 0 | 0 | 0 | 0 | 0 | 0 | 0 | 0 | 0 | 0 | 0 | 0 | 0 | 0 | 0 | 0 | 0
F6_Commercial_Interruptible - Health_Existing_Space Heating_Natural Gas_Building Shell - Air Sealing (Infiltration Control)_A_Achievable Economic UCT Potential | F6 | Commercial | Interruptible - Health | Existing | Space Heating | Natural Gas | Building Shell - Air Sealing (Infiltration Control) | A | Incremental Winter Peak Savings (MW) | Achievable Economic UCT Potential | 0 | 0 | 0 | 0 | 0 | 0 | 0 | 0 | 0 | 0 | 0 | 0 | 0 | 0 | 0 | 0 | 0 | 0 | 0 | 0 | 0 | 0 | 0 | 0 | 0 | 0 | 0
F7_Commercial_Interruptible - Health_Existing_Space Heating_Natural Gas_Building Shell - Air Sealing (Infiltration Control)_A_Achievable Economic UCT Potential | F7 | Commercial | Interruptible - Health | Existing | Space Heating | Natural Gas | Building Shell - Air Sealing (Infiltration Control) | A | Cumulative Energy Savings (MWh or mTherms) | Achievable Economic UCT Potential | 0 | 0 | 0.0073764 | 0.011306 | 0.024568 | 0.045988 | 0.07826 | 0.12413 | 0.18601 | 0.26556 | 0.36307 | 0.47696 | 0.59643 | 0.72572 | 0.84503 | 0.94716 | 1.0222 | 1.0625 | 1.064 | 1.0573 | 1.0506 | 1.0441 | 1.0378 | 1.0316 | 1.0256 | 1.0197 | 1.0139
F8_Commercial_Interruptible - Health_Existing_Space Heating_Natural Gas_Building Shell - Air Sealing (Infiltration Control)_A_Achievable Economic UCT Potential | F8 | Commercial | Interruptible - Health | Existing | Space Heating | Natural Gas | Building Shell - Air Sealing (Infiltration Control) | A | Cumulative Summer Peak Savings (MW) | Achievable Economic UCT Potential | 0 | 0 | 0 | 0 | 0 | 0 | 0 | 0 | 0 | 0 | 0 | 0 | 0 | 0 | 0 | 0 | 0 | 0 | 0 | 0 | 0 | 0 | 0 | 0 | 0 | 0 | 0
F9_Commercial_Interruptible - Health_Existing_Space Heating_Natural Gas_Building Shell - Air Sealing (Infiltration Control)_A_Achievable Economic UCT Potential | F9 | Commercial | Interruptible - Health | Existing | Space Heating | Natural Gas | Building Shell - Air Sealing (Infiltration Control) | A | Cumulative Winter Peak Savings (MW) | Achievable Economic UCT Potential | 0 | 0 | 0 | 0 | 0 | 0 | 0 | 0 | 0 | 0 | 0 | 0 | 0 | 0 | 0 | 0 | 0 | 0 | 0 | 0 | 0 | 0 | 0 | 0 | 0 | 0 | 0
F10_Commercial_Interruptible - Health_Existing_Space Heating_Natural Gas_Building Shell - Air Sealing (Infiltration Control)_A_Achievable Economic UCT Potential | F10 | Commercial | Interruptible - Health | Existing | Space Heating | Natural Gas | Building Shell - Air Sealing (Infiltration Control) | A | Purchases (Incremental) | Achievable Economic UCT Potential | 0 | 0 | 0.29553 | 0.15902 | 0.53797 | 0.87507 | 1.3282 | 1.9023 | 2.5877 | 3.3546 | 4.149 | 4.8927 | 5.1937 | 5.6805 | 5.326 | 4.6527 | 3.5319 | 2.0539 | 0.36941 | 0 | 0 | 0 | 0 | 0 | 0 | 0 | 0
F11_Commercial_Interruptible - Health_Existing_Space Heating_Natural Gas_Building Shell - Air Sealing (Infiltration Control)_A_Achievable Economic UCT Potential | F11 | Commercial | Interruptible - Health | Existing | Space Heating | Natural Gas | Building Shell - Air Sealing (Infiltration Control) | A | Purchases (Cumulative) | Achievable Economic UCT Potential | 0 | 0 | 0.29553 | 0.45456 | 0.99252 | 1.8676 | 3.1958 | 5.0982 | 7.6858 | 11.0404 | 15.1894 | 20.0821 | 25.2759 | 30.9564 | 36.2824 | 40.9351 | 44.4669 | 46.5209 | 46.8903 | 46.8903 | 46.8903 | 46.8903 | 46.8903 | 46.8903 | 46.8903 | 46.8903 | 46.8903
F1_Commercial_Interruptible - Health_Existing_Space Heating_Natural Gas_Ventilation - Demand Controlled_A_Achievable Economic UCT Potential | F1 | Commercial | Interruptible - Health | Existing | Space Heating | Natural Gas | Ventilation - Demand Controlled | A | Integrated Unit Energy Savings (kWh or therms) | Achievable Economic UCT Potential | 0 | 0 | 0.037621 | 0.037269 | 0.036825 | 0.036329 | 0.035777 | 0.035157 | 0.034463 | 0.033692 | 0.032845 | 0.031935 | 0.030985 | 0.030032 | 0.029113 | 0.028252 | 0.027477 | 0.026843 | 0.026353 | 0.025942 | 0.025631 | 0.025343 | 0.025189 | 0.025039 | 0.024892 | 0.024749 | 0.024609
F2_Commercial_Interruptible - Health_Existing_Space Heating_Natural Gas_Ventilation - Demand Controlled_A_Achievable Economic UCT Potential | F2 | Commercial | Interruptible - Health | Existing | Space Heating | Natural Gas | Ventilation - Demand Controlled | A | Integrated Unit Summer Peak Savings (kW) | Achievable Economic UCT Potential | 0 | 0 | 0 | 0 | 0 | 0 | 0 | 0 | 0 | 0 | 0 | 0 | 0 | 0 | 0 | 0 | 0 | 0 | 0 | 0 | 0 | 0 | 0 | 0 | 0 | 0 | 0
F3_Commercial_Interruptible - Health_Existing_Space Heating_Natural Gas_Ventilation - Demand Controlled_A_Achievable Economic UCT Potential | F3 | Commercial | Interruptible - Health | Existing | Space Heating | Natural Gas | Ventilation - Demand Controlled | A | Integrated Unit Winter Peak Savings (kW) | Achievable Economic UCT Potential | 0 | 0 | 0 | 0 | 0 | 0 | 0 | 0 | 0 | 0 | 0 | 0 | 0 | 0 | 0 | 0 | 0 | 0 | 0 | 0 | 0 | 0 | 0 | 0 | 0 | 0 | 0
F4_Commercial_Interruptible - Health_Existing_Space Heating_Natural Gas_Ventilation - Demand Controlled_A_Achievable Economic UCT Potential | F4 | Commercial | Interruptible - Health | Existing | Space Heating | Natural Gas | Ventilation - Demand Controlled | A | Incremental Energy Savings (MWh or mTherms) | Achievable Economic UCT Potential | 0 | 0 | 0.34297 | 0.41716 | 0.5044 | 0.57765 | 0.64887 | 0.74546 | 0.80164 | 0.8006 | 0.7355 | 0.61472 | 0.17907 | 0 | 0 | 0 | 0 | 0 | 0 | 0 | 0 | 0 | 0 | 0 | 0 | 0 | 0
F5_Commercial_Interruptible - Health_Existing_Space Heating_Natural Gas_Ventilation - Demand Controlled_A_Achievable Economic UCT Potential | F5 | Commercial | Interruptible - Health | Existing | Space Heating | Natural Gas | Ventilation - Demand Controlled | A | Incremental Summer Peak Savings (MW) | Achievable Economic UCT Potential | 0 | 0 | 0 | 0 | 0 | 0 | 0 | 0 | 0 | 0 | 0 | 0 | 0 | 0 | 0 | 0 | 0 | 0 | 0 | 0 | 0 | 0 | 0 | 0 | 0 | 0 | 0
F6_Commercial_Interruptible - Health_Existing_Space Heating_Natural Gas_Ventilation - Demand Controlled_A_Achievable Economic UCT Potential | F6 | Commercial | Interruptible - Health | Existing | Space Heating | Natural Gas | Ventilation - Demand Controlled | A | Incremental Winter Peak Savings (MW) | Achievable Economic UCT Potential | 0 | 0 | 0 | 0 | 0 | 0 | 0 | 0 | 0 | 0 | 0 | 0 | 0 | 0 | 0 | 0 | 0 | 0 | 0 | 0 | 0 | 0 | 0 | 0 | 0 | 0 | 0
F7_Commercial_Interruptible - Health_Existing_Space Heating_Natural Gas_Ventilation - Demand Controlled_A_Achievable Economic UCT Potential | F7 | Commercial | Interruptible - Health | Existing | Space Heating | Natural Gas | Ventilation - Demand Controlled | A | Cumulative Energy Savings (MWh or mTherms) | Achievable Economic UCT Potential | 0 | 0 | 0.34297 | 0.75691 | 1.2523 | 1.8131 | 2.4344 | 3.1377 | 3.8774 | 4.5912 | 5.2113 | 5.6817 | 5.6917 | 5.5167 | 5.3479 | 5.1897 | 5.0473 | 4.9309 | 4.8408 | 4.7654 | 4.7082 | 4.6553 | 4.627 | 4.5995 | 4.5726 | 4.5462 | 4.5204
F8_Commercial_Interruptible - Health_Existing_Space Heating_Natural Gas_Ventilation - Demand Controlled_A_Achievable Economic UCT Potential | F8 | Commercial | Interruptible - Health | Existing | Space Heating | Natural Gas | Ventilation - Demand Controlled | A | Cumulative Summer Peak Savings (MW) | Achievable Economic UCT Potential | 0 | 0 | 0 | 0 | 0 | 0 | 0 | 0 | 0 | 0 | 0 | 0 | 0 | 0 | 0 | 0 | 0 | 0 | 0 | 0 | 0 | 0 | 0 | 0 | 0 | 0 | 0
F9_Commercial_Interruptible - Health_Existing_Space Heating_Natural Gas_Ventilation - Demand Controlled_A_Achievable Economic UCT Potential | F9 | Commercial | Interruptible - Health | Existing | Space Heating | Natural Gas | Ventilation - Demand Controlled | A | Cumulative Winter Peak Savings (MW) | Achievable Economic UCT Potential | 0 | 0 | 0 | 0 | 0 | 0 | 0 | 0 | 0 | 0 | 0 | 0 | 0 | 0 | 0 | 0 | 0 | 0 | 0 | 0 | 0 | 0 | 0 | 0 | 0 | 0 | 0
F10_Commercial_Interruptible - Health_Existing_Space Heating_Natural Gas_Ventilation - Demand Controlled_A_Achievable Economic UCT Potential | F10 | Commercial | Interruptible - Health | Existing | Space Heating | Natural Gas | Ventilation - Demand Controlled | A | Purchases (Incremental) | Achievable Economic UCT Potential | 0 | 0 | 9116.2405 | 11193.2895 | 13697.3107 | 15900.4195 | 18136.4419 | 21203.6807 | 23260.767 | 23762.5165 | 22393.3201 | 19248.9554 | 5779.4139 | 0 | 0 | 0 | 0 | 0 | 0 | 0 | 0 | 0 | 0 | 0 | 0 | 0 | 0
F11_Commercial_Interruptible - Health_Existing_Space Heating_Natural Gas_Ventilation - Demand Controlled_A_Achievable Economic UCT Potential | F11 | Commercial | Interruptible - Health | Existing | Space Heating | Natural Gas | Ventilation - Demand Controlled | A | Purchases (Cumulative) | Achievable Economic UCT Potential | 0 | 0 | 9116.2405 | 20309.5299 | 34006.8406 | 49907.2601 | 68043.702 | 89247.3827 | 112508.1496 | 136270.6661 | 158663.9862 | 177912.9416 | 183692.3555 | 183692.3555 | 183692.3555 | 183692.3555 | 183692.3555 | 183692.3555 | 183692.3555 | 183692.3555 | 183692.3555 | 183692.3555 | 183692.3555 | 183692.3555 | 183692.3555 | 183692.3555 | 183692.3555
F1_Commercial_Interruptible - Health_Existing_Space Heating_Natural Gas_HVAC - Dedicated Outdoor Air System (DOAS)_A_Achievable Economic UCT Potential | F1 | Commercial | Interruptible - Health | Existing | Space Heating | Natural Gas | HVAC - Dedicated Outdoor Air System (DOAS) | A | Integrated Unit Energy Savings (kWh or therms) | Achievable Economic UCT Potential | 0 | 0 | -0.032679 | -0.032565 | -0.032409 | -0.03224 | -0.032062 | -0.031877 | -0.031687 | -0.031493 | -0.031296 | -0.031096 | -0.030895 | -0.030694 | -0.030494 | -0.030295 | -0.030097 | -0.029902 | -0.02971 | -0.029521 | -0.029336 | -0.029154 | -0.028977 | -0.028805 | -0.028637 | -0.028472 | -0.028311
F2_Commercial_Interruptible - Health_Existing_Space Heating_Natural Gas_HVAC - Dedicated Outdoor Air System (DOAS)_A_Achievable Economic UCT Potential | F2 | Commercial | Interruptible - Health | Existing | Space Heating | Natural Gas | HVAC - Dedicated Outdoor Air System (DOAS) | A | Integrated Unit Summer Peak Savings (kW) | Achievable Economic UCT Potential | 0 | 0 | 0 | 0 | 0 | 0 | 0 | 0 | 0 | 0 | 0 | 0 | 0 | 0 | 0 | 0 | 0 | 0 | 0 | 0 | 0 | 0 | 0 | 0 | 0 | 0 | 0
F3_Commercial_Interruptible - Health_Existing_Space Heating_Natural Gas_HVAC - Dedicated Outdoor Air System (DOAS)_A_Achievable Economic UCT Potential | F3 | Commercial | Interruptible - Health | Existing | Space Heating | Natural Gas | HVAC - Dedicated Outdoor Air System (DOAS) | A | Integrated Unit Winter Peak Savings (kW) | Achievable Economic UCT Potential | 0 | 0 | 0 | 0 | 0 | 0 | 0 | 0 | 0 | 0 | 0 | 0 | 0 | 0 | 0 | 0 | 0 | 0 | 0 | 0 | 0 | 0 | 0 | 0 | 0 | 0 | 0
F4_Commercial_Interruptible - Health_Existing_Space Heating_Natural Gas_HVAC - Dedicated Outdoor Air System (DOAS)_A_Achievable Economic UCT Potential | F4 | Commercial | Interruptible - Health | Existing | Space Heating | Natural Gas | HVAC - Dedicated Outdoor Air System (DOAS) | A | Incremental Energy Savings (MWh or mTherms) | Achievable Economic UCT Potential | 0 | 0 | 0 | 0 | 0 | 0 | 0 | 0 | 0 | 0 | 0 | 0 | 0 | 0 | 0 | 0 | 0 | 0 | 0 | 0 | 0 | 0 | 0 | 0 | 0 | 0 | 0
F5_Commercial_Interruptible - Health_Existing_Space Heating_Natural Gas_HVAC - Dedicated Outdoor Air System (DOAS)_A_Achievable Economic UCT Potential | F5 | Commercial | Interruptible - Health | Existing | Space Heating | Natural Gas | HVAC - Dedicated Outdoor Air System (DOAS) | A | Incremental Summer Peak Savings (MW) | Achievable Economic UCT Potential | 0 | 0 | 0 | 0 | 0 | 0 | 0 | 0 | 0 | 0 | 0 | 0 | 0 | 0 | 0 | 0 | 0 | 0 | 0 | 0 | 0 | 0 | 0 | 0 | 0 | 0 | 0
F6_Commercial_Interruptible - Health_Existing_Space Heating_Natural Gas_HVAC - Dedicated Outdoor Air System (DOAS)_A_Achievable Economic UCT Potential | F6 | Commercial | Interruptible - Health | Existing | Space Heating | Natural Gas | HVAC - Dedicated Outdoor Air System (DOAS) | A | Incremental Winter Peak Savings (MW) | Achievable Economic UCT Potential | 0 | 0 | 0 | 0 | 0 | 0 | 0 | 0 | 0 | 0 | 0 | 0 | 0 | 0 | 0 | 0 | 0 | 0 | 0 | 0 | 0 | 0 | 0 | 0 | 0 | 0 | 0
F7_Commercial_Interruptible - Health_Existing_Space Heating_Natural Gas_HVAC - Dedicated Outdoor Air System (DOAS)_A_Achievable Economic UCT Potential | F7 | Commercial | Interruptible - Health | Existing | Space Heating | Natural Gas | HVAC - Dedicated Outdoor Air System (DOAS) | A | Cumulative Energy Savings (MWh or mTherms) | Achievable Economic UCT Potential | 0 | 0 | 0 | 0 | 0 | 0 | 0 | 0 | 0 | 0 | 0 | 0 | 0 | 0 | 0 | 0 | 0 | 0 | 0 | 0 | 0 | 0 | 0 | 0 | 0 | 0 | 0
F8_Commercial_Interruptible - Health_Existing_Space Heating_Natural Gas_HVAC - Dedicated Outdoor Air System (DOAS)_A_Achievable Economic UCT Potential | F8 | Commercial | Interruptible - Health | Existing | Space Heating | Natural Gas | HVAC - Dedicated Outdoor Air System (DOAS) | A | Cumulative Summer Peak Savings (MW) | Achievable Economic UCT Potential | 0 | 0 | 0 | 0 | 0 | 0 | 0 | 0 | 0 | 0 | 0 | 0 | 0 | 0 | 0 | 0 | 0 | 0 | 0 | 0 | 0 | 0 | 0 | 0 | 0 | 0 | 0
F9_Commercial_Interruptible - Health_Existing_Space Heating_Natural Gas_HVAC - Dedicated Outdoor Air System (DOAS)_A_Achievable Economic UCT Potential | F9 | Commercial | Interruptible - Health | Existing | Space Heating | Natural Gas | HVAC - Dedicated Outdoor Air System (DOAS) | A | Cumulative Winter Peak Savings (MW) | Achievable Economic UCT Potential | 0 | 0 | 0 | 0 | 0 | 0 | 0 | 0 | 0 | 0 | 0 | 0 | 0 | 0 | 0 | 0 | 0 | 0 | 0 | 0 | 0 | 0 | 0 | 0 | 0 | 0 | 0
F10_Commercial_Interruptible - Health_Existing_Space Heating_Natural Gas_HVAC - Dedicated Outdoor Air System (DOAS)_A_Achievable Economic UCT Potential | F10 | Commercial | Interruptible - Health | Existing | Space Heating | Natural Gas | HVAC - Dedicated Outdoor Air System (DOAS) | A | Purchases (Incremental) | Achievable Economic UCT Potential | 0 | 0 | 0 | 0 | 0 | 0 | 0 | 0 | 0 | 0 | 0 | 0 | 0 | 0 | 0 | 0 | 0 | 0 | 0 | 0 | 0 | 0 | 0 | 0 | 0 | 0 | 0
F11_Commercial_Interruptible - Health_Existing_Space Heating_Natural Gas_HVAC - Dedicated Outdoor Air System (DOAS)_A_Achievable Economic UCT Potential | F11 | Commercial | Interruptible - Health | Existing | Space Heating | Natural Gas | HVAC - Dedicated Outdoor Air System (DOAS) | A | Purchases (Cumulative) | Achievable Economic UCT Potential | 0 | 0 | 0 | 0 | 0 | 0 | 0 | 0 | 0 | 0 | 0 | 0 | 0 | 0 | 0 | 0 | 0 | 0 | 0 | 0 | 0 | 0 | 0 | 0 | 0 | 0 | 0
F1_Commercial_Interruptible - Health_Existing_Space Heating_Natural Gas_Destratification Fans (HVLS)_A_Achievable Economic UCT Potential | F1 | Commercial | Interruptible - Health | Existing | Space Heating | Natural Gas | Destratification Fans (HVLS) | A | Integrated Unit Energy Savings (kWh or therms) | Achievable Economic UCT Potential | 0 | 0 | 762.1431 | 754.2504 | 744.336 | 733.242 | 720.8547 | 706.9286 | 691.3942 | 674.2903 | 655.7944 | 636.2601 | 616.533 | 597.0799 | 578.3846 | 560.9373 | 545.3044 | 532.5223 | 522.6482 | 514.3999 | 508.1832 | 502.4308 | 499.3792 | 496.4061 | 493.5026 | 490.6609 | 487.8741
F2_Commercial_Interruptible - Health_Existing_Space Heating_Natural Gas_Destratification Fans (HVLS)_A_Achievable Economic UCT Potential | F2 | Commercial | Interruptible - Health | Existing | Space Heating | Natural Gas | Destratification Fans (HVLS) | A | Integrated Unit Summer Peak Savings (kW) | Achievable Economic UCT Potential | 0 | 0 | 0 | 0 | 0 | 0 | 0 | 0 | 0 | 0 | 0 | 0 | 0 | 0 | 0 | 0 | 0 | 0 | 0 | 0 | 0 | 0 | 0 | 0 | 0 | 0 | 0
F3_Commercial_Interruptible - Health_Existing_Space Heating_Natural Gas_Destratification Fans (HVLS)_A_Achievable Economic UCT Potential | F3 | Commercial | Interruptible - Health | Existing | Space Heating | Natural Gas | Destratification Fans (HVLS) | A | Integrated Unit Winter Peak Savings (kW) | Achievable Economic UCT Potential | 0 | 0 | 0 | 0 | 0 | 0 | 0 | 0 | 0 | 0 | 0 | 0 | 0 | 0 | 0 | 0 | 0 | 0 | 0 | 0 | 0 | 0 | 0 | 0 | 0 | 0 | 0
F4_Commercial_Interruptible - Health_Existing_Space Heating_Natural Gas_Destratification Fans (HVLS)_A_Achievable Economic UCT Potential | F4 | Commercial | Interruptible - Health | Existing | Space Heating | Natural Gas | Destratification Fans (HVLS) | A | Incremental Energy Savings (MWh or mTherms) | Achievable Economic UCT Potential | 0 | 0 | 0.087057 | 0.17685 | 0.17452 | 0.17192 | 0.16902 | 0.16575 | 0.16211 | 0.1581 | 0.15376 | 0.14918 | 0.14456 | 0.14 | 0.13561 | 0.13152 | 0.12786 | 0.06403 | 0 | 1.7133e-16 | 4.2315e-17 | 0 | 0 | 0 | 0 | 0 | 0
F5_Commercial_Interruptible - Health_Existing_Space Heating_Natural Gas_Destratification Fans (HVLS)_A_Achievable Economic UCT Potential | F5 | Commercial | Interruptible - Health | Existing | Space Heating | Natural Gas | Destratification Fans (HVLS) | A | Incremental Summer Peak Savings (MW) | Achievable Economic UCT Potential | 0 | 0 | 0 | 0 | 0 | 0 | 0 | 0 | 0 | 0 | 0 | 0 | 0 | 0 | 0 | 0 | 0 | 0 | 0 | 0 | 0 | 0 | 0 | 0 | 0 | 0 | 0
F6_Commercial_Interruptible - Health_Existing_Space Heating_Natural Gas_Destratification Fans (HVLS)_A_Achievable Economic UCT Potential | F6 | Commercial | Interruptible - Health | Existing | Space Heating | Natural Gas | Destratification Fans (HVLS) | A | Incremental Winter Peak Savings (MW) | Achievable Economic UCT Potential | 0 | 0 | 0 | 0 | 0 | 0 | 0 | 0 | 0 | 0 | 0 | 0 | 0 | 0 | 0 | 0 | 0 | 0 | 0 | 0 | 0 | 0 | 0 | 0 | 0 | 0 | 0
F7_Commercial_Interruptible - Health_Existing_Space Heating_Natural Gas_Destratification Fans (HVLS)_A_Achievable Economic UCT Potential | F7 | Commercial | Interruptible - Health | Existing | Space Heating | Natural Gas | Destratification Fans (HVLS) | A | Cumulative Energy Savings (MWh or mTherms) | Achievable Economic UCT Potential | 0 | 0 | 0.087057 | 0.263 | 0.43407 | 0.59952 | 0.75841 | 0.9095 | 1.0516 | 1.1837 | 1.305 | 1.4153 | 1.516 | 1.6081 | 1.6934 | 1.7738 | 1.8523 | 1.8729 | 1.8382 | 1.8091 | 1.7873 | 1.767 | 1.7563 | 1.7459 | 1.7356 | 1.7257 | 1.7159
F8_Commercial_Interruptible - Health_Existing_Space Heating_Natural Gas_Destratification Fans (HVLS)_A_Achievable Economic UCT Potential | F8 | Commercial | Interruptible - Health | Existing | Space Heating | Natural Gas | Destratification Fans (HVLS) | A | Cumulative Summer Peak Savings (MW) | Achievable Economic UCT Potential | 0 | 0 | 0 | 0 | 0 | 0 | 0 | 0 | 0 | 0 | 0 | 0 | 0 | 0 | 0 | 0 | 0 | 0 | 0 | 0 | 0 | 0 | 0 | 0 | 0 | 0 | 0
F9_Commercial_Interruptible - Health_Existing_Space Heating_Natural Gas_Destratification Fans (HVLS)_A_Achievable Economic UCT Potential | F9 | Commercial | Interruptible - Health | Existing | Space Heating | Natural Gas | Destratification Fans (HVLS) | A | Cumulative Winter Peak Savings (MW) | Achievable Economic UCT Potential | 0 | 0 | 0 | 0 | 0 | 0 | 0 | 0 | 0 | 0 | 0 | 0 | 0 | 0 | 0 | 0 | 0 | 0 | 0 | 0 | 0 | 0 | 0 | 0 | 0 | 0 | 0
F10_Commercial_Interruptible - Health_Existing_Space Heating_Natural Gas_Destratification Fans (HVLS)_A_Achievable Economic UCT Potential | F10 | Commercial | Interruptible - Health | Existing | Space Heating | Natural Gas | Destratification Fans (HVLS) | A | Purchases (Incremental) | Achievable Economic UCT Potential | 0 | 0 | 0.11423 | 0.23447 | 0.23447 | 0.23447 | 0.23447 | 0.23447 | 0.23447 | 0.23447 | 0.23447 | 0.23447 | 0.23447 | 0.23447 | 0.23447 | 0.23447 | 0.23447 | 0.12024 | 0 | 3.3307e-16 | 8.3267e-17 | 0 | 0 | 0 | 0 | 0 | 0
F11_Commercial_Interruptible - Health_Existing_Space Heating_Natural Gas_Destratification Fans (HVLS)_A_Achievable Economic UCT Potential | F11 | Commercial | Interruptible - Health | Existing | Space Heating | Natural Gas | Destratification Fans (HVLS) | A | Purchases (Cumulative) | Achievable Economic UCT Potential | 0 | 0 | 0.11423 | 0.34869 | 0.58316 | 0.81763 | 1.0521 | 1.2866 | 1.521 | 1.7555 | 1.99 | 2.2244 | 2.4589 | 2.6934 | 2.9278 | 3.1623 | 3.3968 | 3.517 | 3.517 | 3.517 | 3.517 | 3.517 | 3.517 | 3.517 | 3.517 | 3.517 | 3.517
F1_Commercial_Interruptible - Health_Existing_Space Heating_Natural Gas_Gas Boiler - Maintenance_A_Achievable Economic UCT Potential | F1 | Commercial | Interruptible - Health | Existing | Space Heating | Natural Gas | Gas Boiler - Maintenance | A | Integrated Unit Energy Savings (kWh or therms) | Achievable Economic UCT Potential | 0 | 0 | 0.17066 | 0.16815 | 0.16518 | 0.16212 | 0.15896 | 0.15554 | 0.15179 | 0.14773 | 0.14341 | 0.13893 | 0.13443 | 0.13001 | 0.12576 | 0.12179 | 0.11823 | 0.11531 | 0.11304 | 0.11113 | 0.10965 | 0.10828 | 0.10764 | 0.10701 | 0.1064 | 0.1058 | 0.10521
F2_Commercial_Interruptible - Health_Existing_Space Heating_Natural Gas_Gas Boiler - Maintenance_A_Achievable Economic UCT Potential | F2 | Commercial | Interruptible - Health | Existing | Space Heating | Natural Gas | Gas Boiler - Maintenance | A | Integrated Unit Summer Peak Savings (kW) | Achievable Economic UCT Potential | 0 | 0 | 0 | 0 | 0 | 0 | 0 | 0 | 0 | 0 | 0 | 0 | 0 | 0 | 0 | 0 | 0 | 0 | 0 | 0 | 0 | 0 | 0 | 0 | 0 | 0 | 0
F3_Commercial_Interruptible - Health_Existing_Space Heating_Natural Gas_Gas Boiler - Maintenance_A_Achievable Economic UCT Potential | F3 | Commercial | Interruptible - Health | Existing | Space Heating | Natural Gas | Gas Boiler - Maintenance | A | Integrated Unit Winter Peak Savings (kW) | Achievable Economic UCT Potential | 0 | 0 | 0 | 0 | 0 | 0 | 0 | 0 | 0 | 0 | 0 | 0 | 0 | 0 | 0 | 0 | 0 | 0 | 0 | 0 | 0 | 0 | 0 | 0 | 0 | 0 | 0
F4_Commercial_Interruptible - Health_Existing_Space Heating_Natural Gas_Gas Boiler - Maintenance_A_Achievable Economic UCT Potential | F4 | Commercial | Interruptible - Health | Existing | Space Heating | Natural Gas | Gas Boiler - Maintenance | A | Incremental Energy Savings (MWh or mTherms) | Achievable Economic UCT Potential | 0 | 0 | 0 | 0.097536 | 0.095813 | 0.094042 | 0 | 0 | 0 | 0 | 0 | 0 | 0 | 0 | 0 | 0 | 0 | 0 | 0 | 0 | 0 | 0 | 0 | 0 | 0 | 0 | 0
F5_Commercial_Interruptible - Health_Existing_Space Heating_Natural Gas_Gas Boiler - Maintenance_A_Achievable Economic UCT Potential | F5 | Commercial | Interruptible - Health | Existing | Space Heating | Natural Gas | Gas Boiler - Maintenance | A | Incremental Summer Peak Savings (MW) | Achievable Economic UCT Potential | 0 | 0 | 0 | 0 | 0 | 0 | 0 | 0 | 0 | 0 | 0 | 0 | 0 | 0 | 0 | 0 | 0 | 0 | 0 | 0 | 0 | 0 | 0 | 0 | 0 | 0 | 0
F6_Commercial_Interruptible - Health_Existing_Space Heating_Natural Gas_Gas Boiler - Maintenance_A_Achievable Economic UCT Potential | F6 | Commercial | Interruptible - Health | Existing | Space Heating | Natural Gas | Gas Boiler - Maintenance | A | Incremental Winter Peak Savings (MW) | Achievable Economic UCT Potential | 0 | 0 | 0 | 0 | 0 | 0 | 0 | 0 | 0 | 0 | 0 | 0 | 0 | 0 | 0 | 0 | 0 | 0 | 0 | 0 | 0 | 0 | 0 | 0 | 0 | 0 | 0
F7_Commercial_Interruptible - Health_Existing_Space Heating_Natural Gas_Gas Boiler - Maintenance_A_Achievable Economic UCT Potential | F7 | Commercial | Interruptible - Health | Existing | Space Heating | Natural Gas | Gas Boiler - Maintenance | A | Cumulative Energy Savings (MWh or mTherms) | Achievable Economic UCT Potential | 0 | 0 | 0 | 0.097536 | 0.19163 | 0.28213 | 0.27663 | 0.27068 | 0.26414 | 0.25708 | 0.24956 | 0.24177 | 0.23394 | 0.22624 | 0.21885 | 0.21194 | 0.20575 | 0.20066 | 0.19671 | 0.19338 | 0.19082 | 0.18843 | 0.18731 | 0.18622 | 0.18516 | 0.18411 | 0.18309
F8_Commercial_Interruptible - Health_Existing_Space Heating_Natural Gas_Gas Boiler - Maintenance_A_Achievable Economic UCT Potential | F8 | Commercial | Interruptible - Health | Existing | Space Heating | Natural Gas | Gas Boiler - Maintenance | A | Cumulative Summer Peak Savings (MW) | Achievable Economic UCT Potential | 0 | 0 | 0 | 0 | 0 | 0 | 0 | 0 | 0 | 0 | 0 | 0 | 0 | 0 | 0 | 0 | 0 | 0 | 0 | 0 | 0 | 0 | 0 | 0 | 0 | 0 | 0
F9_Commercial_Interruptible - Health_Existing_Space Heating_Natural Gas_Gas Boiler - Maintenance_A_Achievable Economic UCT Potential | F9 | Commercial | Interruptible - Health | Existing | Space Heating | Natural Gas | Gas Boiler - Maintenance | A | Cumulative Winter Peak Savings (MW) | Achievable Economic UCT Potential | 0 | 0 | 0 | 0 | 0 | 0 | 0 | 0 | 0 | 0 | 0 | 0 | 0 | 0 | 0 | 0 | 0 | 0 | 0 | 0 | 0 | 0 | 0 | 0 | 0 | 0 | 0
F10_Commercial_Interruptible - Health_Existing_Space Heating_Natural Gas_Gas Boiler - Maintenance_A_Achievable Economic UCT Potential | F10 | Commercial | Interruptible - Health | Existing | Space Heating | Natural Gas | Gas Boiler - Maintenance | A | Purchases (Incremental) | Achievable Economic UCT Potential | 0 | 0 | 0 | 580.0699 | 580.0699 | 580.0699 | 0 | 0 | 0 | 0 | 0 | 0 | 0 | 0 | 0 | 0 | 0 | 0 | 0 | 0 | 0 | 0 | 0 | 0 | 0 | 0 | 0
F11_Commercial_Interruptible - Health_Existing_Space Heating_Natural Gas_Gas Boiler - Maintenance_A_Achievable Economic UCT Potential | F11 | Commercial | Interruptible - Health | Existing | Space Heating | Natural Gas | Gas Boiler - Maintenance | A | Purchases (Cumulative) | Achievable Economic UCT Potential | 0 | 0 | 0 | 580.0699 | 1160.1398 | 1740.2097 | 1740.2097 | 1740.2097 | 1740.2097 | 1740.2097 | 1740.2097 | 1740.2097 | 1740.2097 | 1740.2097 | 1740.2097 | 1740.2097 | 1740.2097 | 1740.2097 | 1740.2097 | 1740.2097 | 1740.2097 | 1740.2097 | 1740.2097 | 1740.2097 | 1740.2097 | 1740.2097 | 1740.2097
F1_Commercial_Interruptible - Health_Existing_Space Heating_Natural Gas_Gas Furnace - Maintenance_A_Achievable Economic UCT Potential | F1 | Commercial | Interruptible - Health | Existing | Space Heating | Natural Gas | Gas Furnace - Maintenance | A | Integrated Unit Energy Savings (kWh or therms) | Achievable Economic UCT Potential | 0 | 0 | 0.068075 | 0.067035 | 0.065791 | 0.064493 | 0.063133 | 0.061652 | 0.060025 | 0.058266 | 0.056402 | 0.054474 | 0.052542 | 0.050646 | 0.048829 | 0.047132 | 0.045604 | 0.044336 | 0.04333 | 0.042474 | 0.041798 | 0.041171 | 0.040831 | 0.040504 | 0.040189 | 0.039886 | 0.039593
F2_Commercial_Interruptible - Health_Existing_Space Heating_Natural Gas_Gas Furnace - Maintenance_A_Achievable Economic UCT Potential | F2 | Commercial | Interruptible - Health | Existing | Space Heating | Natural Gas | Gas Furnace - Maintenance | A | Integrated Unit Summer Peak Savings (kW) | Achievable Economic UCT Potential | 0 | 0 | 0 | 0 | 0 | 0 | 0 | 0 | 0 | 0 | 0 | 0 | 0 | 0 | 0 | 0 | 0 | 0 | 0 | 0 | 0 | 0 | 0 | 0 | 0 | 0 | 0
F3_Commercial_Interruptible - Health_Existing_Space Heating_Natural Gas_Gas Furnace - Maintenance_A_Achievable Economic UCT Potential | F3 | Commercial | Interruptible - Health | Existing | Space Heating | Natural Gas | Gas Furnace - Maintenance | A | Integrated Unit Winter Peak Savings (kW) | Achievable Economic UCT Potential | 0 | 0 | 0 | 0 | 0 | 0 | 0 | 0 | 0 | 0 | 0 | 0 | 0 | 0 | 0 | 0 | 0 | 0 | 0 | 0 | 0 | 0 | 0 | 0 | 0 | 0 | 0
F4_Commercial_Interruptible - Health_Existing_Space Heating_Natural Gas_Gas Furnace - Maintenance_A_Achievable Economic UCT Potential | F4 | Commercial | Interruptible - Health | Existing | Space Heating | Natural Gas | Gas Furnace - Maintenance | A | Incremental Energy Savings (MWh or mTherms) | Achievable Economic UCT Potential | 0 | 0 | 0 | 0 | 0 | 0 | 0 | 0 | 0 | 0 | 0 | 0 | 0 | 0 | 0 | 0 | 0 | 0 | 0 | 0 | 0 | 0 | 0 | 0 | 0 | 0 | 0
F5_Commercial_Interruptible - Health_Existing_Space Heating_Natural Gas_Gas Furnace - Maintenance_A_Achievable Economic UCT Potential | F5 | Commercial | Interruptible - Health | Existing | Space Heating | Natural Gas | Gas Furnace - Maintenance | A | Incremental Summer Peak Savings (MW) | Achievable Economic UCT Potential | 0 | 0 | 0 | 0 | 0 | 0 | 0 | 0 | 0 | 0 | 0 | 0 | 0 | 0 | 0 | 0 | 0 | 0 | 0 | 0 | 0 | 0 | 0 | 0 | 0 | 0 | 0
F6_Commercial_Interruptible - Health_Existing_Space Heating_Natural Gas_Gas Furnace - Maintenance_A_Achievable Economic UCT Potential | F6 | Commercial | Interruptible - Health | Existing | Space Heating | Natural Gas | Gas Furnace - Maintenance | A | Incremental Winter Peak Savings (MW) | Achievable Economic UCT Potential | 0 | 0 | 0 | 0 | 0 | 0 | 0 | 0 | 0 | 0 | 0 | 0 | 0 | 0 | 0 | 0 | 0 | 0 | 0 | 0 | 0 | 0 | 0 | 0 | 0 | 0 | 0
F7_Commercial_Interruptible - Health_Existing_Space Heating_Natural Gas_Gas Furnace - Maintenance_A_Achievable Economic UCT Potential | F7 | Commercial | Interruptible - Health | Existing | Space Heating | Natural Gas | Gas Furnace - Maintenance | A | Cumulative Energy Savings (MWh or mTherms) | Achievable Economic UCT Potential | 0 | 0 | 0 | 0 | 0 | 0 | 0 | 0 | 0 | 0 | 0 | 0 | 0 | 0 | 0 | 0 | 0 | 0 | 0 | 0 | 0 | 0 | 0 | 0 | 0 | 0 | 0
F8_Commercial_Interruptible - Health_Existing_Space Heating_Natural Gas_Gas Furnace - Maintenance_A_Achievable Economic UCT Potential | F8 | Commercial | Interruptible - Health | Existing | Space Heating | Natural Gas | Gas Furnace - Maintenance | A | Cumulative Summer Peak Savings (MW) | Achievable Economic UCT Potential | 0 | 0 | 0 | 0 | 0 | 0 | 0 | 0 | 0 | 0 | 0 | 0 | 0 | 0 | 0 | 0 | 0 | 0 | 0 | 0 | 0 | 0 | 0 | 0 | 0 | 0 | 0
F9_Commercial_Interruptible - Health_Existing_Space Heating_Natural Gas_Gas Furnace - Maintenance_A_Achievable Economic UCT Potential | F9 | Commercial | Interruptible - Health | Existing | Space Heating | Natural Gas | Gas Furnace - Maintenance | A | Cumulative Winter Peak Savings (MW) | Achievable Economic UCT Potential | 0 | 0 | 0 | 0 | 0 | 0 | 0 | 0 | 0 | 0 | 0 | 0 | 0 | 0 | 0 | 0 | 0 | 0 | 0 | 0 | 0 | 0 | 0 | 0 | 0 | 0 | 0
F10_Commercial_Interruptible - Health_Existing_Space Heating_Natural Gas_Gas Furnace - Maintenance_A_Achievable Economic UCT Potential | F10 | Commercial | Interruptible - Health | Existing | Space Heating | Natural Gas | Gas Furnace - Maintenance | A | Purchases (Incremental) | Achievable Economic UCT Potential | 0 | 0 | 0 | 0 | 0 | 0 | 0 | 0 | 0 | 0 | 0 | 0 | 0 | 0 | 0 | 0 | 0 | 0 | 0 | 0 | 0 | 0 | 0 | 0 | 0 | 0 | 0
F11_Commercial_Interruptible - Health_Existing_Space Heating_Natural Gas_Gas Furnace - Maintenance_A_Achievable Economic UCT Potential | F11 | Commercial | Interruptible - Health | Existing | Space Heating | Natural Gas | Gas Furnace - Maintenance | A | Purchases (Cumulative) | Achievable Economic UCT Potential | 0 | 0 | 0 | 0 | 0 | 0 | 0 | 0 | 0 | 0 | 0 | 0 | 0 | 0 | 0 | 0 | 0 | 0 | 0 | 0 | 0 | 0 | 0 | 0 | 0 | 0 | 0
F1_Commercial_Interruptible - Health_Existing_Space Heating_Natural Gas_Gas Boiler - Hot Water Reset_A_Achievable Economic UCT Potential | F1 | Commercial | Interruptible - Health | Existing | Space Heating | Natural Gas | Gas Boiler - Hot Water Reset | A | Integrated Unit Energy Savings (kWh or therms) | Achievable Economic UCT Potential | 0 | 0 | 305.3459 | 304.0133 | 302.2911 | 300.4482 | 298.5335 | 296.5585 | 294.5338 | 292.4694 | 290.3746 | 288.2583 | 286.1331 | 284.0049 | 281.8899 | 279.7968 | 277.7352 | 275.8375 | 274.1136 | 272.4202 | 270.7563 | 269.12 | 267.5275 | 265.9737 | 264.4541 | 262.9647 | 261.5021
F2_Commercial_Interruptible - Health_Existing_Space Heating_Natural Gas_Gas Boiler - Hot Water Reset_A_Achievable Economic UCT Potential | F2 | Commercial | Interruptible - Health | Existing | Space Heating | Natural Gas | Gas Boiler - Hot Water Reset | A | Integrated Unit Summer Peak Savings (kW) | Achievable Economic UCT Potential | 0 | 0 | 0 | 0 | 0 | 0 | 0 | 0 | 0 | 0 | 0 | 0 | 0 | 0 | 0 | 0 | 0 | 0 | 0 | 0 | 0 | 0 | 0 | 0 | 0 | 0 | 0
F3_Commercial_Interruptible - Health_Existing_Space Heating_Natural Gas_Gas Boiler - Hot Water Reset_A_Achievable Economic UCT Potential | F3 | Commercial | Interruptible - Health | Existing | Space Heating | Natural Gas | Gas Boiler - Hot Water Reset | A | Integrated Unit Winter Peak Savings (kW) | Achievable Economic UCT Potential | 0 | 0 | 0 | 0 | 0 | 0 | 0 | 0 | 0 | 0 | 0 | 0 | 0 | 0 | 0 | 0 | 0 | 0 | 0 | 0 | 0 | 0 | 0 | 0 | 0 | 0 | 0
F4_Commercial_Interruptible - Health_Existing_Space Heating_Natural Gas_Gas Boiler - Hot Water Reset_A_Achievable Economic UCT Potential | F4 | Commercial | Interruptible - Health | Existing | Space Heating | Natural Gas | Gas Boiler - Hot Water Reset | A | Incremental Energy Savings (MWh or mTherms) | Achievable Economic UCT Potential | 0 | 0 | 0.20243 | 0.41369 | 0.41135 | 0.40884 | 0.40624 | 0.40355 | 0.40079 | 0.39798 | 0.39513 | 0.39225 | 0.38936 | 0.38647 | 0.38359 | 0.38074 | 0.37793 | 0.37535 | 0.37301 | 0.3707 | 0.36844 | 0.36621 | 0 | 0 | 0 | 0 | 0
F5_Commercial_Interruptible - Health_Existing_Space Heating_Natural Gas_Gas Boiler - Hot Water Reset_A_Achievable Economic UCT Potential | F5 | Commercial | Interruptible - Health | Existing | Space Heating | Natural Gas | Gas Boiler - Hot Water Reset | A | Incremental Summer Peak Savings (MW) | Achievable Economic UCT Potential | 0 | 0 | 0 | 0 | 0 | 0 | 0 | 0 | 0 | 0 | 0 | 0 | 0 | 0 | 0 | 0 | 0 | 0 | 0 | 0 | 0 | 0 | 0 | 0 | 0 | 0 | 0
F6_Commercial_Interruptible - Health_Existing_Space Heating_Natural Gas_Gas Boiler - Hot Water Reset_A_Achievable Economic UCT Potential | F6 | Commercial | Interruptible - Health | Existing | Space Heating | Natural Gas | Gas Boiler - Hot Water Reset | A | Incremental Winter Peak Savings (MW) | Achievable Economic UCT Potential | 0 | 0 | 0 | 0 | 0 | 0 | 0 | 0 | 0 | 0 | 0 | 0 | 0 | 0 | 0 | 0 | 0 | 0 | 0 | 0 | 0 | 0 | 0 | 0 | 0 | 0 | 0
F7_Commercial_Interruptible - Health_Existing_Space Heating_Natural Gas_Gas Boiler - Hot Water Reset_A_Achievable Economic UCT Potential | F7 | Commercial | Interruptible - Health | Existing | Space Heating | Natural Gas | Gas Boiler - Hot Water Reset | A | Cumulative Energy Savings (MWh or mTherms) | Achievable Economic UCT Potential | 0 | 0 | 0.20243 | 0.61523 | 1.0231 | 1.4257 | 1.8229 | 2.2143 | 2.6 | 2.9798 | 3.3536 | 3.7214 | 4.0833 | 4.4394 | 4.7899 | 5.1351 | 5.4752 | 5.8131 | 6.1498 | 6.4825 | 6.8114 | 7.1364 | 7.0942 | 7.053 | 7.0127 | 6.9732 | 6.9344
F8_Commercial_Interruptible - Health_Existing_Space Heating_Natural Gas_Gas Boiler - Hot Water Reset_A_Achievable Economic UCT Potential | F8 | Commercial | Interruptible - Health | Existing | Space Heating | Natural Gas | Gas Boiler - Hot Water Reset | A | Cumulative Summer Peak Savings (MW) | Achievable Economic UCT Potential | 0 | 0 | 0 | 0 | 0 | 0 | 0 | 0 | 0 | 0 | 0 | 0 | 0 | 0 | 0 | 0 | 0 | 0 | 0 | 0 | 0 | 0 | 0 | 0 | 0 | 0 | 0
F9_Commercial_Interruptible - Health_Existing_Space Heating_Natural Gas_Gas Boiler - Hot Water Reset_A_Achievable Economic UCT Potential | F9 | Commercial | Interruptible - Health | Existing | Space Heating | Natural Gas | Gas Boiler - Hot Water Reset | A | Cumulative Winter Peak Savings (MW) | Achievable Economic UCT Potential | 0 | 0 | 0 | 0 | 0 | 0 | 0 | 0 | 0 | 0 | 0 | 0 | 0 | 0 | 0 | 0 | 0 | 0 | 0 | 0 | 0 | 0 | 0 | 0 | 0 | 0 | 0
F10_Commercial_Interruptible - Health_Existing_Space Heating_Natural Gas_Gas Boiler - Hot Water Reset_A_Achievable Economic UCT Potential | F10 | Commercial | Interruptible - Health | Existing | Space Heating | Natural Gas | Gas Boiler - Hot Water Reset | A | Purchases (Incremental) | Achievable Economic UCT Potential | 0 | 0 | 0.66294 | 1.3608 | 1.3608 | 1.3608 | 1.3608 | 1.3608 | 1.3608 | 1.3608 | 1.3608 | 1.3608 | 1.3608 | 1.3608 | 1.3608 | 1.3608 | 1.3608 | 1.3608 | 1.3608 | 1.3608 | 1.3608 | 1.3608 | 0 | 0 | 0 | 0 | 0
F11_Commercial_Interruptible - Health_Existing_Space Heating_Natural Gas_Gas Boiler - Hot Water Reset_A_Achievable Economic UCT Potential | F11 | Commercial | Interruptible - Health | Existing | Space Heating | Natural Gas | Gas Boiler - Hot Water Reset | A | Purchases (Cumulative) | Achievable Economic UCT Potential | 0 | 0 | 0.66294 | 2.0237 | 3.3845 | 4.7453 | 6.106 | 7.4668 | 8.8276 | 10.1883 | 11.5491 | 12.9099 | 14.2706 | 15.6314 | 16.9922 | 18.353 | 19.7137 | 21.0745 | 22.4353 | 23.796 | 25.1568 | 26.5176 | 26.5176 | 26.5176 | 26.5176 | 26.5176 | 26.5176
F1_Commercial_Interruptible - Health_Existing_Space Heating_Natural Gas_Gas Boiler - Steam Trap Replacement_A_Achievable Economic UCT Potential | F1 | Commercial | Interruptible - Health | Existing | Space Heating | Natural Gas | Gas Boiler - Steam Trap Replacement | A | Integrated Unit Energy Savings (kWh or therms) | Achievable Economic UCT Potential | 0 | 0 | 79.5363 | 79.1259 | 78.5871 | 77.9936 | 77.3504 | 76.6527 | 75.8962 | 75.079 | 74.203 | 73.2753 | 72.3105 | 71.3279 | 70.3541 | 69.4154 | 68.5355 | 67.7613 | 67.0996 | 66.5 | 65.9736 | 65.4707 | 65.0832 | 64.705 | 64.3352 | 63.9728 | 63.6169
F2_Commercial_Interruptible - Health_Existing_Space Heating_Natural Gas_Gas Boiler - Steam Trap Replacement_A_Achievable Economic UCT Potential | F2 | Commercial | Interruptible - Health | Existing | Space Heating | Natural Gas | Gas Boiler - Steam Trap Replacement | A | Integrated Unit Summer Peak Savings (kW) | Achievable Economic UCT Potential | 0 | 0 | 0 | 0 | 0 | 0 | 0 | 0 | 0 | 0 | 0 | 0 | 0 | 0 | 0 | 0 | 0 | 0 | 0 | 0 | 0 | 0 | 0 | 0 | 0 | 0 | 0
F3_Commercial_Interruptible - Health_Existing_Space Heating_Natural Gas_Gas Boiler - Steam Trap Replacement_A_Achievable Economic UCT Potential | F3 | Commercial | Interruptible - Health | Existing | Space Heating | Natural Gas | Gas Boiler - Steam Trap Replacement | A | Integrated Unit Winter Peak Savings (kW) | Achievable Economic UCT Potential | 0 | 0 | 0 | 0 | 0 | 0 | 0 | 0 | 0 | 0 | 0 | 0 | 0 | 0 | 0 | 0 | 0 | 0 | 0 | 0 | 0 | 0 | 0 | 0 | 0 | 0 | 0
F4_Commercial_Interruptible - Health_Existing_Space Heating_Natural Gas_Gas Boiler - Steam Trap Replacement_A_Achievable Economic UCT Potential | F4 | Commercial | Interruptible - Health | Existing | Space Heating | Natural Gas | Gas Boiler - Steam Trap Replacement | A | Incremental Energy Savings (MWh or mTherms) | Achievable Economic UCT Potential | 0 | 0 | 0.011847 | 0.024191 | 0.024026 | 0.023845 | 0.023648 | 0.023435 | 0.011899 | 4.1677e-18 | 0 | 8.1352e-18 | 8.0281e-18 | 7.919e-18 | 0 | 3.8533e-17 | 0 | 3.7615e-17 | 0 | 3.6915e-17 | 0 | 0 | 0 | 0 | 0 | 0 | 0
F5_Commercial_Interruptible - Health_Existing_Space Heating_Natural Gas_Gas Boiler - Steam Trap Replacement_A_Achievable Economic UCT Potential | F5 | Commercial | Interruptible - Health | Existing | Space Heating | Natural Gas | Gas Boiler - Steam Trap Replacement | A | Incremental Summer Peak Savings (MW) | Achievable Economic UCT Potential | 0 | 0 | 0 | 0 | 0 | 0 | 0 | 0 | 0 | 0 | 0 | 0 | 0 | 0 | 0 | 0 | 0 | 0 | 0 | 0 | 0 | 0 | 0 | 0 | 0 | 0 | 0
F6_Commercial_Interruptible - Health_Existing_Space Heating_Natural Gas_Gas Boiler - Steam Trap Replacement_A_Achievable Economic UCT Potential | F6 | Commercial | Interruptible - Health | Existing | Space Heating | Natural Gas | Gas Boiler - Steam Trap Replacement | A | Incremental Winter Peak Savings (MW) | Achievable Economic UCT Potential | 0 | 0 | 0 | 0 | 0 | 0 | 0 | 0 | 0 | 0 | 0 | 0 | 0 | 0 | 0 | 0 | 0 | 0 | 0 | 0 | 0 | 0 | 0 | 0 | 0 | 0 | 0
F7_Commercial_Interruptible - Health_Existing_Space Heating_Natural Gas_Gas Boiler - Steam Trap Replacement_A_Achievable Economic UCT Potential | F7 | Commercial | Interruptible - Health | Existing | Space Heating | Natural Gas | Gas Boiler - Steam Trap Replacement | A | Cumulative Energy Savings (MWh or mTherms) | Achievable Economic UCT Potential | 0 | 0 | 0.011847 | 0.035976 | 0.059758 | 0.083151 | 0.10611 | 0.12859 | 0.13922 | 0.13772 | 0.13612 | 0.13441 | 0.13264 | 0.13084 | 0.12906 | 0.12733 | 0.12572 | 0.1243 | 0.12309 | 0.12199 | 0.12102 | 0.1201 | 0.11939 | 0.11869 | 0.11801 | 0.11735 | 0.1167
F8_Commercial_Interruptible - Health_Existing_Space Heating_Natural Gas_Gas Boiler - Steam Trap Replacement_A_Achievable Economic UCT Potential | F8 | Commercial | Interruptible - Health | Existing | Space Heating | Natural Gas | Gas Boiler - Steam Trap Replacement | A | Cumulative Summer Peak Savings (MW) | Achievable Economic UCT Potential | 0 | 0 | 0 | 0 | 0 | 0 | 0 | 0 | 0 | 0 | 0 | 0 | 0 | 0 | 0 | 0 | 0 | 0 | 0 | 0 | 0 | 0 | 0 | 0 | 0 | 0 | 0
F9_Commercial_Interruptible - Health_Existing_Space Heating_Natural Gas_Gas Boiler - Steam Trap Replacement_A_Achievable Economic UCT Potential | F9 | Commercial | Interruptible - Health | Existing | Space Heating | Natural Gas | Gas Boiler - Steam Trap Replacement | A | Cumulative Winter Peak Savings (MW) | Achievable Economic UCT Potential | 0 | 0 | 0 | 0 | 0 | 0 | 0 | 0 | 0 | 0 | 0 | 0 | 0 | 0 | 0 | 0 | 0 | 0 | 0 | 0 | 0 | 0 | 0 | 0 | 0 | 0 | 0
F10_Commercial_Interruptible - Health_Existing_Space Heating_Natural Gas_Gas Boiler - Steam Trap Replacement_A_Achievable Economic UCT Potential | F10 | Commercial | Interruptible - Health | Existing | Space Heating | Natural Gas | Gas Boiler - Steam Trap Replacement | A | Purchases (Incremental) | Achievable Economic UCT Potential | 0 | 0 | 0.14894 | 0.30573 | 0.30573 | 0.30573 | 0.30573 | 0.30573 | 0.15678 | 5.5511e-17 | 0 | 1.1102e-16 | 1.1102e-16 | 1.1102e-16 | 0 | 5.5511e-16 | 0 | 5.5511e-16 | 0 | 5.5511e-16 | 0 | 0 | 0 | 0 | 0 | 0 | 0
F11_Commercial_Interruptible - Health_Existing_Space Heating_Natural Gas_Gas Boiler - Steam Trap Replacement_A_Achievable Economic UCT Potential | F11 | Commercial | Interruptible - Health | Existing | Space Heating | Natural Gas | Gas Boiler - Steam Trap Replacement | A | Purchases (Cumulative) | Achievable Economic UCT Potential | 0 | 0 | 0.14894 | 0.45467 | 0.7604 | 1.0661 | 1.3719 | 1.6776 | 1.8344 | 1.8344 | 1.8344 | 1.8344 | 1.8344 | 1.8344 | 1.8344 | 1.8344 | 1.8344 | 1.8344 | 1.8344 | 1.8344 | 1.8344 | 1.8344 | 1.8344 | 1.8344 | 1.8344 | 1.8344 | 1.8344
F1_Commercial_Interruptible - Health_Existing_Space Heating_Natural Gas_Gas Boiler - High Turndown Burner_A_Achievable Economic UCT Potential | F1 | Commercial | Interruptible - Health | Existing | Space Heating | Natural Gas | Gas Boiler - High Turndown Burner | A | Integrated Unit Energy Savings (kWh or therms) | Achievable Economic UCT Potential | 0 | 0 | 0.28521 | 0.28236 | 0.27878 | 0.2748 | 0.27036 | 0.26537 | 0.25981 | 0.25368 | 0.24702 | 0.23995 | 0.23278 | 0.22567 | 0.21881 | 0.21238 | 0.2066 | 0.20188 | 0.19823 | 0.19517 | 0.19286 | 0.19073 | 0.1896 | 0.18849 | 0.18742 | 0.18636 | 0.18532
F2_Commercial_Interruptible - Health_Existing_Space Heating_Natural Gas_Gas Boiler - High Turndown Burner_A_Achievable Economic UCT Potential | F2 | Commercial | Interruptible - Health | Existing | Space Heating | Natural Gas | Gas Boiler - High Turndown Burner | A | Integrated Unit Summer Peak Savings (kW) | Achievable Economic UCT Potential | 0 | 0 | 0 | 0 | 0 | 0 | 0 | 0 | 0 | 0 | 0 | 0 | 0 | 0 | 0 | 0 | 0 | 0 | 0 | 0 | 0 | 0 | 0 | 0 | 0 | 0 | 0
F3_Commercial_Interruptible - Health_Existing_Space Heating_Natural Gas_Gas Boiler - High Turndown Burner_A_Achievable Economic UCT Potential | F3 | Commercial | Interruptible - Health | Existing | Space Heating | Natural Gas | Gas Boiler - High Turndown Burner | A | Integrated Unit Winter Peak Savings (kW) | Achievable Economic UCT Potential | 0 | 0 | 0 | 0 | 0 | 0 | 0 | 0 | 0 | 0 | 0 | 0 | 0 | 0 | 0 | 0 | 0 | 0 | 0 | 0 | 0 | 0 | 0 | 0 | 0 | 0 | 0
F4_Commercial_Interruptible - Health_Existing_Space Heating_Natural Gas_Gas Boiler - High Turndown Burner_A_Achievable Economic UCT Potential | F4 | Commercial | Interruptible - Health | Existing | Space Heating | Natural Gas | Gas Boiler - High Turndown Burner | A | Incremental Energy Savings (MWh or mTherms) | Achievable Economic UCT Potential | 0 | 0 | 0.16261 | 0.19766 | 0.23881 | 0.27326 | 0.30665 | 0.3519 | 0.37796 | 0.377 | 0.34595 | 0.28886 | 0.21685 | 0.14427 | 0.08371 | 0.03795 | 0 | 0 | 0 | 0 | 0 | 0 | 0 | 0 | 0 | 0 | 0
F5_Commercial_Interruptible - Health_Existing_Space Heating_Natural Gas_Gas Boiler - High Turndown Burner_A_Achievable Economic UCT Potential | F5 | Commercial | Interruptible - Health | Existing | Space Heating | Natural Gas | Gas Boiler - High Turndown Burner | A | Incremental Summer Peak Savings (MW) | Achievable Economic UCT Potential | 0 | 0 | 0 | 0 | 0 | 0 | 0 | 0 | 0 | 0 | 0 | 0 | 0 | 0 | 0 | 0 | 0 | 0 | 0 | 0 | 0 | 0 | 0 | 0 | 0 | 0 | 0
F6_Commercial_Interruptible - Health_Existing_Space Heating_Natural Gas_Gas Boiler - High Turndown Burner_A_Achievable Economic UCT Potential | F6 | Commercial | Interruptible - Health | Existing | Space Heating | Natural Gas | Gas Boiler - High Turndown Burner | A | Incremental Winter Peak Savings (MW) | Achievable Economic UCT Potential | 0 | 0 | 0 | 0 | 0 | 0 | 0 | 0 | 0 | 0 | 0 | 0 | 0 | 0 | 0 | 0 | 0 | 0 | 0 | 0 | 0 | 0 | 0 | 0 | 0 | 0 | 0
F7_Commercial_Interruptible - Health_Existing_Space Heating_Natural Gas_Gas Boiler - High Turndown Burner_A_Achievable Economic UCT Potential | F7 | Commercial | Interruptible - Health | Existing | Space Heating | Natural Gas | Gas Boiler - High Turndown Burner | A | Cumulative Energy Savings (MWh or mTherms) | Achievable Economic UCT Potential | 0 | 0 | 0.16261 | 0.35864 | 0.59291 | 0.8577 | 1.1505 | 1.4812 | 1.8281 | 2.162 | 2.4511 | 2.6698 | 2.8069 | 2.8654 | 2.862 | 2.8159 | 2.7393 | 2.6766 | 2.6282 | 2.5878 | 2.5572 | 2.5288 | 2.5138 | 2.4992 | 2.4849 | 2.4709 | 2.4571
F8_Commercial_Interruptible - Health_Existing_Space Heating_Natural Gas_Gas Boiler - High Turndown Burner_A_Achievable Economic UCT Potential | F8 | Commercial | Interruptible - Health | Existing | Space Heating | Natural Gas | Gas Boiler - High Turndown Burner | A | Cumulative Summer Peak Savings (MW) | Achievable Economic UCT Potential | 0 | 0 | 0 | 0 | 0 | 0 | 0 | 0 | 0 | 0 | 0 | 0 | 0 | 0 | 0 | 0 | 0 | 0 | 0 | 0 | 0 | 0 | 0 | 0 | 0 | 0 | 0
F9_Commercial_Interruptible - Health_Existing_Space Heating_Natural Gas_Gas Boiler - High Turndown Burner_A_Achievable Economic UCT Potential | F9 | Commercial | Interruptible - Health | Existing | Space Heating | Natural Gas | Gas Boiler - High Turndown Burner | A | Cumulative Winter Peak Savings (MW) | Achievable Economic UCT Potential | 0 | 0 | 0 | 0 | 0 | 0 | 0 | 0 | 0 | 0 | 0 | 0 | 0 | 0 | 0 | 0 | 0 | 0 | 0 | 0 | 0 | 0 | 0 | 0 | 0 | 0 | 0
F10_Commercial_Interruptible - Health_Existing_Space Heating_Natural Gas_Gas Boiler - High Turndown Burner_A_Achievable Economic UCT Potential | F10 | Commercial | Interruptible - Health | Existing | Space Heating | Natural Gas | Gas Boiler - High Turndown Burner | A | Purchases (Incremental) | Achievable Economic UCT Potential | 0 | 0 | 570.1279 | 700.0262 | 856.6272 | 994.4092 | 1134.2496 | 1326.0742 | 1454.7239 | 1486.1033 | 1400.474 | 1203.826 | 931.5714 | 639.3171 | 382.5722 | 178.6872 | 0 | 0 | 0 | 0 | 0 | 0 | 0 | 0 | 0 | 0 | 0
F11_Commercial_Interruptible - Health_Existing_Space Heating_Natural Gas_Gas Boiler - High Turndown Burner_A_Achievable Economic UCT Potential | F11 | Commercial | Interruptible - Health | Existing | Space Heating | Natural Gas | Gas Boiler - High Turndown Burner | A | Purchases (Cumulative) | Achievable Economic UCT Potential | 0 | 0 | 570.1279 | 1270.1541 | 2126.7813 | 3121.1906 | 4255.4402 | 5581.5143 | 7036.2383 | 8522.3415 | 9922.8155 | 11126.6415 | 12058.2129 | 12697.53 | 13080.1022 | 13258.7895 | 13258.7895 | 13258.7895 | 13258.7895 | 13258.7895 | 13258.7895 | 13258.7895 | 13258.7895 | 13258.7895 | 13258.7895 | 13258.7895 | 13258.7895
F1_Commercial_Interruptible - Health_Existing_Space Heating_Natural Gas_Gas Boiler - Burner Control Optimization_A_Achievable Economic UCT Potential | F1 | Commercial | Interruptible - Health | Existing | Space Heating | Natural Gas | Gas Boiler - Burner Control Optimization | A | Integrated Unit Energy Savings (kWh or therms) | Achievable Economic UCT Potential | 0 | 0 | 0.082689 | 0.081837 | 0.08077 | 0.07958 | 0.078253 | 0.076765 | 0.075108 | 0.073286 | 0.071316 | 0.069238 | 0.067139 | 0.06507 | 0.063081 | 0.061223 | 0.059557 | 0.058194 | 0.057143 | 0.056262 | 0.055597 | 0.05498 | 0.054655 | 0.054337 | 0.054026 | 0.053721 | 0.053422
F2_Commercial_Interruptible - Health_Existing_Space Heating_Natural Gas_Gas Boiler - Burner Control Optimization_A_Achievable Economic UCT Potential | F2 | Commercial | Interruptible - Health | Existing | Space Heating | Natural Gas | Gas Boiler - Burner Control Optimization | A | Integrated Unit Summer Peak Savings (kW) | Achievable Economic UCT Potential | 0 | 0 | 0 | 0 | 0 | 0 | 0 | 0 | 0 | 0 | 0 | 0 | 0 | 0 | 0 | 0 | 0 | 0 | 0 | 0 | 0 | 0 | 0 | 0 | 0 | 0 | 0
F3_Commercial_Interruptible - Health_Existing_Space Heating_Natural Gas_Gas Boiler - Burner Control Optimization_A_Achievable Economic UCT Potential | F3 | Commercial | Interruptible - Health | Existing | Space Heating | Natural Gas | Gas Boiler - Burner Control Optimization | A | Integrated Unit Winter Peak Savings (kW) | Achievable Economic UCT Potential | 0 | 0 | 0 | 0 | 0 | 0 | 0 | 0 | 0 | 0 | 0 | 0 | 0 | 0 | 0 | 0 | 0 | 0 | 0 | 0 | 0 | 0 | 0 | 0 | 0 | 0 | 0
F4_Commercial_Interruptible - Health_Existing_Space Heating_Natural Gas_Gas Boiler - Burner Control Optimization_A_Achievable Economic UCT Potential | F4 | Commercial | Interruptible - Health | Existing | Space Heating | Natural Gas | Gas Boiler - Burner Control Optimization | A | Incremental Energy Savings (MWh or mTherms) | Achievable Economic UCT Potential | 0 | 0 | 0.017542 | 0.0093418 | 0.03119 | 0.049988 | 0.07461 | 0.10482 | 0.13951 | 0.17647 | 0.2124 | 0.24317 | 0.26455 | 0.27276 | 0.26553 | 0.24293 | 0.20778 | 0.16526 | 0.12129 | 0.087499 | 0.035383 | 0.031047 | 0 | 0 | 0 | 0 | 0
F5_Commercial_Interruptible - Health_Existing_Space Heating_Natural Gas_Gas Boiler - Burner Control Optimization_A_Achievable Economic UCT Potential | F5 | Commercial | Interruptible - Health | Existing | Space Heating | Natural Gas | Gas Boiler - Burner Control Optimization | A | Incremental Summer Peak Savings (MW) | Achievable Economic UCT Potential | 0 | 0 | 0 | 0 | 0 | 0 | 0 | 0 | 0 | 0 | 0 | 0 | 0 | 0 | 0 | 0 | 0 | 0 | 0 | 0 | 0 | 0 | 0 | 0 | 0 | 0 | 0
F6_Commercial_Interruptible - Health_Existing_Space Heating_Natural Gas_Gas Boiler - Burner Control Optimization_A_Achievable Economic UCT Potential | F6 | Commercial | Interruptible - Health | Existing | Space Heating | Natural Gas | Gas Boiler - Burner Control Optimization | A | Incremental Winter Peak Savings (MW) | Achievable Economic UCT Potential | 0 | 0 | 0 | 0 | 0 | 0 | 0 | 0 | 0 | 0 | 0 | 0 | 0 | 0 | 0 | 0 | 0 | 0 | 0 | 0 | 0 | 0 | 0 | 0 | 0 | 0 | 0
F7_Commercial_Interruptible - Health_Existing_Space Heating_Natural Gas_Gas Boiler - Burner Control Optimization_A_Achievable Economic UCT Potential | F7 | Commercial | Interruptible - Health | Existing | Space Heating | Natural Gas | Gas Boiler - Burner Control Optimization | A | Cumulative Energy Savings (MWh or mTherms) | Achievable Economic UCT Potential | 0 | 0 | 0.017542 | 0.026703 | 0.057545 | 0.10668 | 0.17952 | 0.28093 | 0.41437 | 0.58079 | 0.77758 | 0.99808 | 1.2324 | 1.4672 | 1.6878 | 1.8811 | 2.0376 | 2.1563 | 2.2386 | 2.2916 | 2.2999 | 2.3054 | 2.2918 | 2.2785 | 2.2654 | 2.2527 | 2.2401
F8_Commercial_Interruptible - Health_Existing_Space Heating_Natural Gas_Gas Boiler - Burner Control Optimization_A_Achievable Economic UCT Potential | F8 | Commercial | Interruptible - Health | Existing | Space Heating | Natural Gas | Gas Boiler - Burner Control Optimization | A | Cumulative Summer Peak Savings (MW) | Achievable Economic UCT Potential | 0 | 0 | 0 | 0 | 0 | 0 | 0 | 0 | 0 | 0 | 0 | 0 | 0 | 0 | 0 | 0 | 0 | 0 | 0 | 0 | 0 | 0 | 0 | 0 | 0 | 0 | 0
F9_Commercial_Interruptible - Health_Existing_Space Heating_Natural Gas_Gas Boiler - Burner Control Optimization_A_Achievable Economic UCT Potential | F9 | Commercial | Interruptible - Health | Existing | Space Heating | Natural Gas | Gas Boiler - Burner Control Optimization | A | Cumulative Winter Peak Savings (MW) | Achievable Economic UCT Potential | 0 | 0 | 0 | 0 | 0 | 0 | 0 | 0 | 0 | 0 | 0 | 0 | 0 | 0 | 0 | 0 | 0 | 0 | 0 | 0 | 0 | 0 | 0 | 0 | 0 | 0 | 0
F10_Commercial_Interruptible - Health_Existing_Space Heating_Natural Gas_Gas Boiler - Burner Control Optimization_A_Achievable Economic UCT Potential | F10 | Commercial | Interruptible - Health | Existing | Space Heating | Natural Gas | Gas Boiler - Burner Control Optimization | A | Purchases (Incremental) | Achievable Economic UCT Potential | 0 | 0 | 212.1406 | 114.1511 | 386.1619 | 628.1453 | 953.4368 | 1365.5252 | 1857.4892 | 2407.9769 | 2978.2525 | 3512.0671 | 3940.3111 | 4191.7491 | 4209.2491 | 3967.9272 | 3488.6954 | 2839.8658 | 2122.6607 | 1555.1961 | 636.4219 | 564.6989 | 0 | 0 | 0 | 0 | 0
F11_Commercial_Interruptible - Health_Existing_Space Heating_Natural Gas_Gas Boiler - Burner Control Optimization_A_Achievable Economic UCT Potential | F11 | Commercial | Interruptible - Health | Existing | Space Heating | Natural Gas | Gas Boiler - Burner Control Optimization | A | Purchases (Cumulative) | Achievable Economic UCT Potential | 0 | 0 | 212.1406 | 326.2917 | 712.4536 | 1340.5989 | 2294.0357 | 3659.5609 | 5517.0501 | 7925.027 | 10903.2795 | 14415.3467 | 18355.6577 | 22547.4069 | 26756.656 | 30724.5832 | 34213.2786 | 37053.1444 | 39175.8051 | 40731.0012 | 41367.4231 | 41932.122 | 41932.122 | 41932.122 | 41932.122 | 41932.122 | 41932.122
F1_Commercial_Interruptible - Health_Existing_Space Heating_Natural Gas_Gas Boiler - Stack Economizer_A_Achievable Economic UCT Potential | F1 | Commercial | Interruptible - Health | Existing | Space Heating | Natural Gas | Gas Boiler - Stack Economizer | A | Integrated Unit Energy Savings (kWh or therms) | Achievable Economic UCT Potential | 0 | 0 | 0.27335 | 0.26991 | 0.26572 | 0.26111 | 0.25602 | 0.25051 | 0.24446 | 0.23792 | 0.23097 | 0.22376 | 0.21651 | 0.20938 | 0.20254 | 0.19615 | 0.19042 | 0.18571 | 0.18206 | 0.17897 | 0.1766 | 0.17439 | 0.17336 | 0.17235 | 0.17136 | 0.1704 | 0.16945
F2_Commercial_Interruptible - Health_Existing_Space Heating_Natural Gas_Gas Boiler - Stack Economizer_A_Achievable Economic UCT Potential | F2 | Commercial | Interruptible - Health | Existing | Space Heating | Natural Gas | Gas Boiler - Stack Economizer | A | Integrated Unit Summer Peak Savings (kW) | Achievable Economic UCT Potential | 0 | 0 | 0 | 0 | 0 | 0 | 0 | 0 | 0 | 0 | 0 | 0 | 0 | 0 | 0 | 0 | 0 | 0 | 0 | 0 | 0 | 0 | 0 | 0 | 0 | 0 | 0
F3_Commercial_Interruptible - Health_Existing_Space Heating_Natural Gas_Gas Boiler - Stack Economizer_A_Achievable Economic UCT Potential | F3 | Commercial | Interruptible - Health | Existing | Space Heating | Natural Gas | Gas Boiler - Stack Economizer | A | Integrated Unit Winter Peak Savings (kW) | Achievable Economic UCT Potential | 0 | 0 | 0 | 0 | 0 | 0 | 0 | 0 | 0 | 0 | 0 | 0 | 0 | 0 | 0 | 0 | 0 | 0 | 0 | 0 | 0 | 0 | 0 | 0 | 0 | 0 | 0
F4_Commercial_Interruptible - Health_Existing_Space Heating_Natural Gas_Gas Boiler - Stack Economizer_A_Achievable Economic UCT Potential | F4 | Commercial | Interruptible - Health | Existing | Space Heating | Natural Gas | Gas Boiler - Stack Economizer | A | Incremental Energy Savings (MWh or mTherms) | Achievable Economic UCT Potential | 0 | 0 | 0 | 0 | 0 | 0 | 0 | 0 | 0 | 0 | 0 | 0 | 0 | 0 | 0 | 0 | 0 | 0 | 0 | 0 | 0 | 0 | 0 | 0 | 0 | 0 | 0
F5_Commercial_Interruptible - Health_Existing_Space Heating_Natural Gas_Gas Boiler - Stack Economizer_A_Achievable Economic UCT Potential | F5 | Commercial | Interruptible - Health | Existing | Space Heating | Natural Gas | Gas Boiler - Stack Economizer | A | Incremental Summer Peak Savings (MW) | Achievable Economic UCT Potential | 0 | 0 | 0 | 0 | 0 | 0 | 0 | 0 | 0 | 0 | 0 | 0 | 0 | 0 | 0 | 0 | 0 | 0 | 0 | 0 | 0 | 0 | 0 | 0 | 0 | 0 | 0
F6_Commercial_Interruptible - Health_Existing_Space Heating_Natural Gas_Gas Boiler - Stack Economizer_A_Achievable Economic UCT Potential | F6 | Commercial | Interruptible - Health | Existing | Space Heating | Natural Gas | Gas Boiler - Stack Economizer | A | Incremental Winter Peak Savings (MW) | Achievable Economic UCT Potential | 0 | 0 | 0 | 0 | 0 | 0 | 0 | 0 | 0 | 0 | 0 | 0 | 0 | 0 | 0 | 0 | 0 | 0 | 0 | 0 | 0 | 0 | 0 | 0 | 0 | 0 | 0
F7_Commercial_Interruptible - Health_Existing_Space Heating_Natural Gas_Gas Boiler - Stack Economizer_A_Achievable Economic UCT Potential | F7 | Commercial | Interruptible - Health | Existing | Space Heating | Natural Gas | Gas Boiler - Stack Economizer | A | Cumulative Energy Savings (MWh or mTherms) | Achievable Economic UCT Potential | 0 | 0 | 0 | 0 | 0 | 0 | 0 | 0 | 0 | 0 | 0 | 0 | 0 | 0 | 0 | 0 | 0 | 0 | 0 | 0 | 0 | 0 | 0 | 0 | 0 | 0 | 0
F8_Commercial_Interruptible - Health_Existing_Space Heating_Natural Gas_Gas Boiler - Stack Economizer_A_Achievable Economic UCT Potential | F8 | Commercial | Interruptible - Health | Existing | Space Heating | Natural Gas | Gas Boiler - Stack Economizer | A | Cumulative Summer Peak Savings (MW) | Achievable Economic UCT Potential | 0 | 0 | 0 | 0 | 0 | 0 | 0 | 0 | 0 | 0 | 0 | 0 | 0 | 0 | 0 | 0 | 0 | 0 | 0 | 0 | 0 | 0 | 0 | 0 | 0 | 0 | 0
F9_Commercial_Interruptible - Health_Existing_Space Heating_Natural Gas_Gas Boiler - Stack Economizer_A_Achievable Economic UCT Potential | F9 | Commercial | Interruptible - Health | Existing | Space Heating | Natural Gas | Gas Boiler - Stack Economizer | A | Cumulative Winter Peak Savings (MW) | Achievable Economic UCT Potential | 0 | 0 | 0 | 0 | 0 | 0 | 0 | 0 | 0 | 0 | 0 | 0 | 0 | 0 | 0 | 0 | 0 | 0 | 0 | 0 | 0 | 0 | 0 | 0 | 0 | 0 | 0
F10_Commercial_Interruptible - Health_Existing_Space Heating_Natural Gas_Gas Boiler - Stack Economizer_A_Achievable Economic UCT Potential | F10 | Commercial | Interruptible - Health | Existing | Space Heating | Natural Gas | Gas Boiler - Stack Economizer | A | Purchases (Incremental) | Achievable Economic UCT Potential | 0 | 0 | 0 | 0 | 0 | 0 | 0 | 0 | 0 | 0 | 0 | 0 | 0 | 0 | 0 | 0 | 0 | 0 | 0 | 0 | 0 | 0 | 0 | 0 | 0 | 0 | 0
F11_Commercial_Interruptible - Health_Existing_Space Heating_Natural Gas_Gas Boiler - Stack Economizer_A_Achievable Economic UCT Potential | F11 | Commercial | Interruptible - Health | Existing | Space Heating | Natural Gas | Gas Boiler - Stack Economizer | A | Purchases (Cumulative) | Achievable Economic UCT Potential | 0 | 0 | 0 | 0 | 0 | 0 | 0 | 0 | 0 | 0 | 0 | 0 | 0 | 0 | 0 | 0 | 0 | 0 | 0 | 0 | 0 | 0 | 0 | 0 | 0 | 0 | 0
F1_Commercial_Interruptible - Health_Existing_Space Heating_Natural Gas_Gas Boiler - Thermostatic Radiator Valves_A_Achievable Economic UCT Potential | F1 | Commercial | Interruptible - Health | Existing | Space Heating | Natural Gas | Gas Boiler - Thermostatic Radiator Valves | A | Integrated Unit Energy Savings (kWh or therms) | Achievable Economic UCT Potential | 0 | 0 | 16.7424 | 16.6458 | 16.5135 | 16.3622 | 16.1905 | 15.995 | 15.7732 | 15.5236 | 15.2466 | 14.9456 | 14.6278 | 14.303 | 13.9834 | 13.6815 | 13.4078 | 13.1774 | 12.9921 | 12.835 | 12.7142 | 12.6012 | 12.5266 | 12.4539 | 12.3827 | 12.3129 | 12.2444
F2_Commercial_Interruptible - Health_Existing_Space Heating_Natural Gas_Gas Boiler - Thermostatic Radiator Valves_A_Achievable Economic UCT Potential | F2 | Commercial | Interruptible - Health | Existing | Space Heating | Natural Gas | Gas Boiler - Thermostatic Radiator Valves | A | Integrated Unit Summer Peak Savings (kW) | Achievable Economic UCT Potential | 0 | 0 | 0 | 0 | 0 | 0 | 0 | 0 | 0 | 0 | 0 | 0 | 0 | 0 | 0 | 0 | 0 | 0 | 0 | 0 | 0 | 0 | 0 | 0 | 0 | 0 | 0
F3_Commercial_Interruptible - Health_Existing_Space Heating_Natural Gas_Gas Boiler - Thermostatic Radiator Valves_A_Achievable Economic UCT Potential | F3 | Commercial | Interruptible - Health | Existing | Space Heating | Natural Gas | Gas Boiler - Thermostatic Radiator Valves | A | Integrated Unit Winter Peak Savings (kW) | Achievable Economic UCT Potential | 0 | 0 | 0 | 0 | 0 | 0 | 0 | 0 | 0 | 0 | 0 | 0 | 0 | 0 | 0 | 0 | 0 | 0 | 0 | 0 | 0 | 0 | 0 | 0 | 0 | 0 | 0
F4_Commercial_Interruptible - Health_Existing_Space Heating_Natural Gas_Gas Boiler - Thermostatic Radiator Valves_A_Achievable Economic UCT Potential | F4 | Commercial | Interruptible - Health | Existing | Space Heating | Natural Gas | Gas Boiler - Thermostatic Radiator Valves | A | Incremental Energy Savings (MWh or mTherms) | Achievable Economic UCT Potential | 0 | 0 | 0.47387 | 0.96706 | 0.95938 | 0.95059 | 0.94061 | 0.92925 | 0.91637 | 0.90187 | 0.88577 | 0.86829 | 0.84983 | 0.83095 | 0.81239 | 0.79485 | 0.77895 | 0.39259 | 0 | 1.368e-15 | 0 | 0 | 0 | 0 | 0 | 0 | 0
F5_Commercial_Interruptible - Health_Existing_Space Heating_Natural Gas_Gas Boiler - Thermostatic Radiator Valves_A_Achievable Economic UCT Potential | F5 | Commercial | Interruptible - Health | Existing | Space Heating | Natural Gas | Gas Boiler - Thermostatic Radiator Valves | A | Incremental Summer Peak Savings (MW) | Achievable Economic UCT Potential | 0 | 0 | 0 | 0 | 0 | 0 | 0 | 0 | 0 | 0 | 0 | 0 | 0 | 0 | 0 | 0 | 0 | 0 | 0 | 0 | 0 | 0 | 0 | 0 | 0 | 0 | 0
F6_Commercial_Interruptible - Health_Existing_Space Heating_Natural Gas_Gas Boiler - Thermostatic Radiator Valves_A_Achievable Economic UCT Potential | F6 | Commercial | Interruptible - Health | Existing | Space Heating | Natural Gas | Gas Boiler - Thermostatic Radiator Valves | A | Incremental Winter Peak Savings (MW) | Achievable Economic UCT Potential | 0 | 0 | 0 | 0 | 0 | 0 | 0 | 0 | 0 | 0 | 0 | 0 | 0 | 0 | 0 | 0 | 0 | 0 | 0 | 0 | 0 | 0 | 0 | 0 | 0 | 0 | 0
F7_Commercial_Interruptible - Health_Existing_Space Heating_Natural Gas_Gas Boiler - Thermostatic Radiator Valves_A_Achievable Economic UCT Potential | F7 | Commercial | Interruptible - Health | Existing | Space Heating | Natural Gas | Gas Boiler - Thermostatic Radiator Valves | A | Cumulative Energy Savings (MWh or mTherms) | Achievable Economic UCT Potential | 0 | 0 | 0.47387 | 1.4382 | 2.3861 | 3.3149 | 4.2207 | 5.099 | 5.9446 | 6.7525 | 7.5177 | 8.2376 | 8.9123 | 9.5453 | 10.1444 | 10.7203 | 11.2848 | 11.4834 | 11.322 | 11.1851 | 11.0798 | 10.9813 | 10.9163 | 10.8529 | 10.7909 | 10.7301 | 10.6704
F8_Commercial_Interruptible - Health_Existing_Space Heating_Natural Gas_Gas Boiler - Thermostatic Radiator Valves_A_Achievable Economic UCT Potential | F8 | Commercial | Interruptible - Health | Existing | Space Heating | Natural Gas | Gas Boiler - Thermostatic Radiator Valves | A | Cumulative Summer Peak Savings (MW) | Achievable Economic UCT Potential | 0 | 0 | 0 | 0 | 0 | 0 | 0 | 0 | 0 | 0 | 0 | 0 | 0 | 0 | 0 | 0 | 0 | 0 | 0 | 0 | 0 | 0 | 0 | 0 | 0 | 0 | 0
F9_Commercial_Interruptible - Health_Existing_Space Heating_Natural Gas_Gas Boiler - Thermostatic Radiator Valves_A_Achievable Economic UCT Potential | F9 | Commercial | Interruptible - Health | Existing | Space Heating | Natural Gas | Gas Boiler - Thermostatic Radiator Valves | A | Cumulative Winter Peak Savings (MW) | Achievable Economic UCT Potential | 0 | 0 | 0 | 0 | 0 | 0 | 0 | 0 | 0 | 0 | 0 | 0 | 0 | 0 | 0 | 0 | 0 | 0 | 0 | 0 | 0 | 0 | 0 | 0 | 0 | 0 | 0
F10_Commercial_Interruptible - Health_Existing_Space Heating_Natural Gas_Gas Boiler - Thermostatic Radiator Valves_A_Achievable Economic UCT Potential | F10 | Commercial | Interruptible - Health | Existing | Space Heating | Natural Gas | Gas Boiler - Thermostatic Radiator Valves | A | Purchases (Incremental) | Achievable Economic UCT Potential | 0 | 0 | 28.3034 | 58.0965 | 58.0965 | 58.0965 | 58.0965 | 58.0965 | 58.0965 | 58.0965 | 58.0965 | 58.0965 | 58.0965 | 58.0965 | 58.0965 | 58.0965 | 58.0965 | 29.7931 | 0 | 1.0658e-13 | 0 | 0 | 0 | 0 | 0 | 0 | 0
F11_Commercial_Interruptible - Health_Existing_Space Heating_Natural Gas_Gas Boiler - Thermostatic Radiator Valves_A_Achievable Economic UCT Potential | F11 | Commercial | Interruptible - Health | Existing | Space Heating | Natural Gas | Gas Boiler - Thermostatic Radiator Valves | A | Purchases (Cumulative) | Achievable Economic UCT Potential | 0 | 0 | 28.3034 | 86.4 | 144.4965 | 202.593 | 260.6895 | 318.786 | 376.8826 | 434.9791 | 493.0756 | 551.1721 | 609.2686 | 667.3652 | 725.4617 | 783.5582 | 841.6547 | 871.4478 | 871.4478 | 871.4478 | 871.4478 | 871.4478 | 871.4478 | 871.4478 | 871.4478 | 871.4478 | 871.4478
F1_Commercial_Interruptible - Health_Existing_Space Heating_Natural Gas_HVAC - Shut Off Damper_A_Achievable Economic UCT Potential | F1 | Commercial | Interruptible - Health | Existing | Space Heating | Natural Gas | HVAC - Shut Off Damper | A | Integrated Unit Energy Savings (kWh or therms) | Achievable Economic UCT Potential | 0 | 0 | 34.5267 | 34.0906 | 33.5598 | 32.9738 | 32.3279 | 31.6284 | 30.8601 | 30.0291 | 29.1463 | 28.2304 | 27.3107 | 26.406 | 25.5376 | 24.7269 | 23.9985 | 23.4009 | 22.9359 | 22.5433 | 22.2406 | 21.959 | 21.8255 | 21.6955 | 21.5685 | 21.4443 | 21.3224
F2_Commercial_Interruptible - Health_Existing_Space Heating_Natural Gas_HVAC - Shut Off Damper_A_Achievable Economic UCT Potential | F2 | Commercial | Interruptible - Health | Existing | Space Heating | Natural Gas | HVAC - Shut Off Damper | A | Integrated Unit Summer Peak Savings (kW) | Achievable Economic UCT Potential | 0 | 0 | 0 | 0 | 0 | 0 | 0 | 0 | 0 | 0 | 0 | 0 | 0 | 0 | 0 | 0 | 0 | 0 | 0 | 0 | 0 | 0 | 0 | 0 | 0 | 0 | 0
F3_Commercial_Interruptible - Health_Existing_Space Heating_Natural Gas_HVAC - Shut Off Damper_A_Achievable Economic UCT Potential | F3 | Commercial | Interruptible - Health | Existing | Space Heating | Natural Gas | HVAC - Shut Off Damper | A | Integrated Unit Winter Peak Savings (kW) | Achievable Economic UCT Potential | 0 | 0 | 0 | 0 | 0 | 0 | 0 | 0 | 0 | 0 | 0 | 0 | 0 | 0 | 0 | 0 | 0 | 0 | 0 | 0 | 0 | 0 | 0 | 0 | 0 | 0 | 0
F4_Commercial_Interruptible - Health_Existing_Space Heating_Natural Gas_HVAC - Shut Off Damper_A_Achievable Economic UCT Potential | F4 | Commercial | Interruptible - Health | Existing | Space Heating | Natural Gas | HVAC - Shut Off Damper | A | Incremental Energy Savings (MWh or mTherms) | Achievable Economic UCT Potential | 0 | 0 | 0 | 0 | 0 | 0 | 0 | 0 | 0 | 0 | 0 | 0 | 0 | 0 | 0 | 0 | 0 | 0 | 0 | 0 | 0 | 0 | 0 | 0 | 0 | 0 | 0
F5_Commercial_Interruptible - Health_Existing_Space Heating_Natural Gas_HVAC - Shut Off Damper_A_Achievable Economic UCT Potential | F5 | Commercial | Interruptible - Health | Existing | Space Heating | Natural Gas | HVAC - Shut Off Damper | A | Incremental Summer Peak Savings (MW) | Achievable Economic UCT Potential | 0 | 0 | 0 | 0 | 0 | 0 | 0 | 0 | 0 | 0 | 0 | 0 | 0 | 0 | 0 | 0 | 0 | 0 | 0 | 0 | 0 | 0 | 0 | 0 | 0 | 0 | 0
F6_Commercial_Interruptible - Health_Existing_Space Heating_Natural Gas_HVAC - Shut Off Damper_A_Achievable Economic UCT Potential | F6 | Commercial | Interruptible - Health | Existing | Space Heating | Natural Gas | HVAC - Shut Off Damper | A | Incremental Winter Peak Savings (MW) | Achievable Economic UCT Potential | 0 | 0 | 0 | 0 | 0 | 0 | 0 | 0 | 0 | 0 | 0 | 0 | 0 | 0 | 0 | 0 | 0 | 0 | 0 | 0 | 0 | 0 | 0 | 0 | 0 | 0 | 0
F7_Commercial_Interruptible - Health_Existing_Space Heating_Natural Gas_HVAC - Shut Off Damper_A_Achievable Economic UCT Potential | F7 | Commercial | Interruptible - Health | Existing | Space Heating | Natural Gas | HVAC - Shut Off Damper | A | Cumulative Energy Savings (MWh or mTherms) | Achievable Economic UCT Potential | 0 | 0 | 0 | 0 | 0 | 0 | 0 | 0 | 0 | 0 | 0 | 0 | 0 | 0 | 0 | 0 | 0 | 0 | 0 | 0 | 0 | 0 | 0 | 0 | 0 | 0 | 0
F8_Commercial_Interruptible - Health_Existing_Space Heating_Natural Gas_HVAC - Shut Off Damper_A_Achievable Economic UCT Potential | F8 | Commercial | Interruptible - Health | Existing | Space Heating | Natural Gas | HVAC - Shut Off Damper | A | Cumulative Summer Peak Savings (MW) | Achievable Economic UCT Potential | 0 | 0 | 0 | 0 | 0 | 0 | 0 | 0 | 0 | 0 | 0 | 0 | 0 | 0 | 0 | 0 | 0 | 0 | 0 | 0 | 0 | 0 | 0 | 0 | 0 | 0 | 0
F9_Commercial_Interruptible - Health_Existing_Space Heating_Natural Gas_HVAC - Shut Off Damper_A_Achievable Economic UCT Potential | F9 | Commercial | Interruptible - Health | Existing | Space Heating | Natural Gas | HVAC - Shut Off Damper | A | Cumulative Winter Peak Savings (MW) | Achievable Economic UCT Potential | 0 | 0 | 0 | 0 | 0 | 0 | 0 | 0 | 0 | 0 | 0 | 0 | 0 | 0 | 0 | 0 | 0 | 0 | 0 | 0 | 0 | 0 | 0 | 0 | 0 | 0 | 0
F10_Commercial_Interruptible - Health_Existing_Space Heating_Natural Gas_HVAC - Shut Off Damper_A_Achievable Economic UCT Potential | F10 | Commercial | Interruptible - Health | Existing | Space Heating | Natural Gas | HVAC - Shut Off Damper | A | Purchases (Incremental) | Achievable Economic UCT Potential | 0 | 0 | 0 | 0 | 0 | 0 | 0 | 0 | 0 | 0 | 0 | 0 | 0 | 0 | 0 | 0 | 0 | 0 | 0 | 0 | 0 | 0 | 0 | 0 | 0 | 0 | 0
F11_Commercial_Interruptible - Health_Existing_Space Heating_Natural Gas_HVAC - Shut Off Damper_A_Achievable Economic UCT Potential | F11 | Commercial | Interruptible - Health | Existing | Space Heating | Natural Gas | HVAC - Shut Off Damper | A | Purchases (Cumulative) | Achievable Economic UCT Potential | 0 | 0 | 0 | 0 | 0 | 0 | 0 | 0 | 0 | 0 | 0 | 0 | 0 | 0 | 0 | 0 | 0 | 0 | 0 | 0 | 0 | 0 | 0 | 0 | 0 | 0 | 0
F1_Commercial_Interruptible - Health_Existing_Space Heating_Natural Gas_Gas Furnace - Tube Inserts_A_Achievable Economic UCT Potential | F1 | Commercial | Interruptible - Health | Existing | Space Heating | Natural Gas | Gas Furnace - Tube Inserts | A | Integrated Unit Energy Savings (kWh or therms) | Achievable Economic UCT Potential | 0 | 0 | 0 | 0 | 0 | 0 | 0 | 0 | 0 | 0 | 0 | 0 | 0 | 0 | 0 | 0 | 0 | 0 | 0 | 0 | 0 | 0 | 0 | 0 | 0 | 0 | 0
F2_Commercial_Interruptible - Health_Existing_Space Heating_Natural Gas_Gas Furnace - Tube Inserts_A_Achievable Economic UCT Potential | F2 | Commercial | Interruptible - Health | Existing | Space Heating | Natural Gas | Gas Furnace - Tube Inserts | A | Integrated Unit Summer Peak Savings (kW) | Achievable Economic UCT Potential | 0 | 0 | 0 | 0 | 0 | 0 | 0 | 0 | 0 | 0 | 0 | 0 | 0 | 0 | 0 | 0 | 0 | 0 | 0 | 0 | 0 | 0 | 0 | 0 | 0 | 0 | 0
F3_Commercial_Interruptible - Health_Existing_Space Heating_Natural Gas_Gas Furnace - Tube Inserts_A_Achievable Economic UCT Potential | F3 | Commercial | Interruptible - Health | Existing | Space Heating | Natural Gas | Gas Furnace - Tube Inserts | A | Integrated Unit Winter Peak Savings (kW) | Achievable Economic UCT Potential | 0 | 0 | 0 | 0 | 0 | 0 | 0 | 0 | 0 | 0 | 0 | 0 | 0 | 0 | 0 | 0 | 0 | 0 | 0 | 0 | 0 | 0 | 0 | 0 | 0 | 0 | 0
F4_Commercial_Interruptible - Health_Existing_Space Heating_Natural Gas_Gas Furnace - Tube Inserts_A_Achievable Economic UCT Potential | F4 | Commercial | Interruptible - Health | Existing | Space Heating | Natural Gas | Gas Furnace - Tube Inserts | A | Incremental Energy Savings (MWh or mTherms) | Achievable Economic UCT Potential | 0 | 0 | 0 | 0 | 0 | 0 | 0 | 0 | 0 | 0 | 0 | 0 | 0 | 0 | 0 | 0 | 0 | 0 | 0 | 0 | 0 | 0 | 0 | 0 | 0 | 0 | 0
F5_Commercial_Interruptible - Health_Existing_Space Heating_Natural Gas_Gas Furnace - Tube Inserts_A_Achievable Economic UCT Potential | F5 | Commercial | Interruptible - Health | Existing | Space Heating | Natural Gas | Gas Furnace - Tube Inserts | A | Incremental Summer Peak Savings (MW) | Achievable Economic UCT Potential | 0 | 0 | 0 | 0 | 0 | 0 | 0 | 0 | 0 | 0 | 0 | 0 | 0 | 0 | 0 | 0 | 0 | 0 | 0 | 0 | 0 | 0 | 0 | 0 | 0 | 0 | 0
F6_Commercial_Interruptible - Health_Existing_Space Heating_Natural Gas_Gas Furnace - Tube Inserts_A_Achievable Economic UCT Potential | F6 | Commercial | Interruptible - Health | Existing | Space Heating | Natural Gas | Gas Furnace - Tube Inserts | A | Incremental Winter Peak Savings (MW) | Achievable Economic UCT Potential | 0 | 0 | 0 | 0 | 0 | 0 | 0 | 0 | 0 | 0 | 0 | 0 | 0 | 0 | 0 | 0 | 0 | 0 | 0 | 0 | 0 | 0 | 0 | 0 | 0 | 0 | 0
F7_Commercial_Interruptible - Health_Existing_Space Heating_Natural Gas_Gas Furnace - Tube Inserts_A_Achievable Economic UCT Potential | F7 | Commercial | Interruptible - Health | Existing | Space Heating | Natural Gas | Gas Furnace - Tube Inserts | A | Cumulative Energy Savings (MWh or mTherms) | Achievable Economic UCT Potential | 0 | 0 | 0 | 0 | 0 | 0 | 0 | 0 | 0 | 0 | 0 | 0 | 0 | 0 | 0 | 0 | 0 | 0 | 0 | 0 | 0 | 0 | 0 | 0 | 0 | 0 | 0
F8_Commercial_Interruptible - Health_Existing_Space Heating_Natural Gas_Gas Furnace - Tube Inserts_A_Achievable Economic UCT Potential | F8 | Commercial | Interruptible - Health | Existing | Space Heating | Natural Gas | Gas Furnace - Tube Inserts | A | Cumulative Summer Peak Savings (MW) | Achievable Economic UCT Potential | 0 | 0 | 0 | 0 | 0 | 0 | 0 | 0 | 0 | 0 | 0 | 0 | 0 | 0 | 0 | 0 | 0 | 0 | 0 | 0 | 0 | 0 | 0 | 0 | 0 | 0 | 0
F9_Commercial_Interruptible - Health_Existing_Space Heating_Natural Gas_Gas Furnace - Tube Inserts_A_Achievable Economic UCT Potential | F9 | Commercial | Interruptible - Health | Existing | Space Heating | Natural Gas | Gas Furnace - Tube Inserts | A | Cumulative Winter Peak Savings (MW) | Achievable Economic UCT Potential | 0 | 0 | 0 | 0 | 0 | 0 | 0 | 0 | 0 | 0 | 0 | 0 | 0 | 0 | 0 | 0 | 0 | 0 | 0 | 0 | 0 | 0 | 0 | 0 | 0 | 0 | 0
F10_Commercial_Interruptible - Health_Existing_Space Heating_Natural Gas_Gas Furnace - Tube Inserts_A_Achievable Economic UCT Potential | F10 | Commercial | Interruptible - Health | Existing | Space Heating | Natural Gas | Gas Furnace - Tube Inserts | A | Purchases (Incremental) | Achievable Economic UCT Potential | 0 | 0 | 0 | 0 | 0 | 0 | 0 | 0 | 0 | 0 | 0 | 0 | 0 | 0 | 0 | 0 | 0 | 0 | 0 | 0 | 0 | 0 | 0 | 0 | 0 | 0 | 0
F11_Commercial_Interruptible - Health_Existing_Space Heating_Natural Gas_Gas Furnace - Tube Inserts_A_Achievable Economic UCT Potential | F11 | Commercial | Interruptible - Health | Existing | Space Heating | Natural Gas | Gas Furnace - Tube Inserts | A | Purchases (Cumulative) | Achievable Economic UCT Potential | 0 | 0 | 0 | 0 | 0 | 0 | 0 | 0 | 0 | 0 | 0 | 0 | 0 | 0 | 0 | 0 | 0 | 0 | 0 | 0 | 0 | 0 | 0 | 0 | 0 | 0 | 0
F1_Commercial_Interruptible - Health_Existing_Space Heating_Natural Gas_Gas Boiler - Insulate Steam Lines/Condensate Tank_A_Achievable Economic UCT Potential | F1 | Commercial | Interruptible - Health | Existing | Space Heating | Natural Gas | Gas Boiler - Insulate Steam Lines/Condensate Tank | A | Integrated Unit Energy Savings (kWh or therms) | Achievable Economic UCT Potential | 0 | 0 | 6.3779 | 6.3559 | 6.3257 | 6.2929 | 6.2585 | 6.2228 | 6.1861 | 6.1484 | 6.11 | 6.0711 | 6.0319 | 5.9926 | 5.9535 | 5.9148 | 5.8767 | 5.8393 | 5.8028 | 5.767 | 5.7318 | 5.6972 | 5.6635 | 5.6306 | 5.5984 | 5.5669 | 5.5359
F2_Commercial_Interruptible - Health_Existing_Space Heating_Natural Gas_Gas Boiler - Insulate Steam Lines/Condensate Tank_A_Achievable Economic UCT Potential | F2 | Commercial | Interruptible - Health | Existing | Space Heating | Natural Gas | Gas Boiler - Insulate Steam Lines/Condensate Tank | A | Integrated Unit Summer Peak Savings (kW) | Achievable Economic UCT Potential | 0 | 0 | 0 | 0 | 0 | 0 | 0 | 0 | 0 | 0 | 0 | 0 | 0 | 0 | 0 | 0 | 0 | 0 | 0 | 0 | 0 | 0 | 0 | 0 | 0 | 0 | 0
F3_Commercial_Interruptible - Health_Existing_Space Heating_Natural Gas_Gas Boiler - Insulate Steam Lines/Condensate Tank_A_Achievable Economic UCT Potential | F3 | Commercial | Interruptible - Health | Existing | Space Heating | Natural Gas | Gas Boiler - Insulate Steam Lines/Condensate Tank | A | Integrated Unit Winter Peak Savings (kW) | Achievable Economic UCT Potential | 0 | 0 | 0 | 0 | 0 | 0 | 0 | 0 | 0 | 0 | 0 | 0 | 0 | 0 | 0 | 0 | 0 | 0 | 0 | 0 | 0 | 0 | 0 | 0 | 0 | 0 | 0
F4_Commercial_Interruptible - Health_Existing_Space Heating_Natural Gas_Gas Boiler - Insulate Steam Lines/Condensate Tank_A_Achievable Economic UCT Potential | F4 | Commercial | Interruptible - Health | Existing | Space Heating | Natural Gas | Gas Boiler - Insulate Steam Lines/Condensate Tank | A | Incremental Energy Savings (MWh or mTherms) | Achievable Economic UCT Potential | 0 | 0 | 0.28427 | 0.58149 | 0.57872 | 0.57572 | 0.57258 | 0.56931 | 0.56595 | 0.5625 | 0.55899 | 0.55543 | 0.55184 | 0.54825 | 0.54467 | 0.54113 | 0.53764 | 0.27396 | 0 | 9.8345e-16 | 0 | 0 | 0 | 0 | 0 | 0 | 0
F5_Commercial_Interruptible - Health_Existing_Space Heating_Natural Gas_Gas Boiler - Insulate Steam Lines/Condensate Tank_A_Achievable Economic UCT Potential | F5 | Commercial | Interruptible - Health | Existing | Space Heating | Natural Gas | Gas Boiler - Insulate Steam Lines/Condensate Tank | A | Incremental Summer Peak Savings (MW) | Achievable Economic UCT Potential | 0 | 0 | 0 | 0 | 0 | 0 | 0 | 0 | 0 | 0 | 0 | 0 | 0 | 0 | 0 | 0 | 0 | 0 | 0 | 0 | 0 | 0 | 0 | 0 | 0 | 0 | 0
F6_Commercial_Interruptible - Health_Existing_Space Heating_Natural Gas_Gas Boiler - Insulate Steam Lines/Condensate Tank_A_Achievable Economic UCT Potential | F6 | Commercial | Interruptible - Health | Existing | Space Heating | Natural Gas | Gas Boiler - Insulate Steam Lines/Condensate Tank | A | Incremental Winter Peak Savings (MW) | Achievable Economic UCT Potential | 0 | 0 | 0 | 0 | 0 | 0 | 0 | 0 | 0 | 0 | 0 | 0 | 0 | 0 | 0 | 0 | 0 | 0 | 0 | 0 | 0 | 0 | 0 | 0 | 0 | 0 | 0
F7_Commercial_Interruptible - Health_Existing_Space Heating_Natural Gas_Gas Boiler - Insulate Steam Lines/Condensate Tank_A_Achievable Economic UCT Potential | F7 | Commercial | Interruptible - Health | Existing | Space Heating | Natural Gas | Gas Boiler - Insulate Steam Lines/Condensate Tank | A | Cumulative Energy Savings (MWh or mTherms) | Achievable Economic UCT Potential | 0 | 0 | 0.28427 | 0.86477 | 1.4394 | 2.0076 | 2.5693 | 3.1239 | 3.6714 | 4.2115 | 4.7442 | 5.2694 | 5.7873 | 6.2978 | 6.8014 | 7.2983 | 7.7889 | 8.0134 | 7.9633 | 7.9141 | 7.8658 | 7.8183 | 7.772 | 7.7269 | 7.6828 | 7.6395 | 7.5971
F8_Commercial_Interruptible - Health_Existing_Space Heating_Natural Gas_Gas Boiler - Insulate Steam Lines/Condensate Tank_A_Achievable Economic UCT Potential | F8 | Commercial | Interruptible - Health | Existing | Space Heating | Natural Gas | Gas Boiler - Insulate Steam Lines/Condensate Tank | A | Cumulative Summer Peak Savings (MW) | Achievable Economic UCT Potential | 0 | 0 | 0 | 0 | 0 | 0 | 0 | 0 | 0 | 0 | 0 | 0 | 0 | 0 | 0 | 0 | 0 | 0 | 0 | 0 | 0 | 0 | 0 | 0 | 0 | 0 | 0
F9_Commercial_Interruptible - Health_Existing_Space Heating_Natural Gas_Gas Boiler - Insulate Steam Lines/Condensate Tank_A_Achievable Economic UCT Potential | F9 | Commercial | Interruptible - Health | Existing | Space Heating | Natural Gas | Gas Boiler - Insulate Steam Lines/Condensate Tank | A | Cumulative Winter Peak Savings (MW) | Achievable Economic UCT Potential | 0 | 0 | 0 | 0 | 0 | 0 | 0 | 0 | 0 | 0 | 0 | 0 | 0 | 0 | 0 | 0 | 0 | 0 | 0 | 0 | 0 | 0 | 0 | 0 | 0 | 0 | 0
F10_Commercial_Interruptible - Health_Existing_Space Heating_Natural Gas_Gas Boiler - Insulate Steam Lines/Condensate Tank_A_Achievable Economic UCT Potential | F10 | Commercial | Interruptible - Health | Existing | Space Heating | Natural Gas | Gas Boiler - Insulate Steam Lines/Condensate Tank | A | Purchases (Incremental) | Achievable Economic UCT Potential | 0 | 0 | 44.5709 | 91.4876 | 91.4876 | 91.4876 | 91.4876 | 91.4876 | 91.4876 | 91.4876 | 91.4876 | 91.4876 | 91.4876 | 91.4876 | 91.4876 | 91.4876 | 91.4876 | 46.9167 | 0 | 1.7053e-13 | 0 | 0 | 0 | 0 | 0 | 0 | 0
F11_Commercial_Interruptible - Health_Existing_Space Heating_Natural Gas_Gas Boiler - Insulate Steam Lines/Condensate Tank_A_Achievable Economic UCT Potential | F11 | Commercial | Interruptible - Health | Existing | Space Heating | Natural Gas | Gas Boiler - Insulate Steam Lines/Condensate Tank | A | Purchases (Cumulative) | Achievable Economic UCT Potential | 0 | 0 | 44.5709 | 136.0586 | 227.5462 | 319.0339 | 410.5215 | 502.0092 | 593.4968 | 684.9845 | 776.4721 | 867.9598 | 959.4474 | 1050.935 | 1142.4227 | 1233.9103 | 1325.398 | 1372.3147 | 1372.3147 | 1372.3147 | 1372.3147 | 1372.3147 | 1372.3147 | 1372.3147 | 1372.3147 | 1372.3147 | 1372.3147
F1_Commercial_Interruptible - Health_Existing_Space Heating_Natural Gas_Gas Boiler - Insulate Hot Water Lines_A_Achievable Economic UCT Potential | F1 | Commercial | Interruptible - Health | Existing | Space Heating | Natural Gas | Gas Boiler - Insulate Hot Water Lines | A | Integrated Unit Energy Savings (kWh or therms) | Achievable Economic UCT Potential | 0 | 0 | 4.2556 | 4.2185 | 4.171 | 4.1178 | 4.0581 | 3.9908 | 3.915 | 3.8304 | 3.7371 | 3.6366 | 3.5313 | 3.4245 | 3.3204 | 3.2229 | 3.1352 | 3.0635 | 3.0081 | 2.9618 | 2.9267 | 2.8943 | 2.8772 | 2.8604 | 2.8441 | 2.828 | 2.8123
F2_Commercial_Interruptible - Health_Existing_Space Heating_Natural Gas_Gas Boiler - Insulate Hot Water Lines_A_Achievable Economic UCT Potential | F2 | Commercial | Interruptible - Health | Existing | Space Heating | Natural Gas | Gas Boiler - Insulate Hot Water Lines | A | Integrated Unit Summer Peak Savings (kW) | Achievable Economic UCT Potential | 0 | 0 | 0 | 0 | 0 | 0 | 0 | 0 | 0 | 0 | 0 | 0 | 0 | 0 | 0 | 0 | 0 | 0 | 0 | 0 | 0 | 0 | 0 | 0 | 0 | 0 | 0
F3_Commercial_Interruptible - Health_Existing_Space Heating_Natural Gas_Gas Boiler - Insulate Hot Water Lines_A_Achievable Economic UCT Potential | F3 | Commercial | Interruptible - Health | Existing | Space Heating | Natural Gas | Gas Boiler - Insulate Hot Water Lines | A | Integrated Unit Winter Peak Savings (kW) | Achievable Economic UCT Potential | 0 | 0 | 0 | 0 | 0 | 0 | 0 | 0 | 0 | 0 | 0 | 0 | 0 | 0 | 0 | 0 | 0 | 0 | 0 | 0 | 0 | 0 | 0 | 0 | 0 | 0 | 0
F4_Commercial_Interruptible - Health_Existing_Space Heating_Natural Gas_Gas Boiler - Insulate Hot Water Lines_A_Achievable Economic UCT Potential | F4 | Commercial | Interruptible - Health | Existing | Space Heating | Natural Gas | Gas Boiler - Insulate Hot Water Lines | A | Incremental Energy Savings (MWh or mTherms) | Achievable Economic UCT Potential | 0 | 0 | 0.18968 | 0.38594 | 0.3816 | 0.37673 | 0.37127 | 0.36511 | 0.35818 | 0.35043 | 0.3419 | 0.3327 | 0.32307 | 0.16067 | 0 | 5.496e-16 | 4.4554e-17 | 6.0948e-16 | 0 | 5.8925e-16 | 0 | 0 | 0 | 0 | 0 | 0 | 0
F5_Commercial_Interruptible - Health_Existing_Space Heating_Natural Gas_Gas Boiler - Insulate Hot Water Lines_A_Achievable Economic UCT Potential | F5 | Commercial | Interruptible - Health | Existing | Space Heating | Natural Gas | Gas Boiler - Insulate Hot Water Lines | A | Incremental Summer Peak Savings (MW) | Achievable Economic UCT Potential | 0 | 0 | 0 | 0 | 0 | 0 | 0 | 0 | 0 | 0 | 0 | 0 | 0 | 0 | 0 | 0 | 0 | 0 | 0 | 0 | 0 | 0 | 0 | 0 | 0 | 0 | 0
F6_Commercial_Interruptible - Health_Existing_Space Heating_Natural Gas_Gas Boiler - Insulate Hot Water Lines_A_Achievable Economic UCT Potential | F6 | Commercial | Interruptible - Health | Existing | Space Heating | Natural Gas | Gas Boiler - Insulate Hot Water Lines | A | Incremental Winter Peak Savings (MW) | Achievable Economic UCT Potential | 0 | 0 | 0 | 0 | 0 | 0 | 0 | 0 | 0 | 0 | 0 | 0 | 0 | 0 | 0 | 0 | 0 | 0 | 0 | 0 | 0 | 0 | 0 | 0 | 0 | 0 | 0
F7_Commercial_Interruptible - Health_Existing_Space Heating_Natural Gas_Gas Boiler - Insulate Hot Water Lines_A_Achievable Economic UCT Potential | F7 | Commercial | Interruptible - Health | Existing | Space Heating | Natural Gas | Gas Boiler - Insulate Hot Water Lines | A | Cumulative Energy Savings (MWh or mTherms) | Achievable Economic UCT Potential | 0 | 0 | 0.18968 | 0.57396 | 0.9491 | 1.3137 | 1.6659 | 2.0034 | 2.3236 | 2.6237 | 2.9018 | 3.1564 | 3.3881 | 3.4463 | 3.3416 | 3.2434 | 3.1551 | 3.083 | 3.0272 | 2.9806 | 2.9454 | 2.9127 | 2.8955 | 2.8786 | 2.8622 | 2.846 | 2.8302
F8_Commercial_Interruptible - Health_Existing_Space Heating_Natural Gas_Gas Boiler - Insulate Hot Water Lines_A_Achievable Economic UCT Potential | F8 | Commercial | Interruptible - Health | Existing | Space Heating | Natural Gas | Gas Boiler - Insulate Hot Water Lines | A | Cumulative Summer Peak Savings (MW) | Achievable Economic UCT Potential | 0 | 0 | 0 | 0 | 0 | 0 | 0 | 0 | 0 | 0 | 0 | 0 | 0 | 0 | 0 | 0 | 0 | 0 | 0 | 0 | 0 | 0 | 0 | 0 | 0 | 0 | 0
F9_Commercial_Interruptible - Health_Existing_Space Heating_Natural Gas_Gas Boiler - Insulate Hot Water Lines_A_Achievable Economic UCT Potential | F9 | Commercial | Interruptible - Health | Existing | Space Heating | Natural Gas | Gas Boiler - Insulate Hot Water Lines | A | Cumulative Winter Peak Savings (MW) | Achievable Economic UCT Potential | 0 | 0 | 0 | 0 | 0 | 0 | 0 | 0 | 0 | 0 | 0 | 0 | 0 | 0 | 0 | 0 | 0 | 0 | 0 | 0 | 0 | 0 | 0 | 0 | 0 | 0 | 0
F10_Commercial_Interruptible - Health_Existing_Space Heating_Natural Gas_Gas Boiler - Insulate Hot Water Lines_A_Achievable Economic UCT Potential | F10 | Commercial | Interruptible - Health | Existing | Space Heating | Natural Gas | Gas Boiler - Insulate Hot Water Lines | A | Purchases (Incremental) | Achievable Economic UCT Potential | 0 | 0 | 44.5709 | 91.4876 | 91.4876 | 91.4876 | 91.4876 | 91.4876 | 91.4876 | 91.4876 | 91.4876 | 91.4876 | 91.4876 | 46.9167 | 0 | 1.7053e-13 | 1.4211e-14 | 1.9895e-13 | 0 | 1.9895e-13 | 0 | 0 | 0 | 0 | 0 | 0 | 0
F11_Commercial_Interruptible - Health_Existing_Space Heating_Natural Gas_Gas Boiler - Insulate Hot Water Lines_A_Achievable Economic UCT Potential | F11 | Commercial | Interruptible - Health | Existing | Space Heating | Natural Gas | Gas Boiler - Insulate Hot Water Lines | A | Purchases (Cumulative) | Achievable Economic UCT Potential | 0 | 0 | 44.5709 | 136.0586 | 227.5462 | 319.0339 | 410.5215 | 502.0092 | 593.4968 | 684.9845 | 776.4721 | 867.9598 | 959.4474 | 1006.3641 | 1006.3641 | 1006.3641 | 1006.3641 | 1006.3641 | 1006.3641 | 1006.3641 | 1006.3641 | 1006.3641 | 1006.3641 | 1006.3641 | 1006.3641 | 1006.3641 | 1006.3641
F1_Commercial_Interruptible - Health_Existing_Space Heating_Natural Gas_Condensing RTU_A_Achievable Economic UCT Potential | F1 | Commercial | Interruptible - Health | Existing | Space Heating | Natural Gas | Condensing RTU | A | Integrated Unit Energy Savings (kWh or therms) | Achievable Economic UCT Potential | 0 | 0 | 0.026494 | 0.026147 | 0.025718 | 0.025239 | 0.024706 | 0.024127 | 0.02349 | 0.022802 | 0.022072 | 0.021318 | 0.020562 | 0.01982 | 0.019109 | 0.018445 | 0.017847 | 0.01735 | 0.016957 | 0.016622 | 0.016357 | 0.016112 | 0.015979 | 0.015851 | 0.015728 | 0.015609 | 0.015494
F2_Commercial_Interruptible - Health_Existing_Space Heating_Natural Gas_Condensing RTU_A_Achievable Economic UCT Potential | F2 | Commercial | Interruptible - Health | Existing | Space Heating | Natural Gas | Condensing RTU | A | Integrated Unit Summer Peak Savings (kW) | Achievable Economic UCT Potential | 0 | 0 | 0 | 0 | 0 | 0 | 0 | 0 | 0 | 0 | 0 | 0 | 0 | 0 | 0 | 0 | 0 | 0 | 0 | 0 | 0 | 0 | 0 | 0 | 0 | 0 | 0
F3_Commercial_Interruptible - Health_Existing_Space Heating_Natural Gas_Condensing RTU_A_Achievable Economic UCT Potential | F3 | Commercial | Interruptible - Health | Existing | Space Heating | Natural Gas | Condensing RTU | A | Integrated Unit Winter Peak Savings (kW) | Achievable Economic UCT Potential | 0 | 0 | 0 | 0 | 0 | 0 | 0 | 0 | 0 | 0 | 0 | 0 | 0 | 0 | 0 | 0 | 0 | 0 | 0 | 0 | 0 | 0 | 0 | 0 | 0 | 0 | 0
F4_Commercial_Interruptible - Health_Existing_Space Heating_Natural Gas_Condensing RTU_A_Achievable Economic UCT Potential | F4 | Commercial | Interruptible - Health | Existing | Space Heating | Natural Gas | Condensing RTU | A | Incremental Energy Savings (MWh or mTherms) | Achievable Economic UCT Potential | 0 | 0 | 0 | 0 | 0 | 0 | 0 | 0 | 0 | 0 | 0 | 0 | 0 | 0 | 0 | 0 | 0 | 0 | 0 | 0 | 0 | 0 | 0 | 0 | 0 | 0 | 0
F5_Commercial_Interruptible - Health_Existing_Space Heating_Natural Gas_Condensing RTU_A_Achievable Economic UCT Potential | F5 | Commercial | Interruptible - Health | Existing | Space Heating | Natural Gas | Condensing RTU | A | Incremental Summer Peak Savings (MW) | Achievable Economic UCT Potential | 0 | 0 | 0 | 0 | 0 | 0 | 0 | 0 | 0 | 0 | 0 | 0 | 0 | 0 | 0 | 0 | 0 | 0 | 0 | 0 | 0 | 0 | 0 | 0 | 0 | 0 | 0
F6_Commercial_Interruptible - Health_Existing_Space Heating_Natural Gas_Condensing RTU_A_Achievable Economic UCT Potential | F6 | Commercial | Interruptible - Health | Existing | Space Heating | Natural Gas | Condensing RTU | A | Incremental Winter Peak Savings (MW) | Achievable Economic UCT Potential | 0 | 0 | 0 | 0 | 0 | 0 | 0 | 0 | 0 | 0 | 0 | 0 | 0 | 0 | 0 | 0 | 0 | 0 | 0 | 0 | 0 | 0 | 0 | 0 | 0 | 0 | 0
F7_Commercial_Interruptible - Health_Existing_Space Heating_Natural Gas_Condensing RTU_A_Achievable Economic UCT Potential | F7 | Commercial | Interruptible - Health | Existing | Space Heating | Natural Gas | Condensing RTU | A | Cumulative Energy Savings (MWh or mTherms) | Achievable Economic UCT Potential | 0 | 0 | 0 | 0 | 0 | 0 | 0 | 0 | 0 | 0 | 0 | 0 | 0 | 0 | 0 | 0 | 0 | 0 | 0 | 0 | 0 | 0 | 0 | 0 | 0 | 0 | 0
F8_Commercial_Interruptible - Health_Existing_Space Heating_Natural Gas_Condensing RTU_A_Achievable Economic UCT Potential | F8 | Commercial | Interruptible - Health | Existing | Space Heating | Natural Gas | Condensing RTU | A | Cumulative Summer Peak Savings (MW) | Achievable Economic UCT Potential | 0 | 0 | 0 | 0 | 0 | 0 | 0 | 0 | 0 | 0 | 0 | 0 | 0 | 0 | 0 | 0 | 0 | 0 | 0 | 0 | 0 | 0 | 0 | 0 | 0 | 0 | 0
F9_Commercial_Interruptible - Health_Existing_Space Heating_Natural Gas_Condensing RTU_A_Achievable Economic UCT Potential | F9 | Commercial | Interruptible - Health | Existing | Space Heating | Natural Gas | Condensing RTU | A | Cumulative Winter Peak Savings (MW) | Achievable Economic UCT Potential | 0 | 0 | 0 | 0 | 0 | 0 | 0 | 0 | 0 | 0 | 0 | 0 | 0 | 0 | 0 | 0 | 0 | 0 | 0 | 0 | 0 | 0 | 0 | 0 | 0 | 0 | 0
F10_Commercial_Interruptible - Health_Existing_Space Heating_Natural Gas_Condensing RTU_A_Achievable Economic UCT Potential | F10 | Commercial | Interruptible - Health | Existing | Space Heating | Natural Gas | Condensing RTU | A | Purchases (Incremental) | Achievable Economic UCT Potential | 0 | 0 | 0 | 0 | 0 | 0 | 0 | 0 | 0 | 0 | 0 | 0 | 0 | 0 | 0 | 0 | 0 | 0 | 0 | 0 | 0 | 0 | 0 | 0 | 0 | 0 | 0
F11_Commercial_Interruptible - Health_Existing_Space Heating_Natural Gas_Condensing RTU_A_Achievable Economic UCT Potential | F11 | Commercial | Interruptible - Health | Existing | Space Heating | Natural Gas | Condensing RTU | A | Purchases (Cumulative) | Achievable Economic UCT Potential | 0 | 0 | 0 | 0 | 0 | 0 | 0 | 0 | 0 | 0 | 0 | 0 | 0 | 0 | 0 | 0 | 0 | 0 | 0 | 0 | 0 | 0 | 0 | 0 | 0 | 0 | 0
F1_Commercial_Interruptible - Health_Existing_Space Heating_Natural Gas_Hydronic Heating Radiator Replacement_A_Achievable Economic UCT Potential | F1 | Commercial | Interruptible - Health | Existing | Space Heating | Natural Gas | Hydronic Heating Radiator Replacement | A | Integrated Unit Energy Savings (kWh or therms) | Achievable Economic UCT Potential | 0 | 0 | 36.0374 | 35.6554 | 35.1789 | 34.6478 | 34.0565 | 33.3935 | 32.6554 | 31.8441 | 30.9677 | 30.0427 | 29.1091 | 28.1886 | 27.3041 | 26.4787 | 25.7389 | 25.137 | 24.6757 | 24.2907 | 24.0013 | 23.7334 | 23.5928 | 23.4556 | 23.3214 | 23.1899 | 23.0608
F2_Commercial_Interruptible - Health_Existing_Space Heating_Natural Gas_Hydronic Heating Radiator Replacement_A_Achievable Economic UCT Potential | F2 | Commercial | Interruptible - Health | Existing | Space Heating | Natural Gas | Hydronic Heating Radiator Replacement | A | Integrated Unit Summer Peak Savings (kW) | Achievable Economic UCT Potential | 0 | 0 | 0 | 0 | 0 | 0 | 0 | 0 | 0 | 0 | 0 | 0 | 0 | 0 | 0 | 0 | 0 | 0 | 0 | 0 | 0 | 0 | 0 | 0 | 0 | 0 | 0
F3_Commercial_Interruptible - Health_Existing_Space Heating_Natural Gas_Hydronic Heating Radiator Replacement_A_Achievable Economic UCT Potential | F3 | Commercial | Interruptible - Health | Existing | Space Heating | Natural Gas | Hydronic Heating Radiator Replacement | A | Integrated Unit Winter Peak Savings (kW) | Achievable Economic UCT Potential | 0 | 0 | 0 | 0 | 0 | 0 | 0 | 0 | 0 | 0 | 0 | 0 | 0 | 0 | 0 | 0 | 0 | 0 | 0 | 0 | 0 | 0 | 0 | 0 | 0 | 0 | 0
F4_Commercial_Interruptible - Health_Existing_Space Heating_Natural Gas_Hydronic Heating Radiator Replacement_A_Achievable Economic UCT Potential | F4 | Commercial | Interruptible - Health | Existing | Space Heating | Natural Gas | Hydronic Heating Radiator Replacement | A | Incremental Energy Savings (MWh or mTherms) | Achievable Economic UCT Potential | 0 | 0 | 0.40799 | 0.82858 | 0.81751 | 0.80517 | 0.79143 | 0.77602 | 0.75887 | 0.74001 | 0.71965 | 0.69815 | 0.67645 | 0.65506 | 0.63451 | 0.61533 | 0.59814 | 0.58415 | 0.57343 | 0.56448 | 0.55776 | 0.55153 | 0 | 0 | 0 | 0 | 0
F5_Commercial_Interruptible - Health_Existing_Space Heating_Natural Gas_Hydronic Heating Radiator Replacement_A_Achievable Economic UCT Potential | F5 | Commercial | Interruptible - Health | Existing | Space Heating | Natural Gas | Hydronic Heating Radiator Replacement | A | Incremental Summer Peak Savings (MW) | Achievable Economic UCT Potential | 0 | 0 | 0 | 0 | 0 | 0 | 0 | 0 | 0 | 0 | 0 | 0 | 0 | 0 | 0 | 0 | 0 | 0 | 0 | 0 | 0 | 0 | 0 | 0 | 0 | 0 | 0
F6_Commercial_Interruptible - Health_Existing_Space Heating_Natural Gas_Hydronic Heating Radiator Replacement_A_Achievable Economic UCT Potential | F6 | Commercial | Interruptible - Health | Existing | Space Heating | Natural Gas | Hydronic Heating Radiator Replacement | A | Incremental Winter Peak Savings (MW) | Achievable Economic UCT Potential | 0 | 0 | 0 | 0 | 0 | 0 | 0 | 0 | 0 | 0 | 0 | 0 | 0 | 0 | 0 | 0 | 0 | 0 | 0 | 0 | 0 | 0 | 0 | 0 | 0 | 0 | 0
F7_Commercial_Interruptible - Health_Existing_Space Heating_Natural Gas_Hydronic Heating Radiator Replacement_A_Achievable Economic UCT Potential | F7 | Commercial | Interruptible - Health | Existing | Space Heating | Natural Gas | Hydronic Heating Radiator Replacement | A | Cumulative Energy Savings (MWh or mTherms) | Achievable Economic UCT Potential | 0 | 0 | 0.40799 | 1.2322 | 2.0333 | 2.8078 | 3.5513 | 4.2582 | 4.9229 | 5.5406 | 6.1078 | 6.6235 | 7.0941 | 7.5248 | 7.9232 | 8.299 | 8.6653 | 9.0468 | 9.4542 | 9.8712 | 10.3113 | 10.7478 | 10.6841 | 10.622 | 10.5612 | 10.5017 | 10.4432
F8_Commercial_Interruptible - Health_Existing_Space Heating_Natural Gas_Hydronic Heating Radiator Replacement_A_Achievable Economic UCT Potential | F8 | Commercial | Interruptible - Health | Existing | Space Heating | Natural Gas | Hydronic Heating Radiator Replacement | A | Cumulative Summer Peak Savings (MW) | Achievable Economic UCT Potential | 0 | 0 | 0 | 0 | 0 | 0 | 0 | 0 | 0 | 0 | 0 | 0 | 0 | 0 | 0 | 0 | 0 | 0 | 0 | 0 | 0 | 0 | 0 | 0 | 0 | 0 | 0
F9_Commercial_Interruptible - Health_Existing_Space Heating_Natural Gas_Hydronic Heating Radiator Replacement_A_Achievable Economic UCT Potential | F9 | Commercial | Interruptible - Health | Existing | Space Heating | Natural Gas | Hydronic Heating Radiator Replacement | A | Cumulative Winter Peak Savings (MW) | Achievable Economic UCT Potential | 0 | 0 | 0 | 0 | 0 | 0 | 0 | 0 | 0 | 0 | 0 | 0 | 0 | 0 | 0 | 0 | 0 | 0 | 0 | 0 | 0 | 0 | 0 | 0 | 0 | 0 | 0
F10_Commercial_Interruptible - Health_Existing_Space Heating_Natural Gas_Hydronic Heating Radiator Replacement_A_Achievable Economic UCT Potential | F10 | Commercial | Interruptible - Health | Existing | Space Heating | Natural Gas | Hydronic Heating Radiator Replacement | A | Purchases (Incremental) | Achievable Economic UCT Potential | 0 | 0 | 11.3214 | 23.2386 | 23.2386 | 23.2386 | 23.2386 | 23.2386 | 23.2386 | 23.2386 | 23.2386 | 23.2386 | 23.2386 | 23.2386 | 23.2386 | 23.2386 | 23.2386 | 23.2386 | 23.2386 | 23.2386 | 23.2386 | 23.2386 | 0 | 0 | 0 | 0 | 0
F11_Commercial_Interruptible - Health_Existing_Space Heating_Natural Gas_Hydronic Heating Radiator Replacement_A_Achievable Economic UCT Potential | F11 | Commercial | Interruptible - Health | Existing | Space Heating | Natural Gas | Hydronic Heating Radiator Replacement | A | Purchases (Cumulative) | Achievable Economic UCT Potential | 0 | 0 | 11.3214 | 34.56 | 57.7986 | 81.0372 | 104.2758 | 127.5144 | 150.753 | 173.9916 | 197.2302 | 220.4688 | 243.7075 | 266.9461 | 290.1847 | 313.4233 | 336.6619 | 359.9005 | 383.1391 | 406.3777 | 429.6163 | 452.8549 | 452.8549 | 452.8549 | 452.8549 | 452.8549 | 452.8549
F1_Commercial_Interruptible - Health_Existing_Space Heating_Natural Gas_Thermostat - Connected_A_Achievable Economic UCT Potential | F1 | Commercial | Interruptible - Health | Existing | Space Heating | Natural Gas | Thermostat - Connected | A | Integrated Unit Energy Savings (kWh or therms) | Achievable Economic UCT Potential | 0 | 0 | 33.9199 | 33.5149 | 33.0213 | 32.477 | 31.877 | 31.2108 | 30.4758 | 29.6739 | 28.8133 | 27.9097 | 27.0005 | 26.1061 | 25.2475 | 24.446 | 23.726 | 23.1351 | 22.6754 | 22.2873 | 21.988 | 21.7096 | 21.5776 | 21.4491 | 21.3236 | 21.2007 | 21.0802
F2_Commercial_Interruptible - Health_Existing_Space Heating_Natural Gas_Thermostat - Connected_A_Achievable Economic UCT Potential | F2 | Commercial | Interruptible - Health | Existing | Space Heating | Natural Gas | Thermostat - Connected | A | Integrated Unit Summer Peak Savings (kW) | Achievable Economic UCT Potential | 0 | 0 | 0 | 0 | 0 | 0 | 0 | 0 | 0 | 0 | 0 | 0 | 0 | 0 | 0 | 0 | 0 | 0 | 0 | 0 | 0 | 0 | 0 | 0 | 0 | 0 | 0
F3_Commercial_Interruptible - Health_Existing_Space Heating_Natural Gas_Thermostat - Connected_A_Achievable Economic UCT Potential | F3 | Commercial | Interruptible - Health | Existing | Space Heating | Natural Gas | Thermostat - Connected | A | Integrated Unit Winter Peak Savings (kW) | Achievable Economic UCT Potential | 0 | 0 | 0 | 0 | 0 | 0 | 0 | 0 | 0 | 0 | 0 | 0 | 0 | 0 | 0 | 0 | 0 | 0 | 0 | 0 | 0 | 0 | 0 | 0 | 0 | 0 | 0
F4_Commercial_Interruptible - Health_Existing_Space Heating_Natural Gas_Thermostat - Connected_A_Achievable Economic UCT Potential | F4 | Commercial | Interruptible - Health | Existing | Space Heating | Natural Gas | Thermostat - Connected | A | Incremental Energy Savings (MWh or mTherms) | Achievable Economic UCT Potential | 0 | 0 | 0.36076 | 0.43767 | 0.52769 | 0.60246 | 0.67449 | 0.44014 | 0.42906 | 0.34845 | 0.21826 | 0.036225 | 0 | 0 | 0 | 0 | 0 | 0 | 0 | 0 | 0 | 0 | 0 | 0 | 0 | 0 | 0
F5_Commercial_Interruptible - Health_Existing_Space Heating_Natural Gas_Thermostat - Connected_A_Achievable Economic UCT Potential | F5 | Commercial | Interruptible - Health | Existing | Space Heating | Natural Gas | Thermostat - Connected | A | Incremental Summer Peak Savings (MW) | Achievable Economic UCT Potential | 0 | 0 | 0 | 0 | 0 | 0 | 0 | 0 | 0 | 0 | 0 | 0 | 0 | 0 | 0 | 0 | 0 | 0 | 0 | 0 | 0 | 0 | 0 | 0 | 0 | 0 | 0
F6_Commercial_Interruptible - Health_Existing_Space Heating_Natural Gas_Thermostat - Connected_A_Achievable Economic UCT Potential | F6 | Commercial | Interruptible - Health | Existing | Space Heating | Natural Gas | Thermostat - Connected | A | Incremental Winter Peak Savings (MW) | Achievable Economic UCT Potential | 0 | 0 | 0 | 0 | 0 | 0 | 0 | 0 | 0 | 0 | 0 | 0 | 0 | 0 | 0 | 0 | 0 | 0 | 0 | 0 | 0 | 0 | 0 | 0 | 0 | 0 | 0
F7_Commercial_Interruptible - Health_Existing_Space Heating_Natural Gas_Thermostat - Connected_A_Achievable Economic UCT Potential | F7 | Commercial | Interruptible - Health | Existing | Space Heating | Natural Gas | Thermostat - Connected | A | Cumulative Energy Savings (MWh or mTherms) | Achievable Economic UCT Potential | 0 | 0 | 0.36076 | 0.79412 | 1.3101 | 1.891 | 2.5305 | 2.9178 | 3.2781 | 3.5403 | 3.6559 | 3.5775 | 3.4609 | 3.3463 | 3.2362 | 3.1335 | 3.0412 | 2.9655 | 2.9066 | 2.8568 | 2.8184 | 2.7828 | 2.7658 | 2.7494 | 2.7333 | 2.7175 | 2.7021
F8_Commercial_Interruptible - Health_Existing_Space Heating_Natural Gas_Thermostat - Connected_A_Achievable Economic UCT Potential | F8 | Commercial | Interruptible - Health | Existing | Space Heating | Natural Gas | Thermostat - Connected | A | Cumulative Summer Peak Savings (MW) | Achievable Economic UCT Potential | 0 | 0 | 0 | 0 | 0 | 0 | 0 | 0 | 0 | 0 | 0 | 0 | 0 | 0 | 0 | 0 | 0 | 0 | 0 | 0 | 0 | 0 | 0 | 0 | 0 | 0 | 0
F9_Commercial_Interruptible - Health_Existing_Space Heating_Natural Gas_Thermostat - Connected_A_Achievable Economic UCT Potential | F9 | Commercial | Interruptible - Health | Existing | Space Heating | Natural Gas | Thermostat - Connected | A | Cumulative Winter Peak Savings (MW) | Achievable Economic UCT Potential | 0 | 0 | 0 | 0 | 0 | 0 | 0 | 0 | 0 | 0 | 0 | 0 | 0 | 0 | 0 | 0 | 0 | 0 | 0 | 0 | 0 | 0 | 0 | 0 | 0 | 0 | 0
F10_Commercial_Interruptible - Health_Existing_Space Heating_Natural Gas_Thermostat - Connected_A_Achievable Economic UCT Potential | F10 | Commercial | Interruptible - Health | Existing | Space Heating | Natural Gas | Thermostat - Connected | A | Purchases (Incremental) | Achievable Economic UCT Potential | 0 | 0 | 10.6356 | 13.0588 | 15.9802 | 18.5505 | 21.1592 | 14.102 | 14.0787 | 11.7427 | 7.5751 | 1.2979 | 0 | 0 | 0 | 0 | 0 | 0 | 0 | 0 | 0 | 0 | 0 | 0 | 0 | 0 | 0
F11_Commercial_Interruptible - Health_Existing_Space Heating_Natural Gas_Thermostat - Connected_A_Achievable Economic UCT Potential | F11 | Commercial | Interruptible - Health | Existing | Space Heating | Natural Gas | Thermostat - Connected | A | Purchases (Cumulative) | Achievable Economic UCT Potential | 0 | 0 | 10.6356 | 23.6945 | 39.6746 | 58.2251 | 79.3843 | 93.4863 | 107.5651 | 119.3078 | 126.8828 | 128.1808 | 128.1808 | 128.1808 | 128.1808 | 128.1808 | 128.1808 | 128.1808 | 128.1808 | 128.1808 | 128.1808 | 128.1808 | 128.1808 | 128.1808 | 128.1808 | 128.1808 | 128.1808
F1_Commercial_Interruptible - Health_Existing_Water Heating_Natural Gas_Water Heater - Thermostatic Shower Restriction Valve_A_Achievable Economic UCT Potential | F1 | Commercial | Interruptible - Health | Existing | Water Heating | Natural Gas | Water Heater - Thermostatic Shower Restriction Valve | A | Integrated Unit Energy Savings (kWh or therms) | Achievable Economic UCT Potential | 0 | 0 | 15.2851 | 14.9495 | 14.6356 | 14.3332 | 14.0414 | 13.7534 | 13.4838 | 13.2328 | 13.0034 | 12.8023 | 12.6402 | 12.5159 | 12.4515 | 12.3835 | 12.3307 | 12.2887 | 12.2558 | 12.2294 | 12.2106 | 12.1972 | 12.1878 | 12.181 | 12.1719 | 12.1696 | 12.1678
F2_Commercial_Interruptible - Health_Existing_Water Heating_Natural Gas_Water Heater - Thermostatic Shower Restriction Valve_A_Achievable Economic UCT Potential | F2 | Commercial | Interruptible - Health | Existing | Water Heating | Natural Gas | Water Heater - Thermostatic Shower Restriction Valve | A | Integrated Unit Summer Peak Savings (kW) | Achievable Economic UCT Potential | 0 | 0 | 0 | 0 | 0 | 0 | 0 | 0 | 0 | 0 | 0 | 0 | 0 | 0 | 0 | 0 | 0 | 0 | 0 | 0 | 0 | 0 | 0 | 0 | 0 | 0 | 0
F3_Commercial_Interruptible - Health_Existing_Water Heating_Natural Gas_Water Heater - Thermostatic Shower Restriction Valve_A_Achievable Economic UCT Potential | F3 | Commercial | Interruptible - Health | Existing | Water Heating | Natural Gas | Water Heater - Thermostatic Shower Restriction Valve | A | Integrated Unit Winter Peak Savings (kW) | Achievable Economic UCT Potential | 0 | 0 | 0 | 0 | 0 | 0 | 0 | 0 | 0 | 0 | 0 | 0 | 0 | 0 | 0 | 0 | 0 | 0 | 0 | 0 | 0 | 0 | 0 | 0 | 0 | 0 | 0
F4_Commercial_Interruptible - Health_Existing_Water Heating_Natural Gas_Water Heater - Thermostatic Shower Restriction Valve_A_Achievable Economic UCT Potential | F4 | Commercial | Interruptible - Health | Existing | Water Heating | Natural Gas | Water Heater - Thermostatic Shower Restriction Valve | A | Incremental Energy Savings (MWh or mTherms) | Achievable Economic UCT Potential | 0 | 0 | 0 | 0 | 0 | 0 | 0 | 0 | 0 | 0 | 0 | 0 | 0 | 0 | 0 | 0 | 0 | 0 | 0 | 0 | 0 | 0 | 0 | 0 | 0 | 0 | 0
F5_Commercial_Interruptible - Health_Existing_Water Heating_Natural Gas_Water Heater - Thermostatic Shower Restriction Valve_A_Achievable Economic UCT Potential | F5 | Commercial | Interruptible - Health | Existing | Water Heating | Natural Gas | Water Heater - Thermostatic Shower Restriction Valve | A | Incremental Summer Peak Savings (MW) | Achievable Economic UCT Potential | 0 | 0 | 0 | 0 | 0 | 0 | 0 | 0 | 0 | 0 | 0 | 0 | 0 | 0 | 0 | 0 | 0 | 0 | 0 | 0 | 0 | 0 | 0 | 0 | 0 | 0 | 0
F6_Commercial_Interruptible - Health_Existing_Water Heating_Natural Gas_Water Heater - Thermostatic Shower Restriction Valve_A_Achievable Economic UCT Potential | F6 | Commercial | Interruptible - Health | Existing | Water Heating | Natural Gas | Water Heater - Thermostatic Shower Restriction Valve | A | Incremental Winter Peak Savings (MW) | Achievable Economic UCT Potential | 0 | 0 | 0 | 0 | 0 | 0 | 0 | 0 | 0 | 0 | 0 | 0 | 0 | 0 | 0 | 0 | 0 | 0 | 0 | 0 | 0 | 0 | 0 | 0 | 0 | 0 | 0
F7_Commercial_Interruptible - Health_Existing_Water Heating_Natural Gas_Water Heater - Thermostatic Shower Restriction Valve_A_Achievable Economic UCT Potential | F7 | Commercial | Interruptible - Health | Existing | Water Heating | Natural Gas | Water Heater - Thermostatic Shower Restriction Valve | A | Cumulative Energy Savings (MWh or mTherms) | Achievable Economic UCT Potential | 0 | 0 | 0 | 0 | 0 | 0 | 0 | 0 | 0 | 0 | 0 | 0 | 0 | 0 | 0 | 0 | 0 | 0 | 0 | 0 | 0 | 0 | 0 | 0 | 0 | 0 | 0
F8_Commercial_Interruptible - Health_Existing_Water Heating_Natural Gas_Water Heater - Thermostatic Shower Restriction Valve_A_Achievable Economic UCT Potential | F8 | Commercial | Interruptible - Health | Existing | Water Heating | Natural Gas | Water Heater - Thermostatic Shower Restriction Valve | A | Cumulative Summer Peak Savings (MW) | Achievable Economic UCT Potential | 0 | 0 | 0 | 0 | 0 | 0 | 0 | 0 | 0 | 0 | 0 | 0 | 0 | 0 | 0 | 0 | 0 | 0 | 0 | 0 | 0 | 0 | 0 | 0 | 0 | 0 | 0
F9_Commercial_Interruptible - Health_Existing_Water Heating_Natural Gas_Water Heater - Thermostatic Shower Restriction Valve_A_Achievable Economic UCT Potential | F9 | Commercial | Interruptible - Health | Existing | Water Heating | Natural Gas | Water Heater - Thermostatic Shower Restriction Valve | A | Cumulative Winter Peak Savings (MW) | Achievable Economic UCT Potential | 0 | 0 | 0 | 0 | 0 | 0 | 0 | 0 | 0 | 0 | 0 | 0 | 0 | 0 | 0 | 0 | 0 | 0 | 0 | 0 | 0 | 0 | 0 | 0 | 0 | 0 | 0
F10_Commercial_Interruptible - Health_Existing_Water Heating_Natural Gas_Water Heater - Thermostatic Shower Restriction Valve_A_Achievable Economic UCT Potential | F10 | Commercial | Interruptible - Health | Existing | Water Heating | Natural Gas | Water Heater - Thermostatic Shower Restriction Valve | A | Purchases (Incremental) | Achievable Economic UCT Potential | 0 | 0 | 0 | 0 | 0 | 0 | 0 | 0 | 0 | 0 | 0 | 0 | 0 | 0 | 0 | 0 | 0 | 0 | 0 | 0 | 0 | 0 | 0 | 0 | 0 | 0 | 0
F11_Commercial_Interruptible - Health_Existing_Water Heating_Natural Gas_Water Heater - Thermostatic Shower Restriction Valve_A_Achievable Economic UCT Potential | F11 | Commercial | Interruptible - Health | Existing | Water Heating | Natural Gas | Water Heater - Thermostatic Shower Restriction Valve | A | Purchases (Cumulative) | Achievable Economic UCT Potential | 0 | 0 | 0 | 0 | 0 | 0 | 0 | 0 | 0 | 0 | 0 | 0 | 0 | 0 | 0 | 0 | 0 | 0 | 0 | 0 | 0 | 0 | 0 | 0 | 0 | 0 | 0
F1_Commercial_Interruptible - Health_Existing_Water Heating_Natural Gas_Water Heater - Pre-Rinse Spray Valve_A_Achievable Economic UCT Potential | F1 | Commercial | Interruptible - Health | Existing | Water Heating | Natural Gas | Water Heater - Pre-Rinse Spray Valve | A | Integrated Unit Energy Savings (kWh or therms) | Achievable Economic UCT Potential | 0 | 0 | 16.1015 | 15.7287 | 15.3763 | 15.0339 | 14.6966 | 14.3602 | 14.0414 | 13.7431 | 13.4694 | 13.2306 | 13.0425 | 12.9016 | 12.8275 | 12.7531 | 12.6988 | 12.6556 | 12.6217 | 12.5944 | 12.5751 | 12.5613 | 12.5516 | 12.5446 | 12.5353 | 12.5329 | 12.531
F2_Commercial_Interruptible - Health_Existing_Water Heating_Natural Gas_Water Heater - Pre-Rinse Spray Valve_A_Achievable Economic UCT Potential | F2 | Commercial | Interruptible - Health | Existing | Water Heating | Natural Gas | Water Heater - Pre-Rinse Spray Valve | A | Integrated Unit Summer Peak Savings (kW) | Achievable Economic UCT Potential | 0 | 0 | 0 | 0 | 0 | 0 | 0 | 0 | 0 | 0 | 0 | 0 | 0 | 0 | 0 | 0 | 0 | 0 | 0 | 0 | 0 | 0 | 0 | 0 | 0 | 0 | 0
F3_Commercial_Interruptible - Health_Existing_Water Heating_Natural Gas_Water Heater - Pre-Rinse Spray Valve_A_Achievable Economic UCT Potential | F3 | Commercial | Interruptible - Health | Existing | Water Heating | Natural Gas | Water Heater - Pre-Rinse Spray Valve | A | Integrated Unit Winter Peak Savings (kW) | Achievable Economic UCT Potential | 0 | 0 | 0 | 0 | 0 | 0 | 0 | 0 | 0 | 0 | 0 | 0 | 0 | 0 | 0 | 0 | 0 | 0 | 0 | 0 | 0 | 0 | 0 | 0 | 0 | 0 | 0
F4_Commercial_Interruptible - Health_Existing_Water Heating_Natural Gas_Water Heater - Pre-Rinse Spray Valve_A_Achievable Economic UCT Potential | F4 | Commercial | Interruptible - Health | Existing | Water Heating | Natural Gas | Water Heater - Pre-Rinse Spray Valve | A | Incremental Energy Savings (MWh or mTherms) | Achievable Economic UCT Potential | 0 | 0 | 0.0047212 | 0.0056627 | 0.0067742 | 0.0076887 | 0.0042639 | 0.0046237 | 0.0043192 | 0.0034754 | 0.0018442 | 0 | 0 | 0 | 0 | 0 | 0 | 0 | 0 | 0 | 0 | 0 | 0 | 0 | 0 | 0 | 0
F5_Commercial_Interruptible - Health_Existing_Water Heating_Natural Gas_Water Heater - Pre-Rinse Spray Valve_A_Achievable Economic UCT Potential | F5 | Commercial | Interruptible - Health | Existing | Water Heating | Natural Gas | Water Heater - Pre-Rinse Spray Valve | A | Incremental Summer Peak Savings (MW) | Achievable Economic UCT Potential | 0 | 0 | 0 | 0 | 0 | 0 | 0 | 0 | 0 | 0 | 0 | 0 | 0 | 0 | 0 | 0 | 0 | 0 | 0 | 0 | 0 | 0 | 0 | 0 | 0 | 0 | 0
F6_Commercial_Interruptible - Health_Existing_Water Heating_Natural Gas_Water Heater - Pre-Rinse Spray Valve_A_Achievable Economic UCT Potential | F6 | Commercial | Interruptible - Health | Existing | Water Heating | Natural Gas | Water Heater - Pre-Rinse Spray Valve | A | Incremental Winter Peak Savings (MW) | Achievable Economic UCT Potential | 0 | 0 | 0 | 0 | 0 | 0 | 0 | 0 | 0 | 0 | 0 | 0 | 0 | 0 | 0 | 0 | 0 | 0 | 0 | 0 | 0 | 0 | 0 | 0 | 0 | 0 | 0
F7_Commercial_Interruptible - Health_Existing_Water Heating_Natural Gas_Water Heater - Pre-Rinse Spray Valve_A_Achievable Economic UCT Potential | F7 | Commercial | Interruptible - Health | Existing | Water Heating | Natural Gas | Water Heater - Pre-Rinse Spray Valve | A | Cumulative Energy Savings (MWh or mTherms) | Achievable Economic UCT Potential | 0 | 0 | 0.0047212 | 0.010275 | 0.016819 | 0.024133 | 0.027855 | 0.031841 | 0.035454 | 0.038176 | 0.03926 | 0.038564 | 0.038015 | 0.037605 | 0.037389 | 0.037172 | 0.037014 | 0.036888 | 0.036789 | 0.03671 | 0.036653 | 0.036613 | 0.036585 | 0.036564 | 0.036537 | 0.03653 | 0.036525
F8_Commercial_Interruptible - Health_Existing_Water Heating_Natural Gas_Water Heater - Pre-Rinse Spray Valve_A_Achievable Economic UCT Potential | F8 | Commercial | Interruptible - Health | Existing | Water Heating | Natural Gas | Water Heater - Pre-Rinse Spray Valve | A | Cumulative Summer Peak Savings (MW) | Achievable Economic UCT Potential | 0 | 0 | 0 | 0 | 0 | 0 | 0 | 0 | 0 | 0 | 0 | 0 | 0 | 0 | 0 | 0 | 0 | 0 | 0 | 0 | 0 | 0 | 0 | 0 | 0 | 0 | 0
F9_Commercial_Interruptible - Health_Existing_Water Heating_Natural Gas_Water Heater - Pre-Rinse Spray Valve_A_Achievable Economic UCT Potential | F9 | Commercial | Interruptible - Health | Existing | Water Heating | Natural Gas | Water Heater - Pre-Rinse Spray Valve | A | Cumulative Winter Peak Savings (MW) | Achievable Economic UCT Potential | 0 | 0 | 0 | 0 | 0 | 0 | 0 | 0 | 0 | 0 | 0 | 0 | 0 | 0 | 0 | 0 | 0 | 0 | 0 | 0 | 0 | 0 | 0 | 0 | 0 | 0 | 0
F10_Commercial_Interruptible - Health_Existing_Water Heating_Natural Gas_Water Heater - Pre-Rinse Spray Valve_A_Achievable Economic UCT Potential | F10 | Commercial | Interruptible - Health | Existing | Water Heating | Natural Gas | Water Heater - Pre-Rinse Spray Valve | A | Purchases (Incremental) | Achievable Economic UCT Potential | 0 | 0 | 0.29322 | 0.36002 | 0.44057 | 0.51143 | 0.29013 | 0.32198 | 0.3076 | 0.25288 | 0.13692 | 0 | 0 | 0 | 0 | 0 | 0 | 0 | 0 | 0 | 0 | 0 | 0 | 0 | 0 | 0 | 0
F11_Commercial_Interruptible - Health_Existing_Water Heating_Natural Gas_Water Heater - Pre-Rinse Spray Valve_A_Achievable Economic UCT Potential | F11 | Commercial | Interruptible - Health | Existing | Water Heating | Natural Gas | Water Heater - Pre-Rinse Spray Valve | A | Purchases (Cumulative) | Achievable Economic UCT Potential | 0 | 0 | 0.29322 | 0.65324 | 1.0938 | 1.6052 | 1.8954 | 2.2173 | 2.5249 | 2.7778 | 2.9147 | 2.9147 | 2.9147 | 2.9147 | 2.9147 | 2.9147 | 2.9147 | 2.9147 | 2.9147 | 2.9147 | 2.9147 | 2.9147 | 2.9147 | 2.9147 | 2.9147 | 2.9147 | 2.9147
F1_Commercial_Interruptible - Health_Existing_Water Heating_Natural Gas_Water Heater - Temperature Setback_A_Achievable Economic UCT Potential | F1 | Commercial | Interruptible - Health | Existing | Water Heating | Natural Gas | Water Heater - Temperature Setback | A | Integrated Unit Energy Savings (kWh or therms) | Achievable Economic UCT Potential | 0 | 0 | 99.7384 | 97.6616 | 95.6568 | 93.726 | 91.86 | 90.0257 | 88.2605 | 86.6179 | 85.1161 | 83.7999 | 82.7387 | 81.9255 | 81.5035 | 81.0584 | 80.7127 | 80.4381 | 80.2229 | 80.0497 | 79.9266 | 79.8394 | 79.7774 | 79.7332 | 79.6735 | 79.6585 | 79.6465
F2_Commercial_Interruptible - Health_Existing_Water Heating_Natural Gas_Water Heater - Temperature Setback_A_Achievable Economic UCT Potential | F2 | Commercial | Interruptible - Health | Existing | Water Heating | Natural Gas | Water Heater - Temperature Setback | A | Integrated Unit Summer Peak Savings (kW) | Achievable Economic UCT Potential | 0 | 0 | 0 | 0 | 0 | 0 | 0 | 0 | 0 | 0 | 0 | 0 | 0 | 0 | 0 | 0 | 0 | 0 | 0 | 0 | 0 | 0 | 0 | 0 | 0 | 0 | 0
F3_Commercial_Interruptible - Health_Existing_Water Heating_Natural Gas_Water Heater - Temperature Setback_A_Achievable Economic UCT Potential | F3 | Commercial | Interruptible - Health | Existing | Water Heating | Natural Gas | Water Heater - Temperature Setback | A | Integrated Unit Winter Peak Savings (kW) | Achievable Economic UCT Potential | 0 | 0 | 0 | 0 | 0 | 0 | 0 | 0 | 0 | 0 | 0 | 0 | 0 | 0 | 0 | 0 | 0 | 0 | 0 | 0 | 0 | 0 | 0 | 0 | 0 | 0 | 0
F4_Commercial_Interruptible - Health_Existing_Water Heating_Natural Gas_Water Heater - Temperature Setback_A_Achievable Economic UCT Potential | F4 | Commercial | Interruptible - Health | Existing | Water Heating | Natural Gas | Water Heater - Temperature Setback | A | Incremental Energy Savings (MWh or mTherms) | Achievable Economic UCT Potential | 0 | 0 | 0.51288 | 0.61662 | 0.24718 | 0.24886 | 0.23002 | 0.26931 | 0 | 0 | 0 | 0 | 0 | 0 | 0 | 0 | 0 | 0 | 0 | 0 | 0 | 0 | 0 | 0 | 0 | 0 | 0
F5_Commercial_Interruptible - Health_Existing_Water Heating_Natural Gas_Water Heater - Temperature Setback_A_Achievable Economic UCT Potential | F5 | Commercial | Interruptible - Health | Existing | Water Heating | Natural Gas | Water Heater - Temperature Setback | A | Incremental Summer Peak Savings (MW) | Achievable Economic UCT Potential | 0 | 0 | 0 | 0 | 0 | 0 | 0 | 0 | 0 | 0 | 0 | 0 | 0 | 0 | 0 | 0 | 0 | 0 | 0 | 0 | 0 | 0 | 0 | 0 | 0 | 0 | 0
F6_Commercial_Interruptible - Health_Existing_Water Heating_Natural Gas_Water Heater - Temperature Setback_A_Achievable Economic UCT Potential | F6 | Commercial | Interruptible - Health | Existing | Water Heating | Natural Gas | Water Heater - Temperature Setback | A | Incremental Winter Peak Savings (MW) | Achievable Economic UCT Potential | 0 | 0 | 0 | 0 | 0 | 0 | 0 | 0 | 0 | 0 | 0 | 0 | 0 | 0 | 0 | 0 | 0 | 0 | 0 | 0 | 0 | 0 | 0 | 0 | 0 | 0 | 0
F7_Commercial_Interruptible - Health_Existing_Water Heating_Natural Gas_Water Heater - Temperature Setback_A_Achievable Economic UCT Potential | F7 | Commercial | Interruptible - Health | Existing | Water Heating | Natural Gas | Water Heater - Temperature Setback | A | Cumulative Energy Savings (MWh or mTherms) | Achievable Economic UCT Potential | 0 | 0 | 0.51288 | 1.1188 | 1.343 | 1.5648 | 1.7637 | 1.9977 | 1.9586 | 1.9221 | 1.8888 | 1.8596 | 1.836 | 1.818 | 1.8086 | 1.7988 | 1.7911 | 1.785 | 1.7802 | 1.7764 | 1.7736 | 1.7717 | 1.7703 | 1.7693 | 1.768 | 1.7677 | 1.7674
F8_Commercial_Interruptible - Health_Existing_Water Heating_Natural Gas_Water Heater - Temperature Setback_A_Achievable Economic UCT Potential | F8 | Commercial | Interruptible - Health | Existing | Water Heating | Natural Gas | Water Heater - Temperature Setback | A | Cumulative Summer Peak Savings (MW) | Achievable Economic UCT Potential | 0 | 0 | 0 | 0 | 0 | 0 | 0 | 0 | 0 | 0 | 0 | 0 | 0 | 0 | 0 | 0 | 0 | 0 | 0 | 0 | 0 | 0 | 0 | 0 | 0 | 0 | 0
F9_Commercial_Interruptible - Health_Existing_Water Heating_Natural Gas_Water Heater - Temperature Setback_A_Achievable Economic UCT Potential | F9 | Commercial | Interruptible - Health | Existing | Water Heating | Natural Gas | Water Heater - Temperature Setback | A | Cumulative Winter Peak Savings (MW) | Achievable Economic UCT Potential | 0 | 0 | 0 | 0 | 0 | 0 | 0 | 0 | 0 | 0 | 0 | 0 | 0 | 0 | 0 | 0 | 0 | 0 | 0 | 0 | 0 | 0 | 0 | 0 | 0 | 0 | 0
F10_Commercial_Interruptible - Health_Existing_Water Heating_Natural Gas_Water Heater - Temperature Setback_A_Achievable Economic UCT Potential | F10 | Commercial | Interruptible - Health | Existing | Water Heating | Natural Gas | Water Heater - Temperature Setback | A | Purchases (Incremental) | Achievable Economic UCT Potential | 0 | 0 | 5.1423 | 6.3139 | 2.5841 | 2.6552 | 2.504 | 2.9914 | 0 | 0 | 0 | 0 | 0 | 0 | 0 | 0 | 0 | 0 | 0 | 0 | 0 | 0 | 0 | 0 | 0 | 0 | 0
F11_Commercial_Interruptible - Health_Existing_Water Heating_Natural Gas_Water Heater - Temperature Setback_A_Achievable Economic UCT Potential | F11 | Commercial | Interruptible - Health | Existing | Water Heating | Natural Gas | Water Heater - Temperature Setback | A | Purchases (Cumulative) | Achievable Economic UCT Potential | 0 | 0 | 5.1423 | 11.4561 | 14.0402 | 16.6954 | 19.1994 | 22.1908 | 22.1908 | 22.1908 | 22.1908 | 22.1908 | 22.1908 | 22.1908 | 22.1908 | 22.1908 | 22.1908 | 22.1908 | 22.1908 | 22.1908 | 22.1908 | 22.1908 | 22.1908 | 22.1908 | 22.1908 | 22.1908 | 22.1908
F1_Commercial_Interruptible - Health_Existing_Water Heating_Natural Gas_Water Heater - Faucet Aerators_A_Achievable Economic UCT Potential | F1 | Commercial | Interruptible - Health | Existing | Water Heating | Natural Gas | Water Heater - Faucet Aerators | A | Integrated Unit Energy Savings (kWh or therms) | Achievable Economic UCT Potential | 0 | 0 | 23.4245 | 22.9367 | 22.4659 | 22.0124 | 21.5741 | 21.1433 | 20.7288 | 20.343 | 19.9903 | 19.6812 | 19.4319 | 19.2409 | 19.1418 | 19.0373 | 18.9561 | 18.8916 | 18.8411 | 18.8004 | 18.7715 | 18.751 | 18.7364 | 18.726 | 18.712 | 18.7085 | 18.7057
F2_Commercial_Interruptible - Health_Existing_Water Heating_Natural Gas_Water Heater - Faucet Aerators_A_Achievable Economic UCT Potential | F2 | Commercial | Interruptible - Health | Existing | Water Heating | Natural Gas | Water Heater - Faucet Aerators | A | Integrated Unit Summer Peak Savings (kW) | Achievable Economic UCT Potential | 0 | 0 | 0 | 0 | 0 | 0 | 0 | 0 | 0 | 0 | 0 | 0 | 0 | 0 | 0 | 0 | 0 | 0 | 0 | 0 | 0 | 0 | 0 | 0 | 0 | 0 | 0
F3_Commercial_Interruptible - Health_Existing_Water Heating_Natural Gas_Water Heater - Faucet Aerators_A_Achievable Economic UCT Potential | F3 | Commercial | Interruptible - Health | Existing | Water Heating | Natural Gas | Water Heater - Faucet Aerators | A | Integrated Unit Winter Peak Savings (kW) | Achievable Economic UCT Potential | 0 | 0 | 0 | 0 | 0 | 0 | 0 | 0 | 0 | 0 | 0 | 0 | 0 | 0 | 0 | 0 | 0 | 0 | 0 | 0 | 0 | 0 | 0 | 0 | 0 | 0 | 0
F4_Commercial_Interruptible - Health_Existing_Water Heating_Natural Gas_Water Heater - Faucet Aerators_A_Achievable Economic UCT Potential | F4 | Commercial | Interruptible - Health | Existing | Water Heating | Natural Gas | Water Heater - Faucet Aerators | A | Incremental Energy Savings (MWh or mTherms) | Achievable Economic UCT Potential | 0 | 0 | 0 | 0 | 0 | 0 | 0 | 0 | 0 | 0 | 0 | 0 | 0 | 0 | 0 | 0 | 0 | 0 | 0 | 0 | 0 | 0 | 0 | 0 | 0 | 0 | 0
F5_Commercial_Interruptible - Health_Existing_Water Heating_Natural Gas_Water Heater - Faucet Aerators_A_Achievable Economic UCT Potential | F5 | Commercial | Interruptible - Health | Existing | Water Heating | Natural Gas | Water Heater - Faucet Aerators | A | Incremental Summer Peak Savings (MW) | Achievable Economic UCT Potential | 0 | 0 | 0 | 0 | 0 | 0 | 0 | 0 | 0 | 0 | 0 | 0 | 0 | 0 | 0 | 0 | 0 | 0 | 0 | 0 | 0 | 0 | 0 | 0 | 0 | 0 | 0
F6_Commercial_Interruptible - Health_Existing_Water Heating_Natural Gas_Water Heater - Faucet Aerators_A_Achievable Economic UCT Potential | F6 | Commercial | Interruptible - Health | Existing | Water Heating | Natural Gas | Water Heater - Faucet Aerators | A | Incremental Winter Peak Savings (MW) | Achievable Economic UCT Potential | 0 | 0 | 0 | 0 | 0 | 0 | 0 | 0 | 0 | 0 | 0 | 0 | 0 | 0 | 0 | 0 | 0 | 0 | 0 | 0 | 0 | 0 | 0 | 0 | 0 | 0 | 0
F7_Commercial_Interruptible - Health_Existing_Water Heating_Natural Gas_Water Heater - Faucet Aerators_A_Achievable Economic UCT Potential | F7 | Commercial | Interruptible - Health | Existing | Water Heating | Natural Gas | Water Heater - Faucet Aerators | A | Cumulative Energy Savings (MWh or mTherms) | Achievable Economic UCT Potential | 0 | 0 | 0 | 0 | 0 | 0 | 0 | 0 | 0 | 0 | 0 | 0 | 0 | 0 | 0 | 0 | 0 | 0 | 0 | 0 | 0 | 0 | 0 | 0 | 0 | 0 | 0
F8_Commercial_Interruptible - Health_Existing_Water Heating_Natural Gas_Water Heater - Faucet Aerators_A_Achievable Economic UCT Potential | F8 | Commercial | Interruptible - Health | Existing | Water Heating | Natural Gas | Water Heater - Faucet Aerators | A | Cumulative Summer Peak Savings (MW) | Achievable Economic UCT Potential | 0 | 0 | 0 | 0 | 0 | 0 | 0 | 0 | 0 | 0 | 0 | 0 | 0 | 0 | 0 | 0 | 0 | 0 | 0 | 0 | 0 | 0 | 0 | 0 | 0 | 0 | 0
F9_Commercial_Interruptible - Health_Existing_Water Heating_Natural Gas_Water Heater - Faucet Aerators_A_Achievable Economic UCT Potential | F9 | Commercial | Interruptible - Health | Existing | Water Heating | Natural Gas | Water Heater - Faucet Aerators | A | Cumulative Winter Peak Savings (MW) | Achievable Economic UCT Potential | 0 | 0 | 0 | 0 | 0 | 0 | 0 | 0 | 0 | 0 | 0 | 0 | 0 | 0 | 0 | 0 | 0 | 0 | 0 | 0 | 0 | 0 | 0 | 0 | 0 | 0 | 0
F10_Commercial_Interruptible - Health_Existing_Water Heating_Natural Gas_Water Heater - Faucet Aerators_A_Achievable Economic UCT Potential | F10 | Commercial | Interruptible - Health | Existing | Water Heating | Natural Gas | Water Heater - Faucet Aerators | A | Purchases (Incremental) | Achievable Economic UCT Potential | 0 | 0 | 0 | 0 | 0 | 0 | 0 | 0 | 0 | 0 | 0 | 0 | 0 | 0 | 0 | 0 | 0 | 0 | 0 | 0 | 0 | 0 | 0 | 0 | 0 | 0 | 0
F11_Commercial_Interruptible - Health_Existing_Water Heating_Natural Gas_Water Heater - Faucet Aerators_A_Achievable Economic UCT Potential | F11 | Commercial | Interruptible - Health | Existing | Water Heating | Natural Gas | Water Heater - Faucet Aerators | A | Purchases (Cumulative) | Achievable Economic UCT Potential | 0 | 0 | 0 | 0 | 0 | 0 | 0 | 0 | 0 | 0 | 0 | 0 | 0 | 0 | 0 | 0 | 0 | 0 | 0 | 0 | 0 | 0 | 0 | 0 | 0 | 0 | 0
F1_Commercial_Interruptible - Health_Existing_Water Heating_Natural Gas_Water Heater - Low-Flow Showerheads_A_Achievable Economic UCT Potential | F1 | Commercial | Interruptible - Health | Existing | Water Heating | Natural Gas | Water Heater - Low-Flow Showerheads | A | Integrated Unit Energy Savings (kWh or therms) | Achievable Economic UCT Potential | 0 | 0 | 50.0427 | 49.0006 | 47.9948 | 47.026 | 46.0897 | 45.1694 | 44.2838 | 43.4596 | 42.7061 | 42.0457 | 41.5132 | 41.1052 | 40.8935 | 40.6702 | 40.4967 | 40.359 | 40.2509 | 40.164 | 40.1023 | 40.0585 | 40.0275 | 40.0053 | 39.9753 | 39.9678 | 39.9617
F2_Commercial_Interruptible - Health_Existing_Water Heating_Natural Gas_Water Heater - Low-Flow Showerheads_A_Achievable Economic UCT Potential | F2 | Commercial | Interruptible - Health | Existing | Water Heating | Natural Gas | Water Heater - Low-Flow Showerheads | A | Integrated Unit Summer Peak Savings (kW) | Achievable Economic UCT Potential | 0 | 0 | 0 | 0 | 0 | 0 | 0 | 0 | 0 | 0 | 0 | 0 | 0 | 0 | 0 | 0 | 0 | 0 | 0 | 0 | 0 | 0 | 0 | 0 | 0 | 0 | 0
F3_Commercial_Interruptible - Health_Existing_Water Heating_Natural Gas_Water Heater - Low-Flow Showerheads_A_Achievable Economic UCT Potential | F3 | Commercial | Interruptible - Health | Existing | Water Heating | Natural Gas | Water Heater - Low-Flow Showerheads | A | Integrated Unit Winter Peak Savings (kW) | Achievable Economic UCT Potential | 0 | 0 | 0 | 0 | 0 | 0 | 0 | 0 | 0 | 0 | 0 | 0 | 0 | 0 | 0 | 0 | 0 | 0 | 0 | 0 | 0 | 0 | 0 | 0 | 0 | 0 | 0
F4_Commercial_Interruptible - Health_Existing_Water Heating_Natural Gas_Water Heater - Low-Flow Showerheads_A_Achievable Economic UCT Potential | F4 | Commercial | Interruptible - Health | Existing | Water Heating | Natural Gas | Water Heater - Low-Flow Showerheads | A | Incremental Energy Savings (MWh or mTherms) | Achievable Economic UCT Potential | 0 | 0 | 0 | 0 | 0 | 0 | 0 | 0 | 0 | 0 | 0 | 0 | 0 | 0 | 0 | 0 | 0 | 0 | 0 | 0 | 0 | 0 | 0 | 0 | 0 | 0 | 0
F5_Commercial_Interruptible - Health_Existing_Water Heating_Natural Gas_Water Heater - Low-Flow Showerheads_A_Achievable Economic UCT Potential | F5 | Commercial | Interruptible - Health | Existing | Water Heating | Natural Gas | Water Heater - Low-Flow Showerheads | A | Incremental Summer Peak Savings (MW) | Achievable Economic UCT Potential | 0 | 0 | 0 | 0 | 0 | 0 | 0 | 0 | 0 | 0 | 0 | 0 | 0 | 0 | 0 | 0 | 0 | 0 | 0 | 0 | 0 | 0 | 0 | 0 | 0 | 0 | 0
F6_Commercial_Interruptible - Health_Existing_Water Heating_Natural Gas_Water Heater - Low-Flow Showerheads_A_Achievable Economic UCT Potential | F6 | Commercial | Interruptible - Health | Existing | Water Heating | Natural Gas | Water Heater - Low-Flow Showerheads | A | Incremental Winter Peak Savings (MW) | Achievable Economic UCT Potential | 0 | 0 | 0 | 0 | 0 | 0 | 0 | 0 | 0 | 0 | 0 | 0 | 0 | 0 | 0 | 0 | 0 | 0 | 0 | 0 | 0 | 0 | 0 | 0 | 0 | 0 | 0
F7_Commercial_Interruptible - Health_Existing_Water Heating_Natural Gas_Water Heater - Low-Flow Showerheads_A_Achievable Economic UCT Potential | F7 | Commercial | Interruptible - Health | Existing | Water Heating | Natural Gas | Water Heater - Low-Flow Showerheads | A | Cumulative Energy Savings (MWh or mTherms) | Achievable Economic UCT Potential | 0 | 0 | 0 | 0 | 0 | 0 | 0 | 0 | 0 | 0 | 0 | 0 | 0 | 0 | 0 | 0 | 0 | 0 | 0 | 0 | 0 | 0 | 0 | 0 | 0 | 0 | 0
F8_Commercial_Interruptible - Health_Existing_Water Heating_Natural Gas_Water Heater - Low-Flow Showerheads_A_Achievable Economic UCT Potential | F8 | Commercial | Interruptible - Health | Existing | Water Heating | Natural Gas | Water Heater - Low-Flow Showerheads | A | Cumulative Summer Peak Savings (MW) | Achievable Economic UCT Potential | 0 | 0 | 0 | 0 | 0 | 0 | 0 | 0 | 0 | 0 | 0 | 0 | 0 | 0 | 0 | 0 | 0 | 0 | 0 | 0 | 0 | 0 | 0 | 0 | 0 | 0 | 0
F9_Commercial_Interruptible - Health_Existing_Water Heating_Natural Gas_Water Heater - Low-Flow Showerheads_A_Achievable Economic UCT Potential | F9 | Commercial | Interruptible - Health | Existing | Water Heating | Natural Gas | Water Heater - Low-Flow Showerheads | A | Cumulative Winter Peak Savings (MW) | Achievable Economic UCT Potential | 0 | 0 | 0 | 0 | 0 | 0 | 0 | 0 | 0 | 0 | 0 | 0 | 0 | 0 | 0 | 0 | 0 | 0 | 0 | 0 | 0 | 0 | 0 | 0 | 0 | 0 | 0
F10_Commercial_Interruptible - Health_Existing_Water Heating_Natural Gas_Water Heater - Low-Flow Showerheads_A_Achievable Economic UCT Potential | F10 | Commercial | Interruptible - Health | Existing | Water Heating | Natural Gas | Water Heater - Low-Flow Showerheads | A | Purchases (Incremental) | Achievable Economic UCT Potential | 0 | 0 | 0 | 0 | 0 | 0 | 0 | 0 | 0 | 0 | 0 | 0 | 0 | 0 | 0 | 0 | 0 | 0 | 0 | 0 | 0 | 0 | 0 | 0 | 0 | 0 | 0
F11_Commercial_Interruptible - Health_Existing_Water Heating_Natural Gas_Water Heater - Low-Flow Showerheads_A_Achievable Economic UCT Potential | F11 | Commercial | Interruptible - Health | Existing | Water Heating | Natural Gas | Water Heater - Low-Flow Showerheads | A | Purchases (Cumulative) | Achievable Economic UCT Potential | 0 | 0 | 0 | 0 | 0 | 0 | 0 | 0 | 0 | 0 | 0 | 0 | 0 | 0 | 0 | 0 | 0 | 0 | 0 | 0 | 0 | 0 | 0 | 0 | 0 | 0 | 0
F1_Commercial_Interruptible - Health_Existing_Water Heating_Natural Gas_Water Heater - Tank Blanket/Insulation_A_Achievable Economic UCT Potential | F1 | Commercial | Interruptible - Health | Existing | Water Heating | Natural Gas | Water Heater - Tank Blanket/Insulation | A | Integrated Unit Energy Savings (kWh or therms) | Achievable Economic UCT Potential | 0 | 0 | 193.3769 | 190.1773 | 187.2731 | 184.6418 | 182.2648 | 180.1343 | 178.2505 | 176.6129 | 175.132 | 173.782 | 172.6315 | 171.6552 | 170.833 | 169.929 | 169.2043 | 168.6287 | 168.1774 | 167.8144 | 167.5563 | 167.3734 | 167.2436 | 167.1509 | 167.0259 | 166.9943 | 166.9691
F2_Commercial_Interruptible - Health_Existing_Water Heating_Natural Gas_Water Heater - Tank Blanket/Insulation_A_Achievable Economic UCT Potential | F2 | Commercial | Interruptible - Health | Existing | Water Heating | Natural Gas | Water Heater - Tank Blanket/Insulation | A | Integrated Unit Summer Peak Savings (kW) | Achievable Economic UCT Potential | 0 | 0 | 0 | 0 | 0 | 0 | 0 | 0 | 0 | 0 | 0 | 0 | 0 | 0 | 0 | 0 | 0 | 0 | 0 | 0 | 0 | 0 | 0 | 0 | 0 | 0 | 0
F3_Commercial_Interruptible - Health_Existing_Water Heating_Natural Gas_Water Heater - Tank Blanket/Insulation_A_Achievable Economic UCT Potential | F3 | Commercial | Interruptible - Health | Existing | Water Heating | Natural Gas | Water Heater - Tank Blanket/Insulation | A | Integrated Unit Winter Peak Savings (kW) | Achievable Economic UCT Potential | 0 | 0 | 0 | 0 | 0 | 0 | 0 | 0 | 0 | 0 | 0 | 0 | 0 | 0 | 0 | 0 | 0 | 0 | 0 | 0 | 0 | 0 | 0 | 0 | 0 | 0 | 0
F4_Commercial_Interruptible - Health_Existing_Water Heating_Natural Gas_Water Heater - Tank Blanket/Insulation_A_Achievable Economic UCT Potential | F4 | Commercial | Interruptible - Health | Existing | Water Heating | Natural Gas | Water Heater - Tank Blanket/Insulation | A | Incremental Energy Savings (MWh or mTherms) | Achievable Economic UCT Potential | 0 | 0 | 0.29247 | 0.35316 | 0.42557 | 0.48708 | 0.54842 | 0.63367 | 0.68788 | 0.69626 | 0.65064 | 0.55497 | 0.42662 | 0.29112 | 0.17338 | 0.08055 | 0 | 0 | 0 | 0 | 0 | 0 | 0 | 0 | 0 | 0 | 0
F5_Commercial_Interruptible - Health_Existing_Water Heating_Natural Gas_Water Heater - Tank Blanket/Insulation_A_Achievable Economic UCT Potential | F5 | Commercial | Interruptible - Health | Existing | Water Heating | Natural Gas | Water Heater - Tank Blanket/Insulation | A | Incremental Summer Peak Savings (MW) | Achievable Economic UCT Potential | 0 | 0 | 0 | 0 | 0 | 0 | 0 | 0 | 0 | 0 | 0 | 0 | 0 | 0 | 0 | 0 | 0 | 0 | 0 | 0 | 0 | 0 | 0 | 0 | 0 | 0 | 0
F6_Commercial_Interruptible - Health_Existing_Water Heating_Natural Gas_Water Heater - Tank Blanket/Insulation_A_Achievable Economic UCT Potential | F6 | Commercial | Interruptible - Health | Existing | Water Heating | Natural Gas | Water Heater - Tank Blanket/Insulation | A | Incremental Winter Peak Savings (MW) | Achievable Economic UCT Potential | 0 | 0 | 0 | 0 | 0 | 0 | 0 | 0 | 0 | 0 | 0 | 0 | 0 | 0 | 0 | 0 | 0 | 0 | 0 | 0 | 0 | 0 | 0 | 0 | 0 | 0 | 0
F7_Commercial_Interruptible - Health_Existing_Water Heating_Natural Gas_Water Heater - Tank Blanket/Insulation_A_Achievable Economic UCT Potential | F7 | Commercial | Interruptible - Health | Existing | Water Heating | Natural Gas | Water Heater - Tank Blanket/Insulation | A | Cumulative Energy Savings (MWh or mTherms) | Achievable Economic UCT Potential | 0 | 0 | 0.29247 | 0.64079 | 1.0566 | 1.5288 | 2.0575 | 2.6672 | 3.3272 | 3.9929 | 4.61 | 5.1295 | 5.5221 | 5.782 | 5.9277 | 5.9769 | 5.9514 | 5.9311 | 5.9153 | 5.9025 | 5.8934 | 5.887 | 5.8824 | 5.8792 | 5.8748 | 5.8736 | 5.8728
F8_Commercial_Interruptible - Health_Existing_Water Heating_Natural Gas_Water Heater - Tank Blanket/Insulation_A_Achievable Economic UCT Potential | F8 | Commercial | Interruptible - Health | Existing | Water Heating | Natural Gas | Water Heater - Tank Blanket/Insulation | A | Cumulative Summer Peak Savings (MW) | Achievable Economic UCT Potential | 0 | 0 | 0 | 0 | 0 | 0 | 0 | 0 | 0 | 0 | 0 | 0 | 0 | 0 | 0 | 0 | 0 | 0 | 0 | 0 | 0 | 0 | 0 | 0 | 0 | 0 | 0
F9_Commercial_Interruptible - Health_Existing_Water Heating_Natural Gas_Water Heater - Tank Blanket/Insulation_A_Achievable Economic UCT Potential | F9 | Commercial | Interruptible - Health | Existing | Water Heating | Natural Gas | Water Heater - Tank Blanket/Insulation | A | Cumulative Winter Peak Savings (MW) | Achievable Economic UCT Potential | 0 | 0 | 0 | 0 | 0 | 0 | 0 | 0 | 0 | 0 | 0 | 0 | 0 | 0 | 0 | 0 | 0 | 0 | 0 | 0 | 0 | 0 | 0 | 0 | 0 | 0 | 0
F10_Commercial_Interruptible - Health_Existing_Water Heating_Natural Gas_Water Heater - Tank Blanket/Insulation_A_Achievable Economic UCT Potential | F10 | Commercial | Interruptible - Health | Existing | Water Heating | Natural Gas | Water Heater - Tank Blanket/Insulation | A | Purchases (Incremental) | Achievable Economic UCT Potential | 0 | 0 | 1.5124 | 1.857 | 2.2724 | 2.638 | 3.0089 | 3.5178 | 3.8591 | 3.9423 | 3.7152 | 3.1935 | 2.4713 | 1.696 | 1.0149 | 0.47402 | 0 | 0 | 0 | 0 | 0 | 0 | 0 | 0 | 0 | 0 | 0
F11_Commercial_Interruptible - Health_Existing_Water Heating_Natural Gas_Water Heater - Tank Blanket/Insulation_A_Achievable Economic UCT Potential | F11 | Commercial | Interruptible - Health | Existing | Water Heating | Natural Gas | Water Heater - Tank Blanket/Insulation | A | Purchases (Cumulative) | Achievable Economic UCT Potential | 0 | 0 | 1.5124 | 3.3694 | 5.6419 | 8.2799 | 11.2888 | 14.8066 | 18.6656 | 22.608 | 26.3231 | 29.5166 | 31.9879 | 33.6838 | 34.6987 | 35.1727 | 35.1727 | 35.1727 | 35.1727 | 35.1727 | 35.1727 | 35.1727 | 35.1727 | 35.1727 | 35.1727 | 35.1727 | 35.1727
F1_Commercial_Interruptible - Health_Existing_Water Heating_Natural Gas_Water Heater - Drainwater Heat Recovery_A_Achievable Economic UCT Potential | F1 | Commercial | Interruptible - Health | Existing | Water Heating | Natural Gas | Water Heater - Drainwater Heat Recovery | A | Integrated Unit Energy Savings (kWh or therms) | Achievable Economic UCT Potential | 0 | 0 | 119.9101 | 117.2716 | 114.803 | 112.4233 | 110.1257 | 107.8576 | 105.7324 | 103.7541 | 101.9456 | 100.361 | 99.0837 | 98.1057 | 97.5977 | 97.0636 | 96.6496 | 96.3208 | 96.0631 | 95.8557 | 95.7083 | 95.6038 | 95.5297 | 95.4767 | 95.4053 | 95.3873 | 95.3729
F2_Commercial_Interruptible - Health_Existing_Water Heating_Natural Gas_Water Heater - Drainwater Heat Recovery_A_Achievable Economic UCT Potential | F2 | Commercial | Interruptible - Health | Existing | Water Heating | Natural Gas | Water Heater - Drainwater Heat Recovery | A | Integrated Unit Summer Peak Savings (kW) | Achievable Economic UCT Potential | 0 | 0 | 0 | 0 | 0 | 0 | 0 | 0 | 0 | 0 | 0 | 0 | 0 | 0 | 0 | 0 | 0 | 0 | 0 | 0 | 0 | 0 | 0 | 0 | 0 | 0 | 0
F3_Commercial_Interruptible - Health_Existing_Water Heating_Natural Gas_Water Heater - Drainwater Heat Recovery_A_Achievable Economic UCT Potential | F3 | Commercial | Interruptible - Health | Existing | Water Heating | Natural Gas | Water Heater - Drainwater Heat Recovery | A | Integrated Unit Winter Peak Savings (kW) | Achievable Economic UCT Potential | 0 | 0 | 0 | 0 | 0 | 0 | 0 | 0 | 0 | 0 | 0 | 0 | 0 | 0 | 0 | 0 | 0 | 0 | 0 | 0 | 0 | 0 | 0 | 0 | 0 | 0 | 0
F4_Commercial_Interruptible - Health_Existing_Water Heating_Natural Gas_Water Heater - Drainwater Heat Recovery_A_Achievable Economic UCT Potential | F4 | Commercial | Interruptible - Health | Existing | Water Heating | Natural Gas | Water Heater - Drainwater Heat Recovery | A | Incremental Energy Savings (MWh or mTherms) | Achievable Economic UCT Potential | 0 | 0 | 0 | 0 | 0 | 0 | 0 | 0 | 0 | 0 | 0 | 0 | 0 | 0 | 0 | 0 | 0 | 0 | 0 | 0 | 0 | 0 | 0 | 0 | 0 | 0 | 0
F5_Commercial_Interruptible - Health_Existing_Water Heating_Natural Gas_Water Heater - Drainwater Heat Recovery_A_Achievable Economic UCT Potential | F5 | Commercial | Interruptible - Health | Existing | Water Heating | Natural Gas | Water Heater - Drainwater Heat Recovery | A | Incremental Summer Peak Savings (MW) | Achievable Economic UCT Potential | 0 | 0 | 0 | 0 | 0 | 0 | 0 | 0 | 0 | 0 | 0 | 0 | 0 | 0 | 0 | 0 | 0 | 0 | 0 | 0 | 0 | 0 | 0 | 0 | 0 | 0 | 0
F6_Commercial_Interruptible - Health_Existing_Water Heating_Natural Gas_Water Heater - Drainwater Heat Recovery_A_Achievable Economic UCT Potential | F6 | Commercial | Interruptible - Health | Existing | Water Heating | Natural Gas | Water Heater - Drainwater Heat Recovery | A | Incremental Winter Peak Savings (MW) | Achievable Economic UCT Potential | 0 | 0 | 0 | 0 | 0 | 0 | 0 | 0 | 0 | 0 | 0 | 0 | 0 | 0 | 0 | 0 | 0 | 0 | 0 | 0 | 0 | 0 | 0 | 0 | 0 | 0 | 0
F7_Commercial_Interruptible - Health_Existing_Water Heating_Natural Gas_Water Heater - Drainwater Heat Recovery_A_Achievable Economic UCT Potential | F7 | Commercial | Interruptible - Health | Existing | Water Heating | Natural Gas | Water Heater - Drainwater Heat Recovery | A | Cumulative Energy Savings (MWh or mTherms) | Achievable Economic UCT Potential | 0 | 0 | 0 | 0 | 0 | 0 | 0 | 0 | 0 | 0 | 0 | 0 | 0 | 0 | 0 | 0 | 0 | 0 | 0 | 0 | 0 | 0 | 0 | 0 | 0 | 0 | 0
F8_Commercial_Interruptible - Health_Existing_Water Heating_Natural Gas_Water Heater - Drainwater Heat Recovery_A_Achievable Economic UCT Potential | F8 | Commercial | Interruptible - Health | Existing | Water Heating | Natural Gas | Water Heater - Drainwater Heat Recovery | A | Cumulative Summer Peak Savings (MW) | Achievable Economic UCT Potential | 0 | 0 | 0 | 0 | 0 | 0 | 0 | 0 | 0 | 0 | 0 | 0 | 0 | 0 | 0 | 0 | 0 | 0 | 0 | 0 | 0 | 0 | 0 | 0 | 0 | 0 | 0
F9_Commercial_Interruptible - Health_Existing_Water Heating_Natural Gas_Water Heater - Drainwater Heat Recovery_A_Achievable Economic UCT Potential | F9 | Commercial | Interruptible - Health | Existing | Water Heating | Natural Gas | Water Heater - Drainwater Heat Recovery | A | Cumulative Winter Peak Savings (MW) | Achievable Economic UCT Potential | 0 | 0 | 0 | 0 | 0 | 0 | 0 | 0 | 0 | 0 | 0 | 0 | 0 | 0 | 0 | 0 | 0 | 0 | 0 | 0 | 0 | 0 | 0 | 0 | 0 | 0 | 0
F10_Commercial_Interruptible - Health_Existing_Water Heating_Natural Gas_Water Heater - Drainwater Heat Recovery_A_Achievable Economic UCT Potential | F10 | Commercial | Interruptible - Health | Existing | Water Heating | Natural Gas | Water Heater - Drainwater Heat Recovery | A | Purchases (Incremental) | Achievable Economic UCT Potential | 0 | 0 | 0 | 0 | 0 | 0 | 0 | 0 | 0 | 0 | 0 | 0 | 0 | 0 | 0 | 0 | 0 | 0 | 0 | 0 | 0 | 0 | 0 | 0 | 0 | 0 | 0
F11_Commercial_Interruptible - Health_Existing_Water Heating_Natural Gas_Water Heater - Drainwater Heat Recovery_A_Achievable Economic UCT Potential | F11 | Commercial | Interruptible - Health | Existing | Water Heating | Natural Gas | Water Heater - Drainwater Heat Recovery | A | Purchases (Cumulative) | Achievable Economic UCT Potential | 0 | 0 | 0 | 0 | 0 | 0 | 0 | 0 | 0 | 0 | 0 | 0 | 0 | 0 | 0 | 0 | 0 | 0 | 0 | 0 | 0 | 0 | 0 | 0 | 0 | 0 | 0
F1_Commercial_Interruptible - Health_Existing_Water Heating_Natural Gas_Water Heater - Circulation Pump Controls_A_Achievable Economic UCT Potential | F1 | Commercial | Interruptible - Health | Existing | Water Heating | Natural Gas | Water Heater - Circulation Pump Controls | A | Integrated Unit Energy Savings (kWh or therms) | Achievable Economic UCT Potential | 0 | 0 | 6321.1955 | 6212.5133 | 6112.7095 | 6021.176 | 5937.3055 | 5860.5591 | 5791.2998 | 5730.0255 | 5674.436 | 5624.2625 | 5582.0839 | 5547.1413 | 5518.5632 | 5488.426 | 5465.0208 | 5446.429 | 5431.8533 | 5420.1269 | 5411.7922 | 5405.8861 | 5401.6938 | 5398.6975 | 5394.6595 | 5393.641 | 5392.8262
F2_Commercial_Interruptible - Health_Existing_Water Heating_Natural Gas_Water Heater - Circulation Pump Controls_A_Achievable Economic UCT Potential | F2 | Commercial | Interruptible - Health | Existing | Water Heating | Natural Gas | Water Heater - Circulation Pump Controls | A | Integrated Unit Summer Peak Savings (kW) | Achievable Economic UCT Potential | 0 | 0 | 0 | 0 | 0 | 0 | 0 | 0 | 0 | 0 | 0 | 0 | 0 | 0 | 0 | 0 | 0 | 0 | 0 | 0 | 0 | 0 | 0 | 0 | 0 | 0 | 0
F3_Commercial_Interruptible - Health_Existing_Water Heating_Natural Gas_Water Heater - Circulation Pump Controls_A_Achievable Economic UCT Potential | F3 | Commercial | Interruptible - Health | Existing | Water Heating | Natural Gas | Water Heater - Circulation Pump Controls | A | Integrated Unit Winter Peak Savings (kW) | Achievable Economic UCT Potential | 0 | 0 | 0 | 0 | 0 | 0 | 0 | 0 | 0 | 0 | 0 | 0 | 0 | 0 | 0 | 0 | 0 | 0 | 0 | 0 | 0 | 0 | 0 | 0 | 0 | 0 | 0
F4_Commercial_Interruptible - Health_Existing_Water Heating_Natural Gas_Water Heater - Circulation Pump Controls_A_Achievable Economic UCT Potential | F4 | Commercial | Interruptible - Health | Existing | Water Heating | Natural Gas | Water Heater - Circulation Pump Controls | A | Incremental Energy Savings (MWh or mTherms) | Achievable Economic UCT Potential | 0 | 0 | 1.6354 | 1.9735 | 2.3762 | 2.7171 | 3.056 | 3.5267 | 3.8231 | 3.8643 | 3.6063 | 3.0725 | 2.3598 | 1.6093 | 0 | 0 | 0 | 0 | 0 | 0 | 0 | 0 | 0 | 0 | 0 | 0 | 0
F5_Commercial_Interruptible - Health_Existing_Water Heating_Natural Gas_Water Heater - Circulation Pump Controls_A_Achievable Economic UCT Potential | F5 | Commercial | Interruptible - Health | Existing | Water Heating | Natural Gas | Water Heater - Circulation Pump Controls | A | Incremental Summer Peak Savings (MW) | Achievable Economic UCT Potential | 0 | 0 | 0 | 0 | 0 | 0 | 0 | 0 | 0 | 0 | 0 | 0 | 0 | 0 | 0 | 0 | 0 | 0 | 0 | 0 | 0 | 0 | 0 | 0 | 0 | 0 | 0
F6_Commercial_Interruptible - Health_Existing_Water Heating_Natural Gas_Water Heater - Circulation Pump Controls_A_Achievable Economic UCT Potential | F6 | Commercial | Interruptible - Health | Existing | Water Heating | Natural Gas | Water Heater - Circulation Pump Controls | A | Incremental Winter Peak Savings (MW) | Achievable Economic UCT Potential | 0 | 0 | 0 | 0 | 0 | 0 | 0 | 0 | 0 | 0 | 0 | 0 | 0 | 0 | 0 | 0 | 0 | 0 | 0 | 0 | 0 | 0 | 0 | 0 | 0 | 0 | 0
F7_Commercial_Interruptible - Health_Existing_Water Heating_Natural Gas_Water Heater - Circulation Pump Controls_A_Achievable Economic UCT Potential | F7 | Commercial | Interruptible - Health | Existing | Water Heating | Natural Gas | Water Heater - Circulation Pump Controls | A | Cumulative Energy Savings (MWh or mTherms) | Achievable Economic UCT Potential | 0 | 0 | 1.6354 | 3.5808 | 5.8995 | 8.5283 | 11.4655 | 14.844 | 18.4917 | 22.1603 | 25.5516 | 28.3982 | 30.545 | 31.9631 | 31.7985 | 31.6248 | 31.4899 | 31.3828 | 31.2988 | 31.2313 | 31.1832 | 31.1492 | 31.125 | 31.1078 | 31.0845 | 31.0786 | 31.0739
F8_Commercial_Interruptible - Health_Existing_Water Heating_Natural Gas_Water Heater - Circulation Pump Controls_A_Achievable Economic UCT Potential | F8 | Commercial | Interruptible - Health | Existing | Water Heating | Natural Gas | Water Heater - Circulation Pump Controls | A | Cumulative Summer Peak Savings (MW) | Achievable Economic UCT Potential | 0 | 0 | 0 | 0 | 0 | 0 | 0 | 0 | 0 | 0 | 0 | 0 | 0 | 0 | 0 | 0 | 0 | 0 | 0 | 0 | 0 | 0 | 0 | 0 | 0 | 0 | 0
F9_Commercial_Interruptible - Health_Existing_Water Heating_Natural Gas_Water Heater - Circulation Pump Controls_A_Achievable Economic UCT Potential | F9 | Commercial | Interruptible - Health | Existing | Water Heating | Natural Gas | Water Heater - Circulation Pump Controls | A | Cumulative Winter Peak Savings (MW) | Achievable Economic UCT Potential | 0 | 0 | 0 | 0 | 0 | 0 | 0 | 0 | 0 | 0 | 0 | 0 | 0 | 0 | 0 | 0 | 0 | 0 | 0 | 0 | 0 | 0 | 0 | 0 | 0 | 0 | 0
F10_Commercial_Interruptible - Health_Existing_Water Heating_Natural Gas_Water Heater - Circulation Pump Controls_A_Achievable Economic UCT Potential | F10 | Commercial | Interruptible - Health | Existing | Water Heating | Natural Gas | Water Heater - Circulation Pump Controls | A | Purchases (Incremental) | Achievable Economic UCT Potential | 0 | 0 | 0.25872 | 0.31767 | 0.38873 | 0.45126 | 0.51472 | 0.60177 | 0.66015 | 0.67439 | 0.63553 | 0.54629 | 0.42274 | 0.29012 | 0 | 0 | 0 | 0 | 0 | 0 | 0 | 0 | 0 | 0 | 0 | 0 | 0
F11_Commercial_Interruptible - Health_Existing_Water Heating_Natural Gas_Water Heater - Circulation Pump Controls_A_Achievable Economic UCT Potential | F11 | Commercial | Interruptible - Health | Existing | Water Heating | Natural Gas | Water Heater - Circulation Pump Controls | A | Purchases (Cumulative) | Achievable Economic UCT Potential | 0 | 0 | 0.25872 | 0.57639 | 0.96512 | 1.4164 | 1.9311 | 2.5329 | 3.193 | 3.8674 | 4.5029 | 5.0492 | 5.472 | 5.7621 | 5.7621 | 5.7621 | 5.7621 | 5.7621 | 5.7621 | 5.7621 | 5.7621 | 5.7621 | 5.7621 | 5.7621 | 5.7621 | 5.7621 | 5.7621
F1_Commercial_Interruptible - Health_Existing_Water Heating_Natural Gas_Water Heater - Pipe Insulation_A_Achievable Economic UCT Potential | F1 | Commercial | Interruptible - Health | Existing | Water Heating | Natural Gas | Water Heater - Pipe Insulation | A | Integrated Unit Energy Savings (kWh or therms) | Achievable Economic UCT Potential | 0 | 0 | 4.8134 | 4.7077 | 4.6088 | 4.5136 | 4.4217 | 4.331 | 4.2461 | 4.1671 | 4.0948 | 4.0315 | 3.9804 | 3.9413 | 3.921 | 3.8996 | 3.883 | 3.8698 | 3.8594 | 3.8511 | 3.8452 | 3.841 | 3.838 | 3.8359 | 3.833 | 3.8323 | 3.8317
F2_Commercial_Interruptible - Health_Existing_Water Heating_Natural Gas_Water Heater - Pipe Insulation_A_Achievable Economic UCT Potential | F2 | Commercial | Interruptible - Health | Existing | Water Heating | Natural Gas | Water Heater - Pipe Insulation | A | Integrated Unit Summer Peak Savings (kW) | Achievable Economic UCT Potential | 0 | 0 | 0 | 0 | 0 | 0 | 0 | 0 | 0 | 0 | 0 | 0 | 0 | 0 | 0 | 0 | 0 | 0 | 0 | 0 | 0 | 0 | 0 | 0 | 0 | 0 | 0
F3_Commercial_Interruptible - Health_Existing_Water Heating_Natural Gas_Water Heater - Pipe Insulation_A_Achievable Economic UCT Potential | F3 | Commercial | Interruptible - Health | Existing | Water Heating | Natural Gas | Water Heater - Pipe Insulation | A | Integrated Unit Winter Peak Savings (kW) | Achievable Economic UCT Potential | 0 | 0 | 0 | 0 | 0 | 0 | 0 | 0 | 0 | 0 | 0 | 0 | 0 | 0 | 0 | 0 | 0 | 0 | 0 | 0 | 0 | 0 | 0 | 0 | 0 | 0 | 0
F4_Commercial_Interruptible - Health_Existing_Water Heating_Natural Gas_Water Heater - Pipe Insulation_A_Achievable Economic UCT Potential | F4 | Commercial | Interruptible - Health | Existing | Water Heating | Natural Gas | Water Heater - Pipe Insulation | A | Incremental Energy Savings (MWh or mTherms) | Achievable Economic UCT Potential | 0 | 0 | 0.020971 | 0.025184 | 0.030171 | 0.0343 | 0.038327 | 0.04389 | 0.047204 | 0.047324 | 0.043824 | 0.037088 | 0.028337 | 0.019256 | 0.011464 | 0.005325 | 0 | 0 | 0 | 0 | 0 | 0 | 0 | 0 | 0 | 0 | 0
F5_Commercial_Interruptible - Health_Existing_Water Heating_Natural Gas_Water Heater - Pipe Insulation_A_Achievable Economic UCT Potential | F5 | Commercial | Interruptible - Health | Existing | Water Heating | Natural Gas | Water Heater - Pipe Insulation | A | Incremental Summer Peak Savings (MW) | Achievable Economic UCT Potential | 0 | 0 | 0 | 0 | 0 | 0 | 0 | 0 | 0 | 0 | 0 | 0 | 0 | 0 | 0 | 0 | 0 | 0 | 0 | 0 | 0 | 0 | 0 | 0 | 0 | 0 | 0
F6_Commercial_Interruptible - Health_Existing_Water Heating_Natural Gas_Water Heater - Pipe Insulation_A_Achievable Economic UCT Potential | F6 | Commercial | Interruptible - Health | Existing | Water Heating | Natural Gas | Water Heater - Pipe Insulation | A | Incremental Winter Peak Savings (MW) | Achievable Economic UCT Potential | 0 | 0 | 0 | 0 | 0 | 0 | 0 | 0 | 0 | 0 | 0 | 0 | 0 | 0 | 0 | 0 | 0 | 0 | 0 | 0 | 0 | 0 | 0 | 0 | 0 | 0 | 0
F7_Commercial_Interruptible - Health_Existing_Water Heating_Natural Gas_Water Heater - Pipe Insulation_A_Achievable Economic UCT Potential | F7 | Commercial | Interruptible - Health | Existing | Water Heating | Natural Gas | Water Heater - Pipe Insulation | A | Cumulative Energy Savings (MWh or mTherms) | Achievable Economic UCT Potential | 0 | 0 | 0.020971 | 0.045695 | 0.074906 | 0.10766 | 0.14379 | 0.18473 | 0.22832 | 0.27139 | 0.31051 | 0.3428 | 0.36679 | 0.38244 | 0.39194 | 0.39512 | 0.39344 | 0.3921 | 0.39105 | 0.3902 | 0.3896 | 0.38918 | 0.38888 | 0.38866 | 0.38837 | 0.3883 | 0.38824
F8_Commercial_Interruptible - Health_Existing_Water Heating_Natural Gas_Water Heater - Pipe Insulation_A_Achievable Economic UCT Potential | F8 | Commercial | Interruptible - Health | Existing | Water Heating | Natural Gas | Water Heater - Pipe Insulation | A | Cumulative Summer Peak Savings (MW) | Achievable Economic UCT Potential | 0 | 0 | 0 | 0 | 0 | 0 | 0 | 0 | 0 | 0 | 0 | 0 | 0 | 0 | 0 | 0 | 0 | 0 | 0 | 0 | 0 | 0 | 0 | 0 | 0 | 0 | 0
F9_Commercial_Interruptible - Health_Existing_Water Heating_Natural Gas_Water Heater - Pipe Insulation_A_Achievable Economic UCT Potential | F9 | Commercial | Interruptible - Health | Existing | Water Heating | Natural Gas | Water Heater - Pipe Insulation | A | Cumulative Winter Peak Savings (MW) | Achievable Economic UCT Potential | 0 | 0 | 0 | 0 | 0 | 0 | 0 | 0 | 0 | 0 | 0 | 0 | 0 | 0 | 0 | 0 | 0 | 0 | 0 | 0 | 0 | 0 | 0 | 0 | 0 | 0 | 0
F10_Commercial_Interruptible - Health_Existing_Water Heating_Natural Gas_Water Heater - Pipe Insulation_A_Achievable Economic UCT Potential | F10 | Commercial | Interruptible - Health | Existing | Water Heating | Natural Gas | Water Heater - Pipe Insulation | A | Purchases (Incremental) | Achievable Economic UCT Potential | 0 | 0 | 4.3569 | 5.3496 | 6.5463 | 7.5992 | 8.6679 | 10.1338 | 11.1169 | 11.3567 | 10.7024 | 9.1996 | 7.119 | 4.8856 | 2.9236 | 1.3655 | 0 | 0 | 0 | 0 | 0 | 0 | 0 | 0 | 0 | 0 | 0
F11_Commercial_Interruptible - Health_Existing_Water Heating_Natural Gas_Water Heater - Pipe Insulation_A_Achievable Economic UCT Potential | F11 | Commercial | Interruptible - Health | Existing | Water Heating | Natural Gas | Water Heater - Pipe Insulation | A | Purchases (Cumulative) | Achievable Economic UCT Potential | 0 | 0 | 4.3569 | 9.7065 | 16.2528 | 23.852 | 32.5199 | 42.6537 | 53.7707 | 65.1274 | 75.8298 | 85.0294 | 92.1484 | 97.034 | 99.9576 | 101.3231 | 101.3231 | 101.3231 | 101.3231 | 101.3231 | 101.3231 | 101.3231 | 101.3231 | 101.3231 | 101.3231 | 101.3231 | 101.3231
F1_Commercial_Interruptible - Health_Existing_Water Heating_Natural Gas_Water Heater - Motion Control Faucet_A_Achievable Economic UCT Potential | F1 | Commercial | Interruptible - Health | Existing | Water Heating | Natural Gas | Water Heater - Motion Control Faucet | A | Integrated Unit Energy Savings (kWh or therms) | Achievable Economic UCT Potential | 0 | 0 | 0 | 0 | 0 | 0 | 0 | 0 | 0 | 0 | 0 | 0 | 0 | 0 | 0 | 0 | 0 | 0 | 0 | 0 | 0 | 0 | 0 | 0 | 0 | 0 | 0
F2_Commercial_Interruptible - Health_Existing_Water Heating_Natural Gas_Water Heater - Motion Control Faucet_A_Achievable Economic UCT Potential | F2 | Commercial | Interruptible - Health | Existing | Water Heating | Natural Gas | Water Heater - Motion Control Faucet | A | Integrated Unit Summer Peak Savings (kW) | Achievable Economic UCT Potential | 0 | 0 | 0 | 0 | 0 | 0 | 0 | 0 | 0 | 0 | 0 | 0 | 0 | 0 | 0 | 0 | 0 | 0 | 0 | 0 | 0 | 0 | 0 | 0 | 0 | 0 | 0
F3_Commercial_Interruptible - Health_Existing_Water Heating_Natural Gas_Water Heater - Motion Control Faucet_A_Achievable Economic UCT Potential | F3 | Commercial | Interruptible - Health | Existing | Water Heating | Natural Gas | Water Heater - Motion Control Faucet | A | Integrated Unit Winter Peak Savings (kW) | Achievable Economic UCT Potential | 0 | 0 | 0 | 0 | 0 | 0 | 0 | 0 | 0 | 0 | 0 | 0 | 0 | 0 | 0 | 0 | 0 | 0 | 0 | 0 | 0 | 0 | 0 | 0 | 0 | 0 | 0
F4_Commercial_Interruptible - Health_Existing_Water Heating_Natural Gas_Water Heater - Motion Control Faucet_A_Achievable Economic UCT Potential | F4 | Commercial | Interruptible - Health | Existing | Water Heating | Natural Gas | Water Heater - Motion Control Faucet | A | Incremental Energy Savings (MWh or mTherms) | Achievable Economic UCT Potential | 0 | 0 | 0 | 0 | 0 | 0 | 0 | 0 | 0 | 0 | 0 | 0 | 0 | 0 | 0 | 0 | 0 | 0 | 0 | 0 | 0 | 0 | 0 | 0 | 0 | 0 | 0
F5_Commercial_Interruptible - Health_Existing_Water Heating_Natural Gas_Water Heater - Motion Control Faucet_A_Achievable Economic UCT Potential | F5 | Commercial | Interruptible - Health | Existing | Water Heating | Natural Gas | Water Heater - Motion Control Faucet | A | Incremental Summer Peak Savings (MW) | Achievable Economic UCT Potential | 0 | 0 | 0 | 0 | 0 | 0 | 0 | 0 | 0 | 0 | 0 | 0 | 0 | 0 | 0 | 0 | 0 | 0 | 0 | 0 | 0 | 0 | 0 | 0 | 0 | 0 | 0
F6_Commercial_Interruptible - Health_Existing_Water Heating_Natural Gas_Water Heater - Motion Control Faucet_A_Achievable Economic UCT Potential | F6 | Commercial | Interruptible - Health | Existing | Water Heating | Natural Gas | Water Heater - Motion Control Faucet | A | Incremental Winter Peak Savings (MW) | Achievable Economic UCT Potential | 0 | 0 | 0 | 0 | 0 | 0 | 0 | 0 | 0 | 0 | 0 | 0 | 0 | 0 | 0 | 0 | 0 | 0 | 0 | 0 | 0 | 0 | 0 | 0 | 0 | 0 | 0
F7_Commercial_Interruptible - Health_Existing_Water Heating_Natural Gas_Water Heater - Motion Control Faucet_A_Achievable Economic UCT Potential | F7 | Commercial | Interruptible - Health | Existing | Water Heating | Natural Gas | Water Heater - Motion Control Faucet | A | Cumulative Energy Savings (MWh or mTherms) | Achievable Economic UCT Potential | 0 | 0 | 0 | 0 | 0 | 0 | 0 | 0 | 0 | 0 | 0 | 0 | 0 | 0 | 0 | 0 | 0 | 0 | 0 | 0 | 0 | 0 | 0 | 0 | 0 | 0 | 0
F8_Commercial_Interruptible - Health_Existing_Water Heating_Natural Gas_Water Heater - Motion Control Faucet_A_Achievable Economic UCT Potential | F8 | Commercial | Interruptible - Health | Existing | Water Heating | Natural Gas | Water Heater - Motion Control Faucet | A | Cumulative Summer Peak Savings (MW) | Achievable Economic UCT Potential | 0 | 0 | 0 | 0 | 0 | 0 | 0 | 0 | 0 | 0 | 0 | 0 | 0 | 0 | 0 | 0 | 0 | 0 | 0 | 0 | 0 | 0 | 0 | 0 | 0 | 0 | 0
F9_Commercial_Interruptible - Health_Existing_Water Heating_Natural Gas_Water Heater - Motion Control Faucet_A_Achievable Economic UCT Potential | F9 | Commercial | Interruptible - Health | Existing | Water Heating | Natural Gas | Water Heater - Motion Control Faucet | A | Cumulative Winter Peak Savings (MW) | Achievable Economic UCT Potential | 0 | 0 | 0 | 0 | 0 | 0 | 0 | 0 | 0 | 0 | 0 | 0 | 0 | 0 | 0 | 0 | 0 | 0 | 0 | 0 | 0 | 0 | 0 | 0 | 0 | 0 | 0
F10_Commercial_Interruptible - Health_Existing_Water Heating_Natural Gas_Water Heater - Motion Control Faucet_A_Achievable Economic UCT Potential | F10 | Commercial | Interruptible - Health | Existing | Water Heating | Natural Gas | Water Heater - Motion Control Faucet | A | Purchases (Incremental) | Achievable Economic UCT Potential | 0 | 0 | 0 | 0 | 0 | 0 | 0 | 0 | 0 | 0 | 0 | 0 | 0 | 0 | 0 | 0 | 0 | 0 | 0 | 0 | 0 | 0 | 0 | 0 | 0 | 0 | 0
F11_Commercial_Interruptible - Health_Existing_Water Heating_Natural Gas_Water Heater - Motion Control Faucet_A_Achievable Economic UCT Potential | F11 | Commercial | Interruptible - Health | Existing | Water Heating | Natural Gas | Water Heater - Motion Control Faucet | A | Purchases (Cumulative) | Achievable Economic UCT Potential | 0 | 0 | 0 | 0 | 0 | 0 | 0 | 0 | 0 | 0 | 0 | 0 | 0 | 0 | 0 | 0 | 0 | 0 | 0 | 0 | 0 | 0 | 0 | 0 | 0 | 0 | 0
F1_Commercial_Interruptible - Health_Existing_Water Heating_Natural Gas_Water Heater - Solar System_A_Achievable Economic UCT Potential | F1 | Commercial | Interruptible - Health | Existing | Water Heating | Natural Gas | Water Heater - Solar System | A | Integrated Unit Energy Savings (kWh or therms) | Achievable Economic UCT Potential | 0 | 0 | 38.5 | 37.6528 | 36.8602 | 36.0962 | 35.3585 | 34.6302 | 33.9479 | 33.3127 | 32.732 | 32.2233 | 31.8132 | 31.4992 | 31.3361 | 31.1646 | 31.0317 | 30.9261 | 30.8433 | 30.7768 | 30.7294 | 30.6959 | 30.6721 | 30.6551 | 30.6321 | 30.6264 | 30.6217
F2_Commercial_Interruptible - Health_Existing_Water Heating_Natural Gas_Water Heater - Solar System_A_Achievable Economic UCT Potential | F2 | Commercial | Interruptible - Health | Existing | Water Heating | Natural Gas | Water Heater - Solar System | A | Integrated Unit Summer Peak Savings (kW) | Achievable Economic UCT Potential | 0 | 0 | 0 | 0 | 0 | 0 | 0 | 0 | 0 | 0 | 0 | 0 | 0 | 0 | 0 | 0 | 0 | 0 | 0 | 0 | 0 | 0 | 0 | 0 | 0 | 0 | 0
F3_Commercial_Interruptible - Health_Existing_Water Heating_Natural Gas_Water Heater - Solar System_A_Achievable Economic UCT Potential | F3 | Commercial | Interruptible - Health | Existing | Water Heating | Natural Gas | Water Heater - Solar System | A | Integrated Unit Winter Peak Savings (kW) | Achievable Economic UCT Potential | 0 | 0 | 0 | 0 | 0 | 0 | 0 | 0 | 0 | 0 | 0 | 0 | 0 | 0 | 0 | 0 | 0 | 0 | 0 | 0 | 0 | 0 | 0 | 0 | 0 | 0 | 0
F4_Commercial_Interruptible - Health_Existing_Water Heating_Natural Gas_Water Heater - Solar System_A_Achievable Economic UCT Potential | F4 | Commercial | Interruptible - Health | Existing | Water Heating | Natural Gas | Water Heater - Solar System | A | Incremental Energy Savings (MWh or mTherms) | Achievable Economic UCT Potential | 0 | 0 | 0.41567 | 0.47494 | 0.54576 | 0.59932 | 0.65078 | 0.72789 | 0.76792 | 0.75789 | 0.74556 | 0.65164 | 0.50508 | 0.34418 | 0.20395 | 0.12318 | 0 | 0 | 0 | 0 | 0 | 0 | 0 | 0 | 0 | 0 | 0
F5_Commercial_Interruptible - Health_Existing_Water Heating_Natural Gas_Water Heater - Solar System_A_Achievable Economic UCT Potential | F5 | Commercial | Interruptible - Health | Existing | Water Heating | Natural Gas | Water Heater - Solar System | A | Incremental Summer Peak Savings (MW) | Achievable Economic UCT Potential | 0 | 0 | 0 | 0 | 0 | 0 | 0 | 0 | 0 | 0 | 0 | 0 | 0 | 0 | 0 | 0 | 0 | 0 | 0 | 0 | 0 | 0 | 0 | 0 | 0 | 0 | 0
F6_Commercial_Interruptible - Health_Existing_Water Heating_Natural Gas_Water Heater - Solar System_A_Achievable Economic UCT Potential | F6 | Commercial | Interruptible - Health | Existing | Water Heating | Natural Gas | Water Heater - Solar System | A | Incremental Winter Peak Savings (MW) | Achievable Economic UCT Potential | 0 | 0 | 0 | 0 | 0 | 0 | 0 | 0 | 0 | 0 | 0 | 0 | 0 | 0 | 0 | 0 | 0 | 0 | 0 | 0 | 0 | 0 | 0 | 0 | 0 | 0 | 0
F7_Commercial_Interruptible - Health_Existing_Water Heating_Natural Gas_Water Heater - Solar System_A_Achievable Economic UCT Potential | F7 | Commercial | Interruptible - Health | Existing | Water Heating | Natural Gas | Water Heater - Solar System | A | Cumulative Energy Savings (MWh or mTherms) | Achievable Economic UCT Potential | 0 | 0 | 0.41567 | 0.88146 | 1.4087 | 1.9788 | 2.5891 | 3.2637 | 3.9673 | 4.651 | 5.3155 | 5.8845 | 6.3147 | 6.5965 | 6.7663 | 6.8525 | 6.8232 | 6.8 | 6.7818 | 6.7672 | 6.7568 | 6.7494 | 6.7442 | 6.7404 | 6.7354 | 6.7341 | 6.7331
F8_Commercial_Interruptible - Health_Existing_Water Heating_Natural Gas_Water Heater - Solar System_A_Achievable Economic UCT Potential | F8 | Commercial | Interruptible - Health | Existing | Water Heating | Natural Gas | Water Heater - Solar System | A | Cumulative Summer Peak Savings (MW) | Achievable Economic UCT Potential | 0 | 0 | 0 | 0 | 0 | 0 | 0 | 0 | 0 | 0 | 0 | 0 | 0 | 0 | 0 | 0 | 0 | 0 | 0 | 0 | 0 | 0 | 0 | 0 | 0 | 0 | 0
F9_Commercial_Interruptible - Health_Existing_Water Heating_Natural Gas_Water Heater - Solar System_A_Achievable Economic UCT Potential | F9 | Commercial | Interruptible - Health | Existing | Water Heating | Natural Gas | Water Heater - Solar System | A | Cumulative Winter Peak Savings (MW) | Achievable Economic UCT Potential | 0 | 0 | 0 | 0 | 0 | 0 | 0 | 0 | 0 | 0 | 0 | 0 | 0 | 0 | 0 | 0 | 0 | 0 | 0 | 0 | 0 | 0 | 0 | 0 | 0 | 0 | 0
F10_Commercial_Interruptible - Health_Existing_Water Heating_Natural Gas_Water Heater - Solar System_A_Achievable Economic UCT Potential | F10 | Commercial | Interruptible - Health | Existing | Water Heating | Natural Gas | Water Heater - Solar System | A | Purchases (Incremental) | Achievable Economic UCT Potential | 0 | 0 | 10.7966 | 12.6137 | 14.8063 | 16.6034 | 18.4051 | 21.019 | 22.6206 | 22.7508 | 22.7776 | 20.2228 | 15.8766 | 10.9266 | 6.5084 | 3.9526 | 0 | 0 | 0 | 0 | 0 | 0 | 0 | 0 | 0 | 0 | 0
F11_Commercial_Interruptible - Health_Existing_Water Heating_Natural Gas_Water Heater - Solar System_A_Achievable Economic UCT Potential | F11 | Commercial | Interruptible - Health | Existing | Water Heating | Natural Gas | Water Heater - Solar System | A | Purchases (Cumulative) | Achievable Economic UCT Potential | 0 | 0 | 10.7966 | 23.4103 | 38.2165 | 54.82 | 73.225 | 94.2441 | 116.8646 | 139.6154 | 162.393 | 182.6158 | 198.4924 | 209.419 | 215.9274 | 219.88 | 219.88 | 219.88 | 219.88 | 219.88 | 219.88 | 219.88 | 219.88 | 219.88 | 219.88 | 219.88 | 219.88
F1_Commercial_Interruptible - Health_Existing_Water Heating_Natural Gas_Commercial Laundry - Ozone Treatment_A_Achievable Economic UCT Potential | F1 | Commercial | Interruptible - Health | Existing | Water Heating | Natural Gas | Commercial Laundry - Ozone Treatment | A | Integrated Unit Energy Savings (kWh or therms) | Achievable Economic UCT Potential | 0 | 0 | 1756.3261 | 1716.1429 | 1678.2524 | 1641.5252 | 1605.8721 | 1570.4428 | 1537.0142 | 1505.8046 | 1477.144 | 1452.0756 | 1431.9609 | 1416.7132 | 1408.7181 | 1400.6095 | 1394.6366 | 1389.8921 | 1386.1725 | 1383.18 | 1381.053 | 1379.5458 | 1378.476 | 1377.7114 | 1376.6809 | 1376.421 | 1376.213
F2_Commercial_Interruptible - Health_Existing_Water Heating_Natural Gas_Commercial Laundry - Ozone Treatment_A_Achievable Economic UCT Potential | F2 | Commercial | Interruptible - Health | Existing | Water Heating | Natural Gas | Commercial Laundry - Ozone Treatment | A | Integrated Unit Summer Peak Savings (kW) | Achievable Economic UCT Potential | 0 | 0 | 0 | 0 | 0 | 0 | 0 | 0 | 0 | 0 | 0 | 0 | 0 | 0 | 0 | 0 | 0 | 0 | 0 | 0 | 0 | 0 | 0 | 0 | 0 | 0 | 0
F3_Commercial_Interruptible - Health_Existing_Water Heating_Natural Gas_Commercial Laundry - Ozone Treatment_A_Achievable Economic UCT Potential | F3 | Commercial | Interruptible - Health | Existing | Water Heating | Natural Gas | Commercial Laundry - Ozone Treatment | A | Integrated Unit Winter Peak Savings (kW) | Achievable Economic UCT Potential | 0 | 0 | 0 | 0 | 0 | 0 | 0 | 0 | 0 | 0 | 0 | 0 | 0 | 0 | 0 | 0 | 0 | 0 | 0 | 0 | 0 | 0 | 0 | 0 | 0 | 0 | 0
F4_Commercial_Interruptible - Health_Existing_Water Heating_Natural Gas_Commercial Laundry - Ozone Treatment_A_Achievable Economic UCT Potential | F4 | Commercial | Interruptible - Health | Existing | Water Heating | Natural Gas | Commercial Laundry - Ozone Treatment | A | Incremental Energy Savings (MWh or mTherms) | Achievable Economic UCT Potential | 0 | 0 | 0.12117 | 0.14538 | 0.17397 | 0.19753 | 0.22042 | 0.25201 | 0.27058 | 0.2708 | 0.25034 | 0.21154 | 0.062633 | 0 | 0 | 0 | 0 | 0 | 0 | 0 | 0 | 0 | 0 | 0 | 0 | 0 | 0
F5_Commercial_Interruptible - Health_Existing_Water Heating_Natural Gas_Commercial Laundry - Ozone Treatment_A_Achievable Economic UCT Potential | F5 | Commercial | Interruptible - Health | Existing | Water Heating | Natural Gas | Commercial Laundry - Ozone Treatment | A | Incremental Summer Peak Savings (MW) | Achievable Economic UCT Potential | 0 | 0 | 0 | 0 | 0 | 0 | 0 | 0 | 0 | 0 | 0 | 0 | 0 | 0 | 0 | 0 | 0 | 0 | 0 | 0 | 0 | 0 | 0 | 0 | 0 | 0 | 0
F6_Commercial_Interruptible - Health_Existing_Water Heating_Natural Gas_Commercial Laundry - Ozone Treatment_A_Achievable Economic UCT Potential | F6 | Commercial | Interruptible - Health | Existing | Water Heating | Natural Gas | Commercial Laundry - Ozone Treatment | A | Incremental Winter Peak Savings (MW) | Achievable Economic UCT Potential | 0 | 0 | 0 | 0 | 0 | 0 | 0 | 0 | 0 | 0 | 0 | 0 | 0 | 0 | 0 | 0 | 0 | 0 | 0 | 0 | 0 | 0 | 0 | 0 | 0 | 0 | 0
F7_Commercial_Interruptible - Health_Existing_Water Heating_Natural Gas_Commercial Laundry - Ozone Treatment_A_Achievable Economic UCT Potential | F7 | Commercial | Interruptible - Health | Existing | Water Heating | Natural Gas | Commercial Laundry - Ozone Treatment | A | Cumulative Energy Savings (MWh or mTherms) | Achievable Economic UCT Potential | 0 | 0 | 0.12117 | 0.26378 | 0.43193 | 0.62001 | 0.82696 | 1.0607 | 1.3087 | 1.5529 | 1.7737 | 1.9552 | 1.9907 | 1.9695 | 1.9584 | 1.9471 | 1.9388 | 1.9322 | 1.9271 | 1.9229 | 1.9199 | 1.9178 | 1.9164 | 1.9153 | 1.9139 | 1.9135 | 1.9132
F8_Commercial_Interruptible - Health_Existing_Water Heating_Natural Gas_Commercial Laundry - Ozone Treatment_A_Achievable Economic UCT Potential | F8 | Commercial | Interruptible - Health | Existing | Water Heating | Natural Gas | Commercial Laundry - Ozone Treatment | A | Cumulative Summer Peak Savings (MW) | Achievable Economic UCT Potential | 0 | 0 | 0 | 0 | 0 | 0 | 0 | 0 | 0 | 0 | 0 | 0 | 0 | 0 | 0 | 0 | 0 | 0 | 0 | 0 | 0 | 0 | 0 | 0 | 0 | 0 | 0
F9_Commercial_Interruptible - Health_Existing_Water Heating_Natural Gas_Commercial Laundry - Ozone Treatment_A_Achievable Economic UCT Potential | F9 | Commercial | Interruptible - Health | Existing | Water Heating | Natural Gas | Commercial Laundry - Ozone Treatment | A | Cumulative Winter Peak Savings (MW) | Achievable Economic UCT Potential | 0 | 0 | 0 | 0 | 0 | 0 | 0 | 0 | 0 | 0 | 0 | 0 | 0 | 0 | 0 | 0 | 0 | 0 | 0 | 0 | 0 | 0 | 0 | 0 | 0 | 0 | 0
F10_Commercial_Interruptible - Health_Existing_Water Heating_Natural Gas_Commercial Laundry - Ozone Treatment_A_Achievable Economic UCT Potential | F10 | Commercial | Interruptible - Health | Existing | Water Heating | Natural Gas | Commercial Laundry - Ozone Treatment | A | Purchases (Incremental) | Achievable Economic UCT Potential | 0 | 0 | 0.068992 | 0.084712 | 0.10366 | 0.12034 | 0.13726 | 0.16047 | 0.17604 | 0.17984 | 0.16947 | 0.14568 | 0.043739 | 0 | 0 | 0 | 0 | 0 | 0 | 0 | 0 | 0 | 0 | 0 | 0 | 0 | 0
F11_Commercial_Interruptible - Health_Existing_Water Heating_Natural Gas_Commercial Laundry - Ozone Treatment_A_Achievable Economic UCT Potential | F11 | Commercial | Interruptible - Health | Existing | Water Heating | Natural Gas | Commercial Laundry - Ozone Treatment | A | Purchases (Cumulative) | Achievable Economic UCT Potential | 0 | 0 | 0.068992 | 0.1537 | 0.25737 | 0.3777 | 0.51496 | 0.67543 | 0.85147 | 1.0313 | 1.2008 | 1.3465 | 1.3902 | 1.3902 | 1.3902 | 1.3902 | 1.3902 | 1.3902 | 1.3902 | 1.3902 | 1.3902 | 1.3902 | 1.3902 | 1.3902 | 1.3902 | 1.3902 | 1.3902
F1_Commercial_Interruptible - Health_Existing_Water Heating_Natural Gas_Commercial Laundry - ENERGY STAR Washer_A_Achievable Economic UCT Potential | F1 | Commercial | Interruptible - Health | Existing | Water Heating | Natural Gas | Commercial Laundry - ENERGY STAR Washer | A | Integrated Unit Energy Savings (kWh or therms) | Achievable Economic UCT Potential | 0 | 0 | 34.0122 | 33.2249 | 32.4805 | 31.7573 | 31.045 | 30.3344 | 29.661 | 29.0311 | 28.453 | 27.9486 | 27.5512 | 27.2535 | 27.0971 | 26.94 | 26.8251 | 26.7338 | 26.6623 | 26.6047 | 26.5638 | 26.5348 | 26.5142 | 26.4995 | 26.4797 | 26.4747 | 26.4707
F2_Commercial_Interruptible - Health_Existing_Water Heating_Natural Gas_Commercial Laundry - ENERGY STAR Washer_A_Achievable Economic UCT Potential | F2 | Commercial | Interruptible - Health | Existing | Water Heating | Natural Gas | Commercial Laundry - ENERGY STAR Washer | A | Integrated Unit Summer Peak Savings (kW) | Achievable Economic UCT Potential | 0 | 0 | 0 | 0 | 0 | 0 | 0 | 0 | 0 | 0 | 0 | 0 | 0 | 0 | 0 | 0 | 0 | 0 | 0 | 0 | 0 | 0 | 0 | 0 | 0 | 0 | 0
F3_Commercial_Interruptible - Health_Existing_Water Heating_Natural Gas_Commercial Laundry - ENERGY STAR Washer_A_Achievable Economic UCT Potential | F3 | Commercial | Interruptible - Health | Existing | Water Heating | Natural Gas | Commercial Laundry - ENERGY STAR Washer | A | Integrated Unit Winter Peak Savings (kW) | Achievable Economic UCT Potential | 0 | 0 | 0 | 0 | 0 | 0 | 0 | 0 | 0 | 0 | 0 | 0 | 0 | 0 | 0 | 0 | 0 | 0 | 0 | 0 | 0 | 0 | 0 | 0 | 0 | 0 | 0
F4_Commercial_Interruptible - Health_Existing_Water Heating_Natural Gas_Commercial Laundry - ENERGY STAR Washer_A_Achievable Economic UCT Potential | F4 | Commercial | Interruptible - Health | Existing | Water Heating | Natural Gas | Commercial Laundry - ENERGY STAR Washer | A | Incremental Energy Savings (MWh or mTherms) | Achievable Economic UCT Potential | 0 | 0 | 0 | 0.00098064 | 0.0011731 | 0.0013315 | 0.0014847 | 0.001696 | 0.0018193 | 0.001819 | 0.0008403 | 0.00040914 | 0 | 0 | 0 | 0 | 0 | 0 | 0 | 0 | 0 | 0 | 0 | 0 | 0 | 0 | 0
F5_Commercial_Interruptible - Health_Existing_Water Heating_Natural Gas_Commercial Laundry - ENERGY STAR Washer_A_Achievable Economic UCT Potential | F5 | Commercial | Interruptible - Health | Existing | Water Heating | Natural Gas | Commercial Laundry - ENERGY STAR Washer | A | Incremental Summer Peak Savings (MW) | Achievable Economic UCT Potential | 0 | 0 | 0 | 0 | 0 | 0 | 0 | 0 | 0 | 0 | 0 | 0 | 0 | 0 | 0 | 0 | 0 | 0 | 0 | 0 | 0 | 0 | 0 | 0 | 0 | 0 | 0
F6_Commercial_Interruptible - Health_Existing_Water Heating_Natural Gas_Commercial Laundry - ENERGY STAR Washer_A_Achievable Economic UCT Potential | F6 | Commercial | Interruptible - Health | Existing | Water Heating | Natural Gas | Commercial Laundry - ENERGY STAR Washer | A | Incremental Winter Peak Savings (MW) | Achievable Economic UCT Potential | 0 | 0 | 0 | 0 | 0 | 0 | 0 | 0 | 0 | 0 | 0 | 0 | 0 | 0 | 0 | 0 | 0 | 0 | 0 | 0 | 0 | 0 | 0 | 0 | 0 | 0 | 0
F7_Commercial_Interruptible - Health_Existing_Water Heating_Natural Gas_Commercial Laundry - ENERGY STAR Washer_A_Achievable Economic UCT Potential | F7 | Commercial | Interruptible - Health | Existing | Water Heating | Natural Gas | Commercial Laundry - ENERGY STAR Washer | A | Cumulative Energy Savings (MWh or mTherms) | Achievable Economic UCT Potential | 0 | 0 | 0 | 0.00098064 | 0.0021318 | 0.0034158 | 0.0048239 | 0.0064095 | 0.0080865 | 0.0097338 | 0.01038 | 0.010605 | 0.010455 | 0.010342 | 0.010282 | 0.010223 | 0.010179 | 0.010144 | 0.010117 | 0.010095 | 0.01008 | 0.010069 | 0.010061 | 0.010056 | 0.010048 | 0.010046 | 0.010045
F8_Commercial_Interruptible - Health_Existing_Water Heating_Natural Gas_Commercial Laundry - ENERGY STAR Washer_A_Achievable Economic UCT Potential | F8 | Commercial | Interruptible - Health | Existing | Water Heating | Natural Gas | Commercial Laundry - ENERGY STAR Washer | A | Cumulative Summer Peak Savings (MW) | Achievable Economic UCT Potential | 0 | 0 | 0 | 0 | 0 | 0 | 0 | 0 | 0 | 0 | 0 | 0 | 0 | 0 | 0 | 0 | 0 | 0 | 0 | 0 | 0 | 0 | 0 | 0 | 0 | 0 | 0
F9_Commercial_Interruptible - Health_Existing_Water Heating_Natural Gas_Commercial Laundry - ENERGY STAR Washer_A_Achievable Economic UCT Potential | F9 | Commercial | Interruptible - Health | Existing | Water Heating | Natural Gas | Commercial Laundry - ENERGY STAR Washer | A | Cumulative Winter Peak Savings (MW) | Achievable Economic UCT Potential | 0 | 0 | 0 | 0 | 0 | 0 | 0 | 0 | 0 | 0 | 0 | 0 | 0 | 0 | 0 | 0 | 0 | 0 | 0 | 0 | 0 | 0 | 0 | 0 | 0 | 0 | 0
F10_Commercial_Interruptible - Health_Existing_Water Heating_Natural Gas_Commercial Laundry - ENERGY STAR Washer_A_Achievable Economic UCT Potential | F10 | Commercial | Interruptible - Health | Existing | Water Heating | Natural Gas | Commercial Laundry - ENERGY STAR Washer | A | Purchases (Incremental) | Achievable Economic UCT Potential | 0 | 0 | 0 | 0.029515 | 0.036118 | 0.041927 | 0.047823 | 0.055911 | 0.061335 | 0.062659 | 0.029533 | 0.014639 | 0 | 0 | 0 | 0 | 0 | 0 | 0 | 0 | 0 | 0 | 0 | 0 | 0 | 0 | 0
F11_Commercial_Interruptible - Health_Existing_Water Heating_Natural Gas_Commercial Laundry - ENERGY STAR Washer_A_Achievable Economic UCT Potential | F11 | Commercial | Interruptible - Health | Existing | Water Heating | Natural Gas | Commercial Laundry - ENERGY STAR Washer | A | Purchases (Cumulative) | Achievable Economic UCT Potential | 0 | 0 | 0 | 0.029515 | 0.065633 | 0.10756 | 0.15538 | 0.21129 | 0.27263 | 0.33529 | 0.36482 | 0.37946 | 0.37946 | 0.37946 | 0.37946 | 0.37946 | 0.37946 | 0.37946 | 0.37946 | 0.37946 | 0.37946 | 0.37946 | 0.37946 | 0.37946 | 0.37946 | 0.37946 | 0.37946
F1_Commercial_Interruptible - Health_Existing_Water Heating_Natural Gas_Water Heater - Efficient Dishwasher_A_Achievable Economic UCT Potential | F1 | Commercial | Interruptible - Health | Existing | Water Heating | Natural Gas | Water Heater - Efficient Dishwasher | A | Integrated Unit Energy Savings (kWh or therms) | Achievable Economic UCT Potential | 0 | 0 | 98.483 | 96.2034 | 94.0477 | 91.9537 | 89.9166 | 87.887 | 85.9672 | 84.1724 | 82.5249 | 81.086 | 79.9514 | 79.1001 | 78.6537 | 78.201 | 77.8675 | 77.6026 | 77.3949 | 77.2278 | 77.1091 | 77.0249 | 76.9652 | 76.9225 | 76.8649 | 76.8504 | 76.8388
F2_Commercial_Interruptible - Health_Existing_Water Heating_Natural Gas_Water Heater - Efficient Dishwasher_A_Achievable Economic UCT Potential | F2 | Commercial | Interruptible - Health | Existing | Water Heating | Natural Gas | Water Heater - Efficient Dishwasher | A | Integrated Unit Summer Peak Savings (kW) | Achievable Economic UCT Potential | 0 | 0 | 0 | 0 | 0 | 0 | 0 | 0 | 0 | 0 | 0 | 0 | 0 | 0 | 0 | 0 | 0 | 0 | 0 | 0 | 0 | 0 | 0 | 0 | 0 | 0 | 0
F3_Commercial_Interruptible - Health_Existing_Water Heating_Natural Gas_Water Heater - Efficient Dishwasher_A_Achievable Economic UCT Potential | F3 | Commercial | Interruptible - Health | Existing | Water Heating | Natural Gas | Water Heater - Efficient Dishwasher | A | Integrated Unit Winter Peak Savings (kW) | Achievable Economic UCT Potential | 0 | 0 | 0 | 0 | 0 | 0 | 0 | 0 | 0 | 0 | 0 | 0 | 0 | 0 | 0 | 0 | 0 | 0 | 0 | 0 | 0 | 0 | 0 | 0 | 0 | 0 | 0
F4_Commercial_Interruptible - Health_Existing_Water Heating_Natural Gas_Water Heater - Efficient Dishwasher_A_Achievable Economic UCT Potential | F4 | Commercial | Interruptible - Health | Existing | Water Heating | Natural Gas | Water Heater - Efficient Dishwasher | A | Incremental Energy Savings (MWh or mTherms) | Achievable Economic UCT Potential | 0 | 0 | 0 | 0 | 0 | 0 | 0.13884 | 0.15866 | 0.17025 | 0.17029 | 0.15734 | 0.13289 | 0.1014 | 0.068845 | 0.040965 | 0.019023 | 0 | 0 | 0 | 0 | 0 | 0 | 0 | 0 | 0 | 0 | 0
F5_Commercial_Interruptible - Health_Existing_Water Heating_Natural Gas_Water Heater - Efficient Dishwasher_A_Achievable Economic UCT Potential | F5 | Commercial | Interruptible - Health | Existing | Water Heating | Natural Gas | Water Heater - Efficient Dishwasher | A | Incremental Summer Peak Savings (MW) | Achievable Economic UCT Potential | 0 | 0 | 0 | 0 | 0 | 0 | 0 | 0 | 0 | 0 | 0 | 0 | 0 | 0 | 0 | 0 | 0 | 0 | 0 | 0 | 0 | 0 | 0 | 0 | 0 | 0 | 0
F6_Commercial_Interruptible - Health_Existing_Water Heating_Natural Gas_Water Heater - Efficient Dishwasher_A_Achievable Economic UCT Potential | F6 | Commercial | Interruptible - Health | Existing | Water Heating | Natural Gas | Water Heater - Efficient Dishwasher | A | Incremental Winter Peak Savings (MW) | Achievable Economic UCT Potential | 0 | 0 | 0 | 0 | 0 | 0 | 0 | 0 | 0 | 0 | 0 | 0 | 0 | 0 | 0 | 0 | 0 | 0 | 0 | 0 | 0 | 0 | 0 | 0 | 0 | 0 | 0
F7_Commercial_Interruptible - Health_Existing_Water Heating_Natural Gas_Water Heater - Efficient Dishwasher_A_Achievable Economic UCT Potential | F7 | Commercial | Interruptible - Health | Existing | Water Heating | Natural Gas | Water Heater - Efficient Dishwasher | A | Cumulative Energy Savings (MWh or mTherms) | Achievable Economic UCT Potential | 0 | 0 | 0 | 0 | 0 | 0 | 0.13884 | 0.29437 | 0.4582 | 0.61893 | 0.76415 | 0.88372 | 0.97275 | 1.0312 | 1.0664 | 1.0793 | 1.0747 | 1.071 | 1.0681 | 1.0658 | 1.0642 | 1.063 | 1.0622 | 1.0616 | 1.0608 | 1.0606 | 1.0605
F8_Commercial_Interruptible - Health_Existing_Water Heating_Natural Gas_Water Heater - Efficient Dishwasher_A_Achievable Economic UCT Potential | F8 | Commercial | Interruptible - Health | Existing | Water Heating | Natural Gas | Water Heater - Efficient Dishwasher | A | Cumulative Summer Peak Savings (MW) | Achievable Economic UCT Potential | 0 | 0 | 0 | 0 | 0 | 0 | 0 | 0 | 0 | 0 | 0 | 0 | 0 | 0 | 0 | 0 | 0 | 0 | 0 | 0 | 0 | 0 | 0 | 0 | 0 | 0 | 0
F9_Commercial_Interruptible - Health_Existing_Water Heating_Natural Gas_Water Heater - Efficient Dishwasher_A_Achievable Economic UCT Potential | F9 | Commercial | Interruptible - Health | Existing | Water Heating | Natural Gas | Water Heater - Efficient Dishwasher | A | Cumulative Winter Peak Savings (MW) | Achievable Economic UCT Potential | 0 | 0 | 0 | 0 | 0 | 0 | 0 | 0 | 0 | 0 | 0 | 0 | 0 | 0 | 0 | 0 | 0 | 0 | 0 | 0 | 0 | 0 | 0 | 0 | 0 | 0 | 0
F10_Commercial_Interruptible - Health_Existing_Water Heating_Natural Gas_Water Heater - Efficient Dishwasher_A_Achievable Economic UCT Potential | F10 | Commercial | Interruptible - Health | Existing | Water Heating | Natural Gas | Water Heater - Efficient Dishwasher | A | Purchases (Incremental) | Achievable Economic UCT Potential | 0 | 0 | 0 | 0 | 0 | 0 | 1.5442 | 1.8053 | 1.9804 | 2.0232 | 1.9066 | 1.6389 | 1.2682 | 0.87036 | 0.52083 | 0.24326 | 0 | 0 | 0 | 0 | 0 | 0 | 0 | 0 | 0 | 0 | 0
F11_Commercial_Interruptible - Health_Existing_Water Heating_Natural Gas_Water Heater - Efficient Dishwasher_A_Achievable Economic UCT Potential | F11 | Commercial | Interruptible - Health | Existing | Water Heating | Natural Gas | Water Heater - Efficient Dishwasher | A | Purchases (Cumulative) | Achievable Economic UCT Potential | 0 | 0 | 0 | 0 | 0 | 0 | 1.5442 | 3.3495 | 5.3299 | 7.3531 | 9.2597 | 10.8985 | 12.1668 | 13.0371 | 13.5579 | 13.8012 | 13.8012 | 13.8012 | 13.8012 | 13.8012 | 13.8012 | 13.8012 | 13.8012 | 13.8012 | 13.8012 | 13.8012 | 13.8012
F1_Commercial_Interruptible - Health_Existing_Water Heating_Natural Gas_Commercial Laundry - Alternative Dry-Cleaning Methods_A_Achievable Economic UCT Potential | F1 | Commercial | Interruptible - Health | Existing | Water Heating | Natural Gas | Commercial Laundry - Alternative Dry-Cleaning Methods | A | Integrated Unit Energy Savings (kWh or therms) | Achievable Economic UCT Potential | 0 | 0 | 0 | 0 | 0 | 0 | 0 | 0 | 0 | 0 | 0 | 0 | 0 | 0 | 0 | 0 | 0 | 0 | 0 | 0 | 0 | 0 | 0 | 0 | 0 | 0 | 0
F2_Commercial_Interruptible - Health_Existing_Water Heating_Natural Gas_Commercial Laundry - Alternative Dry-Cleaning Methods_A_Achievable Economic UCT Potential | F2 | Commercial | Interruptible - Health | Existing | Water Heating | Natural Gas | Commercial Laundry - Alternative Dry-Cleaning Methods | A | Integrated Unit Summer Peak Savings (kW) | Achievable Economic UCT Potential | 0 | 0 | 0 | 0 | 0 | 0 | 0 | 0 | 0 | 0 | 0 | 0 | 0 | 0 | 0 | 0 | 0 | 0 | 0 | 0 | 0 | 0 | 0 | 0 | 0 | 0 | 0
F3_Commercial_Interruptible - Health_Existing_Water Heating_Natural Gas_Commercial Laundry - Alternative Dry-Cleaning Methods_A_Achievable Economic UCT Potential | F3 | Commercial | Interruptible - Health | Existing | Water Heating | Natural Gas | Commercial Laundry - Alternative Dry-Cleaning Methods | A | Integrated Unit Winter Peak Savings (kW) | Achievable Economic UCT Potential | 0 | 0 | 0 | 0 | 0 | 0 | 0 | 0 | 0 | 0 | 0 | 0 | 0 | 0 | 0 | 0 | 0 | 0 | 0 | 0 | 0 | 0 | 0 | 0 | 0 | 0 | 0
F4_Commercial_Interruptible - Health_Existing_Water Heating_Natural Gas_Commercial Laundry - Alternative Dry-Cleaning Methods_A_Achievable Economic UCT Potential | F4 | Commercial | Interruptible - Health | Existing | Water Heating | Natural Gas | Commercial Laundry - Alternative Dry-Cleaning Methods | A | Incremental Energy Savings (MWh or mTherms) | Achievable Economic UCT Potential | 0 | 0 | 0 | 0 | 0 | 0 | 0 | 0 | 0 | 0 | 0 | 0 | 0 | 0 | 0 | 0 | 0 | 0 | 0 | 0 | 0 | 0 | 0 | 0 | 0 | 0 | 0
F5_Commercial_Interruptible - Health_Existing_Water Heating_Natural Gas_Commercial Laundry - Alternative Dry-Cleaning Methods_A_Achievable Economic UCT Potential | F5 | Commercial | Interruptible - Health | Existing | Water Heating | Natural Gas | Commercial Laundry - Alternative Dry-Cleaning Methods | A | Incremental Summer Peak Savings (MW) | Achievable Economic UCT Potential | 0 | 0 | 0 | 0 | 0 | 0 | 0 | 0 | 0 | 0 | 0 | 0 | 0 | 0 | 0 | 0 | 0 | 0 | 0 | 0 | 0 | 0 | 0 | 0 | 0 | 0 | 0
F6_Commercial_Interruptible - Health_Existing_Water Heating_Natural Gas_Commercial Laundry - Alternative Dry-Cleaning Methods_A_Achievable Economic UCT Potential | F6 | Commercial | Interruptible - Health | Existing | Water Heating | Natural Gas | Commercial Laundry - Alternative Dry-Cleaning Methods | A | Incremental Winter Peak Savings (MW) | Achievable Economic UCT Potential | 0 | 0 | 0 | 0 | 0 | 0 | 0 | 0 | 0 | 0 | 0 | 0 | 0 | 0 | 0 | 0 | 0 | 0 | 0 | 0 | 0 | 0 | 0 | 0 | 0 | 0 | 0
F7_Commercial_Interruptible - Health_Existing_Water Heating_Natural Gas_Commercial Laundry - Alternative Dry-Cleaning Methods_A_Achievable Economic UCT Potential | F7 | Commercial | Interruptible - Health | Existing | Water Heating | Natural Gas | Commercial Laundry - Alternative Dry-Cleaning Methods | A | Cumulative Energy Savings (MWh or mTherms) | Achievable Economic UCT Potential | 0 | 0 | 0 | 0 | 0 | 0 | 0 | 0 | 0 | 0 | 0 | 0 | 0 | 0 | 0 | 0 | 0 | 0 | 0 | 0 | 0 | 0 | 0 | 0 | 0 | 0 | 0
F8_Commercial_Interruptible - Health_Existing_Water Heating_Natural Gas_Commercial Laundry - Alternative Dry-Cleaning Methods_A_Achievable Economic UCT Potential | F8 | Commercial | Interruptible - Health | Existing | Water Heating | Natural Gas | Commercial Laundry - Alternative Dry-Cleaning Methods | A | Cumulative Summer Peak Savings (MW) | Achievable Economic UCT Potential | 0 | 0 | 0 | 0 | 0 | 0 | 0 | 0 | 0 | 0 | 0 | 0 | 0 | 0 | 0 | 0 | 0 | 0 | 0 | 0 | 0 | 0 | 0 | 0 | 0 | 0 | 0
F9_Commercial_Interruptible - Health_Existing_Water Heating_Natural Gas_Commercial Laundry - Alternative Dry-Cleaning Methods_A_Achievable Economic UCT Potential | F9 | Commercial | Interruptible - Health | Existing | Water Heating | Natural Gas | Commercial Laundry - Alternative Dry-Cleaning Methods | A | Cumulative Winter Peak Savings (MW) | Achievable Economic UCT Potential | 0 | 0 | 0 | 0 | 0 | 0 | 0 | 0 | 0 | 0 | 0 | 0 | 0 | 0 | 0 | 0 | 0 | 0 | 0 | 0 | 0 | 0 | 0 | 0 | 0 | 0 | 0
F10_Commercial_Interruptible - Health_Existing_Water Heating_Natural Gas_Commercial Laundry - Alternative Dry-Cleaning Methods_A_Achievable Economic UCT Potential | F10 | Commercial | Interruptible - Health | Existing | Water Heating | Natural Gas | Commercial Laundry - Alternative Dry-Cleaning Methods | A | Purchases (Incremental) | Achievable Economic UCT Potential | 0 | 0 | 0 | 0 | 0 | 0 | 0 | 0 | 0 | 0 | 0 | 0 | 0 | 0 | 0 | 0 | 0 | 0 | 0 | 0 | 0 | 0 | 0 | 0 | 0 | 0 | 0
F11_Commercial_Interruptible - Health_Existing_Water Heating_Natural Gas_Commercial Laundry - Alternative Dry-Cleaning Methods_A_Achievable Economic UCT Potential | F11 | Commercial | Interruptible - Health | Existing | Water Heating | Natural Gas | Commercial Laundry - Alternative Dry-Cleaning Methods | A | Purchases (Cumulative) | Achievable Economic UCT Potential | 0 | 0 | 0 | 0 | 0 | 0 | 0 | 0 | 0 | 0 | 0 | 0 | 0 | 0 | 0 | 0 | 0 | 0 | 0 | 0 | 0 | 0 | 0 | 0 | 0 | 0 | 0
F1_Commercial_Interruptible - Health_Existing_Space Heating_Natural Gas_Advanced Kitchen Ventilation Controls_A_Achievable Economic UCT Potential | F1 | Commercial | Interruptible - Health | Existing | Space Heating | Natural Gas | Advanced Kitchen Ventilation Controls | A | Integrated Unit Energy Savings (kWh or therms) | Achievable Economic UCT Potential | 0 | 0 | 0.040863 | 0.040644 | 0.040349 | 0.040016 | 0.039645 | 0.03923 | 0.038769 | 0.038258 | 0.037699 | 0.037097 | 0.036464 | 0.035817 | 0.035179 | 0.03457 | 0.03401 | 0.033527 | 0.033125 | 0.032773 | 0.032482 | 0.032208 | 0.032012 | 0.031822 | 0.031636 | 0.031454 | 0.031275
F2_Commercial_Interruptible - Health_Existing_Space Heating_Natural Gas_Advanced Kitchen Ventilation Controls_A_Achievable Economic UCT Potential | F2 | Commercial | Interruptible - Health | Existing | Space Heating | Natural Gas | Advanced Kitchen Ventilation Controls | A | Integrated Unit Summer Peak Savings (kW) | Achievable Economic UCT Potential | 0 | 0 | 0 | 0 | 0 | 0 | 0 | 0 | 0 | 0 | 0 | 0 | 0 | 0 | 0 | 0 | 0 | 0 | 0 | 0 | 0 | 0 | 0 | 0 | 0 | 0 | 0
F3_Commercial_Interruptible - Health_Existing_Space Heating_Natural Gas_Advanced Kitchen Ventilation Controls_A_Achievable Economic UCT Potential | F3 | Commercial | Interruptible - Health | Existing | Space Heating | Natural Gas | Advanced Kitchen Ventilation Controls | A | Integrated Unit Winter Peak Savings (kW) | Achievable Economic UCT Potential | 0 | 0 | 0 | 0 | 0 | 0 | 0 | 0 | 0 | 0 | 0 | 0 | 0 | 0 | 0 | 0 | 0 | 0 | 0 | 0 | 0 | 0 | 0 | 0 | 0 | 0 | 0
F4_Commercial_Interruptible - Health_Existing_Space Heating_Natural Gas_Advanced Kitchen Ventilation Controls_A_Achievable Economic UCT Potential | F4 | Commercial | Interruptible - Health | Existing | Space Heating | Natural Gas | Advanced Kitchen Ventilation Controls | A | Incremental Energy Savings (MWh or mTherms) | Achievable Economic UCT Potential | 0 | 0 | 0.10829 | 0.22109 | 0.21948 | 0.21767 | 0.21565 | 0.2134 | 0.21089 | 0.20811 | 0.20507 | 0.20179 | 0.19835 | 0.19483 | 0.19136 | 0.18805 | 0.185 | 0.093525 | 0 | 3.5769e-16 | 0 | 0 | 0 | 0 | 0 | 0 | 0
F5_Commercial_Interruptible - Health_Existing_Space Heating_Natural Gas_Advanced Kitchen Ventilation Controls_A_Achievable Economic UCT Potential | F5 | Commercial | Interruptible - Health | Existing | Space Heating | Natural Gas | Advanced Kitchen Ventilation Controls | A | Incremental Summer Peak Savings (MW) | Achievable Economic UCT Potential | 0 | 0 | 0 | 0 | 0 | 0 | 0 | 0 | 0 | 0 | 0 | 0 | 0 | 0 | 0 | 0 | 0 | 0 | 0 | 0 | 0 | 0 | 0 | 0 | 0 | 0 | 0
F6_Commercial_Interruptible - Health_Existing_Space Heating_Natural Gas_Advanced Kitchen Ventilation Controls_A_Achievable Economic UCT Potential | F6 | Commercial | Interruptible - Health | Existing | Space Heating | Natural Gas | Advanced Kitchen Ventilation Controls | A | Incremental Winter Peak Savings (MW) | Achievable Economic UCT Potential | 0 | 0 | 0 | 0 | 0 | 0 | 0 | 0 | 0 | 0 | 0 | 0 | 0 | 0 | 0 | 0 | 0 | 0 | 0 | 0 | 0 | 0 | 0 | 0 | 0 | 0 | 0
F7_Commercial_Interruptible - Health_Existing_Space Heating_Natural Gas_Advanced Kitchen Ventilation Controls_A_Achievable Economic UCT Potential | F7 | Commercial | Interruptible - Health | Existing | Space Heating | Natural Gas | Advanced Kitchen Ventilation Controls | A | Cumulative Energy Savings (MWh or mTherms) | Achievable Economic UCT Potential | 0 | 0 | 0.10829 | 0.3288 | 0.5459 | 0.75906 | 0.96767 | 1.171 | 1.3681 | 1.5582 | 1.7404 | 1.9144 | 2.0801 | 2.2381 | 2.3895 | 2.5362 | 2.6802 | 2.7356 | 2.7028 | 2.6741 | 2.6503 | 2.628 | 2.612 | 2.5965 | 2.5813 | 2.5664 | 2.5519
F8_Commercial_Interruptible - Health_Existing_Space Heating_Natural Gas_Advanced Kitchen Ventilation Controls_A_Achievable Economic UCT Potential | F8 | Commercial | Interruptible - Health | Existing | Space Heating | Natural Gas | Advanced Kitchen Ventilation Controls | A | Cumulative Summer Peak Savings (MW) | Achievable Economic UCT Potential | 0 | 0 | 0 | 0 | 0 | 0 | 0 | 0 | 0 | 0 | 0 | 0 | 0 | 0 | 0 | 0 | 0 | 0 | 0 | 0 | 0 | 0 | 0 | 0 | 0 | 0 | 0
F9_Commercial_Interruptible - Health_Existing_Space Heating_Natural Gas_Advanced Kitchen Ventilation Controls_A_Achievable Economic UCT Potential | F9 | Commercial | Interruptible - Health | Existing | Space Heating | Natural Gas | Advanced Kitchen Ventilation Controls | A | Cumulative Winter Peak Savings (MW) | Achievable Economic UCT Potential | 0 | 0 | 0 | 0 | 0 | 0 | 0 | 0 | 0 | 0 | 0 | 0 | 0 | 0 | 0 | 0 | 0 | 0 | 0 | 0 | 0 | 0 | 0 | 0 | 0 | 0 | 0
F10_Commercial_Interruptible - Health_Existing_Space Heating_Natural Gas_Advanced Kitchen Ventilation Controls_A_Achievable Economic UCT Potential | F10 | Commercial | Interruptible - Health | Existing | Space Heating | Natural Gas | Advanced Kitchen Ventilation Controls | A | Purchases (Incremental) | Achievable Economic UCT Potential | 0 | 0 | 2650.0699 | 5439.6172 | 5439.6172 | 5439.6172 | 5439.6172 | 5439.6172 | 5439.6172 | 5439.6172 | 5439.6172 | 5439.6172 | 5439.6172 | 5439.6172 | 5439.6172 | 5439.6172 | 5439.6172 | 2789.5473 | 0 | 1.0914e-11 | 0 | 0 | 0 | 0 | 0 | 0 | 0
F11_Commercial_Interruptible - Health_Existing_Space Heating_Natural Gas_Advanced Kitchen Ventilation Controls_A_Achievable Economic UCT Potential | F11 | Commercial | Interruptible - Health | Existing | Space Heating | Natural Gas | Advanced Kitchen Ventilation Controls | A | Purchases (Cumulative) | Achievable Economic UCT Potential | 0 | 0 | 2650.0699 | 8089.6871 | 13529.3043 | 18968.9215 | 24408.5387 | 29848.1558 | 35287.773 | 40727.3902 | 46167.0074 | 51606.6246 | 57046.2418 | 62485.859 | 67925.4762 | 73365.0933 | 78804.7105 | 81594.2578 | 81594.2578 | 81594.2578 | 81594.2578 | 81594.2578 | 81594.2578 | 81594.2578 | 81594.2578 | 81594.2578 | 81594.2578
F1_Commercial_Interruptible - Health_Existing_Space Heating_Natural Gas_Infiltration Control - Loading Dock Sealing_A_Achievable Economic UCT Potential | F1 | Commercial | Interruptible - Health | Existing | Space Heating | Natural Gas | Infiltration Control - Loading Dock Sealing | A | Integrated Unit Energy Savings (kWh or therms) | Achievable Economic UCT Potential | 0 | 0 | 212.9167 | 210.3744 | 207.2763 | 203.8592 | 200.0931 | 195.9116 | 191.2977 | 186.2641 | 180.862 | 175.1904 | 169.4833 | 163.8691 | 158.4798 | 153.4488 | 148.9289 | 145.2202 | 142.3345 | 139.8982 | 138.0198 | 136.2719 | 135.4437 | 134.6368 | 133.8488 | 133.0777 | 132.3215
F2_Commercial_Interruptible - Health_Existing_Space Heating_Natural Gas_Infiltration Control - Loading Dock Sealing_A_Achievable Economic UCT Potential | F2 | Commercial | Interruptible - Health | Existing | Space Heating | Natural Gas | Infiltration Control - Loading Dock Sealing | A | Integrated Unit Summer Peak Savings (kW) | Achievable Economic UCT Potential | 0 | 0 | 0 | 0 | 0 | 0 | 0 | 0 | 0 | 0 | 0 | 0 | 0 | 0 | 0 | 0 | 0 | 0 | 0 | 0 | 0 | 0 | 0 | 0 | 0 | 0 | 0
F3_Commercial_Interruptible - Health_Existing_Space Heating_Natural Gas_Infiltration Control - Loading Dock Sealing_A_Achievable Economic UCT Potential | F3 | Commercial | Interruptible - Health | Existing | Space Heating | Natural Gas | Infiltration Control - Loading Dock Sealing | A | Integrated Unit Winter Peak Savings (kW) | Achievable Economic UCT Potential | 0 | 0 | 0 | 0 | 0 | 0 | 0 | 0 | 0 | 0 | 0 | 0 | 0 | 0 | 0 | 0 | 0 | 0 | 0 | 0 | 0 | 0 | 0 | 0 | 0 | 0 | 0
F4_Commercial_Interruptible - Health_Existing_Space Heating_Natural Gas_Infiltration Control - Loading Dock Sealing_A_Achievable Economic UCT Potential | F4 | Commercial | Interruptible - Health | Existing | Space Heating | Natural Gas | Infiltration Control - Loading Dock Sealing | A | Incremental Energy Savings (MWh or mTherms) | Achievable Economic UCT Potential | 0 | 0 | 0 | 0 | 0 | 0 | 0 | 0 | 0 | 0 | 0 | 0 | 0 | 0 | 0 | 0 | 0 | 0 | 0 | 0 | 0 | 0 | 0 | 0 | 0 | 0 | 0
F5_Commercial_Interruptible - Health_Existing_Space Heating_Natural Gas_Infiltration Control - Loading Dock Sealing_A_Achievable Economic UCT Potential | F5 | Commercial | Interruptible - Health | Existing | Space Heating | Natural Gas | Infiltration Control - Loading Dock Sealing | A | Incremental Summer Peak Savings (MW) | Achievable Economic UCT Potential | 0 | 0 | 0 | 0 | 0 | 0 | 0 | 0 | 0 | 0 | 0 | 0 | 0 | 0 | 0 | 0 | 0 | 0 | 0 | 0 | 0 | 0 | 0 | 0 | 0 | 0 | 0
F6_Commercial_Interruptible - Health_Existing_Space Heating_Natural Gas_Infiltration Control - Loading Dock Sealing_A_Achievable Economic UCT Potential | F6 | Commercial | Interruptible - Health | Existing | Space Heating | Natural Gas | Infiltration Control - Loading Dock Sealing | A | Incremental Winter Peak Savings (MW) | Achievable Economic UCT Potential | 0 | 0 | 0 | 0 | 0 | 0 | 0 | 0 | 0 | 0 | 0 | 0 | 0 | 0 | 0 | 0 | 0 | 0 | 0 | 0 | 0 | 0 | 0 | 0 | 0 | 0 | 0
F7_Commercial_Interruptible - Health_Existing_Space Heating_Natural Gas_Infiltration Control - Loading Dock Sealing_A_Achievable Economic UCT Potential | F7 | Commercial | Interruptible - Health | Existing | Space Heating | Natural Gas | Infiltration Control - Loading Dock Sealing | A | Cumulative Energy Savings (MWh or mTherms) | Achievable Economic UCT Potential | 0 | 0 | 0 | 0 | 0 | 0 | 0 | 0 | 0 | 0 | 0 | 0 | 0 | 0 | 0 | 0 | 0 | 0 | 0 | 0 | 0 | 0 | 0 | 0 | 0 | 0 | 0
F8_Commercial_Interruptible - Health_Existing_Space Heating_Natural Gas_Infiltration Control - Loading Dock Sealing_A_Achievable Economic UCT Potential | F8 | Commercial | Interruptible - Health | Existing | Space Heating | Natural Gas | Infiltration Control - Loading Dock Sealing | A | Cumulative Summer Peak Savings (MW) | Achievable Economic UCT Potential | 0 | 0 | 0 | 0 | 0 | 0 | 0 | 0 | 0 | 0 | 0 | 0 | 0 | 0 | 0 | 0 | 0 | 0 | 0 | 0 | 0 | 0 | 0 | 0 | 0 | 0 | 0
F9_Commercial_Interruptible - Health_Existing_Space Heating_Natural Gas_Infiltration Control - Loading Dock Sealing_A_Achievable Economic UCT Potential | F9 | Commercial | Interruptible - Health | Existing | Space Heating | Natural Gas | Infiltration Control - Loading Dock Sealing | A | Cumulative Winter Peak Savings (MW) | Achievable Economic UCT Potential | 0 | 0 | 0 | 0 | 0 | 0 | 0 | 0 | 0 | 0 | 0 | 0 | 0 | 0 | 0 | 0 | 0 | 0 | 0 | 0 | 0 | 0 | 0 | 0 | 0 | 0 | 0
F10_Commercial_Interruptible - Health_Existing_Space Heating_Natural Gas_Infiltration Control - Loading Dock Sealing_A_Achievable Economic UCT Potential | F10 | Commercial | Interruptible - Health | Existing | Space Heating | Natural Gas | Infiltration Control - Loading Dock Sealing | A | Purchases (Incremental) | Achievable Economic UCT Potential | 0 | 0 | 0 | 0 | 0 | 0 | 0 | 0 | 0 | 0 | 0 | 0 | 0 | 0 | 0 | 0 | 0 | 0 | 0 | 0 | 0 | 0 | 0 | 0 | 0 | 0 | 0
F11_Commercial_Interruptible - Health_Existing_Space Heating_Natural Gas_Infiltration Control - Loading Dock Sealing_A_Achievable Economic UCT Potential | F11 | Commercial | Interruptible - Health | Existing | Space Heating | Natural Gas | Infiltration Control - Loading Dock Sealing | A | Purchases (Cumulative) | Achievable Economic UCT Potential | 0 | 0 | 0 | 0 | 0 | 0 | 0 | 0 | 0 | 0 | 0 | 0 | 0 | 0 | 0 | 0 | 0 | 0 | 0 | 0 | 0 | 0 | 0 | 0 | 0 | 0 | 0
F1_Commercial_Interruptible - Health_Existing_Space Heating_Natural Gas_Greenhouse Heat Curtain_A_Achievable Economic UCT Potential | F1 | Commercial | Interruptible - Health | Existing | Space Heating | Natural Gas | Greenhouse Heat Curtain | A | Integrated Unit Energy Savings (kWh or therms) | Achievable Economic UCT Potential | 0 | 0 | 186.2588 | 184.6261 | 182.5386 | 180.1935 | 177.562 | 174.5939 | 171.2531 | 167.5214 | 163.4119 | 158.9844 | 154.3483 | 149.6513 | 145.071 | 140.7799 | 136.9195 | 133.7604 | 131.3172 | 129.2716 | 127.7203 | 126.2844 | 125.5177 | 124.7707 | 124.0412 | 123.3272 | 122.627
F2_Commercial_Interruptible - Health_Existing_Space Heating_Natural Gas_Greenhouse Heat Curtain_A_Achievable Economic UCT Potential | F2 | Commercial | Interruptible - Health | Existing | Space Heating | Natural Gas | Greenhouse Heat Curtain | A | Integrated Unit Summer Peak Savings (kW) | Achievable Economic UCT Potential | 0 | 0 | 0 | 0 | 0 | 0 | 0 | 0 | 0 | 0 | 0 | 0 | 0 | 0 | 0 | 0 | 0 | 0 | 0 | 0 | 0 | 0 | 0 | 0 | 0 | 0 | 0
F3_Commercial_Interruptible - Health_Existing_Space Heating_Natural Gas_Greenhouse Heat Curtain_A_Achievable Economic UCT Potential | F3 | Commercial | Interruptible - Health | Existing | Space Heating | Natural Gas | Greenhouse Heat Curtain | A | Integrated Unit Winter Peak Savings (kW) | Achievable Economic UCT Potential | 0 | 0 | 0 | 0 | 0 | 0 | 0 | 0 | 0 | 0 | 0 | 0 | 0 | 0 | 0 | 0 | 0 | 0 | 0 | 0 | 0 | 0 | 0 | 0 | 0 | 0 | 0
F4_Commercial_Interruptible - Health_Existing_Space Heating_Natural Gas_Greenhouse Heat Curtain_A_Achievable Economic UCT Potential | F4 | Commercial | Interruptible - Health | Existing | Space Heating | Natural Gas | Greenhouse Heat Curtain | A | Incremental Energy Savings (MWh or mTherms) | Achievable Economic UCT Potential | 0 | 0 | 0 | 0 | 0 | 0 | 0 | 0 | 0 | 0 | 0 | 0 | 0 | 0 | 0 | 0 | 0 | 0 | 0 | 0 | 0 | 0 | 0 | 0 | 0 | 0 | 0
F5_Commercial_Interruptible - Health_Existing_Space Heating_Natural Gas_Greenhouse Heat Curtain_A_Achievable Economic UCT Potential | F5 | Commercial | Interruptible - Health | Existing | Space Heating | Natural Gas | Greenhouse Heat Curtain | A | Incremental Summer Peak Savings (MW) | Achievable Economic UCT Potential | 0 | 0 | 0 | 0 | 0 | 0 | 0 | 0 | 0 | 0 | 0 | 0 | 0 | 0 | 0 | 0 | 0 | 0 | 0 | 0 | 0 | 0 | 0 | 0 | 0 | 0 | 0
F6_Commercial_Interruptible - Health_Existing_Space Heating_Natural Gas_Greenhouse Heat Curtain_A_Achievable Economic UCT Potential | F6 | Commercial | Interruptible - Health | Existing | Space Heating | Natural Gas | Greenhouse Heat Curtain | A | Incremental Winter Peak Savings (MW) | Achievable Economic UCT Potential | 0 | 0 | 0 | 0 | 0 | 0 | 0 | 0 | 0 | 0 | 0 | 0 | 0 | 0 | 0 | 0 | 0 | 0 | 0 | 0 | 0 | 0 | 0 | 0 | 0 | 0 | 0
F7_Commercial_Interruptible - Health_Existing_Space Heating_Natural Gas_Greenhouse Heat Curtain_A_Achievable Economic UCT Potential | F7 | Commercial | Interruptible - Health | Existing | Space Heating | Natural Gas | Greenhouse Heat Curtain | A | Cumulative Energy Savings (MWh or mTherms) | Achievable Economic UCT Potential | 0 | 0 | 0 | 0 | 0 | 0 | 0 | 0 | 0 | 0 | 0 | 0 | 0 | 0 | 0 | 0 | 0 | 0 | 0 | 0 | 0 | 0 | 0 | 0 | 0 | 0 | 0
F8_Commercial_Interruptible - Health_Existing_Space Heating_Natural Gas_Greenhouse Heat Curtain_A_Achievable Economic UCT Potential | F8 | Commercial | Interruptible - Health | Existing | Space Heating | Natural Gas | Greenhouse Heat Curtain | A | Cumulative Summer Peak Savings (MW) | Achievable Economic UCT Potential | 0 | 0 | 0 | 0 | 0 | 0 | 0 | 0 | 0 | 0 | 0 | 0 | 0 | 0 | 0 | 0 | 0 | 0 | 0 | 0 | 0 | 0 | 0 | 0 | 0 | 0 | 0
F9_Commercial_Interruptible - Health_Existing_Space Heating_Natural Gas_Greenhouse Heat Curtain_A_Achievable Economic UCT Potential | F9 | Commercial | Interruptible - Health | Existing | Space Heating | Natural Gas | Greenhouse Heat Curtain | A | Cumulative Winter Peak Savings (MW) | Achievable Economic UCT Potential | 0 | 0 | 0 | 0 | 0 | 0 | 0 | 0 | 0 | 0 | 0 | 0 | 0 | 0 | 0 | 0 | 0 | 0 | 0 | 0 | 0 | 0 | 0 | 0 | 0 | 0 | 0
F10_Commercial_Interruptible - Health_Existing_Space Heating_Natural Gas_Greenhouse Heat Curtain_A_Achievable Economic UCT Potential | F10 | Commercial | Interruptible - Health | Existing | Space Heating | Natural Gas | Greenhouse Heat Curtain | A | Purchases (Incremental) | Achievable Economic UCT Potential | 0 | 0 | 0 | 0 | 0 | 0 | 0 | 0 | 0 | 0 | 0 | 0 | 0 | 0 | 0 | 0 | 0 | 0 | 0 | 0 | 0 | 0 | 0 | 0 | 0 | 0 | 0
F11_Commercial_Interruptible - Health_Existing_Space Heating_Natural Gas_Greenhouse Heat Curtain_A_Achievable Economic UCT Potential | F11 | Commercial | Interruptible - Health | Existing | Space Heating | Natural Gas | Greenhouse Heat Curtain | A | Purchases (Cumulative) | Achievable Economic UCT Potential | 0 | 0 | 0 | 0 | 0 | 0 | 0 | 0 | 0 | 0 | 0 | 0 | 0 | 0 | 0 | 0 | 0 | 0 | 0 | 0 | 0 | 0 | 0 | 0 | 0 | 0 | 0
F1_Commercial_Interruptible - Health_Existing_Space Heating_Natural Gas_Ventilation - Parking Garages, Demand Controlled_A_Achievable Economic UCT Potential | F1 | Commercial | Interruptible - Health | Existing | Space Heating | Natural Gas | Ventilation - Parking Garages, Demand Controlled | A | Integrated Unit Energy Savings (kWh or therms) | Achievable Economic UCT Potential | 0 | 0 | 0 | 0 | 0 | 0 | 0 | 0 | 0 | 0 | 0 | 0 | 0 | 0 | 0 | 0 | 0 | 0 | 0 | 0 | 0 | 0 | 0 | 0 | 0 | 0 | 0
F2_Commercial_Interruptible - Health_Existing_Space Heating_Natural Gas_Ventilation - Parking Garages, Demand Controlled_A_Achievable Economic UCT Potential | F2 | Commercial | Interruptible - Health | Existing | Space Heating | Natural Gas | Ventilation - Parking Garages, Demand Controlled | A | Integrated Unit Summer Peak Savings (kW) | Achievable Economic UCT Potential | 0 | 0 | 0 | 0 | 0 | 0 | 0 | 0 | 0 | 0 | 0 | 0 | 0 | 0 | 0 | 0 | 0 | 0 | 0 | 0 | 0 | 0 | 0 | 0 | 0 | 0 | 0
F3_Commercial_Interruptible - Health_Existing_Space Heating_Natural Gas_Ventilation - Parking Garages, Demand Controlled_A_Achievable Economic UCT Potential | F3 | Commercial | Interruptible - Health | Existing | Space Heating | Natural Gas | Ventilation - Parking Garages, Demand Controlled | A | Integrated Unit Winter Peak Savings (kW) | Achievable Economic UCT Potential | 0 | 0 | 0 | 0 | 0 | 0 | 0 | 0 | 0 | 0 | 0 | 0 | 0 | 0 | 0 | 0 | 0 | 0 | 0 | 0 | 0 | 0 | 0 | 0 | 0 | 0 | 0
F4_Commercial_Interruptible - Health_Existing_Space Heating_Natural Gas_Ventilation - Parking Garages, Demand Controlled_A_Achievable Economic UCT Potential | F4 | Commercial | Interruptible - Health | Existing | Space Heating | Natural Gas | Ventilation - Parking Garages, Demand Controlled | A | Incremental Energy Savings (MWh or mTherms) | Achievable Economic UCT Potential | 0 | 0 | 0 | 0 | 0 | 0 | 0 | 0 | 0 | 0 | 0 | 0 | 0 | 0 | 0 | 0 | 0 | 0 | 0 | 0 | 0 | 0 | 0 | 0 | 0 | 0 | 0
F5_Commercial_Interruptible - Health_Existing_Space Heating_Natural Gas_Ventilation - Parking Garages, Demand Controlled_A_Achievable Economic UCT Potential | F5 | Commercial | Interruptible - Health | Existing | Space Heating | Natural Gas | Ventilation - Parking Garages, Demand Controlled | A | Incremental Summer Peak Savings (MW) | Achievable Economic UCT Potential | 0 | 0 | 0 | 0 | 0 | 0 | 0 | 0 | 0 | 0 | 0 | 0 | 0 | 0 | 0 | 0 | 0 | 0 | 0 | 0 | 0 | 0 | 0 | 0 | 0 | 0 | 0
F6_Commercial_Interruptible - Health_Existing_Space Heating_Natural Gas_Ventilation - Parking Garages, Demand Controlled_A_Achievable Economic UCT Potential | F6 | Commercial | Interruptible - Health | Existing | Space Heating | Natural Gas | Ventilation - Parking Garages, Demand Controlled | A | Incremental Winter Peak Savings (MW) | Achievable Economic UCT Potential | 0 | 0 | 0 | 0 | 0 | 0 | 0 | 0 | 0 | 0 | 0 | 0 | 0 | 0 | 0 | 0 | 0 | 0 | 0 | 0 | 0 | 0 | 0 | 0 | 0 | 0 | 0
F7_Commercial_Interruptible - Health_Existing_Space Heating_Natural Gas_Ventilation - Parking Garages, Demand Controlled_A_Achievable Economic UCT Potential | F7 | Commercial | Interruptible - Health | Existing | Space Heating | Natural Gas | Ventilation - Parking Garages, Demand Controlled | A | Cumulative Energy Savings (MWh or mTherms) | Achievable Economic UCT Potential | 0 | 0 | 0 | 0 | 0 | 0 | 0 | 0 | 0 | 0 | 0 | 0 | 0 | 0 | 0 | 0 | 0 | 0 | 0 | 0 | 0 | 0 | 0 | 0 | 0 | 0 | 0
F8_Commercial_Interruptible - Health_Existing_Space Heating_Natural Gas_Ventilation - Parking Garages, Demand Controlled_A_Achievable Economic UCT Potential | F8 | Commercial | Interruptible - Health | Existing | Space Heating | Natural Gas | Ventilation - Parking Garages, Demand Controlled | A | Cumulative Summer Peak Savings (MW) | Achievable Economic UCT Potential | 0 | 0 | 0 | 0 | 0 | 0 | 0 | 0 | 0 | 0 | 0 | 0 | 0 | 0 | 0 | 0 | 0 | 0 | 0 | 0 | 0 | 0 | 0 | 0 | 0 | 0 | 0
F9_Commercial_Interruptible - Health_Existing_Space Heating_Natural Gas_Ventilation - Parking Garages, Demand Controlled_A_Achievable Economic UCT Potential | F9 | Commercial | Interruptible - Health | Existing | Space Heating | Natural Gas | Ventilation - Parking Garages, Demand Controlled | A | Cumulative Winter Peak Savings (MW) | Achievable Economic UCT Potential | 0 | 0 | 0 | 0 | 0 | 0 | 0 | 0 | 0 | 0 | 0 | 0 | 0 | 0 | 0 | 0 | 0 | 0 | 0 | 0 | 0 | 0 | 0 | 0 | 0 | 0 | 0
F10_Commercial_Interruptible - Health_Existing_Space Heating_Natural Gas_Ventilation - Parking Garages, Demand Controlled_A_Achievable Economic UCT Potential | F10 | Commercial | Interruptible - Health | Existing | Space Heating | Natural Gas | Ventilation - Parking Garages, Demand Controlled | A | Purchases (Incremental) | Achievable Economic UCT Potential | 0 | 0 | 0 | 0 | 0 | 0 | 0 | 0 | 0 | 0 | 0 | 0 | 0 | 0 | 0 | 0 | 0 | 0 | 0 | 0 | 0 | 0 | 0 | 0 | 0 | 0 | 0
F11_Commercial_Interruptible - Health_Existing_Space Heating_Natural Gas_Ventilation - Parking Garages, Demand Controlled_A_Achievable Economic UCT Potential | F11 | Commercial | Interruptible - Health | Existing | Space Heating | Natural Gas | Ventilation - Parking Garages, Demand Controlled | A | Purchases (Cumulative) | Achievable Economic UCT Potential | 0 | 0 | 0 | 0 | 0 | 0 | 0 | 0 | 0 | 0 | 0 | 0 | 0 | 0 | 0 | 0 | 0 | 0 | 0 | 0 | 0 | 0 | 0 | 0 | 0 | 0 | 0
F1_Commercial_Interruptible - Health_Existing_Miscellaneous_Natural Gas_Pool Heater - Night Covers_A_Achievable Economic UCT Potential | F1 | Commercial | Interruptible - Health | Existing | Miscellaneous | Natural Gas | Pool Heater - Night Covers | A | Integrated Unit Energy Savings (kWh or therms) | Achievable Economic UCT Potential | 0 | 0 | 0 | 0 | 0 | 0 | 0 | 0 | 0 | 0 | 0 | 0 | 0 | 0 | 0 | 0 | 0 | 0 | 0 | 0 | 0 | 0 | 0 | 0 | 0 | 0 | 0
F2_Commercial_Interruptible - Health_Existing_Miscellaneous_Natural Gas_Pool Heater - Night Covers_A_Achievable Economic UCT Potential | F2 | Commercial | Interruptible - Health | Existing | Miscellaneous | Natural Gas | Pool Heater - Night Covers | A | Integrated Unit Summer Peak Savings (kW) | Achievable Economic UCT Potential | 0 | 0 | 0 | 0 | 0 | 0 | 0 | 0 | 0 | 0 | 0 | 0 | 0 | 0 | 0 | 0 | 0 | 0 | 0 | 0 | 0 | 0 | 0 | 0 | 0 | 0 | 0
F3_Commercial_Interruptible - Health_Existing_Miscellaneous_Natural Gas_Pool Heater - Night Covers_A_Achievable Economic UCT Potential | F3 | Commercial | Interruptible - Health | Existing | Miscellaneous | Natural Gas | Pool Heater - Night Covers | A | Integrated Unit Winter Peak Savings (kW) | Achievable Economic UCT Potential | 0 | 0 | 0 | 0 | 0 | 0 | 0 | 0 | 0 | 0 | 0 | 0 | 0 | 0 | 0 | 0 | 0 | 0 | 0 | 0 | 0 | 0 | 0 | 0 | 0 | 0 | 0
F4_Commercial_Interruptible - Health_Existing_Miscellaneous_Natural Gas_Pool Heater - Night Covers_A_Achievable Economic UCT Potential | F4 | Commercial | Interruptible - Health | Existing | Miscellaneous | Natural Gas | Pool Heater - Night Covers | A | Incremental Energy Savings (MWh or mTherms) | Achievable Economic UCT Potential | 0 | 0 | 0 | 0 | 0 | 0 | 0 | 0 | 0 | 0 | 0 | 0 | 0 | 0 | 0 | 0 | 0 | 0 | 0 | 0 | 0 | 0 | 0 | 0 | 0 | 0 | 0
F5_Commercial_Interruptible - Health_Existing_Miscellaneous_Natural Gas_Pool Heater - Night Covers_A_Achievable Economic UCT Potential | F5 | Commercial | Interruptible - Health | Existing | Miscellaneous | Natural Gas | Pool Heater - Night Covers | A | Incremental Summer Peak Savings (MW) | Achievable Economic UCT Potential | 0 | 0 | 0 | 0 | 0 | 0 | 0 | 0 | 0 | 0 | 0 | 0 | 0 | 0 | 0 | 0 | 0 | 0 | 0 | 0 | 0 | 0 | 0 | 0 | 0 | 0 | 0
F6_Commercial_Interruptible - Health_Existing_Miscellaneous_Natural Gas_Pool Heater - Night Covers_A_Achievable Economic UCT Potential | F6 | Commercial | Interruptible - Health | Existing | Miscellaneous | Natural Gas | Pool Heater - Night Covers | A | Incremental Winter Peak Savings (MW) | Achievable Economic UCT Potential | 0 | 0 | 0 | 0 | 0 | 0 | 0 | 0 | 0 | 0 | 0 | 0 | 0 | 0 | 0 | 0 | 0 | 0 | 0 | 0 | 0 | 0 | 0 | 0 | 0 | 0 | 0
F7_Commercial_Interruptible - Health_Existing_Miscellaneous_Natural Gas_Pool Heater - Night Covers_A_Achievable Economic UCT Potential | F7 | Commercial | Interruptible - Health | Existing | Miscellaneous | Natural Gas | Pool Heater - Night Covers | A | Cumulative Energy Savings (MWh or mTherms) | Achievable Economic UCT Potential | 0 | 0 | 0 | 0 | 0 | 0 | 0 | 0 | 0 | 0 | 0 | 0 | 0 | 0 | 0 | 0 | 0 | 0 | 0 | 0 | 0 | 0 | 0 | 0 | 0 | 0 | 0
F8_Commercial_Interruptible - Health_Existing_Miscellaneous_Natural Gas_Pool Heater - Night Covers_A_Achievable Economic UCT Potential | F8 | Commercial | Interruptible - Health | Existing | Miscellaneous | Natural Gas | Pool Heater - Night Covers | A | Cumulative Summer Peak Savings (MW) | Achievable Economic UCT Potential | 0 | 0 | 0 | 0 | 0 | 0 | 0 | 0 | 0 | 0 | 0 | 0 | 0 | 0 | 0 | 0 | 0 | 0 | 0 | 0 | 0 | 0 | 0 | 0 | 0 | 0 | 0
F9_Commercial_Interruptible - Health_Existing_Miscellaneous_Natural Gas_Pool Heater - Night Covers_A_Achievable Economic UCT Potential | F9 | Commercial | Interruptible - Health | Existing | Miscellaneous | Natural Gas | Pool Heater - Night Covers | A | Cumulative Winter Peak Savings (MW) | Achievable Economic UCT Potential | 0 | 0 | 0 | 0 | 0 | 0 | 0 | 0 | 0 | 0 | 0 | 0 | 0 | 0 | 0 | 0 | 0 | 0 | 0 | 0 | 0 | 0 | 0 | 0 | 0 | 0 | 0
F10_Commercial_Interruptible - Health_Existing_Miscellaneous_Natural Gas_Pool Heater - Night Covers_A_Achievable Economic UCT Potential | F10 | Commercial | Interruptible - Health | Existing | Miscellaneous | Natural Gas | Pool Heater - Night Covers | A | Purchases (Incremental) | Achievable Economic UCT Potential | 0 | 0 | 0 | 0 | 0 | 0 | 0 | 0 | 0 | 0 | 0 | 0 | 0 | 0 | 0 | 0 | 0 | 0 | 0 | 0 | 0 | 0 | 0 | 0 | 0 | 0 | 0
F11_Commercial_Interruptible - Health_Existing_Miscellaneous_Natural Gas_Pool Heater - Night Covers_A_Achievable Economic UCT Potential | F11 | Commercial | Interruptible - Health | Existing | Miscellaneous | Natural Gas | Pool Heater - Night Covers | A | Purchases (Cumulative) | Achievable Economic UCT Potential | 0 | 0 | 0 | 0 | 0 | 0 | 0 | 0 | 0 | 0 | 0 | 0 | 0 | 0 | 0 | 0 | 0 | 0 | 0 | 0 | 0 | 0 | 0 | 0 | 0 | 0 | 0
F1_Commercial_Interruptible - Health_Existing_Space Heating_Natural Gas_Advanced New Construction Designs_A_Achievable Economic UCT Potential | F1 | Commercial | Interruptible - Health | Existing | Space Heating | Natural Gas | Advanced New Construction Designs | A | Integrated Unit Energy Savings (kWh or therms) | Achievable Economic UCT Potential | 0 | 0 | 0 | 0 | 0 | 0 | 0 | 0 | 0 | 0 | 0 | 0 | 0 | 0 | 0 | 0 | 0 | 0 | 0 | 0 | 0 | 0 | 0 | 0 | 0 | 0 | 0
F2_Commercial_Interruptible - Health_Existing_Space Heating_Natural Gas_Advanced New Construction Designs_A_Achievable Economic UCT Potential | F2 | Commercial | Interruptible - Health | Existing | Space Heating | Natural Gas | Advanced New Construction Designs | A | Integrated Unit Summer Peak Savings (kW) | Achievable Economic UCT Potential | 0 | 0 | 0 | 0 | 0 | 0 | 0 | 0 | 0 | 0 | 0 | 0 | 0 | 0 | 0 | 0 | 0 | 0 | 0 | 0 | 0 | 0 | 0 | 0 | 0 | 0 | 0
F3_Commercial_Interruptible - Health_Existing_Space Heating_Natural Gas_Advanced New Construction Designs_A_Achievable Economic UCT Potential | F3 | Commercial | Interruptible - Health | Existing | Space Heating | Natural Gas | Advanced New Construction Designs | A | Integrated Unit Winter Peak Savings (kW) | Achievable Economic UCT Potential | 0 | 0 | 0 | 0 | 0 | 0 | 0 | 0 | 0 | 0 | 0 | 0 | 0 | 0 | 0 | 0 | 0 | 0 | 0 | 0 | 0 | 0 | 0 | 0 | 0 | 0 | 0
F4_Commercial_Interruptible - Health_Existing_Space Heating_Natural Gas_Advanced New Construction Designs_A_Achievable Economic UCT Potential | F4 | Commercial | Interruptible - Health | Existing | Space Heating | Natural Gas | Advanced New Construction Designs | A | Incremental Energy Savings (MWh or mTherms) | Achievable Economic UCT Potential | 0 | 0 | 0 | 0 | 0 | 0 | 0 | 0 | 0 | 0 | 0 | 0 | 0 | 0 | 0 | 0 | 0 | 0 | 0 | 0 | 0 | 0 | 0 | 0 | 0 | 0 | 0
F5_Commercial_Interruptible - Health_Existing_Space Heating_Natural Gas_Advanced New Construction Designs_A_Achievable Economic UCT Potential | F5 | Commercial | Interruptible - Health | Existing | Space Heating | Natural Gas | Advanced New Construction Designs | A | Incremental Summer Peak Savings (MW) | Achievable Economic UCT Potential | 0 | 0 | 0 | 0 | 0 | 0 | 0 | 0 | 0 | 0 | 0 | 0 | 0 | 0 | 0 | 0 | 0 | 0 | 0 | 0 | 0 | 0 | 0 | 0 | 0 | 0 | 0
F6_Commercial_Interruptible - Health_Existing_Space Heating_Natural Gas_Advanced New Construction Designs_A_Achievable Economic UCT Potential | F6 | Commercial | Interruptible - Health | Existing | Space Heating | Natural Gas | Advanced New Construction Designs | A | Incremental Winter Peak Savings (MW) | Achievable Economic UCT Potential | 0 | 0 | 0 | 0 | 0 | 0 | 0 | 0 | 0 | 0 | 0 | 0 | 0 | 0 | 0 | 0 | 0 | 0 | 0 | 0 | 0 | 0 | 0 | 0 | 0 | 0 | 0
F7_Commercial_Interruptible - Health_Existing_Space Heating_Natural Gas_Advanced New Construction Designs_A_Achievable Economic UCT Potential | F7 | Commercial | Interruptible - Health | Existing | Space Heating | Natural Gas | Advanced New Construction Designs | A | Cumulative Energy Savings (MWh or mTherms) | Achievable Economic UCT Potential | 0 | 0 | 0 | 0 | 0 | 0 | 0 | 0 | 0 | 0 | 0 | 0 | 0 | 0 | 0 | 0 | 0 | 0 | 0 | 0 | 0 | 0 | 0 | 0 | 0 | 0 | 0
F8_Commercial_Interruptible - Health_Existing_Space Heating_Natural Gas_Advanced New Construction Designs_A_Achievable Economic UCT Potential | F8 | Commercial | Interruptible - Health | Existing | Space Heating | Natural Gas | Advanced New Construction Designs | A | Cumulative Summer Peak Savings (MW) | Achievable Economic UCT Potential | 0 | 0 | 0 | 0 | 0 | 0 | 0 | 0 | 0 | 0 | 0 | 0 | 0 | 0 | 0 | 0 | 0 | 0 | 0 | 0 | 0 | 0 | 0 | 0 | 0 | 0 | 0
F9_Commercial_Interruptible - Health_Existing_Space Heating_Natural Gas_Advanced New Construction Designs_A_Achievable Economic UCT Potential | F9 | Commercial | Interruptible - Health | Existing | Space Heating | Natural Gas | Advanced New Construction Designs | A | Cumulative Winter Peak Savings (MW) | Achievable Economic UCT Potential | 0 | 0 | 0 | 0 | 0 | 0 | 0 | 0 | 0 | 0 | 0 | 0 | 0 | 0 | 0 | 0 | 0 | 0 | 0 | 0 | 0 | 0 | 0 | 0 | 0 | 0 | 0
F10_Commercial_Interruptible - Health_Existing_Space Heating_Natural Gas_Advanced New Construction Designs_A_Achievable Economic UCT Potential | F10 | Commercial | Interruptible - Health | Existing | Space Heating | Natural Gas | Advanced New Construction Designs | A | Purchases (Incremental) | Achievable Economic UCT Potential | 0 | 0 | 0 | 0 | 0 | 0 | 0 | 0 | 0 | 0 | 0 | 0 | 0 | 0 | 0 | 0 | 0 | 0 | 0 | 0 | 0 | 0 | 0 | 0 | 0 | 0 | 0
F11_Commercial_Interruptible - Health_Existing_Space Heating_Natural Gas_Advanced New Construction Designs_A_Achievable Economic UCT Potential | F11 | Commercial | Interruptible - Health | Existing | Space Heating | Natural Gas | Advanced New Construction Designs | A | Purchases (Cumulative) | Achievable Economic UCT Potential | 0 | 0 | 0 | 0 | 0 | 0 | 0 | 0 | 0 | 0 | 0 | 0 | 0 | 0 | 0 | 0 | 0 | 0 | 0 | 0 | 0 | 0 | 0 | 0 | 0 | 0 | 0
F1_Commercial_Interruptible - Health_Existing_Water Heating_Natural Gas_Advanced New Construction Designs_A_Achievable Economic UCT Potential | F1 | Commercial | Interruptible - Health | Existing | Water Heating | Natural Gas | Advanced New Construction Designs | A | Integrated Unit Energy Savings (kWh or therms) | Achievable Economic UCT Potential | 0 | 0 | 0 | 0 | 0 | 0 | 0 | 0 | 0 | 0 | 0 | 0 | 0 | 0 | 0 | 0 | 0 | 0 | 0 | 0 | 0 | 0 | 0 | 0 | 0 | 0 | 0
F2_Commercial_Interruptible - Health_Existing_Water Heating_Natural Gas_Advanced New Construction Designs_A_Achievable Economic UCT Potential | F2 | Commercial | Interruptible - Health | Existing | Water Heating | Natural Gas | Advanced New Construction Designs | A | Integrated Unit Summer Peak Savings (kW) | Achievable Economic UCT Potential | 0 | 0 | 0 | 0 | 0 | 0 | 0 | 0 | 0 | 0 | 0 | 0 | 0 | 0 | 0 | 0 | 0 | 0 | 0 | 0 | 0 | 0 | 0 | 0 | 0 | 0 | 0
F3_Commercial_Interruptible - Health_Existing_Water Heating_Natural Gas_Advanced New Construction Designs_A_Achievable Economic UCT Potential | F3 | Commercial | Interruptible - Health | Existing | Water Heating | Natural Gas | Advanced New Construction Designs | A | Integrated Unit Winter Peak Savings (kW) | Achievable Economic UCT Potential | 0 | 0 | 0 | 0 | 0 | 0 | 0 | 0 | 0 | 0 | 0 | 0 | 0 | 0 | 0 | 0 | 0 | 0 | 0 | 0 | 0 | 0 | 0 | 0 | 0 | 0 | 0
F4_Commercial_Interruptible - Health_Existing_Water Heating_Natural Gas_Advanced New Construction Designs_A_Achievable Economic UCT Potential | F4 | Commercial | Interruptible - Health | Existing | Water Heating | Natural Gas | Advanced New Construction Designs | A | Incremental Energy Savings (MWh or mTherms) | Achievable Economic UCT Potential | 0 | 0 | 0 | 0 | 0 | 0 | 0 | 0 | 0 | 0 | 0 | 0 | 0 | 0 | 0 | 0 | 0 | 0 | 0 | 0 | 0 | 0 | 0 | 0 | 0 | 0 | 0
F5_Commercial_Interruptible - Health_Existing_Water Heating_Natural Gas_Advanced New Construction Designs_A_Achievable Economic UCT Potential | F5 | Commercial | Interruptible - Health | Existing | Water Heating | Natural Gas | Advanced New Construction Designs | A | Incremental Summer Peak Savings (MW) | Achievable Economic UCT Potential | 0 | 0 | 0 | 0 | 0 | 0 | 0 | 0 | 0 | 0 | 0 | 0 | 0 | 0 | 0 | 0 | 0 | 0 | 0 | 0 | 0 | 0 | 0 | 0 | 0 | 0 | 0
F6_Commercial_Interruptible - Health_Existing_Water Heating_Natural Gas_Advanced New Construction Designs_A_Achievable Economic UCT Potential | F6 | Commercial | Interruptible - Health | Existing | Water Heating | Natural Gas | Advanced New Construction Designs | A | Incremental Winter Peak Savings (MW) | Achievable Economic UCT Potential | 0 | 0 | 0 | 0 | 0 | 0 | 0 | 0 | 0 | 0 | 0 | 0 | 0 | 0 | 0 | 0 | 0 | 0 | 0 | 0 | 0 | 0 | 0 | 0 | 0 | 0 | 0
F7_Commercial_Interruptible - Health_Existing_Water Heating_Natural Gas_Advanced New Construction Designs_A_Achievable Economic UCT Potential | F7 | Commercial | Interruptible - Health | Existing | Water Heating | Natural Gas | Advanced New Construction Designs | A | Cumulative Energy Savings (MWh or mTherms) | Achievable Economic UCT Potential | 0 | 0 | 0 | 0 | 0 | 0 | 0 | 0 | 0 | 0 | 0 | 0 | 0 | 0 | 0 | 0 | 0 | 0 | 0 | 0 | 0 | 0 | 0 | 0 | 0 | 0 | 0
F8_Commercial_Interruptible - Health_Existing_Water Heating_Natural Gas_Advanced New Construction Designs_A_Achievable Economic UCT Potential | F8 | Commercial | Interruptible - Health | Existing | Water Heating | Natural Gas | Advanced New Construction Designs | A | Cumulative Summer Peak Savings (MW) | Achievable Economic UCT Potential | 0 | 0 | 0 | 0 | 0 | 0 | 0 | 0 | 0 | 0 | 0 | 0 | 0 | 0 | 0 | 0 | 0 | 0 | 0 | 0 | 0 | 0 | 0 | 0 | 0 | 0 | 0
F9_Commercial_Interruptible - Health_Existing_Water Heating_Natural Gas_Advanced New Construction Designs_A_Achievable Economic UCT Potential | F9 | Commercial | Interruptible - Health | Existing | Water Heating | Natural Gas | Advanced New Construction Designs | A | Cumulative Winter Peak Savings (MW) | Achievable Economic UCT Potential | 0 | 0 | 0 | 0 | 0 | 0 | 0 | 0 | 0 | 0 | 0 | 0 | 0 | 0 | 0 | 0 | 0 | 0 | 0 | 0 | 0 | 0 | 0 | 0 | 0 | 0 | 0
F10_Commercial_Interruptible - Health_Existing_Water Heating_Natural Gas_Advanced New Construction Designs_A_Achievable Economic UCT Potential | F10 | Commercial | Interruptible - Health | Existing | Water Heating | Natural Gas | Advanced New Construction Designs | A | Purchases (Incremental) | Achievable Economic UCT Potential | 0 | 0 | 0 | 0 | 0 | 0 | 0 | 0 | 0 | 0 | 0 | 0 | 0 | 0 | 0 | 0 | 0 | 0 | 0 | 0 | 0 | 0 | 0 | 0 | 0 | 0 | 0
F11_Commercial_Interruptible - Health_Existing_Water Heating_Natural Gas_Advanced New Construction Designs_A_Achievable Economic UCT Potential | F11 | Commercial | Interruptible - Health | Existing | Water Heating | Natural Gas | Advanced New Construction Designs | A | Purchases (Cumulative) | Achievable Economic UCT Potential | 0 | 0 | 0 | 0 | 0 | 0 | 0 | 0 | 0 | 0 | 0 | 0 | 0 | 0 | 0 | 0 | 0 | 0 | 0 | 0 | 0 | 0 | 0 | 0 | 0 | 0 | 0
F1_Commercial_Interruptible - Health_Existing_Space Heating_Natural Gas_Strategic Energy Management_A_Achievable Economic UCT Potential | F1 | Commercial | Interruptible - Health | Existing | Space Heating | Natural Gas | Strategic Energy Management | A | Integrated Unit Energy Savings (kWh or therms) | Achievable Economic UCT Potential | 0 | 0 | 0.024828 | 0.024477 | 0.024059 | 0.02362 | 0.023158 | 0.022656 | 0.022106 | 0.021511 | 0.020878 | 0.020222 | 0.019564 | 0.018915 | 0.018293 | 0.017713 | 0.017191 | 0.016763 | 0.01643 | 0.016149 | 0.015932 | 0.01573 | 0.015634 | 0.015541 | 0.01545 | 0.015361 | 0.015274
F2_Commercial_Interruptible - Health_Existing_Space Heating_Natural Gas_Strategic Energy Management_A_Achievable Economic UCT Potential | F2 | Commercial | Interruptible - Health | Existing | Space Heating | Natural Gas | Strategic Energy Management | A | Integrated Unit Summer Peak Savings (kW) | Achievable Economic UCT Potential | 0 | 0 | 0 | 0 | 0 | 0 | 0 | 0 | 0 | 0 | 0 | 0 | 0 | 0 | 0 | 0 | 0 | 0 | 0 | 0 | 0 | 0 | 0 | 0 | 0 | 0 | 0
F3_Commercial_Interruptible - Health_Existing_Space Heating_Natural Gas_Strategic Energy Management_A_Achievable Economic UCT Potential | F3 | Commercial | Interruptible - Health | Existing | Space Heating | Natural Gas | Strategic Energy Management | A | Integrated Unit Winter Peak Savings (kW) | Achievable Economic UCT Potential | 0 | 0 | 0 | 0 | 0 | 0 | 0 | 0 | 0 | 0 | 0 | 0 | 0 | 0 | 0 | 0 | 0 | 0 | 0 | 0 | 0 | 0 | 0 | 0 | 0 | 0 | 0
F4_Commercial_Interruptible - Health_Existing_Space Heating_Natural Gas_Strategic Energy Management_A_Achievable Economic UCT Potential | F4 | Commercial | Interruptible - Health | Existing | Space Heating | Natural Gas | Strategic Energy Management | A | Incremental Energy Savings (MWh or mTherms) | Achievable Economic UCT Potential | 0 | 0 | 0.20397 | 0.41275 | 0.4057 | 0.20426 | 0 | 0 | 0 | 7.8256e-17 | 0 | 0 | 0 | 0 | 0 | 0 | 0 | 0 | 0 | 0 | 0 | 0 | 0 | 0 | 0 | 0 | 0
F5_Commercial_Interruptible - Health_Existing_Space Heating_Natural Gas_Strategic Energy Management_A_Achievable Economic UCT Potential | F5 | Commercial | Interruptible - Health | Existing | Space Heating | Natural Gas | Strategic Energy Management | A | Incremental Summer Peak Savings (MW) | Achievable Economic UCT Potential | 0 | 0 | 0 | 0 | 0 | 0 | 0 | 0 | 0 | 0 | 0 | 0 | 0 | 0 | 0 | 0 | 0 | 0 | 0 | 0 | 0 | 0 | 0 | 0 | 0 | 0 | 0
F6_Commercial_Interruptible - Health_Existing_Space Heating_Natural Gas_Strategic Energy Management_A_Achievable Economic UCT Potential | F6 | Commercial | Interruptible - Health | Existing | Space Heating | Natural Gas | Strategic Energy Management | A | Incremental Winter Peak Savings (MW) | Achievable Economic UCT Potential | 0 | 0 | 0 | 0 | 0 | 0 | 0 | 0 | 0 | 0 | 0 | 0 | 0 | 0 | 0 | 0 | 0 | 0 | 0 | 0 | 0 | 0 | 0 | 0 | 0 | 0 | 0
F7_Commercial_Interruptible - Health_Existing_Space Heating_Natural Gas_Strategic Energy Management_A_Achievable Economic UCT Potential | F7 | Commercial | Interruptible - Health | Existing | Space Heating | Natural Gas | Strategic Energy Management | A | Cumulative Energy Savings (MWh or mTherms) | Achievable Economic UCT Potential | 0 | 0 | 0.20397 | 0.61383 | 1.0091 | 1.1949 | 1.1715 | 1.1462 | 1.1183 | 1.0882 | 1.0562 | 1.023 | 0.98969 | 0.9569 | 0.92543 | 0.89606 | 0.86966 | 0.84801 | 0.83116 | 0.81693 | 0.80596 | 0.79575 | 0.79092 | 0.7862 | 0.7816 | 0.7771 | 0.77268
F8_Commercial_Interruptible - Health_Existing_Space Heating_Natural Gas_Strategic Energy Management_A_Achievable Economic UCT Potential | F8 | Commercial | Interruptible - Health | Existing | Space Heating | Natural Gas | Strategic Energy Management | A | Cumulative Summer Peak Savings (MW) | Achievable Economic UCT Potential | 0 | 0 | 0 | 0 | 0 | 0 | 0 | 0 | 0 | 0 | 0 | 0 | 0 | 0 | 0 | 0 | 0 | 0 | 0 | 0 | 0 | 0 | 0 | 0 | 0 | 0 | 0
F9_Commercial_Interruptible - Health_Existing_Space Heating_Natural Gas_Strategic Energy Management_A_Achievable Economic UCT Potential | F9 | Commercial | Interruptible - Health | Existing | Space Heating | Natural Gas | Strategic Energy Management | A | Cumulative Winter Peak Savings (MW) | Achievable Economic UCT Potential | 0 | 0 | 0 | 0 | 0 | 0 | 0 | 0 | 0 | 0 | 0 | 0 | 0 | 0 | 0 | 0 | 0 | 0 | 0 | 0 | 0 | 0 | 0 | 0 | 0 | 0 | 0
F10_Commercial_Interruptible - Health_Existing_Space Heating_Natural Gas_Strategic Energy Management_A_Achievable Economic UCT Potential | F10 | Commercial | Interruptible - Health | Existing | Space Heating | Natural Gas | Strategic Energy Management | A | Purchases (Incremental) | Achievable Economic UCT Potential | 0 | 0 | 8215.2167 | 16862.8133 | 16862.8133 | 8647.5966 | 0 | 0 | 0 | 3.638e-12 | 0 | 0 | 0 | 0 | 0 | 0 | 0 | 0 | 0 | 0 | 0 | 0 | 0 | 0 | 0 | 0 | 0
F11_Commercial_Interruptible - Health_Existing_Space Heating_Natural Gas_Strategic Energy Management_A_Achievable Economic UCT Potential | F11 | Commercial | Interruptible - Health | Existing | Space Heating | Natural Gas | Strategic Energy Management | A | Purchases (Cumulative) | Achievable Economic UCT Potential | 0 | 0 | 8215.2167 | 25078.03 | 41940.8433 | 50588.4398 | 50588.4398 | 50588.4398 | 50588.4398 | 50588.4398 | 50588.4398 | 50588.4398 | 50588.4398 | 50588.4398 | 50588.4398 | 50588.4398 | 50588.4398 | 50588.4398 | 50588.4398 | 50588.4398 | 50588.4398 | 50588.4398 | 50588.4398 | 50588.4398 | 50588.4398 | 50588.4398 | 50588.4398
F1_Commercial_Interruptible - Health_Existing_Water Heating_Natural Gas_Strategic Energy Management_A_Achievable Economic UCT Potential | F1 | Commercial | Interruptible - Health | Existing | Water Heating | Natural Gas | Strategic Energy Management | A | Integrated Unit Energy Savings (kWh or therms) | Achievable Economic UCT Potential | 0 | 0 | 0.022937 | 0.022372 | 0.021837 | 0.021334 | 0.020855 | 0.020377 | 0.019925 | 0.019501 | 0.019113 | 0.018774 | 0.018507 | 0.018307 | 0.018202 | 0.018096 | 0.018019 | 0.017958 | 0.01791 | 0.017871 | 0.017844 | 0.017824 | 0.01781 | 0.017801 | 0.017787 | 0.017784 | 0.017781
F2_Commercial_Interruptible - Health_Existing_Water Heating_Natural Gas_Strategic Energy Management_A_Achievable Economic UCT Potential | F2 | Commercial | Interruptible - Health | Existing | Water Heating | Natural Gas | Strategic Energy Management | A | Integrated Unit Summer Peak Savings (kW) | Achievable Economic UCT Potential | 0 | 0 | 0 | 0 | 0 | 0 | 0 | 0 | 0 | 0 | 0 | 0 | 0 | 0 | 0 | 0 | 0 | 0 | 0 | 0 | 0 | 0 | 0 | 0 | 0 | 0 | 0
F3_Commercial_Interruptible - Health_Existing_Water Heating_Natural Gas_Strategic Energy Management_A_Achievable Economic UCT Potential | F3 | Commercial | Interruptible - Health | Existing | Water Heating | Natural Gas | Strategic Energy Management | A | Integrated Unit Winter Peak Savings (kW) | Achievable Economic UCT Potential | 0 | 0 | 0 | 0 | 0 | 0 | 0 | 0 | 0 | 0 | 0 | 0 | 0 | 0 | 0 | 0 | 0 | 0 | 0 | 0 | 0 | 0 | 0 | 0 | 0 | 0 | 0
F4_Commercial_Interruptible - Health_Existing_Water Heating_Natural Gas_Strategic Energy Management_A_Achievable Economic UCT Potential | F4 | Commercial | Interruptible - Health | Existing | Water Heating | Natural Gas | Strategic Energy Management | A | Incremental Energy Savings (MWh or mTherms) | Achievable Economic UCT Potential | 0 | 0 | 0.17455 | 0.34946 | 0.34111 | 0.17089 | 0 | 0 | 0 | 0 | 0 | 0 | 0 | 0 | 0 | 0 | 0 | 0 | 0 | 0 | 0 | 0 | 0 | 0 | 0 | 0 | 0
F5_Commercial_Interruptible - Health_Existing_Water Heating_Natural Gas_Strategic Energy Management_A_Achievable Economic UCT Potential | F5 | Commercial | Interruptible - Health | Existing | Water Heating | Natural Gas | Strategic Energy Management | A | Incremental Summer Peak Savings (MW) | Achievable Economic UCT Potential | 0 | 0 | 0 | 0 | 0 | 0 | 0 | 0 | 0 | 0 | 0 | 0 | 0 | 0 | 0 | 0 | 0 | 0 | 0 | 0 | 0 | 0 | 0 | 0 | 0 | 0 | 0
F6_Commercial_Interruptible - Health_Existing_Water Heating_Natural Gas_Strategic Energy Management_A_Achievable Economic UCT Potential | F6 | Commercial | Interruptible - Health | Existing | Water Heating | Natural Gas | Strategic Energy Management | A | Incremental Winter Peak Savings (MW) | Achievable Economic UCT Potential | 0 | 0 | 0 | 0 | 0 | 0 | 0 | 0 | 0 | 0 | 0 | 0 | 0 | 0 | 0 | 0 | 0 | 0 | 0 | 0 | 0 | 0 | 0 | 0 | 0 | 0 | 0
F7_Commercial_Interruptible - Health_Existing_Water Heating_Natural Gas_Strategic Energy Management_A_Achievable Economic UCT Potential | F7 | Commercial | Interruptible - Health | Existing | Water Heating | Natural Gas | Strategic Energy Management | A | Cumulative Energy Savings (MWh or mTherms) | Achievable Economic UCT Potential | 0 | 0 | 0.17455 | 0.51972 | 0.84839 | 0.99973 | 0.97729 | 0.95491 | 0.9337 | 0.91386 | 0.89566 | 0.87978 | 0.86727 | 0.8579 | 0.85298 | 0.84803 | 0.84441 | 0.84154 | 0.83929 | 0.83748 | 0.83619 | 0.83528 | 0.83463 | 0.83417 | 0.83354 | 0.83338 | 0.83326
F8_Commercial_Interruptible - Health_Existing_Water Heating_Natural Gas_Strategic Energy Management_A_Achievable Economic UCT Potential | F8 | Commercial | Interruptible - Health | Existing | Water Heating | Natural Gas | Strategic Energy Management | A | Cumulative Summer Peak Savings (MW) | Achievable Economic UCT Potential | 0 | 0 | 0 | 0 | 0 | 0 | 0 | 0 | 0 | 0 | 0 | 0 | 0 | 0 | 0 | 0 | 0 | 0 | 0 | 0 | 0 | 0 | 0 | 0 | 0 | 0 | 0
F9_Commercial_Interruptible - Health_Existing_Water Heating_Natural Gas_Strategic Energy Management_A_Achievable Economic UCT Potential | F9 | Commercial | Interruptible - Health | Existing | Water Heating | Natural Gas | Strategic Energy Management | A | Cumulative Winter Peak Savings (MW) | Achievable Economic UCT Potential | 0 | 0 | 0 | 0 | 0 | 0 | 0 | 0 | 0 | 0 | 0 | 0 | 0 | 0 | 0 | 0 | 0 | 0 | 0 | 0 | 0 | 0 | 0 | 0 | 0 | 0 | 0
F10_Commercial_Interruptible - Health_Existing_Water Heating_Natural Gas_Strategic Energy Management_A_Achievable Economic UCT Potential | F10 | Commercial | Interruptible - Health | Existing | Water Heating | Natural Gas | Strategic Energy Management | A | Purchases (Incremental) | Achievable Economic UCT Potential | 0 | 0 | 7610.0309 | 15620.5898 | 15620.5898 | 8010.5589 | 0 | 0 | 0 | 0 | 0 | 0 | 0 | 0 | 0 | 0 | 0 | 0 | 0 | 0 | 0 | 0 | 0 | 0 | 0 | 0 | 0
F11_Commercial_Interruptible - Health_Existing_Water Heating_Natural Gas_Strategic Energy Management_A_Achievable Economic UCT Potential | F11 | Commercial | Interruptible - Health | Existing | Water Heating | Natural Gas | Strategic Energy Management | A | Purchases (Cumulative) | Achievable Economic UCT Potential | 0 | 0 | 7610.0309 | 23230.6208 | 38851.2106 | 46861.7695 | 46861.7695 | 46861.7695 | 46861.7695 | 46861.7695 | 46861.7695 | 46861.7695 | 46861.7695 | 46861.7695 | 46861.7695 | 46861.7695 | 46861.7695 | 46861.7695 | 46861.7695 | 46861.7695 | 46861.7695 | 46861.7695 | 46861.7695 | 46861.7695 | 46861.7695 | 46861.7695 | 46861.7695
F1_Commercial_Interruptible - Health_Existing_Space Heating_Natural Gas_Retrocommissioning_A_Achievable Economic UCT Potential | F1 | Commercial | Interruptible - Health | Existing | Space Heating | Natural Gas | Retrocommissioning | A | Integrated Unit Energy Savings (kWh or therms) | Achievable Economic UCT Potential | 0 | 0 | 0.030509 | 0.030124 | 0.029655 | 0.029137 | 0.028566 | 0.027948 | 0.027269 | 0.026535 | 0.025755 | 0.024945 | 0.024133 | 0.023333 | 0.022566 | 0.02185 | 0.021206 | 0.020678 | 0.020267 | 0.01992 | 0.019653 | 0.019404 | 0.019286 | 0.019171 | 0.019059 | 0.018949 | 0.018841
F2_Commercial_Interruptible - Health_Existing_Space Heating_Natural Gas_Retrocommissioning_A_Achievable Economic UCT Potential | F2 | Commercial | Interruptible - Health | Existing | Space Heating | Natural Gas | Retrocommissioning | A | Integrated Unit Summer Peak Savings (kW) | Achievable Economic UCT Potential | 0 | 0 | 0 | 0 | 0 | 0 | 0 | 0 | 0 | 0 | 0 | 0 | 0 | 0 | 0 | 0 | 0 | 0 | 0 | 0 | 0 | 0 | 0 | 0 | 0 | 0 | 0
F3_Commercial_Interruptible - Health_Existing_Space Heating_Natural Gas_Retrocommissioning_A_Achievable Economic UCT Potential | F3 | Commercial | Interruptible - Health | Existing | Space Heating | Natural Gas | Retrocommissioning | A | Integrated Unit Winter Peak Savings (kW) | Achievable Economic UCT Potential | 0 | 0 | 0 | 0 | 0 | 0 | 0 | 0 | 0 | 0 | 0 | 0 | 0 | 0 | 0 | 0 | 0 | 0 | 0 | 0 | 0 | 0 | 0 | 0 | 0 | 0 | 0
F4_Commercial_Interruptible - Health_Existing_Space Heating_Natural Gas_Retrocommissioning_A_Achievable Economic UCT Potential | F4 | Commercial | Interruptible - Health | Existing | Space Heating | Natural Gas | Retrocommissioning | A | Incremental Energy Savings (MWh or mTherms) | Achievable Economic UCT Potential | 0 | 0 | 0.47163 | 0.95586 | 0.94098 | 0.47412 | 0 | 0 | 0 | 1.9307e-16 | 0 | 0 | 0 | 0 | 0 | 0 | 0 | 0 | 0 | 0 | 0 | 0 | 0 | 0 | 0 | 0 | 0
F5_Commercial_Interruptible - Health_Existing_Space Heating_Natural Gas_Retrocommissioning_A_Achievable Economic UCT Potential | F5 | Commercial | Interruptible - Health | Existing | Space Heating | Natural Gas | Retrocommissioning | A | Incremental Summer Peak Savings (MW) | Achievable Economic UCT Potential | 0 | 0 | 0 | 0 | 0 | 0 | 0 | 0 | 0 | 0 | 0 | 0 | 0 | 0 | 0 | 0 | 0 | 0 | 0 | 0 | 0 | 0 | 0 | 0 | 0 | 0 | 0
F6_Commercial_Interruptible - Health_Existing_Space Heating_Natural Gas_Retrocommissioning_A_Achievable Economic UCT Potential | F6 | Commercial | Interruptible - Health | Existing | Space Heating | Natural Gas | Retrocommissioning | A | Incremental Winter Peak Savings (MW) | Achievable Economic UCT Potential | 0 | 0 | 0 | 0 | 0 | 0 | 0 | 0 | 0 | 0 | 0 | 0 | 0 | 0 | 0 | 0 | 0 | 0 | 0 | 0 | 0 | 0 | 0 | 0 | 0 | 0 | 0
F7_Commercial_Interruptible - Health_Existing_Space Heating_Natural Gas_Retrocommissioning_A_Achievable Economic UCT Potential | F7 | Commercial | Interruptible - Health | Existing | Space Heating | Natural Gas | Retrocommissioning | A | Cumulative Energy Savings (MWh or mTherms) | Achievable Economic UCT Potential | 0 | 0 | 0.47163 | 1.4215 | 2.3404 | 2.7736 | 2.7193 | 2.6605 | 2.5958 | 2.5259 | 2.4517 | 2.3746 | 2.2973 | 2.2212 | 2.1481 | 2.0799 | 2.0187 | 1.9684 | 1.9293 | 1.8963 | 1.8708 | 1.8471 | 1.8359 | 1.8249 | 1.8143 | 1.8038 | 1.7936
F8_Commercial_Interruptible - Health_Existing_Space Heating_Natural Gas_Retrocommissioning_A_Achievable Economic UCT Potential | F8 | Commercial | Interruptible - Health | Existing | Space Heating | Natural Gas | Retrocommissioning | A | Cumulative Summer Peak Savings (MW) | Achievable Economic UCT Potential | 0 | 0 | 0 | 0 | 0 | 0 | 0 | 0 | 0 | 0 | 0 | 0 | 0 | 0 | 0 | 0 | 0 | 0 | 0 | 0 | 0 | 0 | 0 | 0 | 0 | 0 | 0
F9_Commercial_Interruptible - Health_Existing_Space Heating_Natural Gas_Retrocommissioning_A_Achievable Economic UCT Potential | F9 | Commercial | Interruptible - Health | Existing | Space Heating | Natural Gas | Retrocommissioning | A | Cumulative Winter Peak Savings (MW) | Achievable Economic UCT Potential | 0 | 0 | 0 | 0 | 0 | 0 | 0 | 0 | 0 | 0 | 0 | 0 | 0 | 0 | 0 | 0 | 0 | 0 | 0 | 0 | 0 | 0 | 0 | 0 | 0 | 0 | 0
F10_Commercial_Interruptible - Health_Existing_Space Heating_Natural Gas_Retrocommissioning_A_Achievable Economic UCT Potential | F10 | Commercial | Interruptible - Health | Existing | Space Heating | Natural Gas | Retrocommissioning | A | Purchases (Incremental) | Achievable Economic UCT Potential | 0 | 0 | 15458.7412 | 31731.1003 | 31731.1003 | 16272.3591 | 0 | 0 | 0 | 7.276e-12 | 0 | 0 | 0 | 0 | 0 | 0 | 0 | 0 | 0 | 0 | 0 | 0 | 0 | 0 | 0 | 0 | 0
F11_Commercial_Interruptible - Health_Existing_Space Heating_Natural Gas_Retrocommissioning_A_Achievable Economic UCT Potential | F11 | Commercial | Interruptible - Health | Existing | Space Heating | Natural Gas | Retrocommissioning | A | Purchases (Cumulative) | Achievable Economic UCT Potential | 0 | 0 | 15458.7412 | 47189.8414 | 78920.9417 | 95193.3008 | 95193.3008 | 95193.3008 | 95193.3008 | 95193.3008 | 95193.3008 | 95193.3008 | 95193.3008 | 95193.3008 | 95193.3008 | 95193.3008 | 95193.3008 | 95193.3008 | 95193.3008 | 95193.3008 | 95193.3008 | 95193.3008 | 95193.3008 | 95193.3008 | 95193.3008 | 95193.3008 | 95193.3008
F1_Commercial_Interruptible - Health_Existing_Water Heating_Natural Gas_Retrocommissioning_A_Achievable Economic UCT Potential | F1 | Commercial | Interruptible - Health | Existing | Water Heating | Natural Gas | Retrocommissioning | A | Integrated Unit Energy Savings (kWh or therms) | Achievable Economic UCT Potential | 0 | 0 | 0.028186 | 0.027533 | 0.026916 | 0.026316 | 0.025726 | 0.025136 | 0.024578 | 0.024056 | 0.023577 | 0.023159 | 0.022829 | 0.022583 | 0.022453 | 0.022323 | 0.022228 | 0.022152 | 0.022093 | 0.022045 | 0.022011 | 0.021987 | 0.02197 | 0.021958 | 0.021942 | 0.021937 | 0.021934
F2_Commercial_Interruptible - Health_Existing_Water Heating_Natural Gas_Retrocommissioning_A_Achievable Economic UCT Potential | F2 | Commercial | Interruptible - Health | Existing | Water Heating | Natural Gas | Retrocommissioning | A | Integrated Unit Summer Peak Savings (kW) | Achievable Economic UCT Potential | 0 | 0 | 0 | 0 | 0 | 0 | 0 | 0 | 0 | 0 | 0 | 0 | 0 | 0 | 0 | 0 | 0 | 0 | 0 | 0 | 0 | 0 | 0 | 0 | 0 | 0 | 0
F3_Commercial_Interruptible - Health_Existing_Water Heating_Natural Gas_Retrocommissioning_A_Achievable Economic UCT Potential | F3 | Commercial | Interruptible - Health | Existing | Water Heating | Natural Gas | Retrocommissioning | A | Integrated Unit Winter Peak Savings (kW) | Achievable Economic UCT Potential | 0 | 0 | 0 | 0 | 0 | 0 | 0 | 0 | 0 | 0 | 0 | 0 | 0 | 0 | 0 | 0 | 0 | 0 | 0 | 0 | 0 | 0 | 0 | 0 | 0 | 0 | 0
F4_Commercial_Interruptible - Health_Existing_Water Heating_Natural Gas_Retrocommissioning_A_Achievable Economic UCT Potential | F4 | Commercial | Interruptible - Health | Existing | Water Heating | Natural Gas | Retrocommissioning | A | Incremental Energy Savings (MWh or mTherms) | Achievable Economic UCT Potential | 0 | 0 | 0.40362 | 0.8093 | 0.79115 | 0.39668 | 0 | 0 | 0 | 0 | 0 | 0 | 0 | 0 | 0 | 0 | 0 | 0 | 0 | 0 | 0 | 0 | 0 | 0 | 0 | 0 | 0
F5_Commercial_Interruptible - Health_Existing_Water Heating_Natural Gas_Retrocommissioning_A_Achievable Economic UCT Potential | F5 | Commercial | Interruptible - Health | Existing | Water Heating | Natural Gas | Retrocommissioning | A | Incremental Summer Peak Savings (MW) | Achievable Economic UCT Potential | 0 | 0 | 0 | 0 | 0 | 0 | 0 | 0 | 0 | 0 | 0 | 0 | 0 | 0 | 0 | 0 | 0 | 0 | 0 | 0 | 0 | 0 | 0 | 0 | 0 | 0 | 0
F6_Commercial_Interruptible - Health_Existing_Water Heating_Natural Gas_Retrocommissioning_A_Achievable Economic UCT Potential | F6 | Commercial | Interruptible - Health | Existing | Water Heating | Natural Gas | Retrocommissioning | A | Incremental Winter Peak Savings (MW) | Achievable Economic UCT Potential | 0 | 0 | 0 | 0 | 0 | 0 | 0 | 0 | 0 | 0 | 0 | 0 | 0 | 0 | 0 | 0 | 0 | 0 | 0 | 0 | 0 | 0 | 0 | 0 | 0 | 0 | 0
F7_Commercial_Interruptible - Health_Existing_Water Heating_Natural Gas_Retrocommissioning_A_Achievable Economic UCT Potential | F7 | Commercial | Interruptible - Health | Existing | Water Heating | Natural Gas | Retrocommissioning | A | Cumulative Energy Savings (MWh or mTherms) | Achievable Economic UCT Potential | 0 | 0 | 0.40362 | 1.2036 | 1.9677 | 2.3206 | 2.2685 | 2.2165 | 2.1673 | 2.1213 | 2.079 | 2.0422 | 2.0131 | 1.9914 | 1.9799 | 1.9685 | 1.9601 | 1.9534 | 1.9482 | 1.944 | 1.941 | 1.9388 | 1.9373 | 1.9363 | 1.9348 | 1.9345 | 1.9342
F8_Commercial_Interruptible - Health_Existing_Water Heating_Natural Gas_Retrocommissioning_A_Achievable Economic UCT Potential | F8 | Commercial | Interruptible - Health | Existing | Water Heating | Natural Gas | Retrocommissioning | A | Cumulative Summer Peak Savings (MW) | Achievable Economic UCT Potential | 0 | 0 | 0 | 0 | 0 | 0 | 0 | 0 | 0 | 0 | 0 | 0 | 0 | 0 | 0 | 0 | 0 | 0 | 0 | 0 | 0 | 0 | 0 | 0 | 0 | 0 | 0
F9_Commercial_Interruptible - Health_Existing_Water Heating_Natural Gas_Retrocommissioning_A_Achievable Economic UCT Potential | F9 | Commercial | Interruptible - Health | Existing | Water Heating | Natural Gas | Retrocommissioning | A | Cumulative Winter Peak Savings (MW) | Achievable Economic UCT Potential | 0 | 0 | 0 | 0 | 0 | 0 | 0 | 0 | 0 | 0 | 0 | 0 | 0 | 0 | 0 | 0 | 0 | 0 | 0 | 0 | 0 | 0 | 0 | 0 | 0 | 0 | 0
F10_Commercial_Interruptible - Health_Existing_Water Heating_Natural Gas_Retrocommissioning_A_Achievable Economic UCT Potential | F10 | Commercial | Interruptible - Health | Existing | Water Heating | Natural Gas | Retrocommissioning | A | Purchases (Incremental) | Achievable Economic UCT Potential | 0 | 0 | 14319.9507 | 29393.583 | 29393.583 | 15073.6323 | 0 | 0 | 0 | 0 | 0 | 0 | 0 | 0 | 0 | 0 | 0 | 0 | 0 | 0 | 0 | 0 | 0 | 0 | 0 | 0 | 0
F11_Commercial_Interruptible - Health_Existing_Water Heating_Natural Gas_Retrocommissioning_A_Achievable Economic UCT Potential | F11 | Commercial | Interruptible - Health | Existing | Water Heating | Natural Gas | Retrocommissioning | A | Purchases (Cumulative) | Achievable Economic UCT Potential | 0 | 0 | 14319.9507 | 43713.5337 | 73107.1167 | 88180.749 | 88180.749 | 88180.749 | 88180.749 | 88180.749 | 88180.749 | 88180.749 | 88180.749 | 88180.749 | 88180.749 | 88180.749 | 88180.749 | 88180.749 | 88180.749 | 88180.749 | 88180.749 | 88180.749 | 88180.749 | 88180.749 | 88180.749 | 88180.749 | 88180.749
F1_Commercial_Interruptible - Health_New_Space Heating_Natural Gas_Insulation - Ceiling_A_Achievable Economic UCT Potential | F1 | Commercial | Interruptible - Health | New | Space Heating | Natural Gas | Insulation - Ceiling | A | Integrated Unit Energy Savings (kWh or therms) | Achievable Economic UCT Potential | 0 | 0 | 0 | 0 | 0 | 0 | 0 | 0 | 0 | 0 | 0 | 0 | 0 | 0 | 0 | 0 | 0 | 0 | 0 | 0 | 0 | 0 | 0 | 0 | 0 | 0 | 0
F2_Commercial_Interruptible - Health_New_Space Heating_Natural Gas_Insulation - Ceiling_A_Achievable Economic UCT Potential | F2 | Commercial | Interruptible - Health | New | Space Heating | Natural Gas | Insulation - Ceiling | A | Integrated Unit Summer Peak Savings (kW) | Achievable Economic UCT Potential | 0 | 0 | 0 | 0 | 0 | 0 | 0 | 0 | 0 | 0 | 0 | 0 | 0 | 0 | 0 | 0 | 0 | 0 | 0 | 0 | 0 | 0 | 0 | 0 | 0 | 0 | 0
F3_Commercial_Interruptible - Health_New_Space Heating_Natural Gas_Insulation - Ceiling_A_Achievable Economic UCT Potential | F3 | Commercial | Interruptible - Health | New | Space Heating | Natural Gas | Insulation - Ceiling | A | Integrated Unit Winter Peak Savings (kW) | Achievable Economic UCT Potential | 0 | 0 | 0 | 0 | 0 | 0 | 0 | 0 | 0 | 0 | 0 | 0 | 0 | 0 | 0 | 0 | 0 | 0 | 0 | 0 | 0 | 0 | 0 | 0 | 0 | 0 | 0
F4_Commercial_Interruptible - Health_New_Space Heating_Natural Gas_Insulation - Ceiling_A_Achievable Economic UCT Potential | F4 | Commercial | Interruptible - Health | New | Space Heating | Natural Gas | Insulation - Ceiling | A | Incremental Energy Savings (MWh or mTherms) | Achievable Economic UCT Potential | 0 | 0 | 0 | 0 | 0 | 0 | 0 | 0 | 0 | 0 | 0 | 0 | 0 | 0 | 0 | 0 | 0 | 0 | 0 | 0 | 0 | 0 | 0 | 0 | 0 | 0 | 0
F5_Commercial_Interruptible - Health_New_Space Heating_Natural Gas_Insulation - Ceiling_A_Achievable Economic UCT Potential | F5 | Commercial | Interruptible - Health | New | Space Heating | Natural Gas | Insulation - Ceiling | A | Incremental Summer Peak Savings (MW) | Achievable Economic UCT Potential | 0 | 0 | 0 | 0 | 0 | 0 | 0 | 0 | 0 | 0 | 0 | 0 | 0 | 0 | 0 | 0 | 0 | 0 | 0 | 0 | 0 | 0 | 0 | 0 | 0 | 0 | 0
F6_Commercial_Interruptible - Health_New_Space Heating_Natural Gas_Insulation - Ceiling_A_Achievable Economic UCT Potential | F6 | Commercial | Interruptible - Health | New | Space Heating | Natural Gas | Insulation - Ceiling | A | Incremental Winter Peak Savings (MW) | Achievable Economic UCT Potential | 0 | 0 | 0 | 0 | 0 | 0 | 0 | 0 | 0 | 0 | 0 | 0 | 0 | 0 | 0 | 0 | 0 | 0 | 0 | 0 | 0 | 0 | 0 | 0 | 0 | 0 | 0
F7_Commercial_Interruptible - Health_New_Space Heating_Natural Gas_Insulation - Ceiling_A_Achievable Economic UCT Potential | F7 | Commercial | Interruptible - Health | New | Space Heating | Natural Gas | Insulation - Ceiling | A | Cumulative Energy Savings (MWh or mTherms) | Achievable Economic UCT Potential | 0 | 0 | 0 | 0 | 0 | 0 | 0 | 0 | 0 | 0 | 0 | 0 | 0 | 0 | 0 | 0 | 0 | 0 | 0 | 0 | 0 | 0 | 0 | 0 | 0 | 0 | 0
F8_Commercial_Interruptible - Health_New_Space Heating_Natural Gas_Insulation - Ceiling_A_Achievable Economic UCT Potential | F8 | Commercial | Interruptible - Health | New | Space Heating | Natural Gas | Insulation - Ceiling | A | Cumulative Summer Peak Savings (MW) | Achievable Economic UCT Potential | 0 | 0 | 0 | 0 | 0 | 0 | 0 | 0 | 0 | 0 | 0 | 0 | 0 | 0 | 0 | 0 | 0 | 0 | 0 | 0 | 0 | 0 | 0 | 0 | 0 | 0 | 0
F9_Commercial_Interruptible - Health_New_Space Heating_Natural Gas_Insulation - Ceiling_A_Achievable Economic UCT Potential | F9 | Commercial | Interruptible - Health | New | Space Heating | Natural Gas | Insulation - Ceiling | A | Cumulative Winter Peak Savings (MW) | Achievable Economic UCT Potential | 0 | 0 | 0 | 0 | 0 | 0 | 0 | 0 | 0 | 0 | 0 | 0 | 0 | 0 | 0 | 0 | 0 | 0 | 0 | 0 | 0 | 0 | 0 | 0 | 0 | 0 | 0
F10_Commercial_Interruptible - Health_New_Space Heating_Natural Gas_Insulation - Ceiling_A_Achievable Economic UCT Potential | F10 | Commercial | Interruptible - Health | New | Space Heating | Natural Gas | Insulation - Ceiling | A | Purchases (Incremental) | Achievable Economic UCT Potential | 0 | 0 | 0 | 0 | 0 | 0 | 0 | 0 | 0 | 0 | 0 | 0 | 0 | 0 | 0 | 0 | 0 | 0 | 0 | 0 | 0 | 0 | 0 | 0 | 0 | 0 | 0
F11_Commercial_Interruptible - Health_New_Space Heating_Natural Gas_Insulation - Ceiling_A_Achievable Economic UCT Potential | F11 | Commercial | Interruptible - Health | New | Space Heating | Natural Gas | Insulation - Ceiling | A | Purchases (Cumulative) | Achievable Economic UCT Potential | 0 | 0 | 0 | 0 | 0 | 0 | 0 | 0 | 0 | 0 | 0 | 0 | 0 | 0 | 0 | 0 | 0 | 0 | 0 | 0 | 0 | 0 | 0 | 0 | 0 | 0 | 0
F1_Commercial_Interruptible - Health_New_Space Heating_Natural Gas_Insulation - Ducting_A_Achievable Economic UCT Potential | F1 | Commercial | Interruptible - Health | New | Space Heating | Natural Gas | Insulation - Ducting | A | Integrated Unit Energy Savings (kWh or therms) | Achievable Economic UCT Potential | 0 | 0 | 0 | 0 | 0 | 0 | 0 | 0 | 0 | 0 | 0 | 0 | 0 | 0 | 0 | 0 | 0 | 0 | 0 | 0 | 0 | 0 | 0 | 0 | 0 | 0 | 0
F2_Commercial_Interruptible - Health_New_Space Heating_Natural Gas_Insulation - Ducting_A_Achievable Economic UCT Potential | F2 | Commercial | Interruptible - Health | New | Space Heating | Natural Gas | Insulation - Ducting | A | Integrated Unit Summer Peak Savings (kW) | Achievable Economic UCT Potential | 0 | 0 | 0 | 0 | 0 | 0 | 0 | 0 | 0 | 0 | 0 | 0 | 0 | 0 | 0 | 0 | 0 | 0 | 0 | 0 | 0 | 0 | 0 | 0 | 0 | 0 | 0
F3_Commercial_Interruptible - Health_New_Space Heating_Natural Gas_Insulation - Ducting_A_Achievable Economic UCT Potential | F3 | Commercial | Interruptible - Health | New | Space Heating | Natural Gas | Insulation - Ducting | A | Integrated Unit Winter Peak Savings (kW) | Achievable Economic UCT Potential | 0 | 0 | 0 | 0 | 0 | 0 | 0 | 0 | 0 | 0 | 0 | 0 | 0 | 0 | 0 | 0 | 0 | 0 | 0 | 0 | 0 | 0 | 0 | 0 | 0 | 0 | 0
F4_Commercial_Interruptible - Health_New_Space Heating_Natural Gas_Insulation - Ducting_A_Achievable Economic UCT Potential | F4 | Commercial | Interruptible - Health | New | Space Heating | Natural Gas | Insulation - Ducting | A | Incremental Energy Savings (MWh or mTherms) | Achievable Economic UCT Potential | 0 | 0 | 0 | 0 | 0 | 0 | 0 | 0 | 0 | 0 | 0 | 0 | 0 | 0 | 0 | 0 | 0 | 0 | 0 | 0 | 0 | 0 | 0 | 0 | 0 | 0 | 0
F5_Commercial_Interruptible - Health_New_Space Heating_Natural Gas_Insulation - Ducting_A_Achievable Economic UCT Potential | F5 | Commercial | Interruptible - Health | New | Space Heating | Natural Gas | Insulation - Ducting | A | Incremental Summer Peak Savings (MW) | Achievable Economic UCT Potential | 0 | 0 | 0 | 0 | 0 | 0 | 0 | 0 | 0 | 0 | 0 | 0 | 0 | 0 | 0 | 0 | 0 | 0 | 0 | 0 | 0 | 0 | 0 | 0 | 0 | 0 | 0
F6_Commercial_Interruptible - Health_New_Space Heating_Natural Gas_Insulation - Ducting_A_Achievable Economic UCT Potential | F6 | Commercial | Interruptible - Health | New | Space Heating | Natural Gas | Insulation - Ducting | A | Incremental Winter Peak Savings (MW) | Achievable Economic UCT Potential | 0 | 0 | 0 | 0 | 0 | 0 | 0 | 0 | 0 | 0 | 0 | 0 | 0 | 0 | 0 | 0 | 0 | 0 | 0 | 0 | 0 | 0 | 0 | 0 | 0 | 0 | 0
F7_Commercial_Interruptible - Health_New_Space Heating_Natural Gas_Insulation - Ducting_A_Achievable Economic UCT Potential | F7 | Commercial | Interruptible - Health | New | Space Heating | Natural Gas | Insulation - Ducting | A | Cumulative Energy Savings (MWh or mTherms) | Achievable Economic UCT Potential | 0 | 0 | 0 | 0 | 0 | 0 | 0 | 0 | 0 | 0 | 0 | 0 | 0 | 0 | 0 | 0 | 0 | 0 | 0 | 0 | 0 | 0 | 0 | 0 | 0 | 0 | 0
F8_Commercial_Interruptible - Health_New_Space Heating_Natural Gas_Insulation - Ducting_A_Achievable Economic UCT Potential | F8 | Commercial | Interruptible - Health | New | Space Heating | Natural Gas | Insulation - Ducting | A | Cumulative Summer Peak Savings (MW) | Achievable Economic UCT Potential | 0 | 0 | 0 | 0 | 0 | 0 | 0 | 0 | 0 | 0 | 0 | 0 | 0 | 0 | 0 | 0 | 0 | 0 | 0 | 0 | 0 | 0 | 0 | 0 | 0 | 0 | 0
F9_Commercial_Interruptible - Health_New_Space Heating_Natural Gas_Insulation - Ducting_A_Achievable Economic UCT Potential | F9 | Commercial | Interruptible - Health | New | Space Heating | Natural Gas | Insulation - Ducting | A | Cumulative Winter Peak Savings (MW) | Achievable Economic UCT Potential | 0 | 0 | 0 | 0 | 0 | 0 | 0 | 0 | 0 | 0 | 0 | 0 | 0 | 0 | 0 | 0 | 0 | 0 | 0 | 0 | 0 | 0 | 0 | 0 | 0 | 0 | 0
F10_Commercial_Interruptible - Health_New_Space Heating_Natural Gas_Insulation - Ducting_A_Achievable Economic UCT Potential | F10 | Commercial | Interruptible - Health | New | Space Heating | Natural Gas | Insulation - Ducting | A | Purchases (Incremental) | Achievable Economic UCT Potential | 0 | 0 | 0 | 0 | 0 | 0 | 0 | 0 | 0 | 0 | 0 | 0 | 0 | 0 | 0 | 0 | 0 | 0 | 0 | 0 | 0 | 0 | 0 | 0 | 0 | 0 | 0
F11_Commercial_Interruptible - Health_New_Space Heating_Natural Gas_Insulation - Ducting_A_Achievable Economic UCT Potential | F11 | Commercial | Interruptible - Health | New | Space Heating | Natural Gas | Insulation - Ducting | A | Purchases (Cumulative) | Achievable Economic UCT Potential | 0 | 0 | 0 | 0 | 0 | 0 | 0 | 0 | 0 | 0 | 0 | 0 | 0 | 0 | 0 | 0 | 0 | 0 | 0 | 0 | 0 | 0 | 0 | 0 | 0 | 0 | 0
F1_Commercial_Interruptible - Health_New_Space Heating_Natural Gas_Insulation - Wall Cavity_A_Achievable Economic UCT Potential | F1 | Commercial | Interruptible - Health | New | Space Heating | Natural Gas | Insulation - Wall Cavity | A | Integrated Unit Energy Savings (kWh or therms) | Achievable Economic UCT Potential | 0 | 0 | 0 | 0 | 0 | 0 | 0 | 0 | 0 | 0 | 0 | 0 | 0 | 0 | 0 | 0 | 0 | 0 | 0 | 0 | 0 | 0 | 0 | 0 | 0 | 0 | 0
F2_Commercial_Interruptible - Health_New_Space Heating_Natural Gas_Insulation - Wall Cavity_A_Achievable Economic UCT Potential | F2 | Commercial | Interruptible - Health | New | Space Heating | Natural Gas | Insulation - Wall Cavity | A | Integrated Unit Summer Peak Savings (kW) | Achievable Economic UCT Potential | 0 | 0 | 0 | 0 | 0 | 0 | 0 | 0 | 0 | 0 | 0 | 0 | 0 | 0 | 0 | 0 | 0 | 0 | 0 | 0 | 0 | 0 | 0 | 0 | 0 | 0 | 0
F3_Commercial_Interruptible - Health_New_Space Heating_Natural Gas_Insulation - Wall Cavity_A_Achievable Economic UCT Potential | F3 | Commercial | Interruptible - Health | New | Space Heating | Natural Gas | Insulation - Wall Cavity | A | Integrated Unit Winter Peak Savings (kW) | Achievable Economic UCT Potential | 0 | 0 | 0 | 0 | 0 | 0 | 0 | 0 | 0 | 0 | 0 | 0 | 0 | 0 | 0 | 0 | 0 | 0 | 0 | 0 | 0 | 0 | 0 | 0 | 0 | 0 | 0
F4_Commercial_Interruptible - Health_New_Space Heating_Natural Gas_Insulation - Wall Cavity_A_Achievable Economic UCT Potential | F4 | Commercial | Interruptible - Health | New | Space Heating | Natural Gas | Insulation - Wall Cavity | A | Incremental Energy Savings (MWh or mTherms) | Achievable Economic UCT Potential | 0 | 0 | 0 | 0 | 0 | 0 | 0 | 0 | 0 | 0 | 0 | 0 | 0 | 0 | 0 | 0 | 0 | 0 | 0 | 0 | 0 | 0 | 0 | 0 | 0 | 0 | 0
F5_Commercial_Interruptible - Health_New_Space Heating_Natural Gas_Insulation - Wall Cavity_A_Achievable Economic UCT Potential | F5 | Commercial | Interruptible - Health | New | Space Heating | Natural Gas | Insulation - Wall Cavity | A | Incremental Summer Peak Savings (MW) | Achievable Economic UCT Potential | 0 | 0 | 0 | 0 | 0 | 0 | 0 | 0 | 0 | 0 | 0 | 0 | 0 | 0 | 0 | 0 | 0 | 0 | 0 | 0 | 0 | 0 | 0 | 0 | 0 | 0 | 0
F6_Commercial_Interruptible - Health_New_Space Heating_Natural Gas_Insulation - Wall Cavity_A_Achievable Economic UCT Potential | F6 | Commercial | Interruptible - Health | New | Space Heating | Natural Gas | Insulation - Wall Cavity | A | Incremental Winter Peak Savings (MW) | Achievable Economic UCT Potential | 0 | 0 | 0 | 0 | 0 | 0 | 0 | 0 | 0 | 0 | 0 | 0 | 0 | 0 | 0 | 0 | 0 | 0 | 0 | 0 | 0 | 0 | 0 | 0 | 0 | 0 | 0
F7_Commercial_Interruptible - Health_New_Space Heating_Natural Gas_Insulation - Wall Cavity_A_Achievable Economic UCT Potential | F7 | Commercial | Interruptible - Health | New | Space Heating | Natural Gas | Insulation - Wall Cavity | A | Cumulative Energy Savings (MWh or mTherms) | Achievable Economic UCT Potential | 0 | 0 | 0 | 0 | 0 | 0 | 0 | 0 | 0 | 0 | 0 | 0 | 0 | 0 | 0 | 0 | 0 | 0 | 0 | 0 | 0 | 0 | 0 | 0 | 0 | 0 | 0
F8_Commercial_Interruptible - Health_New_Space Heating_Natural Gas_Insulation - Wall Cavity_A_Achievable Economic UCT Potential | F8 | Commercial | Interruptible - Health | New | Space Heating | Natural Gas | Insulation - Wall Cavity | A | Cumulative Summer Peak Savings (MW) | Achievable Economic UCT Potential | 0 | 0 | 0 | 0 | 0 | 0 | 0 | 0 | 0 | 0 | 0 | 0 | 0 | 0 | 0 | 0 | 0 | 0 | 0 | 0 | 0 | 0 | 0 | 0 | 0 | 0 | 0
F9_Commercial_Interruptible - Health_New_Space Heating_Natural Gas_Insulation - Wall Cavity_A_Achievable Economic UCT Potential | F9 | Commercial | Interruptible - Health | New | Space Heating | Natural Gas | Insulation - Wall Cavity | A | Cumulative Winter Peak Savings (MW) | Achievable Economic UCT Potential | 0 | 0 | 0 | 0 | 0 | 0 | 0 | 0 | 0 | 0 | 0 | 0 | 0 | 0 | 0 | 0 | 0 | 0 | 0 | 0 | 0 | 0 | 0 | 0 | 0 | 0 | 0
F10_Commercial_Interruptible - Health_New_Space Heating_Natural Gas_Insulation - Wall Cavity_A_Achievable Economic UCT Potential | F10 | Commercial | Interruptible - Health | New | Space Heating | Natural Gas | Insulation - Wall Cavity | A | Purchases (Incremental) | Achievable Economic UCT Potential | 0 | 0 | 0 | 0 | 0 | 0 | 0 | 0 | 0 | 0 | 0 | 0 | 0 | 0 | 0 | 0 | 0 | 0 | 0 | 0 | 0 | 0 | 0 | 0 | 0 | 0 | 0
F11_Commercial_Interruptible - Health_New_Space Heating_Natural Gas_Insulation - Wall Cavity_A_Achievable Economic UCT Potential | F11 | Commercial | Interruptible - Health | New | Space Heating | Natural Gas | Insulation - Wall Cavity | A | Purchases (Cumulative) | Achievable Economic UCT Potential | 0 | 0 | 0 | 0 | 0 | 0 | 0 | 0 | 0 | 0 | 0 | 0 | 0 | 0 | 0 | 0 | 0 | 0 | 0 | 0 | 0 | 0 | 0 | 0 | 0 | 0 | 0
F1_Commercial_Interruptible - Health_New_Space Heating_Natural Gas_Green Roof - Vegetated Rooftop_A_Achievable Economic UCT Potential | F1 | Commercial | Interruptible - Health | New | Space Heating | Natural Gas | Green Roof - Vegetated Rooftop | A | Integrated Unit Energy Savings (kWh or therms) | Achievable Economic UCT Potential | 0 | 0 | 0 | 0 | 0 | 0 | 0 | 0 | 0 | 0 | 0 | 0 | 0 | 0 | 0 | 0 | 0 | 0 | 0 | 0 | 0 | 0 | 0 | 0 | 0 | 0 | 0
F2_Commercial_Interruptible - Health_New_Space Heating_Natural Gas_Green Roof - Vegetated Rooftop_A_Achievable Economic UCT Potential | F2 | Commercial | Interruptible - Health | New | Space Heating | Natural Gas | Green Roof - Vegetated Rooftop | A | Integrated Unit Summer Peak Savings (kW) | Achievable Economic UCT Potential | 0 | 0 | 0 | 0 | 0 | 0 | 0 | 0 | 0 | 0 | 0 | 0 | 0 | 0 | 0 | 0 | 0 | 0 | 0 | 0 | 0 | 0 | 0 | 0 | 0 | 0 | 0
F3_Commercial_Interruptible - Health_New_Space Heating_Natural Gas_Green Roof - Vegetated Rooftop_A_Achievable Economic UCT Potential | F3 | Commercial | Interruptible - Health | New | Space Heating | Natural Gas | Green Roof - Vegetated Rooftop | A | Integrated Unit Winter Peak Savings (kW) | Achievable Economic UCT Potential | 0 | 0 | 0 | 0 | 0 | 0 | 0 | 0 | 0 | 0 | 0 | 0 | 0 | 0 | 0 | 0 | 0 | 0 | 0 | 0 | 0 | 0 | 0 | 0 | 0 | 0 | 0
F4_Commercial_Interruptible - Health_New_Space Heating_Natural Gas_Green Roof - Vegetated Rooftop_A_Achievable Economic UCT Potential | F4 | Commercial | Interruptible - Health | New | Space Heating | Natural Gas | Green Roof - Vegetated Rooftop | A | Incremental Energy Savings (MWh or mTherms) | Achievable Economic UCT Potential | 0 | 0 | 0 | 0 | 0 | 0 | 0 | 0 | 0 | 0 | 0 | 0 | 0 | 0 | 0 | 0 | 0 | 0 | 0 | 0 | 0 | 0 | 0 | 0 | 0 | 0 | 0
F5_Commercial_Interruptible - Health_New_Space Heating_Natural Gas_Green Roof - Vegetated Rooftop_A_Achievable Economic UCT Potential | F5 | Commercial | Interruptible - Health | New | Space Heating | Natural Gas | Green Roof - Vegetated Rooftop | A | Incremental Summer Peak Savings (MW) | Achievable Economic UCT Potential | 0 | 0 | 0 | 0 | 0 | 0 | 0 | 0 | 0 | 0 | 0 | 0 | 0 | 0 | 0 | 0 | 0 | 0 | 0 | 0 | 0 | 0 | 0 | 0 | 0 | 0 | 0
F6_Commercial_Interruptible - Health_New_Space Heating_Natural Gas_Green Roof - Vegetated Rooftop_A_Achievable Economic UCT Potential | F6 | Commercial | Interruptible - Health | New | Space Heating | Natural Gas | Green Roof - Vegetated Rooftop | A | Incremental Winter Peak Savings (MW) | Achievable Economic UCT Potential | 0 | 0 | 0 | 0 | 0 | 0 | 0 | 0 | 0 | 0 | 0 | 0 | 0 | 0 | 0 | 0 | 0 | 0 | 0 | 0 | 0 | 0 | 0 | 0 | 0 | 0 | 0
F7_Commercial_Interruptible - Health_New_Space Heating_Natural Gas_Green Roof - Vegetated Rooftop_A_Achievable Economic UCT Potential | F7 | Commercial | Interruptible - Health | New | Space Heating | Natural Gas | Green Roof - Vegetated Rooftop | A | Cumulative Energy Savings (MWh or mTherms) | Achievable Economic UCT Potential | 0 | 0 | 0 | 0 | 0 | 0 | 0 | 0 | 0 | 0 | 0 | 0 | 0 | 0 | 0 | 0 | 0 | 0 | 0 | 0 | 0 | 0 | 0 | 0 | 0 | 0 | 0
F8_Commercial_Interruptible - Health_New_Space Heating_Natural Gas_Green Roof - Vegetated Rooftop_A_Achievable Economic UCT Potential | F8 | Commercial | Interruptible - Health | New | Space Heating | Natural Gas | Green Roof - Vegetated Rooftop | A | Cumulative Summer Peak Savings (MW) | Achievable Economic UCT Potential | 0 | 0 | 0 | 0 | 0 | 0 | 0 | 0 | 0 | 0 | 0 | 0 | 0 | 0 | 0 | 0 | 0 | 0 | 0 | 0 | 0 | 0 | 0 | 0 | 0 | 0 | 0
F9_Commercial_Interruptible - Health_New_Space Heating_Natural Gas_Green Roof - Vegetated Rooftop_A_Achievable Economic UCT Potential | F9 | Commercial | Interruptible - Health | New | Space Heating | Natural Gas | Green Roof - Vegetated Rooftop | A | Cumulative Winter Peak Savings (MW) | Achievable Economic UCT Potential | 0 | 0 | 0 | 0 | 0 | 0 | 0 | 0 | 0 | 0 | 0 | 0 | 0 | 0 | 0 | 0 | 0 | 0 | 0 | 0 | 0 | 0 | 0 | 0 | 0 | 0 | 0
F10_Commercial_Interruptible - Health_New_Space Heating_Natural Gas_Green Roof - Vegetated Rooftop_A_Achievable Economic UCT Potential | F10 | Commercial | Interruptible - Health | New | Space Heating | Natural Gas | Green Roof - Vegetated Rooftop | A | Purchases (Incremental) | Achievable Economic UCT Potential | 0 | 0 | 0 | 0 | 0 | 0 | 0 | 0 | 0 | 0 | 0 | 0 | 0 | 0 | 0 | 0 | 0 | 0 | 0 | 0 | 0 | 0 | 0 | 0 | 0 | 0 | 0
F11_Commercial_Interruptible - Health_New_Space Heating_Natural Gas_Green Roof - Vegetated Rooftop_A_Achievable Economic UCT Potential | F11 | Commercial | Interruptible - Health | New | Space Heating | Natural Gas | Green Roof - Vegetated Rooftop | A | Purchases (Cumulative) | Achievable Economic UCT Potential | 0 | 0 | 0 | 0 | 0 | 0 | 0 | 0 | 0 | 0 | 0 | 0 | 0 | 0 | 0 | 0 | 0 | 0 | 0 | 0 | 0 | 0 | 0 | 0 | 0 | 0 | 0
F1_Commercial_Interruptible - Health_New_Space Heating_Natural Gas_Ducting - Repair and Sealing_A_Achievable Economic UCT Potential | F1 | Commercial | Interruptible - Health | New | Space Heating | Natural Gas | Ducting - Repair and Sealing | A | Integrated Unit Energy Savings (kWh or therms) | Achievable Economic UCT Potential | 0 | 0 | 0 | 0 | 0 | 0 | 0 | 0 | 0 | 0 | 0 | 0 | 0 | 0 | 0 | 0 | 0 | 0 | 0 | 0 | 0 | 0 | 0 | 0 | 0 | 0 | 0
F2_Commercial_Interruptible - Health_New_Space Heating_Natural Gas_Ducting - Repair and Sealing_A_Achievable Economic UCT Potential | F2 | Commercial | Interruptible - Health | New | Space Heating | Natural Gas | Ducting - Repair and Sealing | A | Integrated Unit Summer Peak Savings (kW) | Achievable Economic UCT Potential | 0 | 0 | 0 | 0 | 0 | 0 | 0 | 0 | 0 | 0 | 0 | 0 | 0 | 0 | 0 | 0 | 0 | 0 | 0 | 0 | 0 | 0 | 0 | 0 | 0 | 0 | 0
F3_Commercial_Interruptible - Health_New_Space Heating_Natural Gas_Ducting - Repair and Sealing_A_Achievable Economic UCT Potential | F3 | Commercial | Interruptible - Health | New | Space Heating | Natural Gas | Ducting - Repair and Sealing | A | Integrated Unit Winter Peak Savings (kW) | Achievable Economic UCT Potential | 0 | 0 | 0 | 0 | 0 | 0 | 0 | 0 | 0 | 0 | 0 | 0 | 0 | 0 | 0 | 0 | 0 | 0 | 0 | 0 | 0 | 0 | 0 | 0 | 0 | 0 | 0
F4_Commercial_Interruptible - Health_New_Space Heating_Natural Gas_Ducting - Repair and Sealing_A_Achievable Economic UCT Potential | F4 | Commercial | Interruptible - Health | New | Space Heating | Natural Gas | Ducting - Repair and Sealing | A | Incremental Energy Savings (MWh or mTherms) | Achievable Economic UCT Potential | 0 | 0 | 0 | 0 | 0 | 0 | 0 | 0 | 0 | 0 | 0 | 0 | 0 | 0 | 0 | 0 | 0 | 0 | 0 | 0 | 0 | 0 | 0 | 0 | 0 | 0 | 0
F5_Commercial_Interruptible - Health_New_Space Heating_Natural Gas_Ducting - Repair and Sealing_A_Achievable Economic UCT Potential | F5 | Commercial | Interruptible - Health | New | Space Heating | Natural Gas | Ducting - Repair and Sealing | A | Incremental Summer Peak Savings (MW) | Achievable Economic UCT Potential | 0 | 0 | 0 | 0 | 0 | 0 | 0 | 0 | 0 | 0 | 0 | 0 | 0 | 0 | 0 | 0 | 0 | 0 | 0 | 0 | 0 | 0 | 0 | 0 | 0 | 0 | 0
F6_Commercial_Interruptible - Health_New_Space Heating_Natural Gas_Ducting - Repair and Sealing_A_Achievable Economic UCT Potential | F6 | Commercial | Interruptible - Health | New | Space Heating | Natural Gas | Ducting - Repair and Sealing | A | Incremental Winter Peak Savings (MW) | Achievable Economic UCT Potential | 0 | 0 | 0 | 0 | 0 | 0 | 0 | 0 | 0 | 0 | 0 | 0 | 0 | 0 | 0 | 0 | 0 | 0 | 0 | 0 | 0 | 0 | 0 | 0 | 0 | 0 | 0
F7_Commercial_Interruptible - Health_New_Space Heating_Natural Gas_Ducting - Repair and Sealing_A_Achievable Economic UCT Potential | F7 | Commercial | Interruptible - Health | New | Space Heating | Natural Gas | Ducting - Repair and Sealing | A | Cumulative Energy Savings (MWh or mTherms) | Achievable Economic UCT Potential | 0 | 0 | 0 | 0 | 0 | 0 | 0 | 0 | 0 | 0 | 0 | 0 | 0 | 0 | 0 | 0 | 0 | 0 | 0 | 0 | 0 | 0 | 0 | 0 | 0 | 0 | 0
F8_Commercial_Interruptible - Health_New_Space Heating_Natural Gas_Ducting - Repair and Sealing_A_Achievable Economic UCT Potential | F8 | Commercial | Interruptible - Health | New | Space Heating | Natural Gas | Ducting - Repair and Sealing | A | Cumulative Summer Peak Savings (MW) | Achievable Economic UCT Potential | 0 | 0 | 0 | 0 | 0 | 0 | 0 | 0 | 0 | 0 | 0 | 0 | 0 | 0 | 0 | 0 | 0 | 0 | 0 | 0 | 0 | 0 | 0 | 0 | 0 | 0 | 0
F9_Commercial_Interruptible - Health_New_Space Heating_Natural Gas_Ducting - Repair and Sealing_A_Achievable Economic UCT Potential | F9 | Commercial | Interruptible - Health | New | Space Heating | Natural Gas | Ducting - Repair and Sealing | A | Cumulative Winter Peak Savings (MW) | Achievable Economic UCT Potential | 0 | 0 | 0 | 0 | 0 | 0 | 0 | 0 | 0 | 0 | 0 | 0 | 0 | 0 | 0 | 0 | 0 | 0 | 0 | 0 | 0 | 0 | 0 | 0 | 0 | 0 | 0
F10_Commercial_Interruptible - Health_New_Space Heating_Natural Gas_Ducting - Repair and Sealing_A_Achievable Economic UCT Potential | F10 | Commercial | Interruptible - Health | New | Space Heating | Natural Gas | Ducting - Repair and Sealing | A | Purchases (Incremental) | Achievable Economic UCT Potential | 0 | 0 | 0 | 0 | 0 | 0 | 0 | 0 | 0 | 0 | 0 | 0 | 0 | 0 | 0 | 0 | 0 | 0 | 0 | 0 | 0 | 0 | 0 | 0 | 0 | 0 | 0
F11_Commercial_Interruptible - Health_New_Space Heating_Natural Gas_Ducting - Repair and Sealing_A_Achievable Economic UCT Potential | F11 | Commercial | Interruptible - Health | New | Space Heating | Natural Gas | Ducting - Repair and Sealing | A | Purchases (Cumulative) | Achievable Economic UCT Potential | 0 | 0 | 0 | 0 | 0 | 0 | 0 | 0 | 0 | 0 | 0 | 0 | 0 | 0 | 0 | 0 | 0 | 0 | 0 | 0 | 0 | 0 | 0 | 0 | 0 | 0 | 0
F1_Commercial_Interruptible - Health_New_Space Heating_Natural Gas_Windows - High Efficiency Glazing_A_Achievable Economic UCT Potential | F1 | Commercial | Interruptible - Health | New | Space Heating | Natural Gas | Windows - High Efficiency Glazing | A | Integrated Unit Energy Savings (kWh or therms) | Achievable Economic UCT Potential | 0 | 0 | 0 | 0 | 0 | 0 | 0 | 0 | 0 | 0 | 0 | 0 | 0 | 0 | 0 | 0 | 0 | 0 | 0 | 0 | 0 | 0 | 0 | 0 | 0 | 0 | 0
F2_Commercial_Interruptible - Health_New_Space Heating_Natural Gas_Windows - High Efficiency Glazing_A_Achievable Economic UCT Potential | F2 | Commercial | Interruptible - Health | New | Space Heating | Natural Gas | Windows - High Efficiency Glazing | A | Integrated Unit Summer Peak Savings (kW) | Achievable Economic UCT Potential | 0 | 0 | 0 | 0 | 0 | 0 | 0 | 0 | 0 | 0 | 0 | 0 | 0 | 0 | 0 | 0 | 0 | 0 | 0 | 0 | 0 | 0 | 0 | 0 | 0 | 0 | 0
F3_Commercial_Interruptible - Health_New_Space Heating_Natural Gas_Windows - High Efficiency Glazing_A_Achievable Economic UCT Potential | F3 | Commercial | Interruptible - Health | New | Space Heating | Natural Gas | Windows - High Efficiency Glazing | A | Integrated Unit Winter Peak Savings (kW) | Achievable Economic UCT Potential | 0 | 0 | 0 | 0 | 0 | 0 | 0 | 0 | 0 | 0 | 0 | 0 | 0 | 0 | 0 | 0 | 0 | 0 | 0 | 0 | 0 | 0 | 0 | 0 | 0 | 0 | 0
F4_Commercial_Interruptible - Health_New_Space Heating_Natural Gas_Windows - High Efficiency Glazing_A_Achievable Economic UCT Potential | F4 | Commercial | Interruptible - Health | New | Space Heating | Natural Gas | Windows - High Efficiency Glazing | A | Incremental Energy Savings (MWh or mTherms) | Achievable Economic UCT Potential | 0 | 0 | 0 | 0 | 0 | 0 | 0 | 0 | 0 | 0 | 0 | 0 | 0 | 0 | 0 | 0 | 0 | 0 | 0 | 0 | 0 | 0 | 0 | 0 | 0 | 0 | 0
F5_Commercial_Interruptible - Health_New_Space Heating_Natural Gas_Windows - High Efficiency Glazing_A_Achievable Economic UCT Potential | F5 | Commercial | Interruptible - Health | New | Space Heating | Natural Gas | Windows - High Efficiency Glazing | A | Incremental Summer Peak Savings (MW) | Achievable Economic UCT Potential | 0 | 0 | 0 | 0 | 0 | 0 | 0 | 0 | 0 | 0 | 0 | 0 | 0 | 0 | 0 | 0 | 0 | 0 | 0 | 0 | 0 | 0 | 0 | 0 | 0 | 0 | 0
F6_Commercial_Interruptible - Health_New_Space Heating_Natural Gas_Windows - High Efficiency Glazing_A_Achievable Economic UCT Potential | F6 | Commercial | Interruptible - Health | New | Space Heating | Natural Gas | Windows - High Efficiency Glazing | A | Incremental Winter Peak Savings (MW) | Achievable Economic UCT Potential | 0 | 0 | 0 | 0 | 0 | 0 | 0 | 0 | 0 | 0 | 0 | 0 | 0 | 0 | 0 | 0 | 0 | 0 | 0 | 0 | 0 | 0 | 0 | 0 | 0 | 0 | 0
F7_Commercial_Interruptible - Health_New_Space Heating_Natural Gas_Windows - High Efficiency Glazing_A_Achievable Economic UCT Potential | F7 | Commercial | Interruptible - Health | New | Space Heating | Natural Gas | Windows - High Efficiency Glazing | A | Cumulative Energy Savings (MWh or mTherms) | Achievable Economic UCT Potential | 0 | 0 | 0 | 0 | 0 | 0 | 0 | 0 | 0 | 0 | 0 | 0 | 0 | 0 | 0 | 0 | 0 | 0 | 0 | 0 | 0 | 0 | 0 | 0 | 0 | 0 | 0
F8_Commercial_Interruptible - Health_New_Space Heating_Natural Gas_Windows - High Efficiency Glazing_A_Achievable Economic UCT Potential | F8 | Commercial | Interruptible - Health | New | Space Heating | Natural Gas | Windows - High Efficiency Glazing | A | Cumulative Summer Peak Savings (MW) | Achievable Economic UCT Potential | 0 | 0 | 0 | 0 | 0 | 0 | 0 | 0 | 0 | 0 | 0 | 0 | 0 | 0 | 0 | 0 | 0 | 0 | 0 | 0 | 0 | 0 | 0 | 0 | 0 | 0 | 0
F9_Commercial_Interruptible - Health_New_Space Heating_Natural Gas_Windows - High Efficiency Glazing_A_Achievable Economic UCT Potential | F9 | Commercial | Interruptible - Health | New | Space Heating | Natural Gas | Windows - High Efficiency Glazing | A | Cumulative Winter Peak Savings (MW) | Achievable Economic UCT Potential | 0 | 0 | 0 | 0 | 0 | 0 | 0 | 0 | 0 | 0 | 0 | 0 | 0 | 0 | 0 | 0 | 0 | 0 | 0 | 0 | 0 | 0 | 0 | 0 | 0 | 0 | 0
F10_Commercial_Interruptible - Health_New_Space Heating_Natural Gas_Windows - High Efficiency Glazing_A_Achievable Economic UCT Potential | F10 | Commercial | Interruptible - Health | New | Space Heating | Natural Gas | Windows - High Efficiency Glazing | A | Purchases (Incremental) | Achievable Economic UCT Potential | 0 | 0 | 0 | 0 | 0 | 0 | 0 | 0 | 0 | 0 | 0 | 0 | 0 | 0 | 0 | 0 | 0 | 0 | 0 | 0 | 0 | 0 | 0 | 0 | 0 | 0 | 0
F11_Commercial_Interruptible - Health_New_Space Heating_Natural Gas_Windows - High Efficiency Glazing_A_Achievable Economic UCT Potential | F11 | Commercial | Interruptible - Health | New | Space Heating | Natural Gas | Windows - High Efficiency Glazing | A | Purchases (Cumulative) | Achievable Economic UCT Potential | 0 | 0 | 0 | 0 | 0 | 0 | 0 | 0 | 0 | 0 | 0 | 0 | 0 | 0 | 0 | 0 | 0 | 0 | 0 | 0 | 0 | 0 | 0 | 0 | 0 | 0 | 0
F1_Commercial_Interruptible - Health_New_Space Heating_Natural Gas_Windows - Secondary Glazing Systems_A_Achievable Economic UCT Potential | F1 | Commercial | Interruptible - Health | New | Space Heating | Natural Gas | Windows - Secondary Glazing Systems | A | Integrated Unit Energy Savings (kWh or therms) | Achievable Economic UCT Potential | 0 | 0 | 0 | 0 | 0 | 0 | 0 | 0 | 0 | 0 | 0 | 0 | 0 | 0 | 0 | 0 | 0 | 0 | 0 | 0 | 0 | 0 | 0 | 0 | 0 | 0 | 0
F2_Commercial_Interruptible - Health_New_Space Heating_Natural Gas_Windows - Secondary Glazing Systems_A_Achievable Economic UCT Potential | F2 | Commercial | Interruptible - Health | New | Space Heating | Natural Gas | Windows - Secondary Glazing Systems | A | Integrated Unit Summer Peak Savings (kW) | Achievable Economic UCT Potential | 0 | 0 | 0 | 0 | 0 | 0 | 0 | 0 | 0 | 0 | 0 | 0 | 0 | 0 | 0 | 0 | 0 | 0 | 0 | 0 | 0 | 0 | 0 | 0 | 0 | 0 | 0
F3_Commercial_Interruptible - Health_New_Space Heating_Natural Gas_Windows - Secondary Glazing Systems_A_Achievable Economic UCT Potential | F3 | Commercial | Interruptible - Health | New | Space Heating | Natural Gas | Windows - Secondary Glazing Systems | A | Integrated Unit Winter Peak Savings (kW) | Achievable Economic UCT Potential | 0 | 0 | 0 | 0 | 0 | 0 | 0 | 0 | 0 | 0 | 0 | 0 | 0 | 0 | 0 | 0 | 0 | 0 | 0 | 0 | 0 | 0 | 0 | 0 | 0 | 0 | 0
F4_Commercial_Interruptible - Health_New_Space Heating_Natural Gas_Windows - Secondary Glazing Systems_A_Achievable Economic UCT Potential | F4 | Commercial | Interruptible - Health | New | Space Heating | Natural Gas | Windows - Secondary Glazing Systems | A | Incremental Energy Savings (MWh or mTherms) | Achievable Economic UCT Potential | 0 | 0 | 0 | 0 | 0 | 0 | 0 | 0 | 0 | 0 | 0 | 0 | 0 | 0 | 0 | 0 | 0 | 0 | 0 | 0 | 0 | 0 | 0 | 0 | 0 | 0 | 0
F5_Commercial_Interruptible - Health_New_Space Heating_Natural Gas_Windows - Secondary Glazing Systems_A_Achievable Economic UCT Potential | F5 | Commercial | Interruptible - Health | New | Space Heating | Natural Gas | Windows - Secondary Glazing Systems | A | Incremental Summer Peak Savings (MW) | Achievable Economic UCT Potential | 0 | 0 | 0 | 0 | 0 | 0 | 0 | 0 | 0 | 0 | 0 | 0 | 0 | 0 | 0 | 0 | 0 | 0 | 0 | 0 | 0 | 0 | 0 | 0 | 0 | 0 | 0
F6_Commercial_Interruptible - Health_New_Space Heating_Natural Gas_Windows - Secondary Glazing Systems_A_Achievable Economic UCT Potential | F6 | Commercial | Interruptible - Health | New | Space Heating | Natural Gas | Windows - Secondary Glazing Systems | A | Incremental Winter Peak Savings (MW) | Achievable Economic UCT Potential | 0 | 0 | 0 | 0 | 0 | 0 | 0 | 0 | 0 | 0 | 0 | 0 | 0 | 0 | 0 | 0 | 0 | 0 | 0 | 0 | 0 | 0 | 0 | 0 | 0 | 0 | 0
F7_Commercial_Interruptible - Health_New_Space Heating_Natural Gas_Windows - Secondary Glazing Systems_A_Achievable Economic UCT Potential | F7 | Commercial | Interruptible - Health | New | Space Heating | Natural Gas | Windows - Secondary Glazing Systems | A | Cumulative Energy Savings (MWh or mTherms) | Achievable Economic UCT Potential | 0 | 0 | 0 | 0 | 0 | 0 | 0 | 0 | 0 | 0 | 0 | 0 | 0 | 0 | 0 | 0 | 0 | 0 | 0 | 0 | 0 | 0 | 0 | 0 | 0 | 0 | 0
F8_Commercial_Interruptible - Health_New_Space Heating_Natural Gas_Windows - Secondary Glazing Systems_A_Achievable Economic UCT Potential | F8 | Commercial | Interruptible - Health | New | Space Heating | Natural Gas | Windows - Secondary Glazing Systems | A | Cumulative Summer Peak Savings (MW) | Achievable Economic UCT Potential | 0 | 0 | 0 | 0 | 0 | 0 | 0 | 0 | 0 | 0 | 0 | 0 | 0 | 0 | 0 | 0 | 0 | 0 | 0 | 0 | 0 | 0 | 0 | 0 | 0 | 0 | 0
F9_Commercial_Interruptible - Health_New_Space Heating_Natural Gas_Windows - Secondary Glazing Systems_A_Achievable Economic UCT Potential | F9 | Commercial | Interruptible - Health | New | Space Heating | Natural Gas | Windows - Secondary Glazing Systems | A | Cumulative Winter Peak Savings (MW) | Achievable Economic UCT Potential | 0 | 0 | 0 | 0 | 0 | 0 | 0 | 0 | 0 | 0 | 0 | 0 | 0 | 0 | 0 | 0 | 0 | 0 | 0 | 0 | 0 | 0 | 0 | 0 | 0 | 0 | 0
F10_Commercial_Interruptible - Health_New_Space Heating_Natural Gas_Windows - Secondary Glazing Systems_A_Achievable Economic UCT Potential | F10 | Commercial | Interruptible - Health | New | Space Heating | Natural Gas | Windows - Secondary Glazing Systems | A | Purchases (Incremental) | Achievable Economic UCT Potential | 0 | 0 | 0 | 0 | 0 | 0 | 0 | 0 | 0 | 0 | 0 | 0 | 0 | 0 | 0 | 0 | 0 | 0 | 0 | 0 | 0 | 0 | 0 | 0 | 0 | 0 | 0
F11_Commercial_Interruptible - Health_New_Space Heating_Natural Gas_Windows - Secondary Glazing Systems_A_Achievable Economic UCT Potential | F11 | Commercial | Interruptible - Health | New | Space Heating | Natural Gas | Windows - Secondary Glazing Systems | A | Purchases (Cumulative) | Achievable Economic UCT Potential | 0 | 0 | 0 | 0 | 0 | 0 | 0 | 0 | 0 | 0 | 0 | 0 | 0 | 0 | 0 | 0 | 0 | 0 | 0 | 0 | 0 | 0 | 0 | 0 | 0 | 0 | 0
F1_Commercial_Interruptible - Health_New_Space Heating_Natural Gas_HVAC - Energy Recovery Ventilator_A_Achievable Economic UCT Potential | F1 | Commercial | Interruptible - Health | New | Space Heating | Natural Gas | HVAC - Energy Recovery Ventilator | A | Integrated Unit Energy Savings (kWh or therms) | Achievable Economic UCT Potential | 0 | 0 | 0 | 0 | 0 | 0 | 0 | 0 | 0 | 0 | 0 | 0 | 0 | 0 | 0 | 0 | 0 | 0 | 0 | 0 | 0 | 0 | 0 | 0 | 0 | 0 | 0
F2_Commercial_Interruptible - Health_New_Space Heating_Natural Gas_HVAC - Energy Recovery Ventilator_A_Achievable Economic UCT Potential | F2 | Commercial | Interruptible - Health | New | Space Heating | Natural Gas | HVAC - Energy Recovery Ventilator | A | Integrated Unit Summer Peak Savings (kW) | Achievable Economic UCT Potential | 0 | 0 | 0 | 0 | 0 | 0 | 0 | 0 | 0 | 0 | 0 | 0 | 0 | 0 | 0 | 0 | 0 | 0 | 0 | 0 | 0 | 0 | 0 | 0 | 0 | 0 | 0
F3_Commercial_Interruptible - Health_New_Space Heating_Natural Gas_HVAC - Energy Recovery Ventilator_A_Achievable Economic UCT Potential | F3 | Commercial | Interruptible - Health | New | Space Heating | Natural Gas | HVAC - Energy Recovery Ventilator | A | Integrated Unit Winter Peak Savings (kW) | Achievable Economic UCT Potential | 0 | 0 | 0 | 0 | 0 | 0 | 0 | 0 | 0 | 0 | 0 | 0 | 0 | 0 | 0 | 0 | 0 | 0 | 0 | 0 | 0 | 0 | 0 | 0 | 0 | 0 | 0
F4_Commercial_Interruptible - Health_New_Space Heating_Natural Gas_HVAC - Energy Recovery Ventilator_A_Achievable Economic UCT Potential | F4 | Commercial | Interruptible - Health | New | Space Heating | Natural Gas | HVAC - Energy Recovery Ventilator | A | Incremental Energy Savings (MWh or mTherms) | Achievable Economic UCT Potential | 0 | 0 | 0 | 0 | 0 | 0 | 0 | 0 | 0 | 0 | 0 | 0 | 0 | 0 | 0 | 0 | 0 | 0 | 0 | 0 | 0 | 0 | 0 | 0 | 0 | 0 | 0
F5_Commercial_Interruptible - Health_New_Space Heating_Natural Gas_HVAC - Energy Recovery Ventilator_A_Achievable Economic UCT Potential | F5 | Commercial | Interruptible - Health | New | Space Heating | Natural Gas | HVAC - Energy Recovery Ventilator | A | Incremental Summer Peak Savings (MW) | Achievable Economic UCT Potential | 0 | 0 | 0 | 0 | 0 | 0 | 0 | 0 | 0 | 0 | 0 | 0 | 0 | 0 | 0 | 0 | 0 | 0 | 0 | 0 | 0 | 0 | 0 | 0 | 0 | 0 | 0
F6_Commercial_Interruptible - Health_New_Space Heating_Natural Gas_HVAC - Energy Recovery Ventilator_A_Achievable Economic UCT Potential | F6 | Commercial | Interruptible - Health | New | Space Heating | Natural Gas | HVAC - Energy Recovery Ventilator | A | Incremental Winter Peak Savings (MW) | Achievable Economic UCT Potential | 0 | 0 | 0 | 0 | 0 | 0 | 0 | 0 | 0 | 0 | 0 | 0 | 0 | 0 | 0 | 0 | 0 | 0 | 0 | 0 | 0 | 0 | 0 | 0 | 0 | 0 | 0
F7_Commercial_Interruptible - Health_New_Space Heating_Natural Gas_HVAC - Energy Recovery Ventilator_A_Achievable Economic UCT Potential | F7 | Commercial | Interruptible - Health | New | Space Heating | Natural Gas | HVAC - Energy Recovery Ventilator | A | Cumulative Energy Savings (MWh or mTherms) | Achievable Economic UCT Potential | 0 | 0 | 0 | 0 | 0 | 0 | 0 | 0 | 0 | 0 | 0 | 0 | 0 | 0 | 0 | 0 | 0 | 0 | 0 | 0 | 0 | 0 | 0 | 0 | 0 | 0 | 0
F8_Commercial_Interruptible - Health_New_Space Heating_Natural Gas_HVAC - Energy Recovery Ventilator_A_Achievable Economic UCT Potential | F8 | Commercial | Interruptible - Health | New | Space Heating | Natural Gas | HVAC - Energy Recovery Ventilator | A | Cumulative Summer Peak Savings (MW) | Achievable Economic UCT Potential | 0 | 0 | 0 | 0 | 0 | 0 | 0 | 0 | 0 | 0 | 0 | 0 | 0 | 0 | 0 | 0 | 0 | 0 | 0 | 0 | 0 | 0 | 0 | 0 | 0 | 0 | 0
F9_Commercial_Interruptible - Health_New_Space Heating_Natural Gas_HVAC - Energy Recovery Ventilator_A_Achievable Economic UCT Potential | F9 | Commercial | Interruptible - Health | New | Space Heating | Natural Gas | HVAC - Energy Recovery Ventilator | A | Cumulative Winter Peak Savings (MW) | Achievable Economic UCT Potential | 0 | 0 | 0 | 0 | 0 | 0 | 0 | 0 | 0 | 0 | 0 | 0 | 0 | 0 | 0 | 0 | 0 | 0 | 0 | 0 | 0 | 0 | 0 | 0 | 0 | 0 | 0
F10_Commercial_Interruptible - Health_New_Space Heating_Natural Gas_HVAC - Energy Recovery Ventilator_A_Achievable Economic UCT Potential | F10 | Commercial | Interruptible - Health | New | Space Heating | Natural Gas | HVAC - Energy Recovery Ventilator | A | Purchases (Incremental) | Achievable Economic UCT Potential | 0 | 0 | 0 | 0 | 0 | 0 | 0 | 0 | 0 | 0 | 0 | 0 | 0 | 0 | 0 | 0 | 0 | 0 | 0 | 0 | 0 | 0 | 0 | 0 | 0 | 0 | 0
F11_Commercial_Interruptible - Health_New_Space Heating_Natural Gas_HVAC - Energy Recovery Ventilator_A_Achievable Economic UCT Potential | F11 | Commercial | Interruptible - Health | New | Space Heating | Natural Gas | HVAC - Energy Recovery Ventilator | A | Purchases (Cumulative) | Achievable Economic UCT Potential | 0 | 0 | 0 | 0 | 0 | 0 | 0 | 0 | 0 | 0 | 0 | 0 | 0 | 0 | 0 | 0 | 0 | 0 | 0 | 0 | 0 | 0 | 0 | 0 | 0 | 0 | 0
F1_Commercial_Interruptible - Health_New_Space Heating_Natural Gas_Building Shell - Air Sealing (Infiltration Control)_A_Achievable Economic UCT Potential | F1 | Commercial | Interruptible - Health | New | Space Heating | Natural Gas | Building Shell - Air Sealing (Infiltration Control) | A | Integrated Unit Energy Savings (kWh or therms) | Achievable Economic UCT Potential | 0 | 0 | 0 | 0 | 0 | 0 | 0 | 0 | 0 | 0 | 0 | 0 | 0 | 0 | 0 | 0 | 0 | 0 | 0 | 0 | 0 | 0 | 0 | 0 | 0 | 0 | 0
F2_Commercial_Interruptible - Health_New_Space Heating_Natural Gas_Building Shell - Air Sealing (Infiltration Control)_A_Achievable Economic UCT Potential | F2 | Commercial | Interruptible - Health | New | Space Heating | Natural Gas | Building Shell - Air Sealing (Infiltration Control) | A | Integrated Unit Summer Peak Savings (kW) | Achievable Economic UCT Potential | 0 | 0 | 0 | 0 | 0 | 0 | 0 | 0 | 0 | 0 | 0 | 0 | 0 | 0 | 0 | 0 | 0 | 0 | 0 | 0 | 0 | 0 | 0 | 0 | 0 | 0 | 0
F3_Commercial_Interruptible - Health_New_Space Heating_Natural Gas_Building Shell - Air Sealing (Infiltration Control)_A_Achievable Economic UCT Potential | F3 | Commercial | Interruptible - Health | New | Space Heating | Natural Gas | Building Shell - Air Sealing (Infiltration Control) | A | Integrated Unit Winter Peak Savings (kW) | Achievable Economic UCT Potential | 0 | 0 | 0 | 0 | 0 | 0 | 0 | 0 | 0 | 0 | 0 | 0 | 0 | 0 | 0 | 0 | 0 | 0 | 0 | 0 | 0 | 0 | 0 | 0 | 0 | 0 | 0
F4_Commercial_Interruptible - Health_New_Space Heating_Natural Gas_Building Shell - Air Sealing (Infiltration Control)_A_Achievable Economic UCT Potential | F4 | Commercial | Interruptible - Health | New | Space Heating | Natural Gas | Building Shell - Air Sealing (Infiltration Control) | A | Incremental Energy Savings (MWh or mTherms) | Achievable Economic UCT Potential | 0 | 0 | 0 | 0 | 0 | 0 | 0 | 0 | 0 | 0 | 0 | 0 | 0 | 0 | 0 | 0 | 0 | 0 | 0 | 0 | 0 | 0 | 0 | 0 | 0 | 0 | 0
F5_Commercial_Interruptible - Health_New_Space Heating_Natural Gas_Building Shell - Air Sealing (Infiltration Control)_A_Achievable Economic UCT Potential | F5 | Commercial | Interruptible - Health | New | Space Heating | Natural Gas | Building Shell - Air Sealing (Infiltration Control) | A | Incremental Summer Peak Savings (MW) | Achievable Economic UCT Potential | 0 | 0 | 0 | 0 | 0 | 0 | 0 | 0 | 0 | 0 | 0 | 0 | 0 | 0 | 0 | 0 | 0 | 0 | 0 | 0 | 0 | 0 | 0 | 0 | 0 | 0 | 0
F6_Commercial_Interruptible - Health_New_Space Heating_Natural Gas_Building Shell - Air Sealing (Infiltration Control)_A_Achievable Economic UCT Potential | F6 | Commercial | Interruptible - Health | New | Space Heating | Natural Gas | Building Shell - Air Sealing (Infiltration Control) | A | Incremental Winter Peak Savings (MW) | Achievable Economic UCT Potential | 0 | 0 | 0 | 0 | 0 | 0 | 0 | 0 | 0 | 0 | 0 | 0 | 0 | 0 | 0 | 0 | 0 | 0 | 0 | 0 | 0 | 0 | 0 | 0 | 0 | 0 | 0
F7_Commercial_Interruptible - Health_New_Space Heating_Natural Gas_Building Shell - Air Sealing (Infiltration Control)_A_Achievable Economic UCT Potential | F7 | Commercial | Interruptible - Health | New | Space Heating | Natural Gas | Building Shell - Air Sealing (Infiltration Control) | A | Cumulative Energy Savings (MWh or mTherms) | Achievable Economic UCT Potential | 0 | 0 | 0 | 0 | 0 | 0 | 0 | 0 | 0 | 0 | 0 | 0 | 0 | 0 | 0 | 0 | 0 | 0 | 0 | 0 | 0 | 0 | 0 | 0 | 0 | 0 | 0
F8_Commercial_Interruptible - Health_New_Space Heating_Natural Gas_Building Shell - Air Sealing (Infiltration Control)_A_Achievable Economic UCT Potential | F8 | Commercial | Interruptible - Health | New | Space Heating | Natural Gas | Building Shell - Air Sealing (Infiltration Control) | A | Cumulative Summer Peak Savings (MW) | Achievable Economic UCT Potential | 0 | 0 | 0 | 0 | 0 | 0 | 0 | 0 | 0 | 0 | 0 | 0 | 0 | 0 | 0 | 0 | 0 | 0 | 0 | 0 | 0 | 0 | 0 | 0 | 0 | 0 | 0
F9_Commercial_Interruptible - Health_New_Space Heating_Natural Gas_Building Shell - Air Sealing (Infiltration Control)_A_Achievable Economic UCT Potential | F9 | Commercial | Interruptible - Health | New | Space Heating | Natural Gas | Building Shell - Air Sealing (Infiltration Control) | A | Cumulative Winter Peak Savings (MW) | Achievable Economic UCT Potential | 0 | 0 | 0 | 0 | 0 | 0 | 0 | 0 | 0 | 0 | 0 | 0 | 0 | 0 | 0 | 0 | 0 | 0 | 0 | 0 | 0 | 0 | 0 | 0 | 0 | 0 | 0
F10_Commercial_Interruptible - Health_New_Space Heating_Natural Gas_Building Shell - Air Sealing (Infiltration Control)_A_Achievable Economic UCT Potential | F10 | Commercial | Interruptible - Health | New | Space Heating | Natural Gas | Building Shell - Air Sealing (Infiltration Control) | A | Purchases (Incremental) | Achievable Economic UCT Potential | 0 | 0 | 0 | 0 | 0 | 0 | 0 | 0 | 0 | 0 | 0 | 0 | 0 | 0 | 0 | 0 | 0 | 0 | 0 | 0 | 0 | 0 | 0 | 0 | 0 | 0 | 0
F11_Commercial_Interruptible - Health_New_Space Heating_Natural Gas_Building Shell - Air Sealing (Infiltration Control)_A_Achievable Economic UCT Potential | F11 | Commercial | Interruptible - Health | New | Space Heating | Natural Gas | Building Shell - Air Sealing (Infiltration Control) | A | Purchases (Cumulative) | Achievable Economic UCT Potential | 0 | 0 | 0 | 0 | 0 | 0 | 0 | 0 | 0 | 0 | 0 | 0 | 0 | 0 | 0 | 0 | 0 | 0 | 0 | 0 | 0 | 0 | 0 | 0 | 0 | 0 | 0
F1_Commercial_Interruptible - Health_New_Space Heating_Natural Gas_Ventilation - Demand Controlled_A_Achievable Economic UCT Potential | F1 | Commercial | Interruptible - Health | New | Space Heating | Natural Gas | Ventilation - Demand Controlled | A | Integrated Unit Energy Savings (kWh or therms) | Achievable Economic UCT Potential | 0 | 0 | 0 | 0 | 0 | 0 | 0 | 0 | 0 | 0 | 0 | 0 | 0 | 0 | 0 | 0 | 0 | 0 | 0 | 0 | 0 | 0 | 0 | 0 | 0 | 0 | 0
F2_Commercial_Interruptible - Health_New_Space Heating_Natural Gas_Ventilation - Demand Controlled_A_Achievable Economic UCT Potential | F2 | Commercial | Interruptible - Health | New | Space Heating | Natural Gas | Ventilation - Demand Controlled | A | Integrated Unit Summer Peak Savings (kW) | Achievable Economic UCT Potential | 0 | 0 | 0 | 0 | 0 | 0 | 0 | 0 | 0 | 0 | 0 | 0 | 0 | 0 | 0 | 0 | 0 | 0 | 0 | 0 | 0 | 0 | 0 | 0 | 0 | 0 | 0
F3_Commercial_Interruptible - Health_New_Space Heating_Natural Gas_Ventilation - Demand Controlled_A_Achievable Economic UCT Potential | F3 | Commercial | Interruptible - Health | New | Space Heating | Natural Gas | Ventilation - Demand Controlled | A | Integrated Unit Winter Peak Savings (kW) | Achievable Economic UCT Potential | 0 | 0 | 0 | 0 | 0 | 0 | 0 | 0 | 0 | 0 | 0 | 0 | 0 | 0 | 0 | 0 | 0 | 0 | 0 | 0 | 0 | 0 | 0 | 0 | 0 | 0 | 0
F4_Commercial_Interruptible - Health_New_Space Heating_Natural Gas_Ventilation - Demand Controlled_A_Achievable Economic UCT Potential | F4 | Commercial | Interruptible - Health | New | Space Heating | Natural Gas | Ventilation - Demand Controlled | A | Incremental Energy Savings (MWh or mTherms) | Achievable Economic UCT Potential | 0 | 0 | 0 | 0 | 0 | 0 | 0 | 0 | 0 | 0 | 0 | 0 | 0 | 0 | 0 | 0 | 0 | 0 | 0 | 0 | 0 | 0 | 0 | 0 | 0 | 0 | 0
F5_Commercial_Interruptible - Health_New_Space Heating_Natural Gas_Ventilation - Demand Controlled_A_Achievable Economic UCT Potential | F5 | Commercial | Interruptible - Health | New | Space Heating | Natural Gas | Ventilation - Demand Controlled | A | Incremental Summer Peak Savings (MW) | Achievable Economic UCT Potential | 0 | 0 | 0 | 0 | 0 | 0 | 0 | 0 | 0 | 0 | 0 | 0 | 0 | 0 | 0 | 0 | 0 | 0 | 0 | 0 | 0 | 0 | 0 | 0 | 0 | 0 | 0
F6_Commercial_Interruptible - Health_New_Space Heating_Natural Gas_Ventilation - Demand Controlled_A_Achievable Economic UCT Potential | F6 | Commercial | Interruptible - Health | New | Space Heating | Natural Gas | Ventilation - Demand Controlled | A | Incremental Winter Peak Savings (MW) | Achievable Economic UCT Potential | 0 | 0 | 0 | 0 | 0 | 0 | 0 | 0 | 0 | 0 | 0 | 0 | 0 | 0 | 0 | 0 | 0 | 0 | 0 | 0 | 0 | 0 | 0 | 0 | 0 | 0 | 0
F7_Commercial_Interruptible - Health_New_Space Heating_Natural Gas_Ventilation - Demand Controlled_A_Achievable Economic UCT Potential | F7 | Commercial | Interruptible - Health | New | Space Heating | Natural Gas | Ventilation - Demand Controlled | A | Cumulative Energy Savings (MWh or mTherms) | Achievable Economic UCT Potential | 0 | 0 | 0 | 0 | 0 | 0 | 0 | 0 | 0 | 0 | 0 | 0 | 0 | 0 | 0 | 0 | 0 | 0 | 0 | 0 | 0 | 0 | 0 | 0 | 0 | 0 | 0
F8_Commercial_Interruptible - Health_New_Space Heating_Natural Gas_Ventilation - Demand Controlled_A_Achievable Economic UCT Potential | F8 | Commercial | Interruptible - Health | New | Space Heating | Natural Gas | Ventilation - Demand Controlled | A | Cumulative Summer Peak Savings (MW) | Achievable Economic UCT Potential | 0 | 0 | 0 | 0 | 0 | 0 | 0 | 0 | 0 | 0 | 0 | 0 | 0 | 0 | 0 | 0 | 0 | 0 | 0 | 0 | 0 | 0 | 0 | 0 | 0 | 0 | 0
F9_Commercial_Interruptible - Health_New_Space Heating_Natural Gas_Ventilation - Demand Controlled_A_Achievable Economic UCT Potential | F9 | Commercial | Interruptible - Health | New | Space Heating | Natural Gas | Ventilation - Demand Controlled | A | Cumulative Winter Peak Savings (MW) | Achievable Economic UCT Potential | 0 | 0 | 0 | 0 | 0 | 0 | 0 | 0 | 0 | 0 | 0 | 0 | 0 | 0 | 0 | 0 | 0 | 0 | 0 | 0 | 0 | 0 | 0 | 0 | 0 | 0 | 0
F10_Commercial_Interruptible - Health_New_Space Heating_Natural Gas_Ventilation - Demand Controlled_A_Achievable Economic UCT Potential | F10 | Commercial | Interruptible - Health | New | Space Heating | Natural Gas | Ventilation - Demand Controlled | A | Purchases (Incremental) | Achievable Economic UCT Potential | 0 | 0 | 0 | 0 | 0 | 0 | 0 | 0 | 0 | 0 | 0 | 0 | 0 | 0 | 0 | 0 | 0 | 0 | 0 | 0 | 0 | 0 | 0 | 0 | 0 | 0 | 0
F11_Commercial_Interruptible - Health_New_Space Heating_Natural Gas_Ventilation - Demand Controlled_A_Achievable Economic UCT Potential | F11 | Commercial | Interruptible - Health | New | Space Heating | Natural Gas | Ventilation - Demand Controlled | A | Purchases (Cumulative) | Achievable Economic UCT Potential | 0 | 0 | 0 | 0 | 0 | 0 | 0 | 0 | 0 | 0 | 0 | 0 | 0 | 0 | 0 | 0 | 0 | 0 | 0 | 0 | 0 | 0 | 0 | 0 | 0 | 0 | 0
F1_Commercial_Interruptible - Health_New_Space Heating_Natural Gas_HVAC - Dedicated Outdoor Air System (DOAS)_A_Achievable Economic UCT Potential | F1 | Commercial | Interruptible - Health | New | Space Heating | Natural Gas | HVAC - Dedicated Outdoor Air System (DOAS) | A | Integrated Unit Energy Savings (kWh or therms) | Achievable Economic UCT Potential | 0 | 0 | 0 | 0 | 0 | 0 | 0 | 0 | 0 | 0 | 0 | 0 | 0 | 0 | 0 | 0 | 0 | 0 | 0 | 0 | 0 | 0 | 0 | 0 | 0 | 0 | 0
F2_Commercial_Interruptible - Health_New_Space Heating_Natural Gas_HVAC - Dedicated Outdoor Air System (DOAS)_A_Achievable Economic UCT Potential | F2 | Commercial | Interruptible - Health | New | Space Heating | Natural Gas | HVAC - Dedicated Outdoor Air System (DOAS) | A | Integrated Unit Summer Peak Savings (kW) | Achievable Economic UCT Potential | 0 | 0 | 0 | 0 | 0 | 0 | 0 | 0 | 0 | 0 | 0 | 0 | 0 | 0 | 0 | 0 | 0 | 0 | 0 | 0 | 0 | 0 | 0 | 0 | 0 | 0 | 0
F3_Commercial_Interruptible - Health_New_Space Heating_Natural Gas_HVAC - Dedicated Outdoor Air System (DOAS)_A_Achievable Economic UCT Potential | F3 | Commercial | Interruptible - Health | New | Space Heating | Natural Gas | HVAC - Dedicated Outdoor Air System (DOAS) | A | Integrated Unit Winter Peak Savings (kW) | Achievable Economic UCT Potential | 0 | 0 | 0 | 0 | 0 | 0 | 0 | 0 | 0 | 0 | 0 | 0 | 0 | 0 | 0 | 0 | 0 | 0 | 0 | 0 | 0 | 0 | 0 | 0 | 0 | 0 | 0
F4_Commercial_Interruptible - Health_New_Space Heating_Natural Gas_HVAC - Dedicated Outdoor Air System (DOAS)_A_Achievable Economic UCT Potential | F4 | Commercial | Interruptible - Health | New | Space Heating | Natural Gas | HVAC - Dedicated Outdoor Air System (DOAS) | A | Incremental Energy Savings (MWh or mTherms) | Achievable Economic UCT Potential | 0 | 0 | 0 | 0 | 0 | 0 | 0 | 0 | 0 | 0 | 0 | 0 | 0 | 0 | 0 | 0 | 0 | 0 | 0 | 0 | 0 | 0 | 0 | 0 | 0 | 0 | 0
F5_Commercial_Interruptible - Health_New_Space Heating_Natural Gas_HVAC - Dedicated Outdoor Air System (DOAS)_A_Achievable Economic UCT Potential | F5 | Commercial | Interruptible - Health | New | Space Heating | Natural Gas | HVAC - Dedicated Outdoor Air System (DOAS) | A | Incremental Summer Peak Savings (MW) | Achievable Economic UCT Potential | 0 | 0 | 0 | 0 | 0 | 0 | 0 | 0 | 0 | 0 | 0 | 0 | 0 | 0 | 0 | 0 | 0 | 0 | 0 | 0 | 0 | 0 | 0 | 0 | 0 | 0 | 0
F6_Commercial_Interruptible - Health_New_Space Heating_Natural Gas_HVAC - Dedicated Outdoor Air System (DOAS)_A_Achievable Economic UCT Potential | F6 | Commercial | Interruptible - Health | New | Space Heating | Natural Gas | HVAC - Dedicated Outdoor Air System (DOAS) | A | Incremental Winter Peak Savings (MW) | Achievable Economic UCT Potential | 0 | 0 | 0 | 0 | 0 | 0 | 0 | 0 | 0 | 0 | 0 | 0 | 0 | 0 | 0 | 0 | 0 | 0 | 0 | 0 | 0 | 0 | 0 | 0 | 0 | 0 | 0
F7_Commercial_Interruptible - Health_New_Space Heating_Natural Gas_HVAC - Dedicated Outdoor Air System (DOAS)_A_Achievable Economic UCT Potential | F7 | Commercial | Interruptible - Health | New | Space Heating | Natural Gas | HVAC - Dedicated Outdoor Air System (DOAS) | A | Cumulative Energy Savings (MWh or mTherms) | Achievable Economic UCT Potential | 0 | 0 | 0 | 0 | 0 | 0 | 0 | 0 | 0 | 0 | 0 | 0 | 0 | 0 | 0 | 0 | 0 | 0 | 0 | 0 | 0 | 0 | 0 | 0 | 0 | 0 | 0
F8_Commercial_Interruptible - Health_New_Space Heating_Natural Gas_HVAC - Dedicated Outdoor Air System (DOAS)_A_Achievable Economic UCT Potential | F8 | Commercial | Interruptible - Health | New | Space Heating | Natural Gas | HVAC - Dedicated Outdoor Air System (DOAS) | A | Cumulative Summer Peak Savings (MW) | Achievable Economic UCT Potential | 0 | 0 | 0 | 0 | 0 | 0 | 0 | 0 | 0 | 0 | 0 | 0 | 0 | 0 | 0 | 0 | 0 | 0 | 0 | 0 | 0 | 0 | 0 | 0 | 0 | 0 | 0
F9_Commercial_Interruptible - Health_New_Space Heating_Natural Gas_HVAC - Dedicated Outdoor Air System (DOAS)_A_Achievable Economic UCT Potential | F9 | Commercial | Interruptible - Health | New | Space Heating | Natural Gas | HVAC - Dedicated Outdoor Air System (DOAS) | A | Cumulative Winter Peak Savings (MW) | Achievable Economic UCT Potential | 0 | 0 | 0 | 0 | 0 | 0 | 0 | 0 | 0 | 0 | 0 | 0 | 0 | 0 | 0 | 0 | 0 | 0 | 0 | 0 | 0 | 0 | 0 | 0 | 0 | 0 | 0
F10_Commercial_Interruptible - Health_New_Space Heating_Natural Gas_HVAC - Dedicated Outdoor Air System (DOAS)_A_Achievable Economic UCT Potential | F10 | Commercial | Interruptible - Health | New | Space Heating | Natural Gas | HVAC - Dedicated Outdoor Air System (DOAS) | A | Purchases (Incremental) | Achievable Economic UCT Potential | 0 | 0 | 0 | 0 | 0 | 0 | 0 | 0 | 0 | 0 | 0 | 0 | 0 | 0 | 0 | 0 | 0 | 0 | 0 | 0 | 0 | 0 | 0 | 0 | 0 | 0 | 0
F11_Commercial_Interruptible - Health_New_Space Heating_Natural Gas_HVAC - Dedicated Outdoor Air System (DOAS)_A_Achievable Economic UCT Potential | F11 | Commercial | Interruptible - Health | New | Space Heating | Natural Gas | HVAC - Dedicated Outdoor Air System (DOAS) | A | Purchases (Cumulative) | Achievable Economic UCT Potential | 0 | 0 | 0 | 0 | 0 | 0 | 0 | 0 | 0 | 0 | 0 | 0 | 0 | 0 | 0 | 0 | 0 | 0 | 0 | 0 | 0 | 0 | 0 | 0 | 0 | 0 | 0
F1_Commercial_Interruptible - Health_New_Space Heating_Natural Gas_Destratification Fans (HVLS)_A_Achievable Economic UCT Potential | F1 | Commercial | Interruptible - Health | New | Space Heating | Natural Gas | Destratification Fans (HVLS) | A | Integrated Unit Energy Savings (kWh or therms) | Achievable Economic UCT Potential | 0 | 0 | 0 | 0 | 0 | 0 | 0 | 0 | 0 | 0 | 0 | 0 | 0 | 0 | 0 | 0 | 0 | 0 | 0 | 0 | 0 | 0 | 0 | 0 | 0 | 0 | 0
F2_Commercial_Interruptible - Health_New_Space Heating_Natural Gas_Destratification Fans (HVLS)_A_Achievable Economic UCT Potential | F2 | Commercial | Interruptible - Health | New | Space Heating | Natural Gas | Destratification Fans (HVLS) | A | Integrated Unit Summer Peak Savings (kW) | Achievable Economic UCT Potential | 0 | 0 | 0 | 0 | 0 | 0 | 0 | 0 | 0 | 0 | 0 | 0 | 0 | 0 | 0 | 0 | 0 | 0 | 0 | 0 | 0 | 0 | 0 | 0 | 0 | 0 | 0
F3_Commercial_Interruptible - Health_New_Space Heating_Natural Gas_Destratification Fans (HVLS)_A_Achievable Economic UCT Potential | F3 | Commercial | Interruptible - Health | New | Space Heating | Natural Gas | Destratification Fans (HVLS) | A | Integrated Unit Winter Peak Savings (kW) | Achievable Economic UCT Potential | 0 | 0 | 0 | 0 | 0 | 0 | 0 | 0 | 0 | 0 | 0 | 0 | 0 | 0 | 0 | 0 | 0 | 0 | 0 | 0 | 0 | 0 | 0 | 0 | 0 | 0 | 0
F4_Commercial_Interruptible - Health_New_Space Heating_Natural Gas_Destratification Fans (HVLS)_A_Achievable Economic UCT Potential | F4 | Commercial | Interruptible - Health | New | Space Heating | Natural Gas | Destratification Fans (HVLS) | A | Incremental Energy Savings (MWh or mTherms) | Achievable Economic UCT Potential | 0 | 0 | 0 | 0 | 0 | 0 | 0 | 0 | 0 | 0 | 0 | 0 | 0 | 0 | 0 | 0 | 0 | 0 | 0 | 0 | 0 | 0 | 0 | 0 | 0 | 0 | 0
F5_Commercial_Interruptible - Health_New_Space Heating_Natural Gas_Destratification Fans (HVLS)_A_Achievable Economic UCT Potential | F5 | Commercial | Interruptible - Health | New | Space Heating | Natural Gas | Destratification Fans (HVLS) | A | Incremental Summer Peak Savings (MW) | Achievable Economic UCT Potential | 0 | 0 | 0 | 0 | 0 | 0 | 0 | 0 | 0 | 0 | 0 | 0 | 0 | 0 | 0 | 0 | 0 | 0 | 0 | 0 | 0 | 0 | 0 | 0 | 0 | 0 | 0
F6_Commercial_Interruptible - Health_New_Space Heating_Natural Gas_Destratification Fans (HVLS)_A_Achievable Economic UCT Potential | F6 | Commercial | Interruptible - Health | New | Space Heating | Natural Gas | Destratification Fans (HVLS) | A | Incremental Winter Peak Savings (MW) | Achievable Economic UCT Potential | 0 | 0 | 0 | 0 | 0 | 0 | 0 | 0 | 0 | 0 | 0 | 0 | 0 | 0 | 0 | 0 | 0 | 0 | 0 | 0 | 0 | 0 | 0 | 0 | 0 | 0 | 0
F7_Commercial_Interruptible - Health_New_Space Heating_Natural Gas_Destratification Fans (HVLS)_A_Achievable Economic UCT Potential | F7 | Commercial | Interruptible - Health | New | Space Heating | Natural Gas | Destratification Fans (HVLS) | A | Cumulative Energy Savings (MWh or mTherms) | Achievable Economic UCT Potential | 0 | 0 | 0 | 0 | 0 | 0 | 0 | 0 | 0 | 0 | 0 | 0 | 0 | 0 | 0 | 0 | 0 | 0 | 0 | 0 | 0 | 0 | 0 | 0 | 0 | 0 | 0
F8_Commercial_Interruptible - Health_New_Space Heating_Natural Gas_Destratification Fans (HVLS)_A_Achievable Economic UCT Potential | F8 | Commercial | Interruptible - Health | New | Space Heating | Natural Gas | Destratification Fans (HVLS) | A | Cumulative Summer Peak Savings (MW) | Achievable Economic UCT Potential | 0 | 0 | 0 | 0 | 0 | 0 | 0 | 0 | 0 | 0 | 0 | 0 | 0 | 0 | 0 | 0 | 0 | 0 | 0 | 0 | 0 | 0 | 0 | 0 | 0 | 0 | 0
F9_Commercial_Interruptible - Health_New_Space Heating_Natural Gas_Destratification Fans (HVLS)_A_Achievable Economic UCT Potential | F9 | Commercial | Interruptible - Health | New | Space Heating | Natural Gas | Destratification Fans (HVLS) | A | Cumulative Winter Peak Savings (MW) | Achievable Economic UCT Potential | 0 | 0 | 0 | 0 | 0 | 0 | 0 | 0 | 0 | 0 | 0 | 0 | 0 | 0 | 0 | 0 | 0 | 0 | 0 | 0 | 0 | 0 | 0 | 0 | 0 | 0 | 0
F10_Commercial_Interruptible - Health_New_Space Heating_Natural Gas_Destratification Fans (HVLS)_A_Achievable Economic UCT Potential | F10 | Commercial | Interruptible - Health | New | Space Heating | Natural Gas | Destratification Fans (HVLS) | A | Purchases (Incremental) | Achievable Economic UCT Potential | 0 | 0 | 0 | 0 | 0 | 0 | 0 | 0 | 0 | 0 | 0 | 0 | 0 | 0 | 0 | 0 | 0 | 0 | 0 | 0 | 0 | 0 | 0 | 0 | 0 | 0 | 0
F11_Commercial_Interruptible - Health_New_Space Heating_Natural Gas_Destratification Fans (HVLS)_A_Achievable Economic UCT Potential | F11 | Commercial | Interruptible - Health | New | Space Heating | Natural Gas | Destratification Fans (HVLS) | A | Purchases (Cumulative) | Achievable Economic UCT Potential | 0 | 0 | 0 | 0 | 0 | 0 | 0 | 0 | 0 | 0 | 0 | 0 | 0 | 0 | 0 | 0 | 0 | 0 | 0 | 0 | 0 | 0 | 0 | 0 | 0 | 0 | 0
F1_Commercial_Interruptible - Health_New_Space Heating_Natural Gas_Gas Boiler - Maintenance_A_Achievable Economic UCT Potential | F1 | Commercial | Interruptible - Health | New | Space Heating | Natural Gas | Gas Boiler - Maintenance | A | Integrated Unit Energy Savings (kWh or therms) | Achievable Economic UCT Potential | 0 | 0 | 0 | 0 | 0 | 0 | 0 | 0 | 0 | 0 | 0 | 0 | 0 | 0 | 0 | 0 | 0 | 0 | 0 | 0 | 0 | 0 | 0 | 0 | 0 | 0 | 0
F2_Commercial_Interruptible - Health_New_Space Heating_Natural Gas_Gas Boiler - Maintenance_A_Achievable Economic UCT Potential | F2 | Commercial | Interruptible - Health | New | Space Heating | Natural Gas | Gas Boiler - Maintenance | A | Integrated Unit Summer Peak Savings (kW) | Achievable Economic UCT Potential | 0 | 0 | 0 | 0 | 0 | 0 | 0 | 0 | 0 | 0 | 0 | 0 | 0 | 0 | 0 | 0 | 0 | 0 | 0 | 0 | 0 | 0 | 0 | 0 | 0 | 0 | 0
F3_Commercial_Interruptible - Health_New_Space Heating_Natural Gas_Gas Boiler - Maintenance_A_Achievable Economic UCT Potential | F3 | Commercial | Interruptible - Health | New | Space Heating | Natural Gas | Gas Boiler - Maintenance | A | Integrated Unit Winter Peak Savings (kW) | Achievable Economic UCT Potential | 0 | 0 | 0 | 0 | 0 | 0 | 0 | 0 | 0 | 0 | 0 | 0 | 0 | 0 | 0 | 0 | 0 | 0 | 0 | 0 | 0 | 0 | 0 | 0 | 0 | 0 | 0
F4_Commercial_Interruptible - Health_New_Space Heating_Natural Gas_Gas Boiler - Maintenance_A_Achievable Economic UCT Potential | F4 | Commercial | Interruptible - Health | New | Space Heating | Natural Gas | Gas Boiler - Maintenance | A | Incremental Energy Savings (MWh or mTherms) | Achievable Economic UCT Potential | 0 | 0 | 0 | 0 | 0 | 0 | 0 | 0 | 0 | 0 | 0 | 0 | 0 | 0 | 0 | 0 | 0 | 0 | 0 | 0 | 0 | 0 | 0 | 0 | 0 | 0 | 0
F5_Commercial_Interruptible - Health_New_Space Heating_Natural Gas_Gas Boiler - Maintenance_A_Achievable Economic UCT Potential | F5 | Commercial | Interruptible - Health | New | Space Heating | Natural Gas | Gas Boiler - Maintenance | A | Incremental Summer Peak Savings (MW) | Achievable Economic UCT Potential | 0 | 0 | 0 | 0 | 0 | 0 | 0 | 0 | 0 | 0 | 0 | 0 | 0 | 0 | 0 | 0 | 0 | 0 | 0 | 0 | 0 | 0 | 0 | 0 | 0 | 0 | 0
F6_Commercial_Interruptible - Health_New_Space Heating_Natural Gas_Gas Boiler - Maintenance_A_Achievable Economic UCT Potential | F6 | Commercial | Interruptible - Health | New | Space Heating | Natural Gas | Gas Boiler - Maintenance | A | Incremental Winter Peak Savings (MW) | Achievable Economic UCT Potential | 0 | 0 | 0 | 0 | 0 | 0 | 0 | 0 | 0 | 0 | 0 | 0 | 0 | 0 | 0 | 0 | 0 | 0 | 0 | 0 | 0 | 0 | 0 | 0 | 0 | 0 | 0
F7_Commercial_Interruptible - Health_New_Space Heating_Natural Gas_Gas Boiler - Maintenance_A_Achievable Economic UCT Potential | F7 | Commercial | Interruptible - Health | New | Space Heating | Natural Gas | Gas Boiler - Maintenance | A | Cumulative Energy Savings (MWh or mTherms) | Achievable Economic UCT Potential | 0 | 0 | 0 | 0 | 0 | 0 | 0 | 0 | 0 | 0 | 0 | 0 | 0 | 0 | 0 | 0 | 0 | 0 | 0 | 0 | 0 | 0 | 0 | 0 | 0 | 0 | 0
F8_Commercial_Interruptible - Health_New_Space Heating_Natural Gas_Gas Boiler - Maintenance_A_Achievable Economic UCT Potential | F8 | Commercial | Interruptible - Health | New | Space Heating | Natural Gas | Gas Boiler - Maintenance | A | Cumulative Summer Peak Savings (MW) | Achievable Economic UCT Potential | 0 | 0 | 0 | 0 | 0 | 0 | 0 | 0 | 0 | 0 | 0 | 0 | 0 | 0 | 0 | 0 | 0 | 0 | 0 | 0 | 0 | 0 | 0 | 0 | 0 | 0 | 0
F9_Commercial_Interruptible - Health_New_Space Heating_Natural Gas_Gas Boiler - Maintenance_A_Achievable Economic UCT Potential | F9 | Commercial | Interruptible - Health | New | Space Heating | Natural Gas | Gas Boiler - Maintenance | A | Cumulative Winter Peak Savings (MW) | Achievable Economic UCT Potential | 0 | 0 | 0 | 0 | 0 | 0 | 0 | 0 | 0 | 0 | 0 | 0 | 0 | 0 | 0 | 0 | 0 | 0 | 0 | 0 | 0 | 0 | 0 | 0 | 0 | 0 | 0
F10_Commercial_Interruptible - Health_New_Space Heating_Natural Gas_Gas Boiler - Maintenance_A_Achievable Economic UCT Potential | F10 | Commercial | Interruptible - Health | New | Space Heating | Natural Gas | Gas Boiler - Maintenance | A | Purchases (Incremental) | Achievable Economic UCT Potential | 0 | 0 | 0 | 0 | 0 | 0 | 0 | 0 | 0 | 0 | 0 | 0 | 0 | 0 | 0 | 0 | 0 | 0 | 0 | 0 | 0 | 0 | 0 | 0 | 0 | 0 | 0
F11_Commercial_Interruptible - Health_New_Space Heating_Natural Gas_Gas Boiler - Maintenance_A_Achievable Economic UCT Potential | F11 | Commercial | Interruptible - Health | New | Space Heating | Natural Gas | Gas Boiler - Maintenance | A | Purchases (Cumulative) | Achievable Economic UCT Potential | 0 | 0 | 0 | 0 | 0 | 0 | 0 | 0 | 0 | 0 | 0 | 0 | 0 | 0 | 0 | 0 | 0 | 0 | 0 | 0 | 0 | 0 | 0 | 0 | 0 | 0 | 0
F1_Commercial_Interruptible - Health_New_Space Heating_Natural Gas_Gas Furnace - Maintenance_A_Achievable Economic UCT Potential | F1 | Commercial | Interruptible - Health | New | Space Heating | Natural Gas | Gas Furnace - Maintenance | A | Integrated Unit Energy Savings (kWh or therms) | Achievable Economic UCT Potential | 0 | 0 | 0 | 0 | 0 | 0 | 0 | 0 | 0 | 0 | 0 | 0 | 0 | 0 | 0 | 0 | 0 | 0 | 0 | 0 | 0 | 0 | 0 | 0 | 0 | 0 | 0
F2_Commercial_Interruptible - Health_New_Space Heating_Natural Gas_Gas Furnace - Maintenance_A_Achievable Economic UCT Potential | F2 | Commercial | Interruptible - Health | New | Space Heating | Natural Gas | Gas Furnace - Maintenance | A | Integrated Unit Summer Peak Savings (kW) | Achievable Economic UCT Potential | 0 | 0 | 0 | 0 | 0 | 0 | 0 | 0 | 0 | 0 | 0 | 0 | 0 | 0 | 0 | 0 | 0 | 0 | 0 | 0 | 0 | 0 | 0 | 0 | 0 | 0 | 0
F3_Commercial_Interruptible - Health_New_Space Heating_Natural Gas_Gas Furnace - Maintenance_A_Achievable Economic UCT Potential | F3 | Commercial | Interruptible - Health | New | Space Heating | Natural Gas | Gas Furnace - Maintenance | A | Integrated Unit Winter Peak Savings (kW) | Achievable Economic UCT Potential | 0 | 0 | 0 | 0 | 0 | 0 | 0 | 0 | 0 | 0 | 0 | 0 | 0 | 0 | 0 | 0 | 0 | 0 | 0 | 0 | 0 | 0 | 0 | 0 | 0 | 0 | 0
F4_Commercial_Interruptible - Health_New_Space Heating_Natural Gas_Gas Furnace - Maintenance_A_Achievable Economic UCT Potential | F4 | Commercial | Interruptible - Health | New | Space Heating | Natural Gas | Gas Furnace - Maintenance | A | Incremental Energy Savings (MWh or mTherms) | Achievable Economic UCT Potential | 0 | 0 | 0 | 0 | 0 | 0 | 0 | 0 | 0 | 0 | 0 | 0 | 0 | 0 | 0 | 0 | 0 | 0 | 0 | 0 | 0 | 0 | 0 | 0 | 0 | 0 | 0
F5_Commercial_Interruptible - Health_New_Space Heating_Natural Gas_Gas Furnace - Maintenance_A_Achievable Economic UCT Potential | F5 | Commercial | Interruptible - Health | New | Space Heating | Natural Gas | Gas Furnace - Maintenance | A | Incremental Summer Peak Savings (MW) | Achievable Economic UCT Potential | 0 | 0 | 0 | 0 | 0 | 0 | 0 | 0 | 0 | 0 | 0 | 0 | 0 | 0 | 0 | 0 | 0 | 0 | 0 | 0 | 0 | 0 | 0 | 0 | 0 | 0 | 0
F6_Commercial_Interruptible - Health_New_Space Heating_Natural Gas_Gas Furnace - Maintenance_A_Achievable Economic UCT Potential | F6 | Commercial | Interruptible - Health | New | Space Heating | Natural Gas | Gas Furnace - Maintenance | A | Incremental Winter Peak Savings (MW) | Achievable Economic UCT Potential | 0 | 0 | 0 | 0 | 0 | 0 | 0 | 0 | 0 | 0 | 0 | 0 | 0 | 0 | 0 | 0 | 0 | 0 | 0 | 0 | 0 | 0 | 0 | 0 | 0 | 0 | 0
F7_Commercial_Interruptible - Health_New_Space Heating_Natural Gas_Gas Furnace - Maintenance_A_Achievable Economic UCT Potential | F7 | Commercial | Interruptible - Health | New | Space Heating | Natural Gas | Gas Furnace - Maintenance | A | Cumulative Energy Savings (MWh or mTherms) | Achievable Economic UCT Potential | 0 | 0 | 0 | 0 | 0 | 0 | 0 | 0 | 0 | 0 | 0 | 0 | 0 | 0 | 0 | 0 | 0 | 0 | 0 | 0 | 0 | 0 | 0 | 0 | 0 | 0 | 0
F8_Commercial_Interruptible - Health_New_Space Heating_Natural Gas_Gas Furnace - Maintenance_A_Achievable Economic UCT Potential | F8 | Commercial | Interruptible - Health | New | Space Heating | Natural Gas | Gas Furnace - Maintenance | A | Cumulative Summer Peak Savings (MW) | Achievable Economic UCT Potential | 0 | 0 | 0 | 0 | 0 | 0 | 0 | 0 | 0 | 0 | 0 | 0 | 0 | 0 | 0 | 0 | 0 | 0 | 0 | 0 | 0 | 0 | 0 | 0 | 0 | 0 | 0
F9_Commercial_Interruptible - Health_New_Space Heating_Natural Gas_Gas Furnace - Maintenance_A_Achievable Economic UCT Potential | F9 | Commercial | Interruptible - Health | New | Space Heating | Natural Gas | Gas Furnace - Maintenance | A | Cumulative Winter Peak Savings (MW) | Achievable Economic UCT Potential | 0 | 0 | 0 | 0 | 0 | 0 | 0 | 0 | 0 | 0 | 0 | 0 | 0 | 0 | 0 | 0 | 0 | 0 | 0 | 0 | 0 | 0 | 0 | 0 | 0 | 0 | 0
F10_Commercial_Interruptible - Health_New_Space Heating_Natural Gas_Gas Furnace - Maintenance_A_Achievable Economic UCT Potential | F10 | Commercial | Interruptible - Health | New | Space Heating | Natural Gas | Gas Furnace - Maintenance | A | Purchases (Incremental) | Achievable Economic UCT Potential | 0 | 0 | 0 | 0 | 0 | 0 | 0 | 0 | 0 | 0 | 0 | 0 | 0 | 0 | 0 | 0 | 0 | 0 | 0 | 0 | 0 | 0 | 0 | 0 | 0 | 0 | 0
F11_Commercial_Interruptible - Health_New_Space Heating_Natural Gas_Gas Furnace - Maintenance_A_Achievable Economic UCT Potential | F11 | Commercial | Interruptible - Health | New | Space Heating | Natural Gas | Gas Furnace - Maintenance | A | Purchases (Cumulative) | Achievable Economic UCT Potential | 0 | 0 | 0 | 0 | 0 | 0 | 0 | 0 | 0 | 0 | 0 | 0 | 0 | 0 | 0 | 0 | 0 | 0 | 0 | 0 | 0 | 0 | 0 | 0 | 0 | 0 | 0
F1_Commercial_Interruptible - Health_New_Space Heating_Natural Gas_Gas Boiler - Hot Water Reset_A_Achievable Economic UCT Potential | F1 | Commercial | Interruptible - Health | New | Space Heating | Natural Gas | Gas Boiler - Hot Water Reset | A | Integrated Unit Energy Savings (kWh or therms) | Achievable Economic UCT Potential | 0 | 0 | 0 | 0 | 0 | 0 | 0 | 0 | 0 | 0 | 0 | 0 | 0 | 0 | 0 | 0 | 0 | 0 | 0 | 0 | 0 | 0 | 0 | 0 | 0 | 0 | 0
F2_Commercial_Interruptible - Health_New_Space Heating_Natural Gas_Gas Boiler - Hot Water Reset_A_Achievable Economic UCT Potential | F2 | Commercial | Interruptible - Health | New | Space Heating | Natural Gas | Gas Boiler - Hot Water Reset | A | Integrated Unit Summer Peak Savings (kW) | Achievable Economic UCT Potential | 0 | 0 | 0 | 0 | 0 | 0 | 0 | 0 | 0 | 0 | 0 | 0 | 0 | 0 | 0 | 0 | 0 | 0 | 0 | 0 | 0 | 0 | 0 | 0 | 0 | 0 | 0
F3_Commercial_Interruptible - Health_New_Space Heating_Natural Gas_Gas Boiler - Hot Water Reset_A_Achievable Economic UCT Potential | F3 | Commercial | Interruptible - Health | New | Space Heating | Natural Gas | Gas Boiler - Hot Water Reset | A | Integrated Unit Winter Peak Savings (kW) | Achievable Economic UCT Potential | 0 | 0 | 0 | 0 | 0 | 0 | 0 | 0 | 0 | 0 | 0 | 0 | 0 | 0 | 0 | 0 | 0 | 0 | 0 | 0 | 0 | 0 | 0 | 0 | 0 | 0 | 0
F4_Commercial_Interruptible - Health_New_Space Heating_Natural Gas_Gas Boiler - Hot Water Reset_A_Achievable Economic UCT Potential | F4 | Commercial | Interruptible - Health | New | Space Heating | Natural Gas | Gas Boiler - Hot Water Reset | A | Incremental Energy Savings (MWh or mTherms) | Achievable Economic UCT Potential | 0 | 0 | 0 | 0 | 0 | 0 | 0 | 0 | 0 | 0 | 0 | 0 | 0 | 0 | 0 | 0 | 0 | 0 | 0 | 0 | 0 | 0 | 0 | 0 | 0 | 0 | 0
F5_Commercial_Interruptible - Health_New_Space Heating_Natural Gas_Gas Boiler - Hot Water Reset_A_Achievable Economic UCT Potential | F5 | Commercial | Interruptible - Health | New | Space Heating | Natural Gas | Gas Boiler - Hot Water Reset | A | Incremental Summer Peak Savings (MW) | Achievable Economic UCT Potential | 0 | 0 | 0 | 0 | 0 | 0 | 0 | 0 | 0 | 0 | 0 | 0 | 0 | 0 | 0 | 0 | 0 | 0 | 0 | 0 | 0 | 0 | 0 | 0 | 0 | 0 | 0
F6_Commercial_Interruptible - Health_New_Space Heating_Natural Gas_Gas Boiler - Hot Water Reset_A_Achievable Economic UCT Potential | F6 | Commercial | Interruptible - Health | New | Space Heating | Natural Gas | Gas Boiler - Hot Water Reset | A | Incremental Winter Peak Savings (MW) | Achievable Economic UCT Potential | 0 | 0 | 0 | 0 | 0 | 0 | 0 | 0 | 0 | 0 | 0 | 0 | 0 | 0 | 0 | 0 | 0 | 0 | 0 | 0 | 0 | 0 | 0 | 0 | 0 | 0 | 0
F7_Commercial_Interruptible - Health_New_Space Heating_Natural Gas_Gas Boiler - Hot Water Reset_A_Achievable Economic UCT Potential | F7 | Commercial | Interruptible - Health | New | Space Heating | Natural Gas | Gas Boiler - Hot Water Reset | A | Cumulative Energy Savings (MWh or mTherms) | Achievable Economic UCT Potential | 0 | 0 | 0 | 0 | 0 | 0 | 0 | 0 | 0 | 0 | 0 | 0 | 0 | 0 | 0 | 0 | 0 | 0 | 0 | 0 | 0 | 0 | 0 | 0 | 0 | 0 | 0
F8_Commercial_Interruptible - Health_New_Space Heating_Natural Gas_Gas Boiler - Hot Water Reset_A_Achievable Economic UCT Potential | F8 | Commercial | Interruptible - Health | New | Space Heating | Natural Gas | Gas Boiler - Hot Water Reset | A | Cumulative Summer Peak Savings (MW) | Achievable Economic UCT Potential | 0 | 0 | 0 | 0 | 0 | 0 | 0 | 0 | 0 | 0 | 0 | 0 | 0 | 0 | 0 | 0 | 0 | 0 | 0 | 0 | 0 | 0 | 0 | 0 | 0 | 0 | 0
F9_Commercial_Interruptible - Health_New_Space Heating_Natural Gas_Gas Boiler - Hot Water Reset_A_Achievable Economic UCT Potential | F9 | Commercial | Interruptible - Health | New | Space Heating | Natural Gas | Gas Boiler - Hot Water Reset | A | Cumulative Winter Peak Savings (MW) | Achievable Economic UCT Potential | 0 | 0 | 0 | 0 | 0 | 0 | 0 | 0 | 0 | 0 | 0 | 0 | 0 | 0 | 0 | 0 | 0 | 0 | 0 | 0 | 0 | 0 | 0 | 0 | 0 | 0 | 0
F10_Commercial_Interruptible - Health_New_Space Heating_Natural Gas_Gas Boiler - Hot Water Reset_A_Achievable Economic UCT Potential | F10 | Commercial | Interruptible - Health | New | Space Heating | Natural Gas | Gas Boiler - Hot Water Reset | A | Purchases (Incremental) | Achievable Economic UCT Potential | 0 | 0 | 0 | 0 | 0 | 0 | 0 | 0 | 0 | 0 | 0 | 0 | 0 | 0 | 0 | 0 | 0 | 0 | 0 | 0 | 0 | 0 | 0 | 0 | 0 | 0 | 0
F11_Commercial_Interruptible - Health_New_Space Heating_Natural Gas_Gas Boiler - Hot Water Reset_A_Achievable Economic UCT Potential | F11 | Commercial | Interruptible - Health | New | Space Heating | Natural Gas | Gas Boiler - Hot Water Reset | A | Purchases (Cumulative) | Achievable Economic UCT Potential | 0 | 0 | 0 | 0 | 0 | 0 | 0 | 0 | 0 | 0 | 0 | 0 | 0 | 0 | 0 | 0 | 0 | 0 | 0 | 0 | 0 | 0 | 0 | 0 | 0 | 0 | 0
F1_Commercial_Interruptible - Health_New_Space Heating_Natural Gas_Gas Boiler - Steam Trap Replacement_A_Achievable Economic UCT Potential | F1 | Commercial | Interruptible - Health | New | Space Heating | Natural Gas | Gas Boiler - Steam Trap Replacement | A | Integrated Unit Energy Savings (kWh or therms) | Achievable Economic UCT Potential | 0 | 0 | 0 | 0 | 0 | 0 | 0 | 0 | 0 | 0 | 0 | 0 | 0 | 0 | 0 | 0 | 0 | 0 | 0 | 0 | 0 | 0 | 0 | 0 | 0 | 0 | 0
F2_Commercial_Interruptible - Health_New_Space Heating_Natural Gas_Gas Boiler - Steam Trap Replacement_A_Achievable Economic UCT Potential | F2 | Commercial | Interruptible - Health | New | Space Heating | Natural Gas | Gas Boiler - Steam Trap Replacement | A | Integrated Unit Summer Peak Savings (kW) | Achievable Economic UCT Potential | 0 | 0 | 0 | 0 | 0 | 0 | 0 | 0 | 0 | 0 | 0 | 0 | 0 | 0 | 0 | 0 | 0 | 0 | 0 | 0 | 0 | 0 | 0 | 0 | 0 | 0 | 0
F3_Commercial_Interruptible - Health_New_Space Heating_Natural Gas_Gas Boiler - Steam Trap Replacement_A_Achievable Economic UCT Potential | F3 | Commercial | Interruptible - Health | New | Space Heating | Natural Gas | Gas Boiler - Steam Trap Replacement | A | Integrated Unit Winter Peak Savings (kW) | Achievable Economic UCT Potential | 0 | 0 | 0 | 0 | 0 | 0 | 0 | 0 | 0 | 0 | 0 | 0 | 0 | 0 | 0 | 0 | 0 | 0 | 0 | 0 | 0 | 0 | 0 | 0 | 0 | 0 | 0
F4_Commercial_Interruptible - Health_New_Space Heating_Natural Gas_Gas Boiler - Steam Trap Replacement_A_Achievable Economic UCT Potential | F4 | Commercial | Interruptible - Health | New | Space Heating | Natural Gas | Gas Boiler - Steam Trap Replacement | A | Incremental Energy Savings (MWh or mTherms) | Achievable Economic UCT Potential | 0 | 0 | 0 | 0 | 0 | 0 | 0 | 0 | 0 | 0 | 0 | 0 | 0 | 0 | 0 | 0 | 0 | 0 | 0 | 0 | 0 | 0 | 0 | 0 | 0 | 0 | 0
F5_Commercial_Interruptible - Health_New_Space Heating_Natural Gas_Gas Boiler - Steam Trap Replacement_A_Achievable Economic UCT Potential | F5 | Commercial | Interruptible - Health | New | Space Heating | Natural Gas | Gas Boiler - Steam Trap Replacement | A | Incremental Summer Peak Savings (MW) | Achievable Economic UCT Potential | 0 | 0 | 0 | 0 | 0 | 0 | 0 | 0 | 0 | 0 | 0 | 0 | 0 | 0 | 0 | 0 | 0 | 0 | 0 | 0 | 0 | 0 | 0 | 0 | 0 | 0 | 0
F6_Commercial_Interruptible - Health_New_Space Heating_Natural Gas_Gas Boiler - Steam Trap Replacement_A_Achievable Economic UCT Potential | F6 | Commercial | Interruptible - Health | New | Space Heating | Natural Gas | Gas Boiler - Steam Trap Replacement | A | Incremental Winter Peak Savings (MW) | Achievable Economic UCT Potential | 0 | 0 | 0 | 0 | 0 | 0 | 0 | 0 | 0 | 0 | 0 | 0 | 0 | 0 | 0 | 0 | 0 | 0 | 0 | 0 | 0 | 0 | 0 | 0 | 0 | 0 | 0
F7_Commercial_Interruptible - Health_New_Space Heating_Natural Gas_Gas Boiler - Steam Trap Replacement_A_Achievable Economic UCT Potential | F7 | Commercial | Interruptible - Health | New | Space Heating | Natural Gas | Gas Boiler - Steam Trap Replacement | A | Cumulative Energy Savings (MWh or mTherms) | Achievable Economic UCT Potential | 0 | 0 | 0 | 0 | 0 | 0 | 0 | 0 | 0 | 0 | 0 | 0 | 0 | 0 | 0 | 0 | 0 | 0 | 0 | 0 | 0 | 0 | 0 | 0 | 0 | 0 | 0
F8_Commercial_Interruptible - Health_New_Space Heating_Natural Gas_Gas Boiler - Steam Trap Replacement_A_Achievable Economic UCT Potential | F8 | Commercial | Interruptible - Health | New | Space Heating | Natural Gas | Gas Boiler - Steam Trap Replacement | A | Cumulative Summer Peak Savings (MW) | Achievable Economic UCT Potential | 0 | 0 | 0 | 0 | 0 | 0 | 0 | 0 | 0 | 0 | 0 | 0 | 0 | 0 | 0 | 0 | 0 | 0 | 0 | 0 | 0 | 0 | 0 | 0 | 0 | 0 | 0
F9_Commercial_Interruptible - Health_New_Space Heating_Natural Gas_Gas Boiler - Steam Trap Replacement_A_Achievable Economic UCT Potential | F9 | Commercial | Interruptible - Health | New | Space Heating | Natural Gas | Gas Boiler - Steam Trap Replacement | A | Cumulative Winter Peak Savings (MW) | Achievable Economic UCT Potential | 0 | 0 | 0 | 0 | 0 | 0 | 0 | 0 | 0 | 0 | 0 | 0 | 0 | 0 | 0 | 0 | 0 | 0 | 0 | 0 | 0 | 0 | 0 | 0 | 0 | 0 | 0
F10_Commercial_Interruptible - Health_New_Space Heating_Natural Gas_Gas Boiler - Steam Trap Replacement_A_Achievable Economic UCT Potential | F10 | Commercial | Interruptible - Health | New | Space Heating | Natural Gas | Gas Boiler - Steam Trap Replacement | A | Purchases (Incremental) | Achievable Economic UCT Potential | 0 | 0 | 0 | 0 | 0 | 0 | 0 | 0 | 0 | 0 | 0 | 0 | 0 | 0 | 0 | 0 | 0 | 0 | 0 | 0 | 0 | 0 | 0 | 0 | 0 | 0 | 0
F11_Commercial_Interruptible - Health_New_Space Heating_Natural Gas_Gas Boiler - Steam Trap Replacement_A_Achievable Economic UCT Potential | F11 | Commercial | Interruptible - Health | New | Space Heating | Natural Gas | Gas Boiler - Steam Trap Replacement | A | Purchases (Cumulative) | Achievable Economic UCT Potential | 0 | 0 | 0 | 0 | 0 | 0 | 0 | 0 | 0 | 0 | 0 | 0 | 0 | 0 | 0 | 0 | 0 | 0 | 0 | 0 | 0 | 0 | 0 | 0 | 0 | 0 | 0
F1_Commercial_Interruptible - Health_New_Space Heating_Natural Gas_Gas Boiler - High Turndown Burner_A_Achievable Economic UCT Potential | F1 | Commercial | Interruptible - Health | New | Space Heating | Natural Gas | Gas Boiler - High Turndown Burner | A | Integrated Unit Energy Savings (kWh or therms) | Achievable Economic UCT Potential | 0 | 0 | 0 | 0 | 0 | 0 | 0 | 0 | 0 | 0 | 0 | 0 | 0 | 0 | 0 | 0 | 0 | 0 | 0 | 0 | 0 | 0 | 0 | 0 | 0 | 0 | 0
F2_Commercial_Interruptible - Health_New_Space Heating_Natural Gas_Gas Boiler - High Turndown Burner_A_Achievable Economic UCT Potential | F2 | Commercial | Interruptible - Health | New | Space Heating | Natural Gas | Gas Boiler - High Turndown Burner | A | Integrated Unit Summer Peak Savings (kW) | Achievable Economic UCT Potential | 0 | 0 | 0 | 0 | 0 | 0 | 0 | 0 | 0 | 0 | 0 | 0 | 0 | 0 | 0 | 0 | 0 | 0 | 0 | 0 | 0 | 0 | 0 | 0 | 0 | 0 | 0
F3_Commercial_Interruptible - Health_New_Space Heating_Natural Gas_Gas Boiler - High Turndown Burner_A_Achievable Economic UCT Potential | F3 | Commercial | Interruptible - Health | New | Space Heating | Natural Gas | Gas Boiler - High Turndown Burner | A | Integrated Unit Winter Peak Savings (kW) | Achievable Economic UCT Potential | 0 | 0 | 0 | 0 | 0 | 0 | 0 | 0 | 0 | 0 | 0 | 0 | 0 | 0 | 0 | 0 | 0 | 0 | 0 | 0 | 0 | 0 | 0 | 0 | 0 | 0 | 0
F4_Commercial_Interruptible - Health_New_Space Heating_Natural Gas_Gas Boiler - High Turndown Burner_A_Achievable Economic UCT Potential | F4 | Commercial | Interruptible - Health | New | Space Heating | Natural Gas | Gas Boiler - High Turndown Burner | A | Incremental Energy Savings (MWh or mTherms) | Achievable Economic UCT Potential | 0 | 0 | 0 | 0 | 0 | 0 | 0 | 0 | 0 | 0 | 0 | 0 | 0 | 0 | 0 | 0 | 0 | 0 | 0 | 0 | 0 | 0 | 0 | 0 | 0 | 0 | 0
F5_Commercial_Interruptible - Health_New_Space Heating_Natural Gas_Gas Boiler - High Turndown Burner_A_Achievable Economic UCT Potential | F5 | Commercial | Interruptible - Health | New | Space Heating | Natural Gas | Gas Boiler - High Turndown Burner | A | Incremental Summer Peak Savings (MW) | Achievable Economic UCT Potential | 0 | 0 | 0 | 0 | 0 | 0 | 0 | 0 | 0 | 0 | 0 | 0 | 0 | 0 | 0 | 0 | 0 | 0 | 0 | 0 | 0 | 0 | 0 | 0 | 0 | 0 | 0
F6_Commercial_Interruptible - Health_New_Space Heating_Natural Gas_Gas Boiler - High Turndown Burner_A_Achievable Economic UCT Potential | F6 | Commercial | Interruptible - Health | New | Space Heating | Natural Gas | Gas Boiler - High Turndown Burner | A | Incremental Winter Peak Savings (MW) | Achievable Economic UCT Potential | 0 | 0 | 0 | 0 | 0 | 0 | 0 | 0 | 0 | 0 | 0 | 0 | 0 | 0 | 0 | 0 | 0 | 0 | 0 | 0 | 0 | 0 | 0 | 0 | 0 | 0 | 0
F7_Commercial_Interruptible - Health_New_Space Heating_Natural Gas_Gas Boiler - High Turndown Burner_A_Achievable Economic UCT Potential | F7 | Commercial | Interruptible - Health | New | Space Heating | Natural Gas | Gas Boiler - High Turndown Burner | A | Cumulative Energy Savings (MWh or mTherms) | Achievable Economic UCT Potential | 0 | 0 | 0 | 0 | 0 | 0 | 0 | 0 | 0 | 0 | 0 | 0 | 0 | 0 | 0 | 0 | 0 | 0 | 0 | 0 | 0 | 0 | 0 | 0 | 0 | 0 | 0
F8_Commercial_Interruptible - Health_New_Space Heating_Natural Gas_Gas Boiler - High Turndown Burner_A_Achievable Economic UCT Potential | F8 | Commercial | Interruptible - Health | New | Space Heating | Natural Gas | Gas Boiler - High Turndown Burner | A | Cumulative Summer Peak Savings (MW) | Achievable Economic UCT Potential | 0 | 0 | 0 | 0 | 0 | 0 | 0 | 0 | 0 | 0 | 0 | 0 | 0 | 0 | 0 | 0 | 0 | 0 | 0 | 0 | 0 | 0 | 0 | 0 | 0 | 0 | 0
F9_Commercial_Interruptible - Health_New_Space Heating_Natural Gas_Gas Boiler - High Turndown Burner_A_Achievable Economic UCT Potential | F9 | Commercial | Interruptible - Health | New | Space Heating | Natural Gas | Gas Boiler - High Turndown Burner | A | Cumulative Winter Peak Savings (MW) | Achievable Economic UCT Potential | 0 | 0 | 0 | 0 | 0 | 0 | 0 | 0 | 0 | 0 | 0 | 0 | 0 | 0 | 0 | 0 | 0 | 0 | 0 | 0 | 0 | 0 | 0 | 0 | 0 | 0 | 0
F10_Commercial_Interruptible - Health_New_Space Heating_Natural Gas_Gas Boiler - High Turndown Burner_A_Achievable Economic UCT Potential | F10 | Commercial | Interruptible - Health | New | Space Heating | Natural Gas | Gas Boiler - High Turndown Burner | A | Purchases (Incremental) | Achievable Economic UCT Potential | 0 | 0 | 0 | 0 | 0 | 0 | 0 | 0 | 0 | 0 | 0 | 0 | 0 | 0 | 0 | 0 | 0 | 0 | 0 | 0 | 0 | 0 | 0 | 0 | 0 | 0 | 0
F11_Commercial_Interruptible - Health_New_Space Heating_Natural Gas_Gas Boiler - High Turndown Burner_A_Achievable Economic UCT Potential | F11 | Commercial | Interruptible - Health | New | Space Heating | Natural Gas | Gas Boiler - High Turndown Burner | A | Purchases (Cumulative) | Achievable Economic UCT Potential | 0 | 0 | 0 | 0 | 0 | 0 | 0 | 0 | 0 | 0 | 0 | 0 | 0 | 0 | 0 | 0 | 0 | 0 | 0 | 0 | 0 | 0 | 0 | 0 | 0 | 0 | 0
F1_Commercial_Interruptible - Health_New_Space Heating_Natural Gas_Gas Boiler - Burner Control Optimization_A_Achievable Economic UCT Potential | F1 | Commercial | Interruptible - Health | New | Space Heating | Natural Gas | Gas Boiler - Burner Control Optimization | A | Integrated Unit Energy Savings (kWh or therms) | Achievable Economic UCT Potential | 0 | 0 | 0 | 0 | 0 | 0 | 0 | 0 | 0 | 0 | 0 | 0 | 0 | 0 | 0 | 0 | 0 | 0 | 0 | 0 | 0 | 0 | 0 | 0 | 0 | 0 | 0
F2_Commercial_Interruptible - Health_New_Space Heating_Natural Gas_Gas Boiler - Burner Control Optimization_A_Achievable Economic UCT Potential | F2 | Commercial | Interruptible - Health | New | Space Heating | Natural Gas | Gas Boiler - Burner Control Optimization | A | Integrated Unit Summer Peak Savings (kW) | Achievable Economic UCT Potential | 0 | 0 | 0 | 0 | 0 | 0 | 0 | 0 | 0 | 0 | 0 | 0 | 0 | 0 | 0 | 0 | 0 | 0 | 0 | 0 | 0 | 0 | 0 | 0 | 0 | 0 | 0
F3_Commercial_Interruptible - Health_New_Space Heating_Natural Gas_Gas Boiler - Burner Control Optimization_A_Achievable Economic UCT Potential | F3 | Commercial | Interruptible - Health | New | Space Heating | Natural Gas | Gas Boiler - Burner Control Optimization | A | Integrated Unit Winter Peak Savings (kW) | Achievable Economic UCT Potential | 0 | 0 | 0 | 0 | 0 | 0 | 0 | 0 | 0 | 0 | 0 | 0 | 0 | 0 | 0 | 0 | 0 | 0 | 0 | 0 | 0 | 0 | 0 | 0 | 0 | 0 | 0
F4_Commercial_Interruptible - Health_New_Space Heating_Natural Gas_Gas Boiler - Burner Control Optimization_A_Achievable Economic UCT Potential | F4 | Commercial | Interruptible - Health | New | Space Heating | Natural Gas | Gas Boiler - Burner Control Optimization | A | Incremental Energy Savings (MWh or mTherms) | Achievable Economic UCT Potential | 0 | 0 | 0 | 0 | 0 | 0 | 0 | 0 | 0 | 0 | 0 | 0 | 0 | 0 | 0 | 0 | 0 | 0 | 0 | 0 | 0 | 0 | 0 | 0 | 0 | 0 | 0
F5_Commercial_Interruptible - Health_New_Space Heating_Natural Gas_Gas Boiler - Burner Control Optimization_A_Achievable Economic UCT Potential | F5 | Commercial | Interruptible - Health | New | Space Heating | Natural Gas | Gas Boiler - Burner Control Optimization | A | Incremental Summer Peak Savings (MW) | Achievable Economic UCT Potential | 0 | 0 | 0 | 0 | 0 | 0 | 0 | 0 | 0 | 0 | 0 | 0 | 0 | 0 | 0 | 0 | 0 | 0 | 0 | 0 | 0 | 0 | 0 | 0 | 0 | 0 | 0
F6_Commercial_Interruptible - Health_New_Space Heating_Natural Gas_Gas Boiler - Burner Control Optimization_A_Achievable Economic UCT Potential | F6 | Commercial | Interruptible - Health | New | Space Heating | Natural Gas | Gas Boiler - Burner Control Optimization | A | Incremental Winter Peak Savings (MW) | Achievable Economic UCT Potential | 0 | 0 | 0 | 0 | 0 | 0 | 0 | 0 | 0 | 0 | 0 | 0 | 0 | 0 | 0 | 0 | 0 | 0 | 0 | 0 | 0 | 0 | 0 | 0 | 0 | 0 | 0
F7_Commercial_Interruptible - Health_New_Space Heating_Natural Gas_Gas Boiler - Burner Control Optimization_A_Achievable Economic UCT Potential | F7 | Commercial | Interruptible - Health | New | Space Heating | Natural Gas | Gas Boiler - Burner Control Optimization | A | Cumulative Energy Savings (MWh or mTherms) | Achievable Economic UCT Potential | 0 | 0 | 0 | 0 | 0 | 0 | 0 | 0 | 0 | 0 | 0 | 0 | 0 | 0 | 0 | 0 | 0 | 0 | 0 | 0 | 0 | 0 | 0 | 0 | 0 | 0 | 0
F8_Commercial_Interruptible - Health_New_Space Heating_Natural Gas_Gas Boiler - Burner Control Optimization_A_Achievable Economic UCT Potential | F8 | Commercial | Interruptible - Health | New | Space Heating | Natural Gas | Gas Boiler - Burner Control Optimization | A | Cumulative Summer Peak Savings (MW) | Achievable Economic UCT Potential | 0 | 0 | 0 | 0 | 0 | 0 | 0 | 0 | 0 | 0 | 0 | 0 | 0 | 0 | 0 | 0 | 0 | 0 | 0 | 0 | 0 | 0 | 0 | 0 | 0 | 0 | 0
F9_Commercial_Interruptible - Health_New_Space Heating_Natural Gas_Gas Boiler - Burner Control Optimization_A_Achievable Economic UCT Potential | F9 | Commercial | Interruptible - Health | New | Space Heating | Natural Gas | Gas Boiler - Burner Control Optimization | A | Cumulative Winter Peak Savings (MW) | Achievable Economic UCT Potential | 0 | 0 | 0 | 0 | 0 | 0 | 0 | 0 | 0 | 0 | 0 | 0 | 0 | 0 | 0 | 0 | 0 | 0 | 0 | 0 | 0 | 0 | 0 | 0 | 0 | 0 | 0
F10_Commercial_Interruptible - Health_New_Space Heating_Natural Gas_Gas Boiler - Burner Control Optimization_A_Achievable Economic UCT Potential | F10 | Commercial | Interruptible - Health | New | Space Heating | Natural Gas | Gas Boiler - Burner Control Optimization | A | Purchases (Incremental) | Achievable Economic UCT Potential | 0 | 0 | 0 | 0 | 0 | 0 | 0 | 0 | 0 | 0 | 0 | 0 | 0 | 0 | 0 | 0 | 0 | 0 | 0 | 0 | 0 | 0 | 0 | 0 | 0 | 0 | 0
F11_Commercial_Interruptible - Health_New_Space Heating_Natural Gas_Gas Boiler - Burner Control Optimization_A_Achievable Economic UCT Potential | F11 | Commercial | Interruptible - Health | New | Space Heating | Natural Gas | Gas Boiler - Burner Control Optimization | A | Purchases (Cumulative) | Achievable Economic UCT Potential | 0 | 0 | 0 | 0 | 0 | 0 | 0 | 0 | 0 | 0 | 0 | 0 | 0 | 0 | 0 | 0 | 0 | 0 | 0 | 0 | 0 | 0 | 0 | 0 | 0 | 0 | 0
F1_Commercial_Interruptible - Health_New_Space Heating_Natural Gas_Gas Boiler - Stack Economizer_A_Achievable Economic UCT Potential | F1 | Commercial | Interruptible - Health | New | Space Heating | Natural Gas | Gas Boiler - Stack Economizer | A | Integrated Unit Energy Savings (kWh or therms) | Achievable Economic UCT Potential | 0 | 0 | 0 | 0 | 0 | 0 | 0 | 0 | 0 | 0 | 0 | 0 | 0 | 0 | 0 | 0 | 0 | 0 | 0 | 0 | 0 | 0 | 0 | 0 | 0 | 0 | 0
F2_Commercial_Interruptible - Health_New_Space Heating_Natural Gas_Gas Boiler - Stack Economizer_A_Achievable Economic UCT Potential | F2 | Commercial | Interruptible - Health | New | Space Heating | Natural Gas | Gas Boiler - Stack Economizer | A | Integrated Unit Summer Peak Savings (kW) | Achievable Economic UCT Potential | 0 | 0 | 0 | 0 | 0 | 0 | 0 | 0 | 0 | 0 | 0 | 0 | 0 | 0 | 0 | 0 | 0 | 0 | 0 | 0 | 0 | 0 | 0 | 0 | 0 | 0 | 0
F3_Commercial_Interruptible - Health_New_Space Heating_Natural Gas_Gas Boiler - Stack Economizer_A_Achievable Economic UCT Potential | F3 | Commercial | Interruptible - Health | New | Space Heating | Natural Gas | Gas Boiler - Stack Economizer | A | Integrated Unit Winter Peak Savings (kW) | Achievable Economic UCT Potential | 0 | 0 | 0 | 0 | 0 | 0 | 0 | 0 | 0 | 0 | 0 | 0 | 0 | 0 | 0 | 0 | 0 | 0 | 0 | 0 | 0 | 0 | 0 | 0 | 0 | 0 | 0
F4_Commercial_Interruptible - Health_New_Space Heating_Natural Gas_Gas Boiler - Stack Economizer_A_Achievable Economic UCT Potential | F4 | Commercial | Interruptible - Health | New | Space Heating | Natural Gas | Gas Boiler - Stack Economizer | A | Incremental Energy Savings (MWh or mTherms) | Achievable Economic UCT Potential | 0 | 0 | 0 | 0 | 0 | 0 | 0 | 0 | 0 | 0 | 0 | 0 | 0 | 0 | 0 | 0 | 0 | 0 | 0 | 0 | 0 | 0 | 0 | 0 | 0 | 0 | 0
F5_Commercial_Interruptible - Health_New_Space Heating_Natural Gas_Gas Boiler - Stack Economizer_A_Achievable Economic UCT Potential | F5 | Commercial | Interruptible - Health | New | Space Heating | Natural Gas | Gas Boiler - Stack Economizer | A | Incremental Summer Peak Savings (MW) | Achievable Economic UCT Potential | 0 | 0 | 0 | 0 | 0 | 0 | 0 | 0 | 0 | 0 | 0 | 0 | 0 | 0 | 0 | 0 | 0 | 0 | 0 | 0 | 0 | 0 | 0 | 0 | 0 | 0 | 0
F6_Commercial_Interruptible - Health_New_Space Heating_Natural Gas_Gas Boiler - Stack Economizer_A_Achievable Economic UCT Potential | F6 | Commercial | Interruptible - Health | New | Space Heating | Natural Gas | Gas Boiler - Stack Economizer | A | Incremental Winter Peak Savings (MW) | Achievable Economic UCT Potential | 0 | 0 | 0 | 0 | 0 | 0 | 0 | 0 | 0 | 0 | 0 | 0 | 0 | 0 | 0 | 0 | 0 | 0 | 0 | 0 | 0 | 0 | 0 | 0 | 0 | 0 | 0
F7_Commercial_Interruptible - Health_New_Space Heating_Natural Gas_Gas Boiler - Stack Economizer_A_Achievable Economic UCT Potential | F7 | Commercial | Interruptible - Health | New | Space Heating | Natural Gas | Gas Boiler - Stack Economizer | A | Cumulative Energy Savings (MWh or mTherms) | Achievable Economic UCT Potential | 0 | 0 | 0 | 0 | 0 | 0 | 0 | 0 | 0 | 0 | 0 | 0 | 0 | 0 | 0 | 0 | 0 | 0 | 0 | 0 | 0 | 0 | 0 | 0 | 0 | 0 | 0
F8_Commercial_Interruptible - Health_New_Space Heating_Natural Gas_Gas Boiler - Stack Economizer_A_Achievable Economic UCT Potential | F8 | Commercial | Interruptible - Health | New | Space Heating | Natural Gas | Gas Boiler - Stack Economizer | A | Cumulative Summer Peak Savings (MW) | Achievable Economic UCT Potential | 0 | 0 | 0 | 0 | 0 | 0 | 0 | 0 | 0 | 0 | 0 | 0 | 0 | 0 | 0 | 0 | 0 | 0 | 0 | 0 | 0 | 0 | 0 | 0 | 0 | 0 | 0
F9_Commercial_Interruptible - Health_New_Space Heating_Natural Gas_Gas Boiler - Stack Economizer_A_Achievable Economic UCT Potential | F9 | Commercial | Interruptible - Health | New | Space Heating | Natural Gas | Gas Boiler - Stack Economizer | A | Cumulative Winter Peak Savings (MW) | Achievable Economic UCT Potential | 0 | 0 | 0 | 0 | 0 | 0 | 0 | 0 | 0 | 0 | 0 | 0 | 0 | 0 | 0 | 0 | 0 | 0 | 0 | 0 | 0 | 0 | 0 | 0 | 0 | 0 | 0
F10_Commercial_Interruptible - Health_New_Space Heating_Natural Gas_Gas Boiler - Stack Economizer_A_Achievable Economic UCT Potential | F10 | Commercial | Interruptible - Health | New | Space Heating | Natural Gas | Gas Boiler - Stack Economizer | A | Purchases (Incremental) | Achievable Economic UCT Potential | 0 | 0 | 0 | 0 | 0 | 0 | 0 | 0 | 0 | 0 | 0 | 0 | 0 | 0 | 0 | 0 | 0 | 0 | 0 | 0 | 0 | 0 | 0 | 0 | 0 | 0 | 0
F11_Commercial_Interruptible - Health_New_Space Heating_Natural Gas_Gas Boiler - Stack Economizer_A_Achievable Economic UCT Potential | F11 | Commercial | Interruptible - Health | New | Space Heating | Natural Gas | Gas Boiler - Stack Economizer | A | Purchases (Cumulative) | Achievable Economic UCT Potential | 0 | 0 | 0 | 0 | 0 | 0 | 0 | 0 | 0 | 0 | 0 | 0 | 0 | 0 | 0 | 0 | 0 | 0 | 0 | 0 | 0 | 0 | 0 | 0 | 0 | 0 | 0
F1_Commercial_Interruptible - Health_New_Space Heating_Natural Gas_Gas Boiler - Thermostatic Radiator Valves_A_Achievable Economic UCT Potential | F1 | Commercial | Interruptible - Health | New | Space Heating | Natural Gas | Gas Boiler - Thermostatic Radiator Valves | A | Integrated Unit Energy Savings (kWh or therms) | Achievable Economic UCT Potential | 0 | 0 | 0 | 0 | 0 | 0 | 0 | 0 | 0 | 0 | 0 | 0 | 0 | 0 | 0 | 0 | 0 | 0 | 0 | 0 | 0 | 0 | 0 | 0 | 0 | 0 | 0
F2_Commercial_Interruptible - Health_New_Space Heating_Natural Gas_Gas Boiler - Thermostatic Radiator Valves_A_Achievable Economic UCT Potential | F2 | Commercial | Interruptible - Health | New | Space Heating | Natural Gas | Gas Boiler - Thermostatic Radiator Valves | A | Integrated Unit Summer Peak Savings (kW) | Achievable Economic UCT Potential | 0 | 0 | 0 | 0 | 0 | 0 | 0 | 0 | 0 | 0 | 0 | 0 | 0 | 0 | 0 | 0 | 0 | 0 | 0 | 0 | 0 | 0 | 0 | 0 | 0 | 0 | 0
F3_Commercial_Interruptible - Health_New_Space Heating_Natural Gas_Gas Boiler - Thermostatic Radiator Valves_A_Achievable Economic UCT Potential | F3 | Commercial | Interruptible - Health | New | Space Heating | Natural Gas | Gas Boiler - Thermostatic Radiator Valves | A | Integrated Unit Winter Peak Savings (kW) | Achievable Economic UCT Potential | 0 | 0 | 0 | 0 | 0 | 0 | 0 | 0 | 0 | 0 | 0 | 0 | 0 | 0 | 0 | 0 | 0 | 0 | 0 | 0 | 0 | 0 | 0 | 0 | 0 | 0 | 0
F4_Commercial_Interruptible - Health_New_Space Heating_Natural Gas_Gas Boiler - Thermostatic Radiator Valves_A_Achievable Economic UCT Potential | F4 | Commercial | Interruptible - Health | New | Space Heating | Natural Gas | Gas Boiler - Thermostatic Radiator Valves | A | Incremental Energy Savings (MWh or mTherms) | Achievable Economic UCT Potential | 0 | 0 | 0 | 0 | 0 | 0 | 0 | 0 | 0 | 0 | 0 | 0 | 0 | 0 | 0 | 0 | 0 | 0 | 0 | 0 | 0 | 0 | 0 | 0 | 0 | 0 | 0
F5_Commercial_Interruptible - Health_New_Space Heating_Natural Gas_Gas Boiler - Thermostatic Radiator Valves_A_Achievable Economic UCT Potential | F5 | Commercial | Interruptible - Health | New | Space Heating | Natural Gas | Gas Boiler - Thermostatic Radiator Valves | A | Incremental Summer Peak Savings (MW) | Achievable Economic UCT Potential | 0 | 0 | 0 | 0 | 0 | 0 | 0 | 0 | 0 | 0 | 0 | 0 | 0 | 0 | 0 | 0 | 0 | 0 | 0 | 0 | 0 | 0 | 0 | 0 | 0 | 0 | 0
F6_Commercial_Interruptible - Health_New_Space Heating_Natural Gas_Gas Boiler - Thermostatic Radiator Valves_A_Achievable Economic UCT Potential | F6 | Commercial | Interruptible - Health | New | Space Heating | Natural Gas | Gas Boiler - Thermostatic Radiator Valves | A | Incremental Winter Peak Savings (MW) | Achievable Economic UCT Potential | 0 | 0 | 0 | 0 | 0 | 0 | 0 | 0 | 0 | 0 | 0 | 0 | 0 | 0 | 0 | 0 | 0 | 0 | 0 | 0 | 0 | 0 | 0 | 0 | 0 | 0 | 0
F7_Commercial_Interruptible - Health_New_Space Heating_Natural Gas_Gas Boiler - Thermostatic Radiator Valves_A_Achievable Economic UCT Potential | F7 | Commercial | Interruptible - Health | New | Space Heating | Natural Gas | Gas Boiler - Thermostatic Radiator Valves | A | Cumulative Energy Savings (MWh or mTherms) | Achievable Economic UCT Potential | 0 | 0 | 0 | 0 | 0 | 0 | 0 | 0 | 0 | 0 | 0 | 0 | 0 | 0 | 0 | 0 | 0 | 0 | 0 | 0 | 0 | 0 | 0 | 0 | 0 | 0 | 0
F8_Commercial_Interruptible - Health_New_Space Heating_Natural Gas_Gas Boiler - Thermostatic Radiator Valves_A_Achievable Economic UCT Potential | F8 | Commercial | Interruptible - Health | New | Space Heating | Natural Gas | Gas Boiler - Thermostatic Radiator Valves | A | Cumulative Summer Peak Savings (MW) | Achievable Economic UCT Potential | 0 | 0 | 0 | 0 | 0 | 0 | 0 | 0 | 0 | 0 | 0 | 0 | 0 | 0 | 0 | 0 | 0 | 0 | 0 | 0 | 0 | 0 | 0 | 0 | 0 | 0 | 0
F9_Commercial_Interruptible - Health_New_Space Heating_Natural Gas_Gas Boiler - Thermostatic Radiator Valves_A_Achievable Economic UCT Potential | F9 | Commercial | Interruptible - Health | New | Space Heating | Natural Gas | Gas Boiler - Thermostatic Radiator Valves | A | Cumulative Winter Peak Savings (MW) | Achievable Economic UCT Potential | 0 | 0 | 0 | 0 | 0 | 0 | 0 | 0 | 0 | 0 | 0 | 0 | 0 | 0 | 0 | 0 | 0 | 0 | 0 | 0 | 0 | 0 | 0 | 0 | 0 | 0 | 0
F10_Commercial_Interruptible - Health_New_Space Heating_Natural Gas_Gas Boiler - Thermostatic Radiator Valves_A_Achievable Economic UCT Potential | F10 | Commercial | Interruptible - Health | New | Space Heating | Natural Gas | Gas Boiler - Thermostatic Radiator Valves | A | Purchases (Incremental) | Achievable Economic UCT Potential | 0 | 0 | 0 | 0 | 0 | 0 | 0 | 0 | 0 | 0 | 0 | 0 | 0 | 0 | 0 | 0 | 0 | 0 | 0 | 0 | 0 | 0 | 0 | 0 | 0 | 0 | 0
F11_Commercial_Interruptible - Health_New_Space Heating_Natural Gas_Gas Boiler - Thermostatic Radiator Valves_A_Achievable Economic UCT Potential | F11 | Commercial | Interruptible - Health | New | Space Heating | Natural Gas | Gas Boiler - Thermostatic Radiator Valves | A | Purchases (Cumulative) | Achievable Economic UCT Potential | 0 | 0 | 0 | 0 | 0 | 0 | 0 | 0 | 0 | 0 | 0 | 0 | 0 | 0 | 0 | 0 | 0 | 0 | 0 | 0 | 0 | 0 | 0 | 0 | 0 | 0 | 0
F1_Commercial_Interruptible - Health_New_Space Heating_Natural Gas_HVAC - Shut Off Damper_A_Achievable Economic UCT Potential | F1 | Commercial | Interruptible - Health | New | Space Heating | Natural Gas | HVAC - Shut Off Damper | A | Integrated Unit Energy Savings (kWh or therms) | Achievable Economic UCT Potential | 0 | 0 | 0 | 0 | 0 | 0 | 0 | 0 | 0 | 0 | 0 | 0 | 0 | 0 | 0 | 0 | 0 | 0 | 0 | 0 | 0 | 0 | 0 | 0 | 0 | 0 | 0
F2_Commercial_Interruptible - Health_New_Space Heating_Natural Gas_HVAC - Shut Off Damper_A_Achievable Economic UCT Potential | F2 | Commercial | Interruptible - Health | New | Space Heating | Natural Gas | HVAC - Shut Off Damper | A | Integrated Unit Summer Peak Savings (kW) | Achievable Economic UCT Potential | 0 | 0 | 0 | 0 | 0 | 0 | 0 | 0 | 0 | 0 | 0 | 0 | 0 | 0 | 0 | 0 | 0 | 0 | 0 | 0 | 0 | 0 | 0 | 0 | 0 | 0 | 0
F3_Commercial_Interruptible - Health_New_Space Heating_Natural Gas_HVAC - Shut Off Damper_A_Achievable Economic UCT Potential | F3 | Commercial | Interruptible - Health | New | Space Heating | Natural Gas | HVAC - Shut Off Damper | A | Integrated Unit Winter Peak Savings (kW) | Achievable Economic UCT Potential | 0 | 0 | 0 | 0 | 0 | 0 | 0 | 0 | 0 | 0 | 0 | 0 | 0 | 0 | 0 | 0 | 0 | 0 | 0 | 0 | 0 | 0 | 0 | 0 | 0 | 0 | 0
F4_Commercial_Interruptible - Health_New_Space Heating_Natural Gas_HVAC - Shut Off Damper_A_Achievable Economic UCT Potential | F4 | Commercial | Interruptible - Health | New | Space Heating | Natural Gas | HVAC - Shut Off Damper | A | Incremental Energy Savings (MWh or mTherms) | Achievable Economic UCT Potential | 0 | 0 | 0 | 0 | 0 | 0 | 0 | 0 | 0 | 0 | 0 | 0 | 0 | 0 | 0 | 0 | 0 | 0 | 0 | 0 | 0 | 0 | 0 | 0 | 0 | 0 | 0
F5_Commercial_Interruptible - Health_New_Space Heating_Natural Gas_HVAC - Shut Off Damper_A_Achievable Economic UCT Potential | F5 | Commercial | Interruptible - Health | New | Space Heating | Natural Gas | HVAC - Shut Off Damper | A | Incremental Summer Peak Savings (MW) | Achievable Economic UCT Potential | 0 | 0 | 0 | 0 | 0 | 0 | 0 | 0 | 0 | 0 | 0 | 0 | 0 | 0 | 0 | 0 | 0 | 0 | 0 | 0 | 0 | 0 | 0 | 0 | 0 | 0 | 0
F6_Commercial_Interruptible - Health_New_Space Heating_Natural Gas_HVAC - Shut Off Damper_A_Achievable Economic UCT Potential | F6 | Commercial | Interruptible - Health | New | Space Heating | Natural Gas | HVAC - Shut Off Damper | A | Incremental Winter Peak Savings (MW) | Achievable Economic UCT Potential | 0 | 0 | 0 | 0 | 0 | 0 | 0 | 0 | 0 | 0 | 0 | 0 | 0 | 0 | 0 | 0 | 0 | 0 | 0 | 0 | 0 | 0 | 0 | 0 | 0 | 0 | 0
F7_Commercial_Interruptible - Health_New_Space Heating_Natural Gas_HVAC - Shut Off Damper_A_Achievable Economic UCT Potential | F7 | Commercial | Interruptible - Health | New | Space Heating | Natural Gas | HVAC - Shut Off Damper | A | Cumulative Energy Savings (MWh or mTherms) | Achievable Economic UCT Potential | 0 | 0 | 0 | 0 | 0 | 0 | 0 | 0 | 0 | 0 | 0 | 0 | 0 | 0 | 0 | 0 | 0 | 0 | 0 | 0 | 0 | 0 | 0 | 0 | 0 | 0 | 0
F8_Commercial_Interruptible - Health_New_Space Heating_Natural Gas_HVAC - Shut Off Damper_A_Achievable Economic UCT Potential | F8 | Commercial | Interruptible - Health | New | Space Heating | Natural Gas | HVAC - Shut Off Damper | A | Cumulative Summer Peak Savings (MW) | Achievable Economic UCT Potential | 0 | 0 | 0 | 0 | 0 | 0 | 0 | 0 | 0 | 0 | 0 | 0 | 0 | 0 | 0 | 0 | 0 | 0 | 0 | 0 | 0 | 0 | 0 | 0 | 0 | 0 | 0
F9_Commercial_Interruptible - Health_New_Space Heating_Natural Gas_HVAC - Shut Off Damper_A_Achievable Economic UCT Potential | F9 | Commercial | Interruptible - Health | New | Space Heating | Natural Gas | HVAC - Shut Off Damper | A | Cumulative Winter Peak Savings (MW) | Achievable Economic UCT Potential | 0 | 0 | 0 | 0 | 0 | 0 | 0 | 0 | 0 | 0 | 0 | 0 | 0 | 0 | 0 | 0 | 0 | 0 | 0 | 0 | 0 | 0 | 0 | 0 | 0 | 0 | 0
F10_Commercial_Interruptible - Health_New_Space Heating_Natural Gas_HVAC - Shut Off Damper_A_Achievable Economic UCT Potential | F10 | Commercial | Interruptible - Health | New | Space Heating | Natural Gas | HVAC - Shut Off Damper | A | Purchases (Incremental) | Achievable Economic UCT Potential | 0 | 0 | 0 | 0 | 0 | 0 | 0 | 0 | 0 | 0 | 0 | 0 | 0 | 0 | 0 | 0 | 0 | 0 | 0 | 0 | 0 | 0 | 0 | 0 | 0 | 0 | 0
F11_Commercial_Interruptible - Health_New_Space Heating_Natural Gas_HVAC - Shut Off Damper_A_Achievable Economic UCT Potential | F11 | Commercial | Interruptible - Health | New | Space Heating | Natural Gas | HVAC - Shut Off Damper | A | Purchases (Cumulative) | Achievable Economic UCT Potential | 0 | 0 | 0 | 0 | 0 | 0 | 0 | 0 | 0 | 0 | 0 | 0 | 0 | 0 | 0 | 0 | 0 | 0 | 0 | 0 | 0 | 0 | 0 | 0 | 0 | 0 | 0
F1_Commercial_Interruptible - Health_New_Space Heating_Natural Gas_Gas Furnace - Tube Inserts_A_Achievable Economic UCT Potential | F1 | Commercial | Interruptible - Health | New | Space Heating | Natural Gas | Gas Furnace - Tube Inserts | A | Integrated Unit Energy Savings (kWh or therms) | Achievable Economic UCT Potential | 0 | 0 | 0 | 0 | 0 | 0 | 0 | 0 | 0 | 0 | 0 | 0 | 0 | 0 | 0 | 0 | 0 | 0 | 0 | 0 | 0 | 0 | 0 | 0 | 0 | 0 | 0
F2_Commercial_Interruptible - Health_New_Space Heating_Natural Gas_Gas Furnace - Tube Inserts_A_Achievable Economic UCT Potential | F2 | Commercial | Interruptible - Health | New | Space Heating | Natural Gas | Gas Furnace - Tube Inserts | A | Integrated Unit Summer Peak Savings (kW) | Achievable Economic UCT Potential | 0 | 0 | 0 | 0 | 0 | 0 | 0 | 0 | 0 | 0 | 0 | 0 | 0 | 0 | 0 | 0 | 0 | 0 | 0 | 0 | 0 | 0 | 0 | 0 | 0 | 0 | 0
F3_Commercial_Interruptible - Health_New_Space Heating_Natural Gas_Gas Furnace - Tube Inserts_A_Achievable Economic UCT Potential | F3 | Commercial | Interruptible - Health | New | Space Heating | Natural Gas | Gas Furnace - Tube Inserts | A | Integrated Unit Winter Peak Savings (kW) | Achievable Economic UCT Potential | 0 | 0 | 0 | 0 | 0 | 0 | 0 | 0 | 0 | 0 | 0 | 0 | 0 | 0 | 0 | 0 | 0 | 0 | 0 | 0 | 0 | 0 | 0 | 0 | 0 | 0 | 0
F4_Commercial_Interruptible - Health_New_Space Heating_Natural Gas_Gas Furnace - Tube Inserts_A_Achievable Economic UCT Potential | F4 | Commercial | Interruptible - Health | New | Space Heating | Natural Gas | Gas Furnace - Tube Inserts | A | Incremental Energy Savings (MWh or mTherms) | Achievable Economic UCT Potential | 0 | 0 | 0 | 0 | 0 | 0 | 0 | 0 | 0 | 0 | 0 | 0 | 0 | 0 | 0 | 0 | 0 | 0 | 0 | 0 | 0 | 0 | 0 | 0 | 0 | 0 | 0
F5_Commercial_Interruptible - Health_New_Space Heating_Natural Gas_Gas Furnace - Tube Inserts_A_Achievable Economic UCT Potential | F5 | Commercial | Interruptible - Health | New | Space Heating | Natural Gas | Gas Furnace - Tube Inserts | A | Incremental Summer Peak Savings (MW) | Achievable Economic UCT Potential | 0 | 0 | 0 | 0 | 0 | 0 | 0 | 0 | 0 | 0 | 0 | 0 | 0 | 0 | 0 | 0 | 0 | 0 | 0 | 0 | 0 | 0 | 0 | 0 | 0 | 0 | 0
F6_Commercial_Interruptible - Health_New_Space Heating_Natural Gas_Gas Furnace - Tube Inserts_A_Achievable Economic UCT Potential | F6 | Commercial | Interruptible - Health | New | Space Heating | Natural Gas | Gas Furnace - Tube Inserts | A | Incremental Winter Peak Savings (MW) | Achievable Economic UCT Potential | 0 | 0 | 0 | 0 | 0 | 0 | 0 | 0 | 0 | 0 | 0 | 0 | 0 | 0 | 0 | 0 | 0 | 0 | 0 | 0 | 0 | 0 | 0 | 0 | 0 | 0 | 0
F7_Commercial_Interruptible - Health_New_Space Heating_Natural Gas_Gas Furnace - Tube Inserts_A_Achievable Economic UCT Potential | F7 | Commercial | Interruptible - Health | New | Space Heating | Natural Gas | Gas Furnace - Tube Inserts | A | Cumulative Energy Savings (MWh or mTherms) | Achievable Economic UCT Potential | 0 | 0 | 0 | 0 | 0 | 0 | 0 | 0 | 0 | 0 | 0 | 0 | 0 | 0 | 0 | 0 | 0 | 0 | 0 | 0 | 0 | 0 | 0 | 0 | 0 | 0 | 0
F8_Commercial_Interruptible - Health_New_Space Heating_Natural Gas_Gas Furnace - Tube Inserts_A_Achievable Economic UCT Potential | F8 | Commercial | Interruptible - Health | New | Space Heating | Natural Gas | Gas Furnace - Tube Inserts | A | Cumulative Summer Peak Savings (MW) | Achievable Economic UCT Potential | 0 | 0 | 0 | 0 | 0 | 0 | 0 | 0 | 0 | 0 | 0 | 0 | 0 | 0 | 0 | 0 | 0 | 0 | 0 | 0 | 0 | 0 | 0 | 0 | 0 | 0 | 0
F9_Commercial_Interruptible - Health_New_Space Heating_Natural Gas_Gas Furnace - Tube Inserts_A_Achievable Economic UCT Potential | F9 | Commercial | Interruptible - Health | New | Space Heating | Natural Gas | Gas Furnace - Tube Inserts | A | Cumulative Winter Peak Savings (MW) | Achievable Economic UCT Potential | 0 | 0 | 0 | 0 | 0 | 0 | 0 | 0 | 0 | 0 | 0 | 0 | 0 | 0 | 0 | 0 | 0 | 0 | 0 | 0 | 0 | 0 | 0 | 0 | 0 | 0 | 0
F10_Commercial_Interruptible - Health_New_Space Heating_Natural Gas_Gas Furnace - Tube Inserts_A_Achievable Economic UCT Potential | F10 | Commercial | Interruptible - Health | New | Space Heating | Natural Gas | Gas Furnace - Tube Inserts | A | Purchases (Incremental) | Achievable Economic UCT Potential | 0 | 0 | 0 | 0 | 0 | 0 | 0 | 0 | 0 | 0 | 0 | 0 | 0 | 0 | 0 | 0 | 0 | 0 | 0 | 0 | 0 | 0 | 0 | 0 | 0 | 0 | 0
F11_Commercial_Interruptible - Health_New_Space Heating_Natural Gas_Gas Furnace - Tube Inserts_A_Achievable Economic UCT Potential | F11 | Commercial | Interruptible - Health | New | Space Heating | Natural Gas | Gas Furnace - Tube Inserts | A | Purchases (Cumulative) | Achievable Economic UCT Potential | 0 | 0 | 0 | 0 | 0 | 0 | 0 | 0 | 0 | 0 | 0 | 0 | 0 | 0 | 0 | 0 | 0 | 0 | 0 | 0 | 0 | 0 | 0 | 0 | 0 | 0 | 0
F1_Commercial_Interruptible - Health_New_Space Heating_Natural Gas_Gas Boiler - Insulate Steam Lines/Condensate Tank_A_Achievable Economic UCT Potential | F1 | Commercial | Interruptible - Health | New | Space Heating | Natural Gas | Gas Boiler - Insulate Steam Lines/Condensate Tank | A | Integrated Unit Energy Savings (kWh or therms) | Achievable Economic UCT Potential | 0 | 0 | 0 | 0 | 0 | 0 | 0 | 0 | 0 | 0 | 0 | 0 | 0 | 0 | 0 | 0 | 0 | 0 | 0 | 0 | 0 | 0 | 0 | 0 | 0 | 0 | 0
F2_Commercial_Interruptible - Health_New_Space Heating_Natural Gas_Gas Boiler - Insulate Steam Lines/Condensate Tank_A_Achievable Economic UCT Potential | F2 | Commercial | Interruptible - Health | New | Space Heating | Natural Gas | Gas Boiler - Insulate Steam Lines/Condensate Tank | A | Integrated Unit Summer Peak Savings (kW) | Achievable Economic UCT Potential | 0 | 0 | 0 | 0 | 0 | 0 | 0 | 0 | 0 | 0 | 0 | 0 | 0 | 0 | 0 | 0 | 0 | 0 | 0 | 0 | 0 | 0 | 0 | 0 | 0 | 0 | 0
F3_Commercial_Interruptible - Health_New_Space Heating_Natural Gas_Gas Boiler - Insulate Steam Lines/Condensate Tank_A_Achievable Economic UCT Potential | F3 | Commercial | Interruptible - Health | New | Space Heating | Natural Gas | Gas Boiler - Insulate Steam Lines/Condensate Tank | A | Integrated Unit Winter Peak Savings (kW) | Achievable Economic UCT Potential | 0 | 0 | 0 | 0 | 0 | 0 | 0 | 0 | 0 | 0 | 0 | 0 | 0 | 0 | 0 | 0 | 0 | 0 | 0 | 0 | 0 | 0 | 0 | 0 | 0 | 0 | 0
F4_Commercial_Interruptible - Health_New_Space Heating_Natural Gas_Gas Boiler - Insulate Steam Lines/Condensate Tank_A_Achievable Economic UCT Potential | F4 | Commercial | Interruptible - Health | New | Space Heating | Natural Gas | Gas Boiler - Insulate Steam Lines/Condensate Tank | A | Incremental Energy Savings (MWh or mTherms) | Achievable Economic UCT Potential | 0 | 0 | 0 | 0 | 0 | 0 | 0 | 0 | 0 | 0 | 0 | 0 | 0 | 0 | 0 | 0 | 0 | 0 | 0 | 0 | 0 | 0 | 0 | 0 | 0 | 0 | 0
F5_Commercial_Interruptible - Health_New_Space Heating_Natural Gas_Gas Boiler - Insulate Steam Lines/Condensate Tank_A_Achievable Economic UCT Potential | F5 | Commercial | Interruptible - Health | New | Space Heating | Natural Gas | Gas Boiler - Insulate Steam Lines/Condensate Tank | A | Incremental Summer Peak Savings (MW) | Achievable Economic UCT Potential | 0 | 0 | 0 | 0 | 0 | 0 | 0 | 0 | 0 | 0 | 0 | 0 | 0 | 0 | 0 | 0 | 0 | 0 | 0 | 0 | 0 | 0 | 0 | 0 | 0 | 0 | 0
F6_Commercial_Interruptible - Health_New_Space Heating_Natural Gas_Gas Boiler - Insulate Steam Lines/Condensate Tank_A_Achievable Economic UCT Potential | F6 | Commercial | Interruptible - Health | New | Space Heating | Natural Gas | Gas Boiler - Insulate Steam Lines/Condensate Tank | A | Incremental Winter Peak Savings (MW) | Achievable Economic UCT Potential | 0 | 0 | 0 | 0 | 0 | 0 | 0 | 0 | 0 | 0 | 0 | 0 | 0 | 0 | 0 | 0 | 0 | 0 | 0 | 0 | 0 | 0 | 0 | 0 | 0 | 0 | 0
F7_Commercial_Interruptible - Health_New_Space Heating_Natural Gas_Gas Boiler - Insulate Steam Lines/Condensate Tank_A_Achievable Economic UCT Potential | F7 | Commercial | Interruptible - Health | New | Space Heating | Natural Gas | Gas Boiler - Insulate Steam Lines/Condensate Tank | A | Cumulative Energy Savings (MWh or mTherms) | Achievable Economic UCT Potential | 0 | 0 | 0 | 0 | 0 | 0 | 0 | 0 | 0 | 0 | 0 | 0 | 0 | 0 | 0 | 0 | 0 | 0 | 0 | 0 | 0 | 0 | 0 | 0 | 0 | 0 | 0
F8_Commercial_Interruptible - Health_New_Space Heating_Natural Gas_Gas Boiler - Insulate Steam Lines/Condensate Tank_A_Achievable Economic UCT Potential | F8 | Commercial | Interruptible - Health | New | Space Heating | Natural Gas | Gas Boiler - Insulate Steam Lines/Condensate Tank | A | Cumulative Summer Peak Savings (MW) | Achievable Economic UCT Potential | 0 | 0 | 0 | 0 | 0 | 0 | 0 | 0 | 0 | 0 | 0 | 0 | 0 | 0 | 0 | 0 | 0 | 0 | 0 | 0 | 0 | 0 | 0 | 0 | 0 | 0 | 0
F9_Commercial_Interruptible - Health_New_Space Heating_Natural Gas_Gas Boiler - Insulate Steam Lines/Condensate Tank_A_Achievable Economic UCT Potential | F9 | Commercial | Interruptible - Health | New | Space Heating | Natural Gas | Gas Boiler - Insulate Steam Lines/Condensate Tank | A | Cumulative Winter Peak Savings (MW) | Achievable Economic UCT Potential | 0 | 0 | 0 | 0 | 0 | 0 | 0 | 0 | 0 | 0 | 0 | 0 | 0 | 0 | 0 | 0 | 0 | 0 | 0 | 0 | 0 | 0 | 0 | 0 | 0 | 0 | 0
F10_Commercial_Interruptible - Health_New_Space Heating_Natural Gas_Gas Boiler - Insulate Steam Lines/Condensate Tank_A_Achievable Economic UCT Potential | F10 | Commercial | Interruptible - Health | New | Space Heating | Natural Gas | Gas Boiler - Insulate Steam Lines/Condensate Tank | A | Purchases (Incremental) | Achievable Economic UCT Potential | 0 | 0 | 0 | 0 | 0 | 0 | 0 | 0 | 0 | 0 | 0 | 0 | 0 | 0 | 0 | 0 | 0 | 0 | 0 | 0 | 0 | 0 | 0 | 0 | 0 | 0 | 0
F11_Commercial_Interruptible - Health_New_Space Heating_Natural Gas_Gas Boiler - Insulate Steam Lines/Condensate Tank_A_Achievable Economic UCT Potential | F11 | Commercial | Interruptible - Health | New | Space Heating | Natural Gas | Gas Boiler - Insulate Steam Lines/Condensate Tank | A | Purchases (Cumulative) | Achievable Economic UCT Potential | 0 | 0 | 0 | 0 | 0 | 0 | 0 | 0 | 0 | 0 | 0 | 0 | 0 | 0 | 0 | 0 | 0 | 0 | 0 | 0 | 0 | 0 | 0 | 0 | 0 | 0 | 0
F1_Commercial_Interruptible - Health_New_Space Heating_Natural Gas_Gas Boiler - Insulate Hot Water Lines_A_Achievable Economic UCT Potential | F1 | Commercial | Interruptible - Health | New | Space Heating | Natural Gas | Gas Boiler - Insulate Hot Water Lines | A | Integrated Unit Energy Savings (kWh or therms) | Achievable Economic UCT Potential | 0 | 0 | 0 | 0 | 0 | 0 | 0 | 0 | 0 | 0 | 0 | 0 | 0 | 0 | 0 | 0 | 0 | 0 | 0 | 0 | 0 | 0 | 0 | 0 | 0 | 0 | 0
F2_Commercial_Interruptible - Health_New_Space Heating_Natural Gas_Gas Boiler - Insulate Hot Water Lines_A_Achievable Economic UCT Potential | F2 | Commercial | Interruptible - Health | New | Space Heating | Natural Gas | Gas Boiler - Insulate Hot Water Lines | A | Integrated Unit Summer Peak Savings (kW) | Achievable Economic UCT Potential | 0 | 0 | 0 | 0 | 0 | 0 | 0 | 0 | 0 | 0 | 0 | 0 | 0 | 0 | 0 | 0 | 0 | 0 | 0 | 0 | 0 | 0 | 0 | 0 | 0 | 0 | 0
F3_Commercial_Interruptible - Health_New_Space Heating_Natural Gas_Gas Boiler - Insulate Hot Water Lines_A_Achievable Economic UCT Potential | F3 | Commercial | Interruptible - Health | New | Space Heating | Natural Gas | Gas Boiler - Insulate Hot Water Lines | A | Integrated Unit Winter Peak Savings (kW) | Achievable Economic UCT Potential | 0 | 0 | 0 | 0 | 0 | 0 | 0 | 0 | 0 | 0 | 0 | 0 | 0 | 0 | 0 | 0 | 0 | 0 | 0 | 0 | 0 | 0 | 0 | 0 | 0 | 0 | 0
F4_Commercial_Interruptible - Health_New_Space Heating_Natural Gas_Gas Boiler - Insulate Hot Water Lines_A_Achievable Economic UCT Potential | F4 | Commercial | Interruptible - Health | New | Space Heating | Natural Gas | Gas Boiler - Insulate Hot Water Lines | A | Incremental Energy Savings (MWh or mTherms) | Achievable Economic UCT Potential | 0 | 0 | 0 | 0 | 0 | 0 | 0 | 0 | 0 | 0 | 0 | 0 | 0 | 0 | 0 | 0 | 0 | 0 | 0 | 0 | 0 | 0 | 0 | 0 | 0 | 0 | 0
F5_Commercial_Interruptible - Health_New_Space Heating_Natural Gas_Gas Boiler - Insulate Hot Water Lines_A_Achievable Economic UCT Potential | F5 | Commercial | Interruptible - Health | New | Space Heating | Natural Gas | Gas Boiler - Insulate Hot Water Lines | A | Incremental Summer Peak Savings (MW) | Achievable Economic UCT Potential | 0 | 0 | 0 | 0 | 0 | 0 | 0 | 0 | 0 | 0 | 0 | 0 | 0 | 0 | 0 | 0 | 0 | 0 | 0 | 0 | 0 | 0 | 0 | 0 | 0 | 0 | 0
F6_Commercial_Interruptible - Health_New_Space Heating_Natural Gas_Gas Boiler - Insulate Hot Water Lines_A_Achievable Economic UCT Potential | F6 | Commercial | Interruptible - Health | New | Space Heating | Natural Gas | Gas Boiler - Insulate Hot Water Lines | A | Incremental Winter Peak Savings (MW) | Achievable Economic UCT Potential | 0 | 0 | 0 | 0 | 0 | 0 | 0 | 0 | 0 | 0 | 0 | 0 | 0 | 0 | 0 | 0 | 0 | 0 | 0 | 0 | 0 | 0 | 0 | 0 | 0 | 0 | 0
F7_Commercial_Interruptible - Health_New_Space Heating_Natural Gas_Gas Boiler - Insulate Hot Water Lines_A_Achievable Economic UCT Potential | F7 | Commercial | Interruptible - Health | New | Space Heating | Natural Gas | Gas Boiler - Insulate Hot Water Lines | A | Cumulative Energy Savings (MWh or mTherms) | Achievable Economic UCT Potential | 0 | 0 | 0 | 0 | 0 | 0 | 0 | 0 | 0 | 0 | 0 | 0 | 0 | 0 | 0 | 0 | 0 | 0 | 0 | 0 | 0 | 0 | 0 | 0 | 0 | 0 | 0
F8_Commercial_Interruptible - Health_New_Space Heating_Natural Gas_Gas Boiler - Insulate Hot Water Lines_A_Achievable Economic UCT Potential | F8 | Commercial | Interruptible - Health | New | Space Heating | Natural Gas | Gas Boiler - Insulate Hot Water Lines | A | Cumulative Summer Peak Savings (MW) | Achievable Economic UCT Potential | 0 | 0 | 0 | 0 | 0 | 0 | 0 | 0 | 0 | 0 | 0 | 0 | 0 | 0 | 0 | 0 | 0 | 0 | 0 | 0 | 0 | 0 | 0 | 0 | 0 | 0 | 0
F9_Commercial_Interruptible - Health_New_Space Heating_Natural Gas_Gas Boiler - Insulate Hot Water Lines_A_Achievable Economic UCT Potential | F9 | Commercial | Interruptible - Health | New | Space Heating | Natural Gas | Gas Boiler - Insulate Hot Water Lines | A | Cumulative Winter Peak Savings (MW) | Achievable Economic UCT Potential | 0 | 0 | 0 | 0 | 0 | 0 | 0 | 0 | 0 | 0 | 0 | 0 | 0 | 0 | 0 | 0 | 0 | 0 | 0 | 0 | 0 | 0 | 0 | 0 | 0 | 0 | 0
F10_Commercial_Interruptible - Health_New_Space Heating_Natural Gas_Gas Boiler - Insulate Hot Water Lines_A_Achievable Economic UCT Potential | F10 | Commercial | Interruptible - Health | New | Space Heating | Natural Gas | Gas Boiler - Insulate Hot Water Lines | A | Purchases (Incremental) | Achievable Economic UCT Potential | 0 | 0 | 0 | 0 | 0 | 0 | 0 | 0 | 0 | 0 | 0 | 0 | 0 | 0 | 0 | 0 | 0 | 0 | 0 | 0 | 0 | 0 | 0 | 0 | 0 | 0 | 0
F11_Commercial_Interruptible - Health_New_Space Heating_Natural Gas_Gas Boiler - Insulate Hot Water Lines_A_Achievable Economic UCT Potential | F11 | Commercial | Interruptible - Health | New | Space Heating | Natural Gas | Gas Boiler - Insulate Hot Water Lines | A | Purchases (Cumulative) | Achievable Economic UCT Potential | 0 | 0 | 0 | 0 | 0 | 0 | 0 | 0 | 0 | 0 | 0 | 0 | 0 | 0 | 0 | 0 | 0 | 0 | 0 | 0 | 0 | 0 | 0 | 0 | 0 | 0 | 0
F1_Commercial_Interruptible - Health_New_Space Heating_Natural Gas_Condensing RTU_A_Achievable Economic UCT Potential | F1 | Commercial | Interruptible - Health | New | Space Heating | Natural Gas | Condensing RTU | A | Integrated Unit Energy Savings (kWh or therms) | Achievable Economic UCT Potential | 0 | 0 | 0 | 0 | 0 | 0 | 0 | 0 | 0 | 0 | 0 | 0 | 0 | 0 | 0 | 0 | 0 | 0 | 0 | 0 | 0 | 0 | 0 | 0 | 0 | 0 | 0
F2_Commercial_Interruptible - Health_New_Space Heating_Natural Gas_Condensing RTU_A_Achievable Economic UCT Potential | F2 | Commercial | Interruptible - Health | New | Space Heating | Natural Gas | Condensing RTU | A | Integrated Unit Summer Peak Savings (kW) | Achievable Economic UCT Potential | 0 | 0 | 0 | 0 | 0 | 0 | 0 | 0 | 0 | 0 | 0 | 0 | 0 | 0 | 0 | 0 | 0 | 0 | 0 | 0 | 0 | 0 | 0 | 0 | 0 | 0 | 0
F3_Commercial_Interruptible - Health_New_Space Heating_Natural Gas_Condensing RTU_A_Achievable Economic UCT Potential | F3 | Commercial | Interruptible - Health | New | Space Heating | Natural Gas | Condensing RTU | A | Integrated Unit Winter Peak Savings (kW) | Achievable Economic UCT Potential | 0 | 0 | 0 | 0 | 0 | 0 | 0 | 0 | 0 | 0 | 0 | 0 | 0 | 0 | 0 | 0 | 0 | 0 | 0 | 0 | 0 | 0 | 0 | 0 | 0 | 0 | 0
F4_Commercial_Interruptible - Health_New_Space Heating_Natural Gas_Condensing RTU_A_Achievable Economic UCT Potential | F4 | Commercial | Interruptible - Health | New | Space Heating | Natural Gas | Condensing RTU | A | Incremental Energy Savings (MWh or mTherms) | Achievable Economic UCT Potential | 0 | 0 | 0 | 0 | 0 | 0 | 0 | 0 | 0 | 0 | 0 | 0 | 0 | 0 | 0 | 0 | 0 | 0 | 0 | 0 | 0 | 0 | 0 | 0 | 0 | 0 | 0
F5_Commercial_Interruptible - Health_New_Space Heating_Natural Gas_Condensing RTU_A_Achievable Economic UCT Potential | F5 | Commercial | Interruptible - Health | New | Space Heating | Natural Gas | Condensing RTU | A | Incremental Summer Peak Savings (MW) | Achievable Economic UCT Potential | 0 | 0 | 0 | 0 | 0 | 0 | 0 | 0 | 0 | 0 | 0 | 0 | 0 | 0 | 0 | 0 | 0 | 0 | 0 | 0 | 0 | 0 | 0 | 0 | 0 | 0 | 0
F6_Commercial_Interruptible - Health_New_Space Heating_Natural Gas_Condensing RTU_A_Achievable Economic UCT Potential | F6 | Commercial | Interruptible - Health | New | Space Heating | Natural Gas | Condensing RTU | A | Incremental Winter Peak Savings (MW) | Achievable Economic UCT Potential | 0 | 0 | 0 | 0 | 0 | 0 | 0 | 0 | 0 | 0 | 0 | 0 | 0 | 0 | 0 | 0 | 0 | 0 | 0 | 0 | 0 | 0 | 0 | 0 | 0 | 0 | 0
F7_Commercial_Interruptible - Health_New_Space Heating_Natural Gas_Condensing RTU_A_Achievable Economic UCT Potential | F7 | Commercial | Interruptible - Health | New | Space Heating | Natural Gas | Condensing RTU | A | Cumulative Energy Savings (MWh or mTherms) | Achievable Economic UCT Potential | 0 | 0 | 0 | 0 | 0 | 0 | 0 | 0 | 0 | 0 | 0 | 0 | 0 | 0 | 0 | 0 | 0 | 0 | 0 | 0 | 0 | 0 | 0 | 0 | 0 | 0 | 0
F8_Commercial_Interruptible - Health_New_Space Heating_Natural Gas_Condensing RTU_A_Achievable Economic UCT Potential | F8 | Commercial | Interruptible - Health | New | Space Heating | Natural Gas | Condensing RTU | A | Cumulative Summer Peak Savings (MW) | Achievable Economic UCT Potential | 0 | 0 | 0 | 0 | 0 | 0 | 0 | 0 | 0 | 0 | 0 | 0 | 0 | 0 | 0 | 0 | 0 | 0 | 0 | 0 | 0 | 0 | 0 | 0 | 0 | 0 | 0
F9_Commercial_Interruptible - Health_New_Space Heating_Natural Gas_Condensing RTU_A_Achievable Economic UCT Potential | F9 | Commercial | Interruptible - Health | New | Space Heating | Natural Gas | Condensing RTU | A | Cumulative Winter Peak Savings (MW) | Achievable Economic UCT Potential | 0 | 0 | 0 | 0 | 0 | 0 | 0 | 0 | 0 | 0 | 0 | 0 | 0 | 0 | 0 | 0 | 0 | 0 | 0 | 0 | 0 | 0 | 0 | 0 | 0 | 0 | 0
F10_Commercial_Interruptible - Health_New_Space Heating_Natural Gas_Condensing RTU_A_Achievable Economic UCT Potential | F10 | Commercial | Interruptible - Health | New | Space Heating | Natural Gas | Condensing RTU | A | Purchases (Incremental) | Achievable Economic UCT Potential | 0 | 0 | 0 | 0 | 0 | 0 | 0 | 0 | 0 | 0 | 0 | 0 | 0 | 0 | 0 | 0 | 0 | 0 | 0 | 0 | 0 | 0 | 0 | 0 | 0 | 0 | 0
F11_Commercial_Interruptible - Health_New_Space Heating_Natural Gas_Condensing RTU_A_Achievable Economic UCT Potential | F11 | Commercial | Interruptible - Health | New | Space Heating | Natural Gas | Condensing RTU | A | Purchases (Cumulative) | Achievable Economic UCT Potential | 0 | 0 | 0 | 0 | 0 | 0 | 0 | 0 | 0 | 0 | 0 | 0 | 0 | 0 | 0 | 0 | 0 | 0 | 0 | 0 | 0 | 0 | 0 | 0 | 0 | 0 | 0
F1_Commercial_Interruptible - Health_New_Space Heating_Natural Gas_Hydronic Heating Radiator Replacement_A_Achievable Economic UCT Potential | F1 | Commercial | Interruptible - Health | New | Space Heating | Natural Gas | Hydronic Heating Radiator Replacement | A | Integrated Unit Energy Savings (kWh or therms) | Achievable Economic UCT Potential | 0 | 0 | 0 | 0 | 0 | 0 | 0 | 0 | 0 | 0 | 0 | 0 | 0 | 0 | 0 | 0 | 0 | 0 | 0 | 0 | 0 | 0 | 0 | 0 | 0 | 0 | 0
F2_Commercial_Interruptible - Health_New_Space Heating_Natural Gas_Hydronic Heating Radiator Replacement_A_Achievable Economic UCT Potential | F2 | Commercial | Interruptible - Health | New | Space Heating | Natural Gas | Hydronic Heating Radiator Replacement | A | Integrated Unit Summer Peak Savings (kW) | Achievable Economic UCT Potential | 0 | 0 | 0 | 0 | 0 | 0 | 0 | 0 | 0 | 0 | 0 | 0 | 0 | 0 | 0 | 0 | 0 | 0 | 0 | 0 | 0 | 0 | 0 | 0 | 0 | 0 | 0
F3_Commercial_Interruptible - Health_New_Space Heating_Natural Gas_Hydronic Heating Radiator Replacement_A_Achievable Economic UCT Potential | F3 | Commercial | Interruptible - Health | New | Space Heating | Natural Gas | Hydronic Heating Radiator Replacement | A | Integrated Unit Winter Peak Savings (kW) | Achievable Economic UCT Potential | 0 | 0 | 0 | 0 | 0 | 0 | 0 | 0 | 0 | 0 | 0 | 0 | 0 | 0 | 0 | 0 | 0 | 0 | 0 | 0 | 0 | 0 | 0 | 0 | 0 | 0 | 0
F4_Commercial_Interruptible - Health_New_Space Heating_Natural Gas_Hydronic Heating Radiator Replacement_A_Achievable Economic UCT Potential | F4 | Commercial | Interruptible - Health | New | Space Heating | Natural Gas | Hydronic Heating Radiator Replacement | A | Incremental Energy Savings (MWh or mTherms) | Achievable Economic UCT Potential | 0 | 0 | 0 | 0 | 0 | 0 | 0 | 0 | 0 | 0 | 0 | 0 | 0 | 0 | 0 | 0 | 0 | 0 | 0 | 0 | 0 | 0 | 0 | 0 | 0 | 0 | 0
F5_Commercial_Interruptible - Health_New_Space Heating_Natural Gas_Hydronic Heating Radiator Replacement_A_Achievable Economic UCT Potential | F5 | Commercial | Interruptible - Health | New | Space Heating | Natural Gas | Hydronic Heating Radiator Replacement | A | Incremental Summer Peak Savings (MW) | Achievable Economic UCT Potential | 0 | 0 | 0 | 0 | 0 | 0 | 0 | 0 | 0 | 0 | 0 | 0 | 0 | 0 | 0 | 0 | 0 | 0 | 0 | 0 | 0 | 0 | 0 | 0 | 0 | 0 | 0
F6_Commercial_Interruptible - Health_New_Space Heating_Natural Gas_Hydronic Heating Radiator Replacement_A_Achievable Economic UCT Potential | F6 | Commercial | Interruptible - Health | New | Space Heating | Natural Gas | Hydronic Heating Radiator Replacement | A | Incremental Winter Peak Savings (MW) | Achievable Economic UCT Potential | 0 | 0 | 0 | 0 | 0 | 0 | 0 | 0 | 0 | 0 | 0 | 0 | 0 | 0 | 0 | 0 | 0 | 0 | 0 | 0 | 0 | 0 | 0 | 0 | 0 | 0 | 0
F7_Commercial_Interruptible - Health_New_Space Heating_Natural Gas_Hydronic Heating Radiator Replacement_A_Achievable Economic UCT Potential | F7 | Commercial | Interruptible - Health | New | Space Heating | Natural Gas | Hydronic Heating Radiator Replacement | A | Cumulative Energy Savings (MWh or mTherms) | Achievable Economic UCT Potential | 0 | 0 | 0 | 0 | 0 | 0 | 0 | 0 | 0 | 0 | 0 | 0 | 0 | 0 | 0 | 0 | 0 | 0 | 0 | 0 | 0 | 0 | 0 | 0 | 0 | 0 | 0
F8_Commercial_Interruptible - Health_New_Space Heating_Natural Gas_Hydronic Heating Radiator Replacement_A_Achievable Economic UCT Potential | F8 | Commercial | Interruptible - Health | New | Space Heating | Natural Gas | Hydronic Heating Radiator Replacement | A | Cumulative Summer Peak Savings (MW) | Achievable Economic UCT Potential | 0 | 0 | 0 | 0 | 0 | 0 | 0 | 0 | 0 | 0 | 0 | 0 | 0 | 0 | 0 | 0 | 0 | 0 | 0 | 0 | 0 | 0 | 0 | 0 | 0 | 0 | 0
F9_Commercial_Interruptible - Health_New_Space Heating_Natural Gas_Hydronic Heating Radiator Replacement_A_Achievable Economic UCT Potential | F9 | Commercial | Interruptible - Health | New | Space Heating | Natural Gas | Hydronic Heating Radiator Replacement | A | Cumulative Winter Peak Savings (MW) | Achievable Economic UCT Potential | 0 | 0 | 0 | 0 | 0 | 0 | 0 | 0 | 0 | 0 | 0 | 0 | 0 | 0 | 0 | 0 | 0 | 0 | 0 | 0 | 0 | 0 | 0 | 0 | 0 | 0 | 0
F10_Commercial_Interruptible - Health_New_Space Heating_Natural Gas_Hydronic Heating Radiator Replacement_A_Achievable Economic UCT Potential | F10 | Commercial | Interruptible - Health | New | Space Heating | Natural Gas | Hydronic Heating Radiator Replacement | A | Purchases (Incremental) | Achievable Economic UCT Potential | 0 | 0 | 0 | 0 | 0 | 0 | 0 | 0 | 0 | 0 | 0 | 0 | 0 | 0 | 0 | 0 | 0 | 0 | 0 | 0 | 0 | 0 | 0 | 0 | 0 | 0 | 0
F11_Commercial_Interruptible - Health_New_Space Heating_Natural Gas_Hydronic Heating Radiator Replacement_A_Achievable Economic UCT Potential | F11 | Commercial | Interruptible - Health | New | Space Heating | Natural Gas | Hydronic Heating Radiator Replacement | A | Purchases (Cumulative) | Achievable Economic UCT Potential | 0 | 0 | 0 | 0 | 0 | 0 | 0 | 0 | 0 | 0 | 0 | 0 | 0 | 0 | 0 | 0 | 0 | 0 | 0 | 0 | 0 | 0 | 0 | 0 | 0 | 0 | 0
F1_Commercial_Interruptible - Health_New_Space Heating_Natural Gas_Thermostat - Connected_A_Achievable Economic UCT Potential | F1 | Commercial | Interruptible - Health | New | Space Heating | Natural Gas | Thermostat - Connected | A | Integrated Unit Energy Savings (kWh or therms) | Achievable Economic UCT Potential | 0 | 0 | 0 | 0 | 0 | 0 | 0 | 0 | 0 | 0 | 0 | 0 | 0 | 0 | 0 | 0 | 0 | 0 | 0 | 0 | 0 | 0 | 0 | 0 | 0 | 0 | 0
F2_Commercial_Interruptible - Health_New_Space Heating_Natural Gas_Thermostat - Connected_A_Achievable Economic UCT Potential | F2 | Commercial | Interruptible - Health | New | Space Heating | Natural Gas | Thermostat - Connected | A | Integrated Unit Summer Peak Savings (kW) | Achievable Economic UCT Potential | 0 | 0 | 0 | 0 | 0 | 0 | 0 | 0 | 0 | 0 | 0 | 0 | 0 | 0 | 0 | 0 | 0 | 0 | 0 | 0 | 0 | 0 | 0 | 0 | 0 | 0 | 0
F3_Commercial_Interruptible - Health_New_Space Heating_Natural Gas_Thermostat - Connected_A_Achievable Economic UCT Potential | F3 | Commercial | Interruptible - Health | New | Space Heating | Natural Gas | Thermostat - Connected | A | Integrated Unit Winter Peak Savings (kW) | Achievable Economic UCT Potential | 0 | 0 | 0 | 0 | 0 | 0 | 0 | 0 | 0 | 0 | 0 | 0 | 0 | 0 | 0 | 0 | 0 | 0 | 0 | 0 | 0 | 0 | 0 | 0 | 0 | 0 | 0
F4_Commercial_Interruptible - Health_New_Space Heating_Natural Gas_Thermostat - Connected_A_Achievable Economic UCT Potential | F4 | Commercial | Interruptible - Health | New | Space Heating | Natural Gas | Thermostat - Connected | A | Incremental Energy Savings (MWh or mTherms) | Achievable Economic UCT Potential | 0 | 0 | 0 | 0 | 0 | 0 | 0 | 0 | 0 | 0 | 0 | 0 | 0 | 0 | 0 | 0 | 0 | 0 | 0 | 0 | 0 | 0 | 0 | 0 | 0 | 0 | 0
F5_Commercial_Interruptible - Health_New_Space Heating_Natural Gas_Thermostat - Connected_A_Achievable Economic UCT Potential | F5 | Commercial | Interruptible - Health | New | Space Heating | Natural Gas | Thermostat - Connected | A | Incremental Summer Peak Savings (MW) | Achievable Economic UCT Potential | 0 | 0 | 0 | 0 | 0 | 0 | 0 | 0 | 0 | 0 | 0 | 0 | 0 | 0 | 0 | 0 | 0 | 0 | 0 | 0 | 0 | 0 | 0 | 0 | 0 | 0 | 0
F6_Commercial_Interruptible - Health_New_Space Heating_Natural Gas_Thermostat - Connected_A_Achievable Economic UCT Potential | F6 | Commercial | Interruptible - Health | New | Space Heating | Natural Gas | Thermostat - Connected | A | Incremental Winter Peak Savings (MW) | Achievable Economic UCT Potential | 0 | 0 | 0 | 0 | 0 | 0 | 0 | 0 | 0 | 0 | 0 | 0 | 0 | 0 | 0 | 0 | 0 | 0 | 0 | 0 | 0 | 0 | 0 | 0 | 0 | 0 | 0
F7_Commercial_Interruptible - Health_New_Space Heating_Natural Gas_Thermostat - Connected_A_Achievable Economic UCT Potential | F7 | Commercial | Interruptible - Health | New | Space Heating | Natural Gas | Thermostat - Connected | A | Cumulative Energy Savings (MWh or mTherms) | Achievable Economic UCT Potential | 0 | 0 | 0 | 0 | 0 | 0 | 0 | 0 | 0 | 0 | 0 | 0 | 0 | 0 | 0 | 0 | 0 | 0 | 0 | 0 | 0 | 0 | 0 | 0 | 0 | 0 | 0
F8_Commercial_Interruptible - Health_New_Space Heating_Natural Gas_Thermostat - Connected_A_Achievable Economic UCT Potential | F8 | Commercial | Interruptible - Health | New | Space Heating | Natural Gas | Thermostat - Connected | A | Cumulative Summer Peak Savings (MW) | Achievable Economic UCT Potential | 0 | 0 | 0 | 0 | 0 | 0 | 0 | 0 | 0 | 0 | 0 | 0 | 0 | 0 | 0 | 0 | 0 | 0 | 0 | 0 | 0 | 0 | 0 | 0 | 0 | 0 | 0
F9_Commercial_Interruptible - Health_New_Space Heating_Natural Gas_Thermostat - Connected_A_Achievable Economic UCT Potential | F9 | Commercial | Interruptible - Health | New | Space Heating | Natural Gas | Thermostat - Connected | A | Cumulative Winter Peak Savings (MW) | Achievable Economic UCT Potential | 0 | 0 | 0 | 0 | 0 | 0 | 0 | 0 | 0 | 0 | 0 | 0 | 0 | 0 | 0 | 0 | 0 | 0 | 0 | 0 | 0 | 0 | 0 | 0 | 0 | 0 | 0
F10_Commercial_Interruptible - Health_New_Space Heating_Natural Gas_Thermostat - Connected_A_Achievable Economic UCT Potential | F10 | Commercial | Interruptible - Health | New | Space Heating | Natural Gas | Thermostat - Connected | A | Purchases (Incremental) | Achievable Economic UCT Potential | 0 | 0 | 0 | 0 | 0 | 0 | 0 | 0 | 0 | 0 | 0 | 0 | 0 | 0 | 0 | 0 | 0 | 0 | 0 | 0 | 0 | 0 | 0 | 0 | 0 | 0 | 0
F11_Commercial_Interruptible - Health_New_Space Heating_Natural Gas_Thermostat - Connected_A_Achievable Economic UCT Potential | F11 | Commercial | Interruptible - Health | New | Space Heating | Natural Gas | Thermostat - Connected | A | Purchases (Cumulative) | Achievable Economic UCT Potential | 0 | 0 | 0 | 0 | 0 | 0 | 0 | 0 | 0 | 0 | 0 | 0 | 0 | 0 | 0 | 0 | 0 | 0 | 0 | 0 | 0 | 0 | 0 | 0 | 0 | 0 | 0
F1_Commercial_Interruptible - Health_New_Water Heating_Natural Gas_Water Heater - Thermostatic Shower Restriction Valve_A_Achievable Economic UCT Potential | F1 | Commercial | Interruptible - Health | New | Water Heating | Natural Gas | Water Heater - Thermostatic Shower Restriction Valve | A | Integrated Unit Energy Savings (kWh or therms) | Achievable Economic UCT Potential | 0 | 0 | 0 | 0 | 0 | 0 | 0 | 0 | 0 | 0 | 0 | 0 | 0 | 0 | 0 | 0 | 0 | 0 | 0 | 0 | 0 | 0 | 0 | 0 | 0 | 0 | 0
F2_Commercial_Interruptible - Health_New_Water Heating_Natural Gas_Water Heater - Thermostatic Shower Restriction Valve_A_Achievable Economic UCT Potential | F2 | Commercial | Interruptible - Health | New | Water Heating | Natural Gas | Water Heater - Thermostatic Shower Restriction Valve | A | Integrated Unit Summer Peak Savings (kW) | Achievable Economic UCT Potential | 0 | 0 | 0 | 0 | 0 | 0 | 0 | 0 | 0 | 0 | 0 | 0 | 0 | 0 | 0 | 0 | 0 | 0 | 0 | 0 | 0 | 0 | 0 | 0 | 0 | 0 | 0
F3_Commercial_Interruptible - Health_New_Water Heating_Natural Gas_Water Heater - Thermostatic Shower Restriction Valve_A_Achievable Economic UCT Potential | F3 | Commercial | Interruptible - Health | New | Water Heating | Natural Gas | Water Heater - Thermostatic Shower Restriction Valve | A | Integrated Unit Winter Peak Savings (kW) | Achievable Economic UCT Potential | 0 | 0 | 0 | 0 | 0 | 0 | 0 | 0 | 0 | 0 | 0 | 0 | 0 | 0 | 0 | 0 | 0 | 0 | 0 | 0 | 0 | 0 | 0 | 0 | 0 | 0 | 0
F4_Commercial_Interruptible - Health_New_Water Heating_Natural Gas_Water Heater - Thermostatic Shower Restriction Valve_A_Achievable Economic UCT Potential | F4 | Commercial | Interruptible - Health | New | Water Heating | Natural Gas | Water Heater - Thermostatic Shower Restriction Valve | A | Incremental Energy Savings (MWh or mTherms) | Achievable Economic UCT Potential | 0 | 0 | 0 | 0 | 0 | 0 | 0 | 0 | 0 | 0 | 0 | 0 | 0 | 0 | 0 | 0 | 0 | 0 | 0 | 0 | 0 | 0 | 0 | 0 | 0 | 0 | 0
F5_Commercial_Interruptible - Health_New_Water Heating_Natural Gas_Water Heater - Thermostatic Shower Restriction Valve_A_Achievable Economic UCT Potential | F5 | Commercial | Interruptible - Health | New | Water Heating | Natural Gas | Water Heater - Thermostatic Shower Restriction Valve | A | Incremental Summer Peak Savings (MW) | Achievable Economic UCT Potential | 0 | 0 | 0 | 0 | 0 | 0 | 0 | 0 | 0 | 0 | 0 | 0 | 0 | 0 | 0 | 0 | 0 | 0 | 0 | 0 | 0 | 0 | 0 | 0 | 0 | 0 | 0
F6_Commercial_Interruptible - Health_New_Water Heating_Natural Gas_Water Heater - Thermostatic Shower Restriction Valve_A_Achievable Economic UCT Potential | F6 | Commercial | Interruptible - Health | New | Water Heating | Natural Gas | Water Heater - Thermostatic Shower Restriction Valve | A | Incremental Winter Peak Savings (MW) | Achievable Economic UCT Potential | 0 | 0 | 0 | 0 | 0 | 0 | 0 | 0 | 0 | 0 | 0 | 0 | 0 | 0 | 0 | 0 | 0 | 0 | 0 | 0 | 0 | 0 | 0 | 0 | 0 | 0 | 0
F7_Commercial_Interruptible - Health_New_Water Heating_Natural Gas_Water Heater - Thermostatic Shower Restriction Valve_A_Achievable Economic UCT Potential | F7 | Commercial | Interruptible - Health | New | Water Heating | Natural Gas | Water Heater - Thermostatic Shower Restriction Valve | A | Cumulative Energy Savings (MWh or mTherms) | Achievable Economic UCT Potential | 0 | 0 | 0 | 0 | 0 | 0 | 0 | 0 | 0 | 0 | 0 | 0 | 0 | 0 | 0 | 0 | 0 | 0 | 0 | 0 | 0 | 0 | 0 | 0 | 0 | 0 | 0
F8_Commercial_Interruptible - Health_New_Water Heating_Natural Gas_Water Heater - Thermostatic Shower Restriction Valve_A_Achievable Economic UCT Potential | F8 | Commercial | Interruptible - Health | New | Water Heating | Natural Gas | Water Heater - Thermostatic Shower Restriction Valve | A | Cumulative Summer Peak Savings (MW) | Achievable Economic UCT Potential | 0 | 0 | 0 | 0 | 0 | 0 | 0 | 0 | 0 | 0 | 0 | 0 | 0 | 0 | 0 | 0 | 0 | 0 | 0 | 0 | 0 | 0 | 0 | 0 | 0 | 0 | 0
F9_Commercial_Interruptible - Health_New_Water Heating_Natural Gas_Water Heater - Thermostatic Shower Restriction Valve_A_Achievable Economic UCT Potential | F9 | Commercial | Interruptible - Health | New | Water Heating | Natural Gas | Water Heater - Thermostatic Shower Restriction Valve | A | Cumulative Winter Peak Savings (MW) | Achievable Economic UCT Potential | 0 | 0 | 0 | 0 | 0 | 0 | 0 | 0 | 0 | 0 | 0 | 0 | 0 | 0 | 0 | 0 | 0 | 0 | 0 | 0 | 0 | 0 | 0 | 0 | 0 | 0 | 0
F10_Commercial_Interruptible - Health_New_Water Heating_Natural Gas_Water Heater - Thermostatic Shower Restriction Valve_A_Achievable Economic UCT Potential | F10 | Commercial | Interruptible - Health | New | Water Heating | Natural Gas | Water Heater - Thermostatic Shower Restriction Valve | A | Purchases (Incremental) | Achievable Economic UCT Potential | 0 | 0 | 0 | 0 | 0 | 0 | 0 | 0 | 0 | 0 | 0 | 0 | 0 | 0 | 0 | 0 | 0 | 0 | 0 | 0 | 0 | 0 | 0 | 0 | 0 | 0 | 0
F11_Commercial_Interruptible - Health_New_Water Heating_Natural Gas_Water Heater - Thermostatic Shower Restriction Valve_A_Achievable Economic UCT Potential | F11 | Commercial | Interruptible - Health | New | Water Heating | Natural Gas | Water Heater - Thermostatic Shower Restriction Valve | A | Purchases (Cumulative) | Achievable Economic UCT Potential | 0 | 0 | 0 | 0 | 0 | 0 | 0 | 0 | 0 | 0 | 0 | 0 | 0 | 0 | 0 | 0 | 0 | 0 | 0 | 0 | 0 | 0 | 0 | 0 | 0 | 0 | 0
F1_Commercial_Interruptible - Health_New_Water Heating_Natural Gas_Water Heater - Pre-Rinse Spray Valve_A_Achievable Economic UCT Potential | F1 | Commercial | Interruptible - Health | New | Water Heating | Natural Gas | Water Heater - Pre-Rinse Spray Valve | A | Integrated Unit Energy Savings (kWh or therms) | Achievable Economic UCT Potential | 0 | 0 | 0 | 0 | 0 | 0 | 0 | 0 | 0 | 0 | 0 | 0 | 0 | 0 | 0 | 0 | 0 | 0 | 0 | 0 | 0 | 0 | 0 | 0 | 0 | 0 | 0
F2_Commercial_Interruptible - Health_New_Water Heating_Natural Gas_Water Heater - Pre-Rinse Spray Valve_A_Achievable Economic UCT Potential | F2 | Commercial | Interruptible - Health | New | Water Heating | Natural Gas | Water Heater - Pre-Rinse Spray Valve | A | Integrated Unit Summer Peak Savings (kW) | Achievable Economic UCT Potential | 0 | 0 | 0 | 0 | 0 | 0 | 0 | 0 | 0 | 0 | 0 | 0 | 0 | 0 | 0 | 0 | 0 | 0 | 0 | 0 | 0 | 0 | 0 | 0 | 0 | 0 | 0
F3_Commercial_Interruptible - Health_New_Water Heating_Natural Gas_Water Heater - Pre-Rinse Spray Valve_A_Achievable Economic UCT Potential | F3 | Commercial | Interruptible - Health | New | Water Heating | Natural Gas | Water Heater - Pre-Rinse Spray Valve | A | Integrated Unit Winter Peak Savings (kW) | Achievable Economic UCT Potential | 0 | 0 | 0 | 0 | 0 | 0 | 0 | 0 | 0 | 0 | 0 | 0 | 0 | 0 | 0 | 0 | 0 | 0 | 0 | 0 | 0 | 0 | 0 | 0 | 0 | 0 | 0
F4_Commercial_Interruptible - Health_New_Water Heating_Natural Gas_Water Heater - Pre-Rinse Spray Valve_A_Achievable Economic UCT Potential | F4 | Commercial | Interruptible - Health | New | Water Heating | Natural Gas | Water Heater - Pre-Rinse Spray Valve | A | Incremental Energy Savings (MWh or mTherms) | Achievable Economic UCT Potential | 0 | 0 | 0 | 0 | 0 | 0 | 0 | 0 | 0 | 0 | 0 | 0 | 0 | 0 | 0 | 0 | 0 | 0 | 0 | 0 | 0 | 0 | 0 | 0 | 0 | 0 | 0
F5_Commercial_Interruptible - Health_New_Water Heating_Natural Gas_Water Heater - Pre-Rinse Spray Valve_A_Achievable Economic UCT Potential | F5 | Commercial | Interruptible - Health | New | Water Heating | Natural Gas | Water Heater - Pre-Rinse Spray Valve | A | Incremental Summer Peak Savings (MW) | Achievable Economic UCT Potential | 0 | 0 | 0 | 0 | 0 | 0 | 0 | 0 | 0 | 0 | 0 | 0 | 0 | 0 | 0 | 0 | 0 | 0 | 0 | 0 | 0 | 0 | 0 | 0 | 0 | 0 | 0
F6_Commercial_Interruptible - Health_New_Water Heating_Natural Gas_Water Heater - Pre-Rinse Spray Valve_A_Achievable Economic UCT Potential | F6 | Commercial | Interruptible - Health | New | Water Heating | Natural Gas | Water Heater - Pre-Rinse Spray Valve | A | Incremental Winter Peak Savings (MW) | Achievable Economic UCT Potential | 0 | 0 | 0 | 0 | 0 | 0 | 0 | 0 | 0 | 0 | 0 | 0 | 0 | 0 | 0 | 0 | 0 | 0 | 0 | 0 | 0 | 0 | 0 | 0 | 0 | 0 | 0
F7_Commercial_Interruptible - Health_New_Water Heating_Natural Gas_Water Heater - Pre-Rinse Spray Valve_A_Achievable Economic UCT Potential | F7 | Commercial | Interruptible - Health | New | Water Heating | Natural Gas | Water Heater - Pre-Rinse Spray Valve | A | Cumulative Energy Savings (MWh or mTherms) | Achievable Economic UCT Potential | 0 | 0 | 0 | 0 | 0 | 0 | 0 | 0 | 0 | 0 | 0 | 0 | 0 | 0 | 0 | 0 | 0 | 0 | 0 | 0 | 0 | 0 | 0 | 0 | 0 | 0 | 0
F8_Commercial_Interruptible - Health_New_Water Heating_Natural Gas_Water Heater - Pre-Rinse Spray Valve_A_Achievable Economic UCT Potential | F8 | Commercial | Interruptible - Health | New | Water Heating | Natural Gas | Water Heater - Pre-Rinse Spray Valve | A | Cumulative Summer Peak Savings (MW) | Achievable Economic UCT Potential | 0 | 0 | 0 | 0 | 0 | 0 | 0 | 0 | 0 | 0 | 0 | 0 | 0 | 0 | 0 | 0 | 0 | 0 | 0 | 0 | 0 | 0 | 0 | 0 | 0 | 0 | 0
F9_Commercial_Interruptible - Health_New_Water Heating_Natural Gas_Water Heater - Pre-Rinse Spray Valve_A_Achievable Economic UCT Potential | F9 | Commercial | Interruptible - Health | New | Water Heating | Natural Gas | Water Heater - Pre-Rinse Spray Valve | A | Cumulative Winter Peak Savings (MW) | Achievable Economic UCT Potential | 0 | 0 | 0 | 0 | 0 | 0 | 0 | 0 | 0 | 0 | 0 | 0 | 0 | 0 | 0 | 0 | 0 | 0 | 0 | 0 | 0 | 0 | 0 | 0 | 0 | 0 | 0
F10_Commercial_Interruptible - Health_New_Water Heating_Natural Gas_Water Heater - Pre-Rinse Spray Valve_A_Achievable Economic UCT Potential | F10 | Commercial | Interruptible - Health | New | Water Heating | Natural Gas | Water Heater - Pre-Rinse Spray Valve | A | Purchases (Incremental) | Achievable Economic UCT Potential | 0 | 0 | 0 | 0 | 0 | 0 | 0 | 0 | 0 | 0 | 0 | 0 | 0 | 0 | 0 | 0 | 0 | 0 | 0 | 0 | 0 | 0 | 0 | 0 | 0 | 0 | 0
F11_Commercial_Interruptible - Health_New_Water Heating_Natural Gas_Water Heater - Pre-Rinse Spray Valve_A_Achievable Economic UCT Potential | F11 | Commercial | Interruptible - Health | New | Water Heating | Natural Gas | Water Heater - Pre-Rinse Spray Valve | A | Purchases (Cumulative) | Achievable Economic UCT Potential | 0 | 0 | 0 | 0 | 0 | 0 | 0 | 0 | 0 | 0 | 0 | 0 | 0 | 0 | 0 | 0 | 0 | 0 | 0 | 0 | 0 | 0 | 0 | 0 | 0 | 0 | 0
F1_Commercial_Interruptible - Health_New_Water Heating_Natural Gas_Water Heater - Temperature Setback_A_Achievable Economic UCT Potential | F1 | Commercial | Interruptible - Health | New | Water Heating | Natural Gas | Water Heater - Temperature Setback | A | Integrated Unit Energy Savings (kWh or therms) | Achievable Economic UCT Potential | 0 | 0 | 0 | 0 | 0 | 0 | 0 | 0 | 0 | 0 | 0 | 0 | 0 | 0 | 0 | 0 | 0 | 0 | 0 | 0 | 0 | 0 | 0 | 0 | 0 | 0 | 0
F2_Commercial_Interruptible - Health_New_Water Heating_Natural Gas_Water Heater - Temperature Setback_A_Achievable Economic UCT Potential | F2 | Commercial | Interruptible - Health | New | Water Heating | Natural Gas | Water Heater - Temperature Setback | A | Integrated Unit Summer Peak Savings (kW) | Achievable Economic UCT Potential | 0 | 0 | 0 | 0 | 0 | 0 | 0 | 0 | 0 | 0 | 0 | 0 | 0 | 0 | 0 | 0 | 0 | 0 | 0 | 0 | 0 | 0 | 0 | 0 | 0 | 0 | 0
F3_Commercial_Interruptible - Health_New_Water Heating_Natural Gas_Water Heater - Temperature Setback_A_Achievable Economic UCT Potential | F3 | Commercial | Interruptible - Health | New | Water Heating | Natural Gas | Water Heater - Temperature Setback | A | Integrated Unit Winter Peak Savings (kW) | Achievable Economic UCT Potential | 0 | 0 | 0 | 0 | 0 | 0 | 0 | 0 | 0 | 0 | 0 | 0 | 0 | 0 | 0 | 0 | 0 | 0 | 0 | 0 | 0 | 0 | 0 | 0 | 0 | 0 | 0
F4_Commercial_Interruptible - Health_New_Water Heating_Natural Gas_Water Heater - Temperature Setback_A_Achievable Economic UCT Potential | F4 | Commercial | Interruptible - Health | New | Water Heating | Natural Gas | Water Heater - Temperature Setback | A | Incremental Energy Savings (MWh or mTherms) | Achievable Economic UCT Potential | 0 | 0 | 0 | 0 | 0 | 0 | 0 | 0 | 0 | 0 | 0 | 0 | 0 | 0 | 0 | 0 | 0 | 0 | 0 | 0 | 0 | 0 | 0 | 0 | 0 | 0 | 0
F5_Commercial_Interruptible - Health_New_Water Heating_Natural Gas_Water Heater - Temperature Setback_A_Achievable Economic UCT Potential | F5 | Commercial | Interruptible - Health | New | Water Heating | Natural Gas | Water Heater - Temperature Setback | A | Incremental Summer Peak Savings (MW) | Achievable Economic UCT Potential | 0 | 0 | 0 | 0 | 0 | 0 | 0 | 0 | 0 | 0 | 0 | 0 | 0 | 0 | 0 | 0 | 0 | 0 | 0 | 0 | 0 | 0 | 0 | 0 | 0 | 0 | 0
F6_Commercial_Interruptible - Health_New_Water Heating_Natural Gas_Water Heater - Temperature Setback_A_Achievable Economic UCT Potential | F6 | Commercial | Interruptible - Health | New | Water Heating | Natural Gas | Water Heater - Temperature Setback | A | Incremental Winter Peak Savings (MW) | Achievable Economic UCT Potential | 0 | 0 | 0 | 0 | 0 | 0 | 0 | 0 | 0 | 0 | 0 | 0 | 0 | 0 | 0 | 0 | 0 | 0 | 0 | 0 | 0 | 0 | 0 | 0 | 0 | 0 | 0
F7_Commercial_Interruptible - Health_New_Water Heating_Natural Gas_Water Heater - Temperature Setback_A_Achievable Economic UCT Potential | F7 | Commercial | Interruptible - Health | New | Water Heating | Natural Gas | Water Heater - Temperature Setback | A | Cumulative Energy Savings (MWh or mTherms) | Achievable Economic UCT Potential | 0 | 0 | 0 | 0 | 0 | 0 | 0 | 0 | 0 | 0 | 0 | 0 | 0 | 0 | 0 | 0 | 0 | 0 | 0 | 0 | 0 | 0 | 0 | 0 | 0 | 0 | 0
F8_Commercial_Interruptible - Health_New_Water Heating_Natural Gas_Water Heater - Temperature Setback_A_Achievable Economic UCT Potential | F8 | Commercial | Interruptible - Health | New | Water Heating | Natural Gas | Water Heater - Temperature Setback | A | Cumulative Summer Peak Savings (MW) | Achievable Economic UCT Potential | 0 | 0 | 0 | 0 | 0 | 0 | 0 | 0 | 0 | 0 | 0 | 0 | 0 | 0 | 0 | 0 | 0 | 0 | 0 | 0 | 0 | 0 | 0 | 0 | 0 | 0 | 0
F9_Commercial_Interruptible - Health_New_Water Heating_Natural Gas_Water Heater - Temperature Setback_A_Achievable Economic UCT Potential | F9 | Commercial | Interruptible - Health | New | Water Heating | Natural Gas | Water Heater - Temperature Setback | A | Cumulative Winter Peak Savings (MW) | Achievable Economic UCT Potential | 0 | 0 | 0 | 0 | 0 | 0 | 0 | 0 | 0 | 0 | 0 | 0 | 0 | 0 | 0 | 0 | 0 | 0 | 0 | 0 | 0 | 0 | 0 | 0 | 0 | 0 | 0
F10_Commercial_Interruptible - Health_New_Water Heating_Natural Gas_Water Heater - Temperature Setback_A_Achievable Economic UCT Potential | F10 | Commercial | Interruptible - Health | New | Water Heating | Natural Gas | Water Heater - Temperature Setback | A | Purchases (Incremental) | Achievable Economic UCT Potential | 0 | 0 | 0 | 0 | 0 | 0 | 0 | 0 | 0 | 0 | 0 | 0 | 0 | 0 | 0 | 0 | 0 | 0 | 0 | 0 | 0 | 0 | 0 | 0 | 0 | 0 | 0
F11_Commercial_Interruptible - Health_New_Water Heating_Natural Gas_Water Heater - Temperature Setback_A_Achievable Economic UCT Potential | F11 | Commercial | Interruptible - Health | New | Water Heating | Natural Gas | Water Heater - Temperature Setback | A | Purchases (Cumulative) | Achievable Economic UCT Potential | 0 | 0 | 0 | 0 | 0 | 0 | 0 | 0 | 0 | 0 | 0 | 0 | 0 | 0 | 0 | 0 | 0 | 0 | 0 | 0 | 0 | 0 | 0 | 0 | 0 | 0 | 0
F1_Commercial_Interruptible - Health_New_Water Heating_Natural Gas_Water Heater - Faucet Aerators_A_Achievable Economic UCT Potential | F1 | Commercial | Interruptible - Health | New | Water Heating | Natural Gas | Water Heater - Faucet Aerators | A | Integrated Unit Energy Savings (kWh or therms) | Achievable Economic UCT Potential | 0 | 0 | 0 | 0 | 0 | 0 | 0 | 0 | 0 | 0 | 0 | 0 | 0 | 0 | 0 | 0 | 0 | 0 | 0 | 0 | 0 | 0 | 0 | 0 | 0 | 0 | 0
F2_Commercial_Interruptible - Health_New_Water Heating_Natural Gas_Water Heater - Faucet Aerators_A_Achievable Economic UCT Potential | F2 | Commercial | Interruptible - Health | New | Water Heating | Natural Gas | Water Heater - Faucet Aerators | A | Integrated Unit Summer Peak Savings (kW) | Achievable Economic UCT Potential | 0 | 0 | 0 | 0 | 0 | 0 | 0 | 0 | 0 | 0 | 0 | 0 | 0 | 0 | 0 | 0 | 0 | 0 | 0 | 0 | 0 | 0 | 0 | 0 | 0 | 0 | 0
F3_Commercial_Interruptible - Health_New_Water Heating_Natural Gas_Water Heater - Faucet Aerators_A_Achievable Economic UCT Potential | F3 | Commercial | Interruptible - Health | New | Water Heating | Natural Gas | Water Heater - Faucet Aerators | A | Integrated Unit Winter Peak Savings (kW) | Achievable Economic UCT Potential | 0 | 0 | 0 | 0 | 0 | 0 | 0 | 0 | 0 | 0 | 0 | 0 | 0 | 0 | 0 | 0 | 0 | 0 | 0 | 0 | 0 | 0 | 0 | 0 | 0 | 0 | 0
F4_Commercial_Interruptible - Health_New_Water Heating_Natural Gas_Water Heater - Faucet Aerators_A_Achievable Economic UCT Potential | F4 | Commercial | Interruptible - Health | New | Water Heating | Natural Gas | Water Heater - Faucet Aerators | A | Incremental Energy Savings (MWh or mTherms) | Achievable Economic UCT Potential | 0 | 0 | 0 | 0 | 0 | 0 | 0 | 0 | 0 | 0 | 0 | 0 | 0 | 0 | 0 | 0 | 0 | 0 | 0 | 0 | 0 | 0 | 0 | 0 | 0 | 0 | 0
F5_Commercial_Interruptible - Health_New_Water Heating_Natural Gas_Water Heater - Faucet Aerators_A_Achievable Economic UCT Potential | F5 | Commercial | Interruptible - Health | New | Water Heating | Natural Gas | Water Heater - Faucet Aerators | A | Incremental Summer Peak Savings (MW) | Achievable Economic UCT Potential | 0 | 0 | 0 | 0 | 0 | 0 | 0 | 0 | 0 | 0 | 0 | 0 | 0 | 0 | 0 | 0 | 0 | 0 | 0 | 0 | 0 | 0 | 0 | 0 | 0 | 0 | 0
F6_Commercial_Interruptible - Health_New_Water Heating_Natural Gas_Water Heater - Faucet Aerators_A_Achievable Economic UCT Potential | F6 | Commercial | Interruptible - Health | New | Water Heating | Natural Gas | Water Heater - Faucet Aerators | A | Incremental Winter Peak Savings (MW) | Achievable Economic UCT Potential | 0 | 0 | 0 | 0 | 0 | 0 | 0 | 0 | 0 | 0 | 0 | 0 | 0 | 0 | 0 | 0 | 0 | 0 | 0 | 0 | 0 | 0 | 0 | 0 | 0 | 0 | 0
F7_Commercial_Interruptible - Health_New_Water Heating_Natural Gas_Water Heater - Faucet Aerators_A_Achievable Economic UCT Potential | F7 | Commercial | Interruptible - Health | New | Water Heating | Natural Gas | Water Heater - Faucet Aerators | A | Cumulative Energy Savings (MWh or mTherms) | Achievable Economic UCT Potential | 0 | 0 | 0 | 0 | 0 | 0 | 0 | 0 | 0 | 0 | 0 | 0 | 0 | 0 | 0 | 0 | 0 | 0 | 0 | 0 | 0 | 0 | 0 | 0 | 0 | 0 | 0
F8_Commercial_Interruptible - Health_New_Water Heating_Natural Gas_Water Heater - Faucet Aerators_A_Achievable Economic UCT Potential | F8 | Commercial | Interruptible - Health | New | Water Heating | Natural Gas | Water Heater - Faucet Aerators | A | Cumulative Summer Peak Savings (MW) | Achievable Economic UCT Potential | 0 | 0 | 0 | 0 | 0 | 0 | 0 | 0 | 0 | 0 | 0 | 0 | 0 | 0 | 0 | 0 | 0 | 0 | 0 | 0 | 0 | 0 | 0 | 0 | 0 | 0 | 0
F9_Commercial_Interruptible - Health_New_Water Heating_Natural Gas_Water Heater - Faucet Aerators_A_Achievable Economic UCT Potential | F9 | Commercial | Interruptible - Health | New | Water Heating | Natural Gas | Water Heater - Faucet Aerators | A | Cumulative Winter Peak Savings (MW) | Achievable Economic UCT Potential | 0 | 0 | 0 | 0 | 0 | 0 | 0 | 0 | 0 | 0 | 0 | 0 | 0 | 0 | 0 | 0 | 0 | 0 | 0 | 0 | 0 | 0 | 0 | 0 | 0 | 0 | 0
F10_Commercial_Interruptible - Health_New_Water Heating_Natural Gas_Water Heater - Faucet Aerators_A_Achievable Economic UCT Potential | F10 | Commercial | Interruptible - Health | New | Water Heating | Natural Gas | Water Heater - Faucet Aerators | A | Purchases (Incremental) | Achievable Economic UCT Potential | 0 | 0 | 0 | 0 | 0 | 0 | 0 | 0 | 0 | 0 | 0 | 0 | 0 | 0 | 0 | 0 | 0 | 0 | 0 | 0 | 0 | 0 | 0 | 0 | 0 | 0 | 0
F11_Commercial_Interruptible - Health_New_Water Heating_Natural Gas_Water Heater - Faucet Aerators_A_Achievable Economic UCT Potential | F11 | Commercial | Interruptible - Health | New | Water Heating | Natural Gas | Water Heater - Faucet Aerators | A | Purchases (Cumulative) | Achievable Economic UCT Potential | 0 | 0 | 0 | 0 | 0 | 0 | 0 | 0 | 0 | 0 | 0 | 0 | 0 | 0 | 0 | 0 | 0 | 0 | 0 | 0 | 0 | 0 | 0 | 0 | 0 | 0 | 0
F1_Commercial_Interruptible - Health_New_Water Heating_Natural Gas_Water Heater - Low-Flow Showerheads_A_Achievable Economic UCT Potential | F1 | Commercial | Interruptible - Health | New | Water Heating | Natural Gas | Water Heater - Low-Flow Showerheads | A | Integrated Unit Energy Savings (kWh or therms) | Achievable Economic UCT Potential | 0 | 0 | 0 | 0 | 0 | 0 | 0 | 0 | 0 | 0 | 0 | 0 | 0 | 0 | 0 | 0 | 0 | 0 | 0 | 0 | 0 | 0 | 0 | 0 | 0 | 0 | 0
F2_Commercial_Interruptible - Health_New_Water Heating_Natural Gas_Water Heater - Low-Flow Showerheads_A_Achievable Economic UCT Potential | F2 | Commercial | Interruptible - Health | New | Water Heating | Natural Gas | Water Heater - Low-Flow Showerheads | A | Integrated Unit Summer Peak Savings (kW) | Achievable Economic UCT Potential | 0 | 0 | 0 | 0 | 0 | 0 | 0 | 0 | 0 | 0 | 0 | 0 | 0 | 0 | 0 | 0 | 0 | 0 | 0 | 0 | 0 | 0 | 0 | 0 | 0 | 0 | 0
F3_Commercial_Interruptible - Health_New_Water Heating_Natural Gas_Water Heater - Low-Flow Showerheads_A_Achievable Economic UCT Potential | F3 | Commercial | Interruptible - Health | New | Water Heating | Natural Gas | Water Heater - Low-Flow Showerheads | A | Integrated Unit Winter Peak Savings (kW) | Achievable Economic UCT Potential | 0 | 0 | 0 | 0 | 0 | 0 | 0 | 0 | 0 | 0 | 0 | 0 | 0 | 0 | 0 | 0 | 0 | 0 | 0 | 0 | 0 | 0 | 0 | 0 | 0 | 0 | 0
F4_Commercial_Interruptible - Health_New_Water Heating_Natural Gas_Water Heater - Low-Flow Showerheads_A_Achievable Economic UCT Potential | F4 | Commercial | Interruptible - Health | New | Water Heating | Natural Gas | Water Heater - Low-Flow Showerheads | A | Incremental Energy Savings (MWh or mTherms) | Achievable Economic UCT Potential | 0 | 0 | 0 | 0 | 0 | 0 | 0 | 0 | 0 | 0 | 0 | 0 | 0 | 0 | 0 | 0 | 0 | 0 | 0 | 0 | 0 | 0 | 0 | 0 | 0 | 0 | 0
F5_Commercial_Interruptible - Health_New_Water Heating_Natural Gas_Water Heater - Low-Flow Showerheads_A_Achievable Economic UCT Potential | F5 | Commercial | Interruptible - Health | New | Water Heating | Natural Gas | Water Heater - Low-Flow Showerheads | A | Incremental Summer Peak Savings (MW) | Achievable Economic UCT Potential | 0 | 0 | 0 | 0 | 0 | 0 | 0 | 0 | 0 | 0 | 0 | 0 | 0 | 0 | 0 | 0 | 0 | 0 | 0 | 0 | 0 | 0 | 0 | 0 | 0 | 0 | 0
F6_Commercial_Interruptible - Health_New_Water Heating_Natural Gas_Water Heater - Low-Flow Showerheads_A_Achievable Economic UCT Potential | F6 | Commercial | Interruptible - Health | New | Water Heating | Natural Gas | Water Heater - Low-Flow Showerheads | A | Incremental Winter Peak Savings (MW) | Achievable Economic UCT Potential | 0 | 0 | 0 | 0 | 0 | 0 | 0 | 0 | 0 | 0 | 0 | 0 | 0 | 0 | 0 | 0 | 0 | 0 | 0 | 0 | 0 | 0 | 0 | 0 | 0 | 0 | 0
F7_Commercial_Interruptible - Health_New_Water Heating_Natural Gas_Water Heater - Low-Flow Showerheads_A_Achievable Economic UCT Potential | F7 | Commercial | Interruptible - Health | New | Water Heating | Natural Gas | Water Heater - Low-Flow Showerheads | A | Cumulative Energy Savings (MWh or mTherms) | Achievable Economic UCT Potential | 0 | 0 | 0 | 0 | 0 | 0 | 0 | 0 | 0 | 0 | 0 | 0 | 0 | 0 | 0 | 0 | 0 | 0 | 0 | 0 | 0 | 0 | 0 | 0 | 0 | 0 | 0
F8_Commercial_Interruptible - Health_New_Water Heating_Natural Gas_Water Heater - Low-Flow Showerheads_A_Achievable Economic UCT Potential | F8 | Commercial | Interruptible - Health | New | Water Heating | Natural Gas | Water Heater - Low-Flow Showerheads | A | Cumulative Summer Peak Savings (MW) | Achievable Economic UCT Potential | 0 | 0 | 0 | 0 | 0 | 0 | 0 | 0 | 0 | 0 | 0 | 0 | 0 | 0 | 0 | 0 | 0 | 0 | 0 | 0 | 0 | 0 | 0 | 0 | 0 | 0 | 0
F9_Commercial_Interruptible - Health_New_Water Heating_Natural Gas_Water Heater - Low-Flow Showerheads_A_Achievable Economic UCT Potential | F9 | Commercial | Interruptible - Health | New | Water Heating | Natural Gas | Water Heater - Low-Flow Showerheads | A | Cumulative Winter Peak Savings (MW) | Achievable Economic UCT Potential | 0 | 0 | 0 | 0 | 0 | 0 | 0 | 0 | 0 | 0 | 0 | 0 | 0 | 0 | 0 | 0 | 0 | 0 | 0 | 0 | 0 | 0 | 0 | 0 | 0 | 0 | 0
F10_Commercial_Interruptible - Health_New_Water Heating_Natural Gas_Water Heater - Low-Flow Showerheads_A_Achievable Economic UCT Potential | F10 | Commercial | Interruptible - Health | New | Water Heating | Natural Gas | Water Heater - Low-Flow Showerheads | A | Purchases (Incremental) | Achievable Economic UCT Potential | 0 | 0 | 0 | 0 | 0 | 0 | 0 | 0 | 0 | 0 | 0 | 0 | 0 | 0 | 0 | 0 | 0 | 0 | 0 | 0 | 0 | 0 | 0 | 0 | 0 | 0 | 0
F11_Commercial_Interruptible - Health_New_Water Heating_Natural Gas_Water Heater - Low-Flow Showerheads_A_Achievable Economic UCT Potential | F11 | Commercial | Interruptible - Health | New | Water Heating | Natural Gas | Water Heater - Low-Flow Showerheads | A | Purchases (Cumulative) | Achievable Economic UCT Potential | 0 | 0 | 0 | 0 | 0 | 0 | 0 | 0 | 0 | 0 | 0 | 0 | 0 | 0 | 0 | 0 | 0 | 0 | 0 | 0 | 0 | 0 | 0 | 0 | 0 | 0 | 0
F1_Commercial_Interruptible - Health_New_Water Heating_Natural Gas_Water Heater - Tank Blanket/Insulation_A_Achievable Economic UCT Potential | F1 | Commercial | Interruptible - Health | New | Water Heating | Natural Gas | Water Heater - Tank Blanket/Insulation | A | Integrated Unit Energy Savings (kWh or therms) | Achievable Economic UCT Potential | 0 | 0 | 0 | 0 | 0 | 0 | 0 | 0 | 0 | 0 | 0 | 0 | 0 | 0 | 0 | 0 | 0 | 0 | 0 | 0 | 0 | 0 | 0 | 0 | 0 | 0 | 0
F2_Commercial_Interruptible - Health_New_Water Heating_Natural Gas_Water Heater - Tank Blanket/Insulation_A_Achievable Economic UCT Potential | F2 | Commercial | Interruptible - Health | New | Water Heating | Natural Gas | Water Heater - Tank Blanket/Insulation | A | Integrated Unit Summer Peak Savings (kW) | Achievable Economic UCT Potential | 0 | 0 | 0 | 0 | 0 | 0 | 0 | 0 | 0 | 0 | 0 | 0 | 0 | 0 | 0 | 0 | 0 | 0 | 0 | 0 | 0 | 0 | 0 | 0 | 0 | 0 | 0
F3_Commercial_Interruptible - Health_New_Water Heating_Natural Gas_Water Heater - Tank Blanket/Insulation_A_Achievable Economic UCT Potential | F3 | Commercial | Interruptible - Health | New | Water Heating | Natural Gas | Water Heater - Tank Blanket/Insulation | A | Integrated Unit Winter Peak Savings (kW) | Achievable Economic UCT Potential | 0 | 0 | 0 | 0 | 0 | 0 | 0 | 0 | 0 | 0 | 0 | 0 | 0 | 0 | 0 | 0 | 0 | 0 | 0 | 0 | 0 | 0 | 0 | 0 | 0 | 0 | 0
F4_Commercial_Interruptible - Health_New_Water Heating_Natural Gas_Water Heater - Tank Blanket/Insulation_A_Achievable Economic UCT Potential | F4 | Commercial | Interruptible - Health | New | Water Heating | Natural Gas | Water Heater - Tank Blanket/Insulation | A | Incremental Energy Savings (MWh or mTherms) | Achievable Economic UCT Potential | 0 | 0 | 0 | 0 | 0 | 0 | 0 | 0 | 0 | 0 | 0 | 0 | 0 | 0 | 0 | 0 | 0 | 0 | 0 | 0 | 0 | 0 | 0 | 0 | 0 | 0 | 0
F5_Commercial_Interruptible - Health_New_Water Heating_Natural Gas_Water Heater - Tank Blanket/Insulation_A_Achievable Economic UCT Potential | F5 | Commercial | Interruptible - Health | New | Water Heating | Natural Gas | Water Heater - Tank Blanket/Insulation | A | Incremental Summer Peak Savings (MW) | Achievable Economic UCT Potential | 0 | 0 | 0 | 0 | 0 | 0 | 0 | 0 | 0 | 0 | 0 | 0 | 0 | 0 | 0 | 0 | 0 | 0 | 0 | 0 | 0 | 0 | 0 | 0 | 0 | 0 | 0
F6_Commercial_Interruptible - Health_New_Water Heating_Natural Gas_Water Heater - Tank Blanket/Insulation_A_Achievable Economic UCT Potential | F6 | Commercial | Interruptible - Health | New | Water Heating | Natural Gas | Water Heater - Tank Blanket/Insulation | A | Incremental Winter Peak Savings (MW) | Achievable Economic UCT Potential | 0 | 0 | 0 | 0 | 0 | 0 | 0 | 0 | 0 | 0 | 0 | 0 | 0 | 0 | 0 | 0 | 0 | 0 | 0 | 0 | 0 | 0 | 0 | 0 | 0 | 0 | 0
F7_Commercial_Interruptible - Health_New_Water Heating_Natural Gas_Water Heater - Tank Blanket/Insulation_A_Achievable Economic UCT Potential | F7 | Commercial | Interruptible - Health | New | Water Heating | Natural Gas | Water Heater - Tank Blanket/Insulation | A | Cumulative Energy Savings (MWh or mTherms) | Achievable Economic UCT Potential | 0 | 0 | 0 | 0 | 0 | 0 | 0 | 0 | 0 | 0 | 0 | 0 | 0 | 0 | 0 | 0 | 0 | 0 | 0 | 0 | 0 | 0 | 0 | 0 | 0 | 0 | 0
F8_Commercial_Interruptible - Health_New_Water Heating_Natural Gas_Water Heater - Tank Blanket/Insulation_A_Achievable Economic UCT Potential | F8 | Commercial | Interruptible - Health | New | Water Heating | Natural Gas | Water Heater - Tank Blanket/Insulation | A | Cumulative Summer Peak Savings (MW) | Achievable Economic UCT Potential | 0 | 0 | 0 | 0 | 0 | 0 | 0 | 0 | 0 | 0 | 0 | 0 | 0 | 0 | 0 | 0 | 0 | 0 | 0 | 0 | 0 | 0 | 0 | 0 | 0 | 0 | 0
F9_Commercial_Interruptible - Health_New_Water Heating_Natural Gas_Water Heater - Tank Blanket/Insulation_A_Achievable Economic UCT Potential | F9 | Commercial | Interruptible - Health | New | Water Heating | Natural Gas | Water Heater - Tank Blanket/Insulation | A | Cumulative Winter Peak Savings (MW) | Achievable Economic UCT Potential | 0 | 0 | 0 | 0 | 0 | 0 | 0 | 0 | 0 | 0 | 0 | 0 | 0 | 0 | 0 | 0 | 0 | 0 | 0 | 0 | 0 | 0 | 0 | 0 | 0 | 0 | 0
F10_Commercial_Interruptible - Health_New_Water Heating_Natural Gas_Water Heater - Tank Blanket/Insulation_A_Achievable Economic UCT Potential | F10 | Commercial | Interruptible - Health | New | Water Heating | Natural Gas | Water Heater - Tank Blanket/Insulation | A | Purchases (Incremental) | Achievable Economic UCT Potential | 0 | 0 | 0 | 0 | 0 | 0 | 0 | 0 | 0 | 0 | 0 | 0 | 0 | 0 | 0 | 0 | 0 | 0 | 0 | 0 | 0 | 0 | 0 | 0 | 0 | 0 | 0
F11_Commercial_Interruptible - Health_New_Water Heating_Natural Gas_Water Heater - Tank Blanket/Insulation_A_Achievable Economic UCT Potential | F11 | Commercial | Interruptible - Health | New | Water Heating | Natural Gas | Water Heater - Tank Blanket/Insulation | A | Purchases (Cumulative) | Achievable Economic UCT Potential | 0 | 0 | 0 | 0 | 0 | 0 | 0 | 0 | 0 | 0 | 0 | 0 | 0 | 0 | 0 | 0 | 0 | 0 | 0 | 0 | 0 | 0 | 0 | 0 | 0 | 0 | 0
F1_Commercial_Interruptible - Health_New_Water Heating_Natural Gas_Water Heater - Drainwater Heat Recovery_A_Achievable Economic UCT Potential | F1 | Commercial | Interruptible - Health | New | Water Heating | Natural Gas | Water Heater - Drainwater Heat Recovery | A | Integrated Unit Energy Savings (kWh or therms) | Achievable Economic UCT Potential | 0 | 0 | 0 | 0 | 0 | 0 | 0 | 0 | 0 | 0 | 0 | 0 | 0 | 0 | 0 | 0 | 0 | 0 | 0 | 0 | 0 | 0 | 0 | 0 | 0 | 0 | 0
F2_Commercial_Interruptible - Health_New_Water Heating_Natural Gas_Water Heater - Drainwater Heat Recovery_A_Achievable Economic UCT Potential | F2 | Commercial | Interruptible - Health | New | Water Heating | Natural Gas | Water Heater - Drainwater Heat Recovery | A | Integrated Unit Summer Peak Savings (kW) | Achievable Economic UCT Potential | 0 | 0 | 0 | 0 | 0 | 0 | 0 | 0 | 0 | 0 | 0 | 0 | 0 | 0 | 0 | 0 | 0 | 0 | 0 | 0 | 0 | 0 | 0 | 0 | 0 | 0 | 0
F3_Commercial_Interruptible - Health_New_Water Heating_Natural Gas_Water Heater - Drainwater Heat Recovery_A_Achievable Economic UCT Potential | F3 | Commercial | Interruptible - Health | New | Water Heating | Natural Gas | Water Heater - Drainwater Heat Recovery | A | Integrated Unit Winter Peak Savings (kW) | Achievable Economic UCT Potential | 0 | 0 | 0 | 0 | 0 | 0 | 0 | 0 | 0 | 0 | 0 | 0 | 0 | 0 | 0 | 0 | 0 | 0 | 0 | 0 | 0 | 0 | 0 | 0 | 0 | 0 | 0
F4_Commercial_Interruptible - Health_New_Water Heating_Natural Gas_Water Heater - Drainwater Heat Recovery_A_Achievable Economic UCT Potential | F4 | Commercial | Interruptible - Health | New | Water Heating | Natural Gas | Water Heater - Drainwater Heat Recovery | A | Incremental Energy Savings (MWh or mTherms) | Achievable Economic UCT Potential | 0 | 0 | 0 | 0 | 0 | 0 | 0 | 0 | 0 | 0 | 0 | 0 | 0 | 0 | 0 | 0 | 0 | 0 | 0 | 0 | 0 | 0 | 0 | 0 | 0 | 0 | 0
F5_Commercial_Interruptible - Health_New_Water Heating_Natural Gas_Water Heater - Drainwater Heat Recovery_A_Achievable Economic UCT Potential | F5 | Commercial | Interruptible - Health | New | Water Heating | Natural Gas | Water Heater - Drainwater Heat Recovery | A | Incremental Summer Peak Savings (MW) | Achievable Economic UCT Potential | 0 | 0 | 0 | 0 | 0 | 0 | 0 | 0 | 0 | 0 | 0 | 0 | 0 | 0 | 0 | 0 | 0 | 0 | 0 | 0 | 0 | 0 | 0 | 0 | 0 | 0 | 0
F6_Commercial_Interruptible - Health_New_Water Heating_Natural Gas_Water Heater - Drainwater Heat Recovery_A_Achievable Economic UCT Potential | F6 | Commercial | Interruptible - Health | New | Water Heating | Natural Gas | Water Heater - Drainwater Heat Recovery | A | Incremental Winter Peak Savings (MW) | Achievable Economic UCT Potential | 0 | 0 | 0 | 0 | 0 | 0 | 0 | 0 | 0 | 0 | 0 | 0 | 0 | 0 | 0 | 0 | 0 | 0 | 0 | 0 | 0 | 0 | 0 | 0 | 0 | 0 | 0
F7_Commercial_Interruptible - Health_New_Water Heating_Natural Gas_Water Heater - Drainwater Heat Recovery_A_Achievable Economic UCT Potential | F7 | Commercial | Interruptible - Health | New | Water Heating | Natural Gas | Water Heater - Drainwater Heat Recovery | A | Cumulative Energy Savings (MWh or mTherms) | Achievable Economic UCT Potential | 0 | 0 | 0 | 0 | 0 | 0 | 0 | 0 | 0 | 0 | 0 | 0 | 0 | 0 | 0 | 0 | 0 | 0 | 0 | 0 | 0 | 0 | 0 | 0 | 0 | 0 | 0
F8_Commercial_Interruptible - Health_New_Water Heating_Natural Gas_Water Heater - Drainwater Heat Recovery_A_Achievable Economic UCT Potential | F8 | Commercial | Interruptible - Health | New | Water Heating | Natural Gas | Water Heater - Drainwater Heat Recovery | A | Cumulative Summer Peak Savings (MW) | Achievable Economic UCT Potential | 0 | 0 | 0 | 0 | 0 | 0 | 0 | 0 | 0 | 0 | 0 | 0 | 0 | 0 | 0 | 0 | 0 | 0 | 0 | 0 | 0 | 0 | 0 | 0 | 0 | 0 | 0
F9_Commercial_Interruptible - Health_New_Water Heating_Natural Gas_Water Heater - Drainwater Heat Recovery_A_Achievable Economic UCT Potential | F9 | Commercial | Interruptible - Health | New | Water Heating | Natural Gas | Water Heater - Drainwater Heat Recovery | A | Cumulative Winter Peak Savings (MW) | Achievable Economic UCT Potential | 0 | 0 | 0 | 0 | 0 | 0 | 0 | 0 | 0 | 0 | 0 | 0 | 0 | 0 | 0 | 0 | 0 | 0 | 0 | 0 | 0 | 0 | 0 | 0 | 0 | 0 | 0
F10_Commercial_Interruptible - Health_New_Water Heating_Natural Gas_Water Heater - Drainwater Heat Recovery_A_Achievable Economic UCT Potential | F10 | Commercial | Interruptible - Health | New | Water Heating | Natural Gas | Water Heater - Drainwater Heat Recovery | A | Purchases (Incremental) | Achievable Economic UCT Potential | 0 | 0 | 0 | 0 | 0 | 0 | 0 | 0 | 0 | 0 | 0 | 0 | 0 | 0 | 0 | 0 | 0 | 0 | 0 | 0 | 0 | 0 | 0 | 0 | 0 | 0 | 0
F11_Commercial_Interruptible - Health_New_Water Heating_Natural Gas_Water Heater - Drainwater Heat Recovery_A_Achievable Economic UCT Potential | F11 | Commercial | Interruptible - Health | New | Water Heating | Natural Gas | Water Heater - Drainwater Heat Recovery | A | Purchases (Cumulative) | Achievable Economic UCT Potential | 0 | 0 | 0 | 0 | 0 | 0 | 0 | 0 | 0 | 0 | 0 | 0 | 0 | 0 | 0 | 0 | 0 | 0 | 0 | 0 | 0 | 0 | 0 | 0 | 0 | 0 | 0
F1_Commercial_Interruptible - Health_New_Water Heating_Natural Gas_Water Heater - Circulation Pump Controls_A_Achievable Economic UCT Potential | F1 | Commercial | Interruptible - Health | New | Water Heating | Natural Gas | Water Heater - Circulation Pump Controls | A | Integrated Unit Energy Savings (kWh or therms) | Achievable Economic UCT Potential | 0 | 0 | 0 | 0 | 0 | 0 | 0 | 0 | 0 | 0 | 0 | 0 | 0 | 0 | 0 | 0 | 0 | 0 | 0 | 0 | 0 | 0 | 0 | 0 | 0 | 0 | 0
F2_Commercial_Interruptible - Health_New_Water Heating_Natural Gas_Water Heater - Circulation Pump Controls_A_Achievable Economic UCT Potential | F2 | Commercial | Interruptible - Health | New | Water Heating | Natural Gas | Water Heater - Circulation Pump Controls | A | Integrated Unit Summer Peak Savings (kW) | Achievable Economic UCT Potential | 0 | 0 | 0 | 0 | 0 | 0 | 0 | 0 | 0 | 0 | 0 | 0 | 0 | 0 | 0 | 0 | 0 | 0 | 0 | 0 | 0 | 0 | 0 | 0 | 0 | 0 | 0
F3_Commercial_Interruptible - Health_New_Water Heating_Natural Gas_Water Heater - Circulation Pump Controls_A_Achievable Economic UCT Potential | F3 | Commercial | Interruptible - Health | New | Water Heating | Natural Gas | Water Heater - Circulation Pump Controls | A | Integrated Unit Winter Peak Savings (kW) | Achievable Economic UCT Potential | 0 | 0 | 0 | 0 | 0 | 0 | 0 | 0 | 0 | 0 | 0 | 0 | 0 | 0 | 0 | 0 | 0 | 0 | 0 | 0 | 0 | 0 | 0 | 0 | 0 | 0 | 0
F4_Commercial_Interruptible - Health_New_Water Heating_Natural Gas_Water Heater - Circulation Pump Controls_A_Achievable Economic UCT Potential | F4 | Commercial | Interruptible - Health | New | Water Heating | Natural Gas | Water Heater - Circulation Pump Controls | A | Incremental Energy Savings (MWh or mTherms) | Achievable Economic UCT Potential | 0 | 0 | 0 | 0 | 0 | 0 | 0 | 0 | 0 | 0 | 0 | 0 | 0 | 0 | 0 | 0 | 0 | 0 | 0 | 0 | 0 | 0 | 0 | 0 | 0 | 0 | 0
F5_Commercial_Interruptible - Health_New_Water Heating_Natural Gas_Water Heater - Circulation Pump Controls_A_Achievable Economic UCT Potential | F5 | Commercial | Interruptible - Health | New | Water Heating | Natural Gas | Water Heater - Circulation Pump Controls | A | Incremental Summer Peak Savings (MW) | Achievable Economic UCT Potential | 0 | 0 | 0 | 0 | 0 | 0 | 0 | 0 | 0 | 0 | 0 | 0 | 0 | 0 | 0 | 0 | 0 | 0 | 0 | 0 | 0 | 0 | 0 | 0 | 0 | 0 | 0
F6_Commercial_Interruptible - Health_New_Water Heating_Natural Gas_Water Heater - Circulation Pump Controls_A_Achievable Economic UCT Potential | F6 | Commercial | Interruptible - Health | New | Water Heating | Natural Gas | Water Heater - Circulation Pump Controls | A | Incremental Winter Peak Savings (MW) | Achievable Economic UCT Potential | 0 | 0 | 0 | 0 | 0 | 0 | 0 | 0 | 0 | 0 | 0 | 0 | 0 | 0 | 0 | 0 | 0 | 0 | 0 | 0 | 0 | 0 | 0 | 0 | 0 | 0 | 0
F7_Commercial_Interruptible - Health_New_Water Heating_Natural Gas_Water Heater - Circulation Pump Controls_A_Achievable Economic UCT Potential | F7 | Commercial | Interruptible - Health | New | Water Heating | Natural Gas | Water Heater - Circulation Pump Controls | A | Cumulative Energy Savings (MWh or mTherms) | Achievable Economic UCT Potential | 0 | 0 | 0 | 0 | 0 | 0 | 0 | 0 | 0 | 0 | 0 | 0 | 0 | 0 | 0 | 0 | 0 | 0 | 0 | 0 | 0 | 0 | 0 | 0 | 0 | 0 | 0
F8_Commercial_Interruptible - Health_New_Water Heating_Natural Gas_Water Heater - Circulation Pump Controls_A_Achievable Economic UCT Potential | F8 | Commercial | Interruptible - Health | New | Water Heating | Natural Gas | Water Heater - Circulation Pump Controls | A | Cumulative Summer Peak Savings (MW) | Achievable Economic UCT Potential | 0 | 0 | 0 | 0 | 0 | 0 | 0 | 0 | 0 | 0 | 0 | 0 | 0 | 0 | 0 | 0 | 0 | 0 | 0 | 0 | 0 | 0 | 0 | 0 | 0 | 0 | 0
F9_Commercial_Interruptible - Health_New_Water Heating_Natural Gas_Water Heater - Circulation Pump Controls_A_Achievable Economic UCT Potential | F9 | Commercial | Interruptible - Health | New | Water Heating | Natural Gas | Water Heater - Circulation Pump Controls | A | Cumulative Winter Peak Savings (MW) | Achievable Economic UCT Potential | 0 | 0 | 0 | 0 | 0 | 0 | 0 | 0 | 0 | 0 | 0 | 0 | 0 | 0 | 0 | 0 | 0 | 0 | 0 | 0 | 0 | 0 | 0 | 0 | 0 | 0 | 0
F10_Commercial_Interruptible - Health_New_Water Heating_Natural Gas_Water Heater - Circulation Pump Controls_A_Achievable Economic UCT Potential | F10 | Commercial | Interruptible - Health | New | Water Heating | Natural Gas | Water Heater - Circulation Pump Controls | A | Purchases (Incremental) | Achievable Economic UCT Potential | 0 | 0 | 0 | 0 | 0 | 0 | 0 | 0 | 0 | 0 | 0 | 0 | 0 | 0 | 0 | 0 | 0 | 0 | 0 | 0 | 0 | 0 | 0 | 0 | 0 | 0 | 0
F11_Commercial_Interruptible - Health_New_Water Heating_Natural Gas_Water Heater - Circulation Pump Controls_A_Achievable Economic UCT Potential | F11 | Commercial | Interruptible - Health | New | Water Heating | Natural Gas | Water Heater - Circulation Pump Controls | A | Purchases (Cumulative) | Achievable Economic UCT Potential | 0 | 0 | 0 | 0 | 0 | 0 | 0 | 0 | 0 | 0 | 0 | 0 | 0 | 0 | 0 | 0 | 0 | 0 | 0 | 0 | 0 | 0 | 0 | 0 | 0 | 0 | 0
F1_Commercial_Interruptible - Health_New_Water Heating_Natural Gas_Water Heater - Pipe Insulation_A_Achievable Economic UCT Potential | F1 | Commercial | Interruptible - Health | New | Water Heating | Natural Gas | Water Heater - Pipe Insulation | A | Integrated Unit Energy Savings (kWh or therms) | Achievable Economic UCT Potential | 0 | 0 | 0 | 0 | 0 | 0 | 0 | 0 | 0 | 0 | 0 | 0 | 0 | 0 | 0 | 0 | 0 | 0 | 0 | 0 | 0 | 0 | 0 | 0 | 0 | 0 | 0
F2_Commercial_Interruptible - Health_New_Water Heating_Natural Gas_Water Heater - Pipe Insulation_A_Achievable Economic UCT Potential | F2 | Commercial | Interruptible - Health | New | Water Heating | Natural Gas | Water Heater - Pipe Insulation | A | Integrated Unit Summer Peak Savings (kW) | Achievable Economic UCT Potential | 0 | 0 | 0 | 0 | 0 | 0 | 0 | 0 | 0 | 0 | 0 | 0 | 0 | 0 | 0 | 0 | 0 | 0 | 0 | 0 | 0 | 0 | 0 | 0 | 0 | 0 | 0
F3_Commercial_Interruptible - Health_New_Water Heating_Natural Gas_Water Heater - Pipe Insulation_A_Achievable Economic UCT Potential | F3 | Commercial | Interruptible - Health | New | Water Heating | Natural Gas | Water Heater - Pipe Insulation | A | Integrated Unit Winter Peak Savings (kW) | Achievable Economic UCT Potential | 0 | 0 | 0 | 0 | 0 | 0 | 0 | 0 | 0 | 0 | 0 | 0 | 0 | 0 | 0 | 0 | 0 | 0 | 0 | 0 | 0 | 0 | 0 | 0 | 0 | 0 | 0
F4_Commercial_Interruptible - Health_New_Water Heating_Natural Gas_Water Heater - Pipe Insulation_A_Achievable Economic UCT Potential | F4 | Commercial | Interruptible - Health | New | Water Heating | Natural Gas | Water Heater - Pipe Insulation | A | Incremental Energy Savings (MWh or mTherms) | Achievable Economic UCT Potential | 0 | 0 | 0 | 0 | 0 | 0 | 0 | 0 | 0 | 0 | 0 | 0 | 0 | 0 | 0 | 0 | 0 | 0 | 0 | 0 | 0 | 0 | 0 | 0 | 0 | 0 | 0
F5_Commercial_Interruptible - Health_New_Water Heating_Natural Gas_Water Heater - Pipe Insulation_A_Achievable Economic UCT Potential | F5 | Commercial | Interruptible - Health | New | Water Heating | Natural Gas | Water Heater - Pipe Insulation | A | Incremental Summer Peak Savings (MW) | Achievable Economic UCT Potential | 0 | 0 | 0 | 0 | 0 | 0 | 0 | 0 | 0 | 0 | 0 | 0 | 0 | 0 | 0 | 0 | 0 | 0 | 0 | 0 | 0 | 0 | 0 | 0 | 0 | 0 | 0
F6_Commercial_Interruptible - Health_New_Water Heating_Natural Gas_Water Heater - Pipe Insulation_A_Achievable Economic UCT Potential | F6 | Commercial | Interruptible - Health | New | Water Heating | Natural Gas | Water Heater - Pipe Insulation | A | Incremental Winter Peak Savings (MW) | Achievable Economic UCT Potential | 0 | 0 | 0 | 0 | 0 | 0 | 0 | 0 | 0 | 0 | 0 | 0 | 0 | 0 | 0 | 0 | 0 | 0 | 0 | 0 | 0 | 0 | 0 | 0 | 0 | 0 | 0
F7_Commercial_Interruptible - Health_New_Water Heating_Natural Gas_Water Heater - Pipe Insulation_A_Achievable Economic UCT Potential | F7 | Commercial | Interruptible - Health | New | Water Heating | Natural Gas | Water Heater - Pipe Insulation | A | Cumulative Energy Savings (MWh or mTherms) | Achievable Economic UCT Potential | 0 | 0 | 0 | 0 | 0 | 0 | 0 | 0 | 0 | 0 | 0 | 0 | 0 | 0 | 0 | 0 | 0 | 0 | 0 | 0 | 0 | 0 | 0 | 0 | 0 | 0 | 0
F8_Commercial_Interruptible - Health_New_Water Heating_Natural Gas_Water Heater - Pipe Insulation_A_Achievable Economic UCT Potential | F8 | Commercial | Interruptible - Health | New | Water Heating | Natural Gas | Water Heater - Pipe Insulation | A | Cumulative Summer Peak Savings (MW) | Achievable Economic UCT Potential | 0 | 0 | 0 | 0 | 0 | 0 | 0 | 0 | 0 | 0 | 0 | 0 | 0 | 0 | 0 | 0 | 0 | 0 | 0 | 0 | 0 | 0 | 0 | 0 | 0 | 0 | 0
F9_Commercial_Interruptible - Health_New_Water Heating_Natural Gas_Water Heater - Pipe Insulation_A_Achievable Economic UCT Potential | F9 | Commercial | Interruptible - Health | New | Water Heating | Natural Gas | Water Heater - Pipe Insulation | A | Cumulative Winter Peak Savings (MW) | Achievable Economic UCT Potential | 0 | 0 | 0 | 0 | 0 | 0 | 0 | 0 | 0 | 0 | 0 | 0 | 0 | 0 | 0 | 0 | 0 | 0 | 0 | 0 | 0 | 0 | 0 | 0 | 0 | 0 | 0
F10_Commercial_Interruptible - Health_New_Water Heating_Natural Gas_Water Heater - Pipe Insulation_A_Achievable Economic UCT Potential | F10 | Commercial | Interruptible - Health | New | Water Heating | Natural Gas | Water Heater - Pipe Insulation | A | Purchases (Incremental) | Achievable Economic UCT Potential | 0 | 0 | 0 | 0 | 0 | 0 | 0 | 0 | 0 | 0 | 0 | 0 | 0 | 0 | 0 | 0 | 0 | 0 | 0 | 0 | 0 | 0 | 0 | 0 | 0 | 0 | 0
F11_Commercial_Interruptible - Health_New_Water Heating_Natural Gas_Water Heater - Pipe Insulation_A_Achievable Economic UCT Potential | F11 | Commercial | Interruptible - Health | New | Water Heating | Natural Gas | Water Heater - Pipe Insulation | A | Purchases (Cumulative) | Achievable Economic UCT Potential | 0 | 0 | 0 | 0 | 0 | 0 | 0 | 0 | 0 | 0 | 0 | 0 | 0 | 0 | 0 | 0 | 0 | 0 | 0 | 0 | 0 | 0 | 0 | 0 | 0 | 0 | 0
F1_Commercial_Interruptible - Health_New_Water Heating_Natural Gas_Water Heater - Motion Control Faucet_A_Achievable Economic UCT Potential | F1 | Commercial | Interruptible - Health | New | Water Heating | Natural Gas | Water Heater - Motion Control Faucet | A | Integrated Unit Energy Savings (kWh or therms) | Achievable Economic UCT Potential | 0 | 0 | 0 | 0 | 0 | 0 | 0 | 0 | 0 | 0 | 0 | 0 | 0 | 0 | 0 | 0 | 0 | 0 | 0 | 0 | 0 | 0 | 0 | 0 | 0 | 0 | 0
F2_Commercial_Interruptible - Health_New_Water Heating_Natural Gas_Water Heater - Motion Control Faucet_A_Achievable Economic UCT Potential | F2 | Commercial | Interruptible - Health | New | Water Heating | Natural Gas | Water Heater - Motion Control Faucet | A | Integrated Unit Summer Peak Savings (kW) | Achievable Economic UCT Potential | 0 | 0 | 0 | 0 | 0 | 0 | 0 | 0 | 0 | 0 | 0 | 0 | 0 | 0 | 0 | 0 | 0 | 0 | 0 | 0 | 0 | 0 | 0 | 0 | 0 | 0 | 0
F3_Commercial_Interruptible - Health_New_Water Heating_Natural Gas_Water Heater - Motion Control Faucet_A_Achievable Economic UCT Potential | F3 | Commercial | Interruptible - Health | New | Water Heating | Natural Gas | Water Heater - Motion Control Faucet | A | Integrated Unit Winter Peak Savings (kW) | Achievable Economic UCT Potential | 0 | 0 | 0 | 0 | 0 | 0 | 0 | 0 | 0 | 0 | 0 | 0 | 0 | 0 | 0 | 0 | 0 | 0 | 0 | 0 | 0 | 0 | 0 | 0 | 0 | 0 | 0
F4_Commercial_Interruptible - Health_New_Water Heating_Natural Gas_Water Heater - Motion Control Faucet_A_Achievable Economic UCT Potential | F4 | Commercial | Interruptible - Health | New | Water Heating | Natural Gas | Water Heater - Motion Control Faucet | A | Incremental Energy Savings (MWh or mTherms) | Achievable Economic UCT Potential | 0 | 0 | 0 | 0 | 0 | 0 | 0 | 0 | 0 | 0 | 0 | 0 | 0 | 0 | 0 | 0 | 0 | 0 | 0 | 0 | 0 | 0 | 0 | 0 | 0 | 0 | 0
F5_Commercial_Interruptible - Health_New_Water Heating_Natural Gas_Water Heater - Motion Control Faucet_A_Achievable Economic UCT Potential | F5 | Commercial | Interruptible - Health | New | Water Heating | Natural Gas | Water Heater - Motion Control Faucet | A | Incremental Summer Peak Savings (MW) | Achievable Economic UCT Potential | 0 | 0 | 0 | 0 | 0 | 0 | 0 | 0 | 0 | 0 | 0 | 0 | 0 | 0 | 0 | 0 | 0 | 0 | 0 | 0 | 0 | 0 | 0 | 0 | 0 | 0 | 0
F6_Commercial_Interruptible - Health_New_Water Heating_Natural Gas_Water Heater - Motion Control Faucet_A_Achievable Economic UCT Potential | F6 | Commercial | Interruptible - Health | New | Water Heating | Natural Gas | Water Heater - Motion Control Faucet | A | Incremental Winter Peak Savings (MW) | Achievable Economic UCT Potential | 0 | 0 | 0 | 0 | 0 | 0 | 0 | 0 | 0 | 0 | 0 | 0 | 0 | 0 | 0 | 0 | 0 | 0 | 0 | 0 | 0 | 0 | 0 | 0 | 0 | 0 | 0
F7_Commercial_Interruptible - Health_New_Water Heating_Natural Gas_Water Heater - Motion Control Faucet_A_Achievable Economic UCT Potential | F7 | Commercial | Interruptible - Health | New | Water Heating | Natural Gas | Water Heater - Motion Control Faucet | A | Cumulative Energy Savings (MWh or mTherms) | Achievable Economic UCT Potential | 0 | 0 | 0 | 0 | 0 | 0 | 0 | 0 | 0 | 0 | 0 | 0 | 0 | 0 | 0 | 0 | 0 | 0 | 0 | 0 | 0 | 0 | 0 | 0 | 0 | 0 | 0
F8_Commercial_Interruptible - Health_New_Water Heating_Natural Gas_Water Heater - Motion Control Faucet_A_Achievable Economic UCT Potential | F8 | Commercial | Interruptible - Health | New | Water Heating | Natural Gas | Water Heater - Motion Control Faucet | A | Cumulative Summer Peak Savings (MW) | Achievable Economic UCT Potential | 0 | 0 | 0 | 0 | 0 | 0 | 0 | 0 | 0 | 0 | 0 | 0 | 0 | 0 | 0 | 0 | 0 | 0 | 0 | 0 | 0 | 0 | 0 | 0 | 0 | 0 | 0
F9_Commercial_Interruptible - Health_New_Water Heating_Natural Gas_Water Heater - Motion Control Faucet_A_Achievable Economic UCT Potential | F9 | Commercial | Interruptible - Health | New | Water Heating | Natural Gas | Water Heater - Motion Control Faucet | A | Cumulative Winter Peak Savings (MW) | Achievable Economic UCT Potential | 0 | 0 | 0 | 0 | 0 | 0 | 0 | 0 | 0 | 0 | 0 | 0 | 0 | 0 | 0 | 0 | 0 | 0 | 0 | 0 | 0 | 0 | 0 | 0 | 0 | 0 | 0
F10_Commercial_Interruptible - Health_New_Water Heating_Natural Gas_Water Heater - Motion Control Faucet_A_Achievable Economic UCT Potential | F10 | Commercial | Interruptible - Health | New | Water Heating | Natural Gas | Water Heater - Motion Control Faucet | A | Purchases (Incremental) | Achievable Economic UCT Potential | 0 | 0 | 0 | 0 | 0 | 0 | 0 | 0 | 0 | 0 | 0 | 0 | 0 | 0 | 0 | 0 | 0 | 0 | 0 | 0 | 0 | 0 | 0 | 0 | 0 | 0 | 0
F11_Commercial_Interruptible - Health_New_Water Heating_Natural Gas_Water Heater - Motion Control Faucet_A_Achievable Economic UCT Potential | F11 | Commercial | Interruptible - Health | New | Water Heating | Natural Gas | Water Heater - Motion Control Faucet | A | Purchases (Cumulative) | Achievable Economic UCT Potential | 0 | 0 | 0 | 0 | 0 | 0 | 0 | 0 | 0 | 0 | 0 | 0 | 0 | 0 | 0 | 0 | 0 | 0 | 0 | 0 | 0 | 0 | 0 | 0 | 0 | 0 | 0
F1_Commercial_Interruptible - Health_New_Water Heating_Natural Gas_Water Heater - Solar System_A_Achievable Economic UCT Potential | F1 | Commercial | Interruptible - Health | New | Water Heating | Natural Gas | Water Heater - Solar System | A | Integrated Unit Energy Savings (kWh or therms) | Achievable Economic UCT Potential | 0 | 0 | 0 | 0 | 0 | 0 | 0 | 0 | 0 | 0 | 0 | 0 | 0 | 0 | 0 | 0 | 0 | 0 | 0 | 0 | 0 | 0 | 0 | 0 | 0 | 0 | 0
F2_Commercial_Interruptible - Health_New_Water Heating_Natural Gas_Water Heater - Solar System_A_Achievable Economic UCT Potential | F2 | Commercial | Interruptible - Health | New | Water Heating | Natural Gas | Water Heater - Solar System | A | Integrated Unit Summer Peak Savings (kW) | Achievable Economic UCT Potential | 0 | 0 | 0 | 0 | 0 | 0 | 0 | 0 | 0 | 0 | 0 | 0 | 0 | 0 | 0 | 0 | 0 | 0 | 0 | 0 | 0 | 0 | 0 | 0 | 0 | 0 | 0
F3_Commercial_Interruptible - Health_New_Water Heating_Natural Gas_Water Heater - Solar System_A_Achievable Economic UCT Potential | F3 | Commercial | Interruptible - Health | New | Water Heating | Natural Gas | Water Heater - Solar System | A | Integrated Unit Winter Peak Savings (kW) | Achievable Economic UCT Potential | 0 | 0 | 0 | 0 | 0 | 0 | 0 | 0 | 0 | 0 | 0 | 0 | 0 | 0 | 0 | 0 | 0 | 0 | 0 | 0 | 0 | 0 | 0 | 0 | 0 | 0 | 0
F4_Commercial_Interruptible - Health_New_Water Heating_Natural Gas_Water Heater - Solar System_A_Achievable Economic UCT Potential | F4 | Commercial | Interruptible - Health | New | Water Heating | Natural Gas | Water Heater - Solar System | A | Incremental Energy Savings (MWh or mTherms) | Achievable Economic UCT Potential | 0 | 0 | 0 | 0 | 0 | 0 | 0 | 0 | 0 | 0 | 0 | 0 | 0 | 0 | 0 | 0 | 0 | 0 | 0 | 0 | 0 | 0 | 0 | 0 | 0 | 0 | 0
F5_Commercial_Interruptible - Health_New_Water Heating_Natural Gas_Water Heater - Solar System_A_Achievable Economic UCT Potential | F5 | Commercial | Interruptible - Health | New | Water Heating | Natural Gas | Water Heater - Solar System | A | Incremental Summer Peak Savings (MW) | Achievable Economic UCT Potential | 0 | 0 | 0 | 0 | 0 | 0 | 0 | 0 | 0 | 0 | 0 | 0 | 0 | 0 | 0 | 0 | 0 | 0 | 0 | 0 | 0 | 0 | 0 | 0 | 0 | 0 | 0
F6_Commercial_Interruptible - Health_New_Water Heating_Natural Gas_Water Heater - Solar System_A_Achievable Economic UCT Potential | F6 | Commercial | Interruptible - Health | New | Water Heating | Natural Gas | Water Heater - Solar System | A | Incremental Winter Peak Savings (MW) | Achievable Economic UCT Potential | 0 | 0 | 0 | 0 | 0 | 0 | 0 | 0 | 0 | 0 | 0 | 0 | 0 | 0 | 0 | 0 | 0 | 0 | 0 | 0 | 0 | 0 | 0 | 0 | 0 | 0 | 0
F7_Commercial_Interruptible - Health_New_Water Heating_Natural Gas_Water Heater - Solar System_A_Achievable Economic UCT Potential | F7 | Commercial | Interruptible - Health | New | Water Heating | Natural Gas | Water Heater - Solar System | A | Cumulative Energy Savings (MWh or mTherms) | Achievable Economic UCT Potential | 0 | 0 | 0 | 0 | 0 | 0 | 0 | 0 | 0 | 0 | 0 | 0 | 0 | 0 | 0 | 0 | 0 | 0 | 0 | 0 | 0 | 0 | 0 | 0 | 0 | 0 | 0
F8_Commercial_Interruptible - Health_New_Water Heating_Natural Gas_Water Heater - Solar System_A_Achievable Economic UCT Potential | F8 | Commercial | Interruptible - Health | New | Water Heating | Natural Gas | Water Heater - Solar System | A | Cumulative Summer Peak Savings (MW) | Achievable Economic UCT Potential | 0 | 0 | 0 | 0 | 0 | 0 | 0 | 0 | 0 | 0 | 0 | 0 | 0 | 0 | 0 | 0 | 0 | 0 | 0 | 0 | 0 | 0 | 0 | 0 | 0 | 0 | 0
F9_Commercial_Interruptible - Health_New_Water Heating_Natural Gas_Water Heater - Solar System_A_Achievable Economic UCT Potential | F9 | Commercial | Interruptible - Health | New | Water Heating | Natural Gas | Water Heater - Solar System | A | Cumulative Winter Peak Savings (MW) | Achievable Economic UCT Potential | 0 | 0 | 0 | 0 | 0 | 0 | 0 | 0 | 0 | 0 | 0 | 0 | 0 | 0 | 0 | 0 | 0 | 0 | 0 | 0 | 0 | 0 | 0 | 0 | 0 | 0 | 0
F10_Commercial_Interruptible - Health_New_Water Heating_Natural Gas_Water Heater - Solar System_A_Achievable Economic UCT Potential | F10 | Commercial | Interruptible - Health | New | Water Heating | Natural Gas | Water Heater - Solar System | A | Purchases (Incremental) | Achievable Economic UCT Potential | 0 | 0 | 0 | 0 | 0 | 0 | 0 | 0 | 0 | 0 | 0 | 0 | 0 | 0 | 0 | 0 | 0 | 0 | 0 | 0 | 0 | 0 | 0 | 0 | 0 | 0 | 0
F11_Commercial_Interruptible - Health_New_Water Heating_Natural Gas_Water Heater - Solar System_A_Achievable Economic UCT Potential | F11 | Commercial | Interruptible - Health | New | Water Heating | Natural Gas | Water Heater - Solar System | A | Purchases (Cumulative) | Achievable Economic UCT Potential | 0 | 0 | 0 | 0 | 0 | 0 | 0 | 0 | 0 | 0 | 0 | 0 | 0 | 0 | 0 | 0 | 0 | 0 | 0 | 0 | 0 | 0 | 0 | 0 | 0 | 0 | 0
F1_Commercial_Interruptible - Health_New_Water Heating_Natural Gas_Commercial Laundry - Ozone Treatment_A_Achievable Economic UCT Potential | F1 | Commercial | Interruptible - Health | New | Water Heating | Natural Gas | Commercial Laundry - Ozone Treatment | A | Integrated Unit Energy Savings (kWh or therms) | Achievable Economic UCT Potential | 0 | 0 | 0 | 0 | 0 | 0 | 0 | 0 | 0 | 0 | 0 | 0 | 0 | 0 | 0 | 0 | 0 | 0 | 0 | 0 | 0 | 0 | 0 | 0 | 0 | 0 | 0
F2_Commercial_Interruptible - Health_New_Water Heating_Natural Gas_Commercial Laundry - Ozone Treatment_A_Achievable Economic UCT Potential | F2 | Commercial | Interruptible - Health | New | Water Heating | Natural Gas | Commercial Laundry - Ozone Treatment | A | Integrated Unit Summer Peak Savings (kW) | Achievable Economic UCT Potential | 0 | 0 | 0 | 0 | 0 | 0 | 0 | 0 | 0 | 0 | 0 | 0 | 0 | 0 | 0 | 0 | 0 | 0 | 0 | 0 | 0 | 0 | 0 | 0 | 0 | 0 | 0
F3_Commercial_Interruptible - Health_New_Water Heating_Natural Gas_Commercial Laundry - Ozone Treatment_A_Achievable Economic UCT Potential | F3 | Commercial | Interruptible - Health | New | Water Heating | Natural Gas | Commercial Laundry - Ozone Treatment | A | Integrated Unit Winter Peak Savings (kW) | Achievable Economic UCT Potential | 0 | 0 | 0 | 0 | 0 | 0 | 0 | 0 | 0 | 0 | 0 | 0 | 0 | 0 | 0 | 0 | 0 | 0 | 0 | 0 | 0 | 0 | 0 | 0 | 0 | 0 | 0
F4_Commercial_Interruptible - Health_New_Water Heating_Natural Gas_Commercial Laundry - Ozone Treatment_A_Achievable Economic UCT Potential | F4 | Commercial | Interruptible - Health | New | Water Heating | Natural Gas | Commercial Laundry - Ozone Treatment | A | Incremental Energy Savings (MWh or mTherms) | Achievable Economic UCT Potential | 0 | 0 | 0 | 0 | 0 | 0 | 0 | 0 | 0 | 0 | 0 | 0 | 0 | 0 | 0 | 0 | 0 | 0 | 0 | 0 | 0 | 0 | 0 | 0 | 0 | 0 | 0
F5_Commercial_Interruptible - Health_New_Water Heating_Natural Gas_Commercial Laundry - Ozone Treatment_A_Achievable Economic UCT Potential | F5 | Commercial | Interruptible - Health | New | Water Heating | Natural Gas | Commercial Laundry - Ozone Treatment | A | Incremental Summer Peak Savings (MW) | Achievable Economic UCT Potential | 0 | 0 | 0 | 0 | 0 | 0 | 0 | 0 | 0 | 0 | 0 | 0 | 0 | 0 | 0 | 0 | 0 | 0 | 0 | 0 | 0 | 0 | 0 | 0 | 0 | 0 | 0
F6_Commercial_Interruptible - Health_New_Water Heating_Natural Gas_Commercial Laundry - Ozone Treatment_A_Achievable Economic UCT Potential | F6 | Commercial | Interruptible - Health | New | Water Heating | Natural Gas | Commercial Laundry - Ozone Treatment | A | Incremental Winter Peak Savings (MW) | Achievable Economic UCT Potential | 0 | 0 | 0 | 0 | 0 | 0 | 0 | 0 | 0 | 0 | 0 | 0 | 0 | 0 | 0 | 0 | 0 | 0 | 0 | 0 | 0 | 0 | 0 | 0 | 0 | 0 | 0
F7_Commercial_Interruptible - Health_New_Water Heating_Natural Gas_Commercial Laundry - Ozone Treatment_A_Achievable Economic UCT Potential | F7 | Commercial | Interruptible - Health | New | Water Heating | Natural Gas | Commercial Laundry - Ozone Treatment | A | Cumulative Energy Savings (MWh or mTherms) | Achievable Economic UCT Potential | 0 | 0 | 0 | 0 | 0 | 0 | 0 | 0 | 0 | 0 | 0 | 0 | 0 | 0 | 0 | 0 | 0 | 0 | 0 | 0 | 0 | 0 | 0 | 0 | 0 | 0 | 0
F8_Commercial_Interruptible - Health_New_Water Heating_Natural Gas_Commercial Laundry - Ozone Treatment_A_Achievable Economic UCT Potential | F8 | Commercial | Interruptible - Health | New | Water Heating | Natural Gas | Commercial Laundry - Ozone Treatment | A | Cumulative Summer Peak Savings (MW) | Achievable Economic UCT Potential | 0 | 0 | 0 | 0 | 0 | 0 | 0 | 0 | 0 | 0 | 0 | 0 | 0 | 0 | 0 | 0 | 0 | 0 | 0 | 0 | 0 | 0 | 0 | 0 | 0 | 0 | 0
F9_Commercial_Interruptible - Health_New_Water Heating_Natural Gas_Commercial Laundry - Ozone Treatment_A_Achievable Economic UCT Potential | F9 | Commercial | Interruptible - Health | New | Water Heating | Natural Gas | Commercial Laundry - Ozone Treatment | A | Cumulative Winter Peak Savings (MW) | Achievable Economic UCT Potential | 0 | 0 | 0 | 0 | 0 | 0 | 0 | 0 | 0 | 0 | 0 | 0 | 0 | 0 | 0 | 0 | 0 | 0 | 0 | 0 | 0 | 0 | 0 | 0 | 0 | 0 | 0
F10_Commercial_Interruptible - Health_New_Water Heating_Natural Gas_Commercial Laundry - Ozone Treatment_A_Achievable Economic UCT Potential | F10 | Commercial | Interruptible - Health | New | Water Heating | Natural Gas | Commercial Laundry - Ozone Treatment | A | Purchases (Incremental) | Achievable Economic UCT Potential | 0 | 0 | 0 | 0 | 0 | 0 | 0 | 0 | 0 | 0 | 0 | 0 | 0 | 0 | 0 | 0 | 0 | 0 | 0 | 0 | 0 | 0 | 0 | 0 | 0 | 0 | 0
F11_Commercial_Interruptible - Health_New_Water Heating_Natural Gas_Commercial Laundry - Ozone Treatment_A_Achievable Economic UCT Potential | F11 | Commercial | Interruptible - Health | New | Water Heating | Natural Gas | Commercial Laundry - Ozone Treatment | A | Purchases (Cumulative) | Achievable Economic UCT Potential | 0 | 0 | 0 | 0 | 0 | 0 | 0 | 0 | 0 | 0 | 0 | 0 | 0 | 0 | 0 | 0 | 0 | 0 | 0 | 0 | 0 | 0 | 0 | 0 | 0 | 0 | 0
F1_Commercial_Interruptible - Health_New_Water Heating_Natural Gas_Commercial Laundry - ENERGY STAR Washer_A_Achievable Economic UCT Potential | F1 | Commercial | Interruptible - Health | New | Water Heating | Natural Gas | Commercial Laundry - ENERGY STAR Washer | A | Integrated Unit Energy Savings (kWh or therms) | Achievable Economic UCT Potential | 0 | 0 | 0 | 0 | 0 | 0 | 0 | 0 | 0 | 0 | 0 | 0 | 0 | 0 | 0 | 0 | 0 | 0 | 0 | 0 | 0 | 0 | 0 | 0 | 0 | 0 | 0
F2_Commercial_Interruptible - Health_New_Water Heating_Natural Gas_Commercial Laundry - ENERGY STAR Washer_A_Achievable Economic UCT Potential | F2 | Commercial | Interruptible - Health | New | Water Heating | Natural Gas | Commercial Laundry - ENERGY STAR Washer | A | Integrated Unit Summer Peak Savings (kW) | Achievable Economic UCT Potential | 0 | 0 | 0 | 0 | 0 | 0 | 0 | 0 | 0 | 0 | 0 | 0 | 0 | 0 | 0 | 0 | 0 | 0 | 0 | 0 | 0 | 0 | 0 | 0 | 0 | 0 | 0
F3_Commercial_Interruptible - Health_New_Water Heating_Natural Gas_Commercial Laundry - ENERGY STAR Washer_A_Achievable Economic UCT Potential | F3 | Commercial | Interruptible - Health | New | Water Heating | Natural Gas | Commercial Laundry - ENERGY STAR Washer | A | Integrated Unit Winter Peak Savings (kW) | Achievable Economic UCT Potential | 0 | 0 | 0 | 0 | 0 | 0 | 0 | 0 | 0 | 0 | 0 | 0 | 0 | 0 | 0 | 0 | 0 | 0 | 0 | 0 | 0 | 0 | 0 | 0 | 0 | 0 | 0
F4_Commercial_Interruptible - Health_New_Water Heating_Natural Gas_Commercial Laundry - ENERGY STAR Washer_A_Achievable Economic UCT Potential | F4 | Commercial | Interruptible - Health | New | Water Heating | Natural Gas | Commercial Laundry - ENERGY STAR Washer | A | Incremental Energy Savings (MWh or mTherms) | Achievable Economic UCT Potential | 0 | 0 | 0 | 0 | 0 | 0 | 0 | 0 | 0 | 0 | 0 | 0 | 0 | 0 | 0 | 0 | 0 | 0 | 0 | 0 | 0 | 0 | 0 | 0 | 0 | 0 | 0
F5_Commercial_Interruptible - Health_New_Water Heating_Natural Gas_Commercial Laundry - ENERGY STAR Washer_A_Achievable Economic UCT Potential | F5 | Commercial | Interruptible - Health | New | Water Heating | Natural Gas | Commercial Laundry - ENERGY STAR Washer | A | Incremental Summer Peak Savings (MW) | Achievable Economic UCT Potential | 0 | 0 | 0 | 0 | 0 | 0 | 0 | 0 | 0 | 0 | 0 | 0 | 0 | 0 | 0 | 0 | 0 | 0 | 0 | 0 | 0 | 0 | 0 | 0 | 0 | 0 | 0
F6_Commercial_Interruptible - Health_New_Water Heating_Natural Gas_Commercial Laundry - ENERGY STAR Washer_A_Achievable Economic UCT Potential | F6 | Commercial | Interruptible - Health | New | Water Heating | Natural Gas | Commercial Laundry - ENERGY STAR Washer | A | Incremental Winter Peak Savings (MW) | Achievable Economic UCT Potential | 0 | 0 | 0 | 0 | 0 | 0 | 0 | 0 | 0 | 0 | 0 | 0 | 0 | 0 | 0 | 0 | 0 | 0 | 0 | 0 | 0 | 0 | 0 | 0 | 0 | 0 | 0
F7_Commercial_Interruptible - Health_New_Water Heating_Natural Gas_Commercial Laundry - ENERGY STAR Washer_A_Achievable Economic UCT Potential | F7 | Commercial | Interruptible - Health | New | Water Heating | Natural Gas | Commercial Laundry - ENERGY STAR Washer | A | Cumulative Energy Savings (MWh or mTherms) | Achievable Economic UCT Potential | 0 | 0 | 0 | 0 | 0 | 0 | 0 | 0 | 0 | 0 | 0 | 0 | 0 | 0 | 0 | 0 | 0 | 0 | 0 | 0 | 0 | 0 | 0 | 0 | 0 | 0 | 0
F8_Commercial_Interruptible - Health_New_Water Heating_Natural Gas_Commercial Laundry - ENERGY STAR Washer_A_Achievable Economic UCT Potential | F8 | Commercial | Interruptible - Health | New | Water Heating | Natural Gas | Commercial Laundry - ENERGY STAR Washer | A | Cumulative Summer Peak Savings (MW) | Achievable Economic UCT Potential | 0 | 0 | 0 | 0 | 0 | 0 | 0 | 0 | 0 | 0 | 0 | 0 | 0 | 0 | 0 | 0 | 0 | 0 | 0 | 0 | 0 | 0 | 0 | 0 | 0 | 0 | 0
F9_Commercial_Interruptible - Health_New_Water Heating_Natural Gas_Commercial Laundry - ENERGY STAR Washer_A_Achievable Economic UCT Potential | F9 | Commercial | Interruptible - Health | New | Water Heating | Natural Gas | Commercial Laundry - ENERGY STAR Washer | A | Cumulative Winter Peak Savings (MW) | Achievable Economic UCT Potential | 0 | 0 | 0 | 0 | 0 | 0 | 0 | 0 | 0 | 0 | 0 | 0 | 0 | 0 | 0 | 0 | 0 | 0 | 0 | 0 | 0 | 0 | 0 | 0 | 0 | 0 | 0
F10_Commercial_Interruptible - Health_New_Water Heating_Natural Gas_Commercial Laundry - ENERGY STAR Washer_A_Achievable Economic UCT Potential | F10 | Commercial | Interruptible - Health | New | Water Heating | Natural Gas | Commercial Laundry - ENERGY STAR Washer | A | Purchases (Incremental) | Achievable Economic UCT Potential | 0 | 0 | 0 | 0 | 0 | 0 | 0 | 0 | 0 | 0 | 0 | 0 | 0 | 0 | 0 | 0 | 0 | 0 | 0 | 0 | 0 | 0 | 0 | 0 | 0 | 0 | 0
F11_Commercial_Interruptible - Health_New_Water Heating_Natural Gas_Commercial Laundry - ENERGY STAR Washer_A_Achievable Economic UCT Potential | F11 | Commercial | Interruptible - Health | New | Water Heating | Natural Gas | Commercial Laundry - ENERGY STAR Washer | A | Purchases (Cumulative) | Achievable Economic UCT Potential | 0 | 0 | 0 | 0 | 0 | 0 | 0 | 0 | 0 | 0 | 0 | 0 | 0 | 0 | 0 | 0 | 0 | 0 | 0 | 0 | 0 | 0 | 0 | 0 | 0 | 0 | 0
F1_Commercial_Interruptible - Health_New_Water Heating_Natural Gas_Water Heater - Efficient Dishwasher_A_Achievable Economic UCT Potential | F1 | Commercial | Interruptible - Health | New | Water Heating | Natural Gas | Water Heater - Efficient Dishwasher | A | Integrated Unit Energy Savings (kWh or therms) | Achievable Economic UCT Potential | 0 | 0 | 0 | 0 | 0 | 0 | 0 | 0 | 0 | 0 | 0 | 0 | 0 | 0 | 0 | 0 | 0 | 0 | 0 | 0 | 0 | 0 | 0 | 0 | 0 | 0 | 0
F2_Commercial_Interruptible - Health_New_Water Heating_Natural Gas_Water Heater - Efficient Dishwasher_A_Achievable Economic UCT Potential | F2 | Commercial | Interruptible - Health | New | Water Heating | Natural Gas | Water Heater - Efficient Dishwasher | A | Integrated Unit Summer Peak Savings (kW) | Achievable Economic UCT Potential | 0 | 0 | 0 | 0 | 0 | 0 | 0 | 0 | 0 | 0 | 0 | 0 | 0 | 0 | 0 | 0 | 0 | 0 | 0 | 0 | 0 | 0 | 0 | 0 | 0 | 0 | 0
F3_Commercial_Interruptible - Health_New_Water Heating_Natural Gas_Water Heater - Efficient Dishwasher_A_Achievable Economic UCT Potential | F3 | Commercial | Interruptible - Health | New | Water Heating | Natural Gas | Water Heater - Efficient Dishwasher | A | Integrated Unit Winter Peak Savings (kW) | Achievable Economic UCT Potential | 0 | 0 | 0 | 0 | 0 | 0 | 0 | 0 | 0 | 0 | 0 | 0 | 0 | 0 | 0 | 0 | 0 | 0 | 0 | 0 | 0 | 0 | 0 | 0 | 0 | 0 | 0
F4_Commercial_Interruptible - Health_New_Water Heating_Natural Gas_Water Heater - Efficient Dishwasher_A_Achievable Economic UCT Potential | F4 | Commercial | Interruptible - Health | New | Water Heating | Natural Gas | Water Heater - Efficient Dishwasher | A | Incremental Energy Savings (MWh or mTherms) | Achievable Economic UCT Potential | 0 | 0 | 0 | 0 | 0 | 0 | 0 | 0 | 0 | 0 | 0 | 0 | 0 | 0 | 0 | 0 | 0 | 0 | 0 | 0 | 0 | 0 | 0 | 0 | 0 | 0 | 0
F5_Commercial_Interruptible - Health_New_Water Heating_Natural Gas_Water Heater - Efficient Dishwasher_A_Achievable Economic UCT Potential | F5 | Commercial | Interruptible - Health | New | Water Heating | Natural Gas | Water Heater - Efficient Dishwasher | A | Incremental Summer Peak Savings (MW) | Achievable Economic UCT Potential | 0 | 0 | 0 | 0 | 0 | 0 | 0 | 0 | 0 | 0 | 0 | 0 | 0 | 0 | 0 | 0 | 0 | 0 | 0 | 0 | 0 | 0 | 0 | 0 | 0 | 0 | 0
F6_Commercial_Interruptible - Health_New_Water Heating_Natural Gas_Water Heater - Efficient Dishwasher_A_Achievable Economic UCT Potential | F6 | Commercial | Interruptible - Health | New | Water Heating | Natural Gas | Water Heater - Efficient Dishwasher | A | Incremental Winter Peak Savings (MW) | Achievable Economic UCT Potential | 0 | 0 | 0 | 0 | 0 | 0 | 0 | 0 | 0 | 0 | 0 | 0 | 0 | 0 | 0 | 0 | 0 | 0 | 0 | 0 | 0 | 0 | 0 | 0 | 0 | 0 | 0
F7_Commercial_Interruptible - Health_New_Water Heating_Natural Gas_Water Heater - Efficient Dishwasher_A_Achievable Economic UCT Potential | F7 | Commercial | Interruptible - Health | New | Water Heating | Natural Gas | Water Heater - Efficient Dishwasher | A | Cumulative Energy Savings (MWh or mTherms) | Achievable Economic UCT Potential | 0 | 0 | 0 | 0 | 0 | 0 | 0 | 0 | 0 | 0 | 0 | 0 | 0 | 0 | 0 | 0 | 0 | 0 | 0 | 0 | 0 | 0 | 0 | 0 | 0 | 0 | 0
F8_Commercial_Interruptible - Health_New_Water Heating_Natural Gas_Water Heater - Efficient Dishwasher_A_Achievable Economic UCT Potential | F8 | Commercial | Interruptible - Health | New | Water Heating | Natural Gas | Water Heater - Efficient Dishwasher | A | Cumulative Summer Peak Savings (MW) | Achievable Economic UCT Potential | 0 | 0 | 0 | 0 | 0 | 0 | 0 | 0 | 0 | 0 | 0 | 0 | 0 | 0 | 0 | 0 | 0 | 0 | 0 | 0 | 0 | 0 | 0 | 0 | 0 | 0 | 0
F9_Commercial_Interruptible - Health_New_Water Heating_Natural Gas_Water Heater - Efficient Dishwasher_A_Achievable Economic UCT Potential | F9 | Commercial | Interruptible - Health | New | Water Heating | Natural Gas | Water Heater - Efficient Dishwasher | A | Cumulative Winter Peak Savings (MW) | Achievable Economic UCT Potential | 0 | 0 | 0 | 0 | 0 | 0 | 0 | 0 | 0 | 0 | 0 | 0 | 0 | 0 | 0 | 0 | 0 | 0 | 0 | 0 | 0 | 0 | 0 | 0 | 0 | 0 | 0
F10_Commercial_Interruptible - Health_New_Water Heating_Natural Gas_Water Heater - Efficient Dishwasher_A_Achievable Economic UCT Potential | F10 | Commercial | Interruptible - Health | New | Water Heating | Natural Gas | Water Heater - Efficient Dishwasher | A | Purchases (Incremental) | Achievable Economic UCT Potential | 0 | 0 | 0 | 0 | 0 | 0 | 0 | 0 | 0 | 0 | 0 | 0 | 0 | 0 | 0 | 0 | 0 | 0 | 0 | 0 | 0 | 0 | 0 | 0 | 0 | 0 | 0
F11_Commercial_Interruptible - Health_New_Water Heating_Natural Gas_Water Heater - Efficient Dishwasher_A_Achievable Economic UCT Potential | F11 | Commercial | Interruptible - Health | New | Water Heating | Natural Gas | Water Heater - Efficient Dishwasher | A | Purchases (Cumulative) | Achievable Economic UCT Potential | 0 | 0 | 0 | 0 | 0 | 0 | 0 | 0 | 0 | 0 | 0 | 0 | 0 | 0 | 0 | 0 | 0 | 0 | 0 | 0 | 0 | 0 | 0 | 0 | 0 | 0 | 0
F1_Commercial_Interruptible - Health_New_Water Heating_Natural Gas_Commercial Laundry - Alternative Dry-Cleaning Methods_A_Achievable Economic UCT Potential | F1 | Commercial | Interruptible - Health | New | Water Heating | Natural Gas | Commercial Laundry - Alternative Dry-Cleaning Methods | A | Integrated Unit Energy Savings (kWh or therms) | Achievable Economic UCT Potential | 0 | 0 | 0 | 0 | 0 | 0 | 0 | 0 | 0 | 0 | 0 | 0 | 0 | 0 | 0 | 0 | 0 | 0 | 0 | 0 | 0 | 0 | 0 | 0 | 0 | 0 | 0
F2_Commercial_Interruptible - Health_New_Water Heating_Natural Gas_Commercial Laundry - Alternative Dry-Cleaning Methods_A_Achievable Economic UCT Potential | F2 | Commercial | Interruptible - Health | New | Water Heating | Natural Gas | Commercial Laundry - Alternative Dry-Cleaning Methods | A | Integrated Unit Summer Peak Savings (kW) | Achievable Economic UCT Potential | 0 | 0 | 0 | 0 | 0 | 0 | 0 | 0 | 0 | 0 | 0 | 0 | 0 | 0 | 0 | 0 | 0 | 0 | 0 | 0 | 0 | 0 | 0 | 0 | 0 | 0 | 0
F3_Commercial_Interruptible - Health_New_Water Heating_Natural Gas_Commercial Laundry - Alternative Dry-Cleaning Methods_A_Achievable Economic UCT Potential | F3 | Commercial | Interruptible - Health | New | Water Heating | Natural Gas | Commercial Laundry - Alternative Dry-Cleaning Methods | A | Integrated Unit Winter Peak Savings (kW) | Achievable Economic UCT Potential | 0 | 0 | 0 | 0 | 0 | 0 | 0 | 0 | 0 | 0 | 0 | 0 | 0 | 0 | 0 | 0 | 0 | 0 | 0 | 0 | 0 | 0 | 0 | 0 | 0 | 0 | 0
F4_Commercial_Interruptible - Health_New_Water Heating_Natural Gas_Commercial Laundry - Alternative Dry-Cleaning Methods_A_Achievable Economic UCT Potential | F4 | Commercial | Interruptible - Health | New | Water Heating | Natural Gas | Commercial Laundry - Alternative Dry-Cleaning Methods | A | Incremental Energy Savings (MWh or mTherms) | Achievable Economic UCT Potential | 0 | 0 | 0 | 0 | 0 | 0 | 0 | 0 | 0 | 0 | 0 | 0 | 0 | 0 | 0 | 0 | 0 | 0 | 0 | 0 | 0 | 0 | 0 | 0 | 0 | 0 | 0
F5_Commercial_Interruptible - Health_New_Water Heating_Natural Gas_Commercial Laundry - Alternative Dry-Cleaning Methods_A_Achievable Economic UCT Potential | F5 | Commercial | Interruptible - Health | New | Water Heating | Natural Gas | Commercial Laundry - Alternative Dry-Cleaning Methods | A | Incremental Summer Peak Savings (MW) | Achievable Economic UCT Potential | 0 | 0 | 0 | 0 | 0 | 0 | 0 | 0 | 0 | 0 | 0 | 0 | 0 | 0 | 0 | 0 | 0 | 0 | 0 | 0 | 0 | 0 | 0 | 0 | 0 | 0 | 0
F6_Commercial_Interruptible - Health_New_Water Heating_Natural Gas_Commercial Laundry - Alternative Dry-Cleaning Methods_A_Achievable Economic UCT Potential | F6 | Commercial | Interruptible - Health | New | Water Heating | Natural Gas | Commercial Laundry - Alternative Dry-Cleaning Methods | A | Incremental Winter Peak Savings (MW) | Achievable Economic UCT Potential | 0 | 0 | 0 | 0 | 0 | 0 | 0 | 0 | 0 | 0 | 0 | 0 | 0 | 0 | 0 | 0 | 0 | 0 | 0 | 0 | 0 | 0 | 0 | 0 | 0 | 0 | 0
F7_Commercial_Interruptible - Health_New_Water Heating_Natural Gas_Commercial Laundry - Alternative Dry-Cleaning Methods_A_Achievable Economic UCT Potential | F7 | Commercial | Interruptible - Health | New | Water Heating | Natural Gas | Commercial Laundry - Alternative Dry-Cleaning Methods | A | Cumulative Energy Savings (MWh or mTherms) | Achievable Economic UCT Potential | 0 | 0 | 0 | 0 | 0 | 0 | 0 | 0 | 0 | 0 | 0 | 0 | 0 | 0 | 0 | 0 | 0 | 0 | 0 | 0 | 0 | 0 | 0 | 0 | 0 | 0 | 0
F8_Commercial_Interruptible - Health_New_Water Heating_Natural Gas_Commercial Laundry - Alternative Dry-Cleaning Methods_A_Achievable Economic UCT Potential | F8 | Commercial | Interruptible - Health | New | Water Heating | Natural Gas | Commercial Laundry - Alternative Dry-Cleaning Methods | A | Cumulative Summer Peak Savings (MW) | Achievable Economic UCT Potential | 0 | 0 | 0 | 0 | 0 | 0 | 0 | 0 | 0 | 0 | 0 | 0 | 0 | 0 | 0 | 0 | 0 | 0 | 0 | 0 | 0 | 0 | 0 | 0 | 0 | 0 | 0
F9_Commercial_Interruptible - Health_New_Water Heating_Natural Gas_Commercial Laundry - Alternative Dry-Cleaning Methods_A_Achievable Economic UCT Potential | F9 | Commercial | Interruptible - Health | New | Water Heating | Natural Gas | Commercial Laundry - Alternative Dry-Cleaning Methods | A | Cumulative Winter Peak Savings (MW) | Achievable Economic UCT Potential | 0 | 0 | 0 | 0 | 0 | 0 | 0 | 0 | 0 | 0 | 0 | 0 | 0 | 0 | 0 | 0 | 0 | 0 | 0 | 0 | 0 | 0 | 0 | 0 | 0 | 0 | 0
F10_Commercial_Interruptible - Health_New_Water Heating_Natural Gas_Commercial Laundry - Alternative Dry-Cleaning Methods_A_Achievable Economic UCT Potential | F10 | Commercial | Interruptible - Health | New | Water Heating | Natural Gas | Commercial Laundry - Alternative Dry-Cleaning Methods | A | Purchases (Incremental) | Achievable Economic UCT Potential | 0 | 0 | 0 | 0 | 0 | 0 | 0 | 0 | 0 | 0 | 0 | 0 | 0 | 0 | 0 | 0 | 0 | 0 | 0 | 0 | 0 | 0 | 0 | 0 | 0 | 0 | 0
F11_Commercial_Interruptible - Health_New_Water Heating_Natural Gas_Commercial Laundry - Alternative Dry-Cleaning Methods_A_Achievable Economic UCT Potential | F11 | Commercial | Interruptible - Health | New | Water Heating | Natural Gas | Commercial Laundry - Alternative Dry-Cleaning Methods | A | Purchases (Cumulative) | Achievable Economic UCT Potential | 0 | 0 | 0 | 0 | 0 | 0 | 0 | 0 | 0 | 0 | 0 | 0 | 0 | 0 | 0 | 0 | 0 | 0 | 0 | 0 | 0 | 0 | 0 | 0 | 0 | 0 | 0
F1_Commercial_Interruptible - Health_New_Space Heating_Natural Gas_Advanced Kitchen Ventilation Controls_A_Achievable Economic UCT Potential | F1 | Commercial | Interruptible - Health | New | Space Heating | Natural Gas | Advanced Kitchen Ventilation Controls | A | Integrated Unit Energy Savings (kWh or therms) | Achievable Economic UCT Potential | 0 | 0 | 0 | 0 | 0 | 0 | 0 | 0 | 0 | 0 | 0 | 0 | 0 | 0 | 0 | 0 | 0 | 0 | 0 | 0 | 0 | 0 | 0 | 0 | 0 | 0 | 0
F2_Commercial_Interruptible - Health_New_Space Heating_Natural Gas_Advanced Kitchen Ventilation Controls_A_Achievable Economic UCT Potential | F2 | Commercial | Interruptible - Health | New | Space Heating | Natural Gas | Advanced Kitchen Ventilation Controls | A | Integrated Unit Summer Peak Savings (kW) | Achievable Economic UCT Potential | 0 | 0 | 0 | 0 | 0 | 0 | 0 | 0 | 0 | 0 | 0 | 0 | 0 | 0 | 0 | 0 | 0 | 0 | 0 | 0 | 0 | 0 | 0 | 0 | 0 | 0 | 0
F3_Commercial_Interruptible - Health_New_Space Heating_Natural Gas_Advanced Kitchen Ventilation Controls_A_Achievable Economic UCT Potential | F3 | Commercial | Interruptible - Health | New | Space Heating | Natural Gas | Advanced Kitchen Ventilation Controls | A | Integrated Unit Winter Peak Savings (kW) | Achievable Economic UCT Potential | 0 | 0 | 0 | 0 | 0 | 0 | 0 | 0 | 0 | 0 | 0 | 0 | 0 | 0 | 0 | 0 | 0 | 0 | 0 | 0 | 0 | 0 | 0 | 0 | 0 | 0 | 0
F4_Commercial_Interruptible - Health_New_Space Heating_Natural Gas_Advanced Kitchen Ventilation Controls_A_Achievable Economic UCT Potential | F4 | Commercial | Interruptible - Health | New | Space Heating | Natural Gas | Advanced Kitchen Ventilation Controls | A | Incremental Energy Savings (MWh or mTherms) | Achievable Economic UCT Potential | 0 | 0 | 0 | 0 | 0 | 0 | 0 | 0 | 0 | 0 | 0 | 0 | 0 | 0 | 0 | 0 | 0 | 0 | 0 | 0 | 0 | 0 | 0 | 0 | 0 | 0 | 0
F5_Commercial_Interruptible - Health_New_Space Heating_Natural Gas_Advanced Kitchen Ventilation Controls_A_Achievable Economic UCT Potential | F5 | Commercial | Interruptible - Health | New | Space Heating | Natural Gas | Advanced Kitchen Ventilation Controls | A | Incremental Summer Peak Savings (MW) | Achievable Economic UCT Potential | 0 | 0 | 0 | 0 | 0 | 0 | 0 | 0 | 0 | 0 | 0 | 0 | 0 | 0 | 0 | 0 | 0 | 0 | 0 | 0 | 0 | 0 | 0 | 0 | 0 | 0 | 0
F6_Commercial_Interruptible - Health_New_Space Heating_Natural Gas_Advanced Kitchen Ventilation Controls_A_Achievable Economic UCT Potential | F6 | Commercial | Interruptible - Health | New | Space Heating | Natural Gas | Advanced Kitchen Ventilation Controls | A | Incremental Winter Peak Savings (MW) | Achievable Economic UCT Potential | 0 | 0 | 0 | 0 | 0 | 0 | 0 | 0 | 0 | 0 | 0 | 0 | 0 | 0 | 0 | 0 | 0 | 0 | 0 | 0 | 0 | 0 | 0 | 0 | 0 | 0 | 0
F7_Commercial_Interruptible - Health_New_Space Heating_Natural Gas_Advanced Kitchen Ventilation Controls_A_Achievable Economic UCT Potential | F7 | Commercial | Interruptible - Health | New | Space Heating | Natural Gas | Advanced Kitchen Ventilation Controls | A | Cumulative Energy Savings (MWh or mTherms) | Achievable Economic UCT Potential | 0 | 0 | 0 | 0 | 0 | 0 | 0 | 0 | 0 | 0 | 0 | 0 | 0 | 0 | 0 | 0 | 0 | 0 | 0 | 0 | 0 | 0 | 0 | 0 | 0 | 0 | 0
F8_Commercial_Interruptible - Health_New_Space Heating_Natural Gas_Advanced Kitchen Ventilation Controls_A_Achievable Economic UCT Potential | F8 | Commercial | Interruptible - Health | New | Space Heating | Natural Gas | Advanced Kitchen Ventilation Controls | A | Cumulative Summer Peak Savings (MW) | Achievable Economic UCT Potential | 0 | 0 | 0 | 0 | 0 | 0 | 0 | 0 | 0 | 0 | 0 | 0 | 0 | 0 | 0 | 0 | 0 | 0 | 0 | 0 | 0 | 0 | 0 | 0 | 0 | 0 | 0
F9_Commercial_Interruptible - Health_New_Space Heating_Natural Gas_Advanced Kitchen Ventilation Controls_A_Achievable Economic UCT Potential | F9 | Commercial | Interruptible - Health | New | Space Heating | Natural Gas | Advanced Kitchen Ventilation Controls | A | Cumulative Winter Peak Savings (MW) | Achievable Economic UCT Potential | 0 | 0 | 0 | 0 | 0 | 0 | 0 | 0 | 0 | 0 | 0 | 0 | 0 | 0 | 0 | 0 | 0 | 0 | 0 | 0 | 0 | 0 | 0 | 0 | 0 | 0 | 0
F10_Commercial_Interruptible - Health_New_Space Heating_Natural Gas_Advanced Kitchen Ventilation Controls_A_Achievable Economic UCT Potential | F10 | Commercial | Interruptible - Health | New | Space Heating | Natural Gas | Advanced Kitchen Ventilation Controls | A | Purchases (Incremental) | Achievable Economic UCT Potential | 0 | 0 | 0 | 0 | 0 | 0 | 0 | 0 | 0 | 0 | 0 | 0 | 0 | 0 | 0 | 0 | 0 | 0 | 0 | 0 | 0 | 0 | 0 | 0 | 0 | 0 | 0
F11_Commercial_Interruptible - Health_New_Space Heating_Natural Gas_Advanced Kitchen Ventilation Controls_A_Achievable Economic UCT Potential | F11 | Commercial | Interruptible - Health | New | Space Heating | Natural Gas | Advanced Kitchen Ventilation Controls | A | Purchases (Cumulative) | Achievable Economic UCT Potential | 0 | 0 | 0 | 0 | 0 | 0 | 0 | 0 | 0 | 0 | 0 | 0 | 0 | 0 | 0 | 0 | 0 | 0 | 0 | 0 | 0 | 0 | 0 | 0 | 0 | 0 | 0
F1_Commercial_Interruptible - Health_New_Space Heating_Natural Gas_Infiltration Control - Loading Dock Sealing_A_Achievable Economic UCT Potential | F1 | Commercial | Interruptible - Health | New | Space Heating | Natural Gas | Infiltration Control - Loading Dock Sealing | A | Integrated Unit Energy Savings (kWh or therms) | Achievable Economic UCT Potential | 0 | 0 | 0 | 0 | 0 | 0 | 0 | 0 | 0 | 0 | 0 | 0 | 0 | 0 | 0 | 0 | 0 | 0 | 0 | 0 | 0 | 0 | 0 | 0 | 0 | 0 | 0
F2_Commercial_Interruptible - Health_New_Space Heating_Natural Gas_Infiltration Control - Loading Dock Sealing_A_Achievable Economic UCT Potential | F2 | Commercial | Interruptible - Health | New | Space Heating | Natural Gas | Infiltration Control - Loading Dock Sealing | A | Integrated Unit Summer Peak Savings (kW) | Achievable Economic UCT Potential | 0 | 0 | 0 | 0 | 0 | 0 | 0 | 0 | 0 | 0 | 0 | 0 | 0 | 0 | 0 | 0 | 0 | 0 | 0 | 0 | 0 | 0 | 0 | 0 | 0 | 0 | 0
F3_Commercial_Interruptible - Health_New_Space Heating_Natural Gas_Infiltration Control - Loading Dock Sealing_A_Achievable Economic UCT Potential | F3 | Commercial | Interruptible - Health | New | Space Heating | Natural Gas | Infiltration Control - Loading Dock Sealing | A | Integrated Unit Winter Peak Savings (kW) | Achievable Economic UCT Potential | 0 | 0 | 0 | 0 | 0 | 0 | 0 | 0 | 0 | 0 | 0 | 0 | 0 | 0 | 0 | 0 | 0 | 0 | 0 | 0 | 0 | 0 | 0 | 0 | 0 | 0 | 0
F4_Commercial_Interruptible - Health_New_Space Heating_Natural Gas_Infiltration Control - Loading Dock Sealing_A_Achievable Economic UCT Potential | F4 | Commercial | Interruptible - Health | New | Space Heating | Natural Gas | Infiltration Control - Loading Dock Sealing | A | Incremental Energy Savings (MWh or mTherms) | Achievable Economic UCT Potential | 0 | 0 | 0 | 0 | 0 | 0 | 0 | 0 | 0 | 0 | 0 | 0 | 0 | 0 | 0 | 0 | 0 | 0 | 0 | 0 | 0 | 0 | 0 | 0 | 0 | 0 | 0
F5_Commercial_Interruptible - Health_New_Space Heating_Natural Gas_Infiltration Control - Loading Dock Sealing_A_Achievable Economic UCT Potential | F5 | Commercial | Interruptible - Health | New | Space Heating | Natural Gas | Infiltration Control - Loading Dock Sealing | A | Incremental Summer Peak Savings (MW) | Achievable Economic UCT Potential | 0 | 0 | 0 | 0 | 0 | 0 | 0 | 0 | 0 | 0 | 0 | 0 | 0 | 0 | 0 | 0 | 0 | 0 | 0 | 0 | 0 | 0 | 0 | 0 | 0 | 0 | 0
F6_Commercial_Interruptible - Health_New_Space Heating_Natural Gas_Infiltration Control - Loading Dock Sealing_A_Achievable Economic UCT Potential | F6 | Commercial | Interruptible - Health | New | Space Heating | Natural Gas | Infiltration Control - Loading Dock Sealing | A | Incremental Winter Peak Savings (MW) | Achievable Economic UCT Potential | 0 | 0 | 0 | 0 | 0 | 0 | 0 | 0 | 0 | 0 | 0 | 0 | 0 | 0 | 0 | 0 | 0 | 0 | 0 | 0 | 0 | 0 | 0 | 0 | 0 | 0 | 0
F7_Commercial_Interruptible - Health_New_Space Heating_Natural Gas_Infiltration Control - Loading Dock Sealing_A_Achievable Economic UCT Potential | F7 | Commercial | Interruptible - Health | New | Space Heating | Natural Gas | Infiltration Control - Loading Dock Sealing | A | Cumulative Energy Savings (MWh or mTherms) | Achievable Economic UCT Potential | 0 | 0 | 0 | 0 | 0 | 0 | 0 | 0 | 0 | 0 | 0 | 0 | 0 | 0 | 0 | 0 | 0 | 0 | 0 | 0 | 0 | 0 | 0 | 0 | 0 | 0 | 0
F8_Commercial_Interruptible - Health_New_Space Heating_Natural Gas_Infiltration Control - Loading Dock Sealing_A_Achievable Economic UCT Potential | F8 | Commercial | Interruptible - Health | New | Space Heating | Natural Gas | Infiltration Control - Loading Dock Sealing | A | Cumulative Summer Peak Savings (MW) | Achievable Economic UCT Potential | 0 | 0 | 0 | 0 | 0 | 0 | 0 | 0 | 0 | 0 | 0 | 0 | 0 | 0 | 0 | 0 | 0 | 0 | 0 | 0 | 0 | 0 | 0 | 0 | 0 | 0 | 0
F9_Commercial_Interruptible - Health_New_Space Heating_Natural Gas_Infiltration Control - Loading Dock Sealing_A_Achievable Economic UCT Potential | F9 | Commercial | Interruptible - Health | New | Space Heating | Natural Gas | Infiltration Control - Loading Dock Sealing | A | Cumulative Winter Peak Savings (MW) | Achievable Economic UCT Potential | 0 | 0 | 0 | 0 | 0 | 0 | 0 | 0 | 0 | 0 | 0 | 0 | 0 | 0 | 0 | 0 | 0 | 0 | 0 | 0 | 0 | 0 | 0 | 0 | 0 | 0 | 0
F10_Commercial_Interruptible - Health_New_Space Heating_Natural Gas_Infiltration Control - Loading Dock Sealing_A_Achievable Economic UCT Potential | F10 | Commercial | Interruptible - Health | New | Space Heating | Natural Gas | Infiltration Control - Loading Dock Sealing | A | Purchases (Incremental) | Achievable Economic UCT Potential | 0 | 0 | 0 | 0 | 0 | 0 | 0 | 0 | 0 | 0 | 0 | 0 | 0 | 0 | 0 | 0 | 0 | 0 | 0 | 0 | 0 | 0 | 0 | 0 | 0 | 0 | 0
F11_Commercial_Interruptible - Health_New_Space Heating_Natural Gas_Infiltration Control - Loading Dock Sealing_A_Achievable Economic UCT Potential | F11 | Commercial | Interruptible - Health | New | Space Heating | Natural Gas | Infiltration Control - Loading Dock Sealing | A | Purchases (Cumulative) | Achievable Economic UCT Potential | 0 | 0 | 0 | 0 | 0 | 0 | 0 | 0 | 0 | 0 | 0 | 0 | 0 | 0 | 0 | 0 | 0 | 0 | 0 | 0 | 0 | 0 | 0 | 0 | 0 | 0 | 0
F1_Commercial_Interruptible - Health_New_Space Heating_Natural Gas_Greenhouse Heat Curtain_A_Achievable Economic UCT Potential | F1 | Commercial | Interruptible - Health | New | Space Heating | Natural Gas | Greenhouse Heat Curtain | A | Integrated Unit Energy Savings (kWh or therms) | Achievable Economic UCT Potential | 0 | 0 | 0 | 0 | 0 | 0 | 0 | 0 | 0 | 0 | 0 | 0 | 0 | 0 | 0 | 0 | 0 | 0 | 0 | 0 | 0 | 0 | 0 | 0 | 0 | 0 | 0
F2_Commercial_Interruptible - Health_New_Space Heating_Natural Gas_Greenhouse Heat Curtain_A_Achievable Economic UCT Potential | F2 | Commercial | Interruptible - Health | New | Space Heating | Natural Gas | Greenhouse Heat Curtain | A | Integrated Unit Summer Peak Savings (kW) | Achievable Economic UCT Potential | 0 | 0 | 0 | 0 | 0 | 0 | 0 | 0 | 0 | 0 | 0 | 0 | 0 | 0 | 0 | 0 | 0 | 0 | 0 | 0 | 0 | 0 | 0 | 0 | 0 | 0 | 0
F3_Commercial_Interruptible - Health_New_Space Heating_Natural Gas_Greenhouse Heat Curtain_A_Achievable Economic UCT Potential | F3 | Commercial | Interruptible - Health | New | Space Heating | Natural Gas | Greenhouse Heat Curtain | A | Integrated Unit Winter Peak Savings (kW) | Achievable Economic UCT Potential | 0 | 0 | 0 | 0 | 0 | 0 | 0 | 0 | 0 | 0 | 0 | 0 | 0 | 0 | 0 | 0 | 0 | 0 | 0 | 0 | 0 | 0 | 0 | 0 | 0 | 0 | 0
F4_Commercial_Interruptible - Health_New_Space Heating_Natural Gas_Greenhouse Heat Curtain_A_Achievable Economic UCT Potential | F4 | Commercial | Interruptible - Health | New | Space Heating | Natural Gas | Greenhouse Heat Curtain | A | Incremental Energy Savings (MWh or mTherms) | Achievable Economic UCT Potential | 0 | 0 | 0 | 0 | 0 | 0 | 0 | 0 | 0 | 0 | 0 | 0 | 0 | 0 | 0 | 0 | 0 | 0 | 0 | 0 | 0 | 0 | 0 | 0 | 0 | 0 | 0
F5_Commercial_Interruptible - Health_New_Space Heating_Natural Gas_Greenhouse Heat Curtain_A_Achievable Economic UCT Potential | F5 | Commercial | Interruptible - Health | New | Space Heating | Natural Gas | Greenhouse Heat Curtain | A | Incremental Summer Peak Savings (MW) | Achievable Economic UCT Potential | 0 | 0 | 0 | 0 | 0 | 0 | 0 | 0 | 0 | 0 | 0 | 0 | 0 | 0 | 0 | 0 | 0 | 0 | 0 | 0 | 0 | 0 | 0 | 0 | 0 | 0 | 0
F6_Commercial_Interruptible - Health_New_Space Heating_Natural Gas_Greenhouse Heat Curtain_A_Achievable Economic UCT Potential | F6 | Commercial | Interruptible - Health | New | Space Heating | Natural Gas | Greenhouse Heat Curtain | A | Incremental Winter Peak Savings (MW) | Achievable Economic UCT Potential | 0 | 0 | 0 | 0 | 0 | 0 | 0 | 0 | 0 | 0 | 0 | 0 | 0 | 0 | 0 | 0 | 0 | 0 | 0 | 0 | 0 | 0 | 0 | 0 | 0 | 0 | 0
F7_Commercial_Interruptible - Health_New_Space Heating_Natural Gas_Greenhouse Heat Curtain_A_Achievable Economic UCT Potential | F7 | Commercial | Interruptible - Health | New | Space Heating | Natural Gas | Greenhouse Heat Curtain | A | Cumulative Energy Savings (MWh or mTherms) | Achievable Economic UCT Potential | 0 | 0 | 0 | 0 | 0 | 0 | 0 | 0 | 0 | 0 | 0 | 0 | 0 | 0 | 0 | 0 | 0 | 0 | 0 | 0 | 0 | 0 | 0 | 0 | 0 | 0 | 0
F8_Commercial_Interruptible - Health_New_Space Heating_Natural Gas_Greenhouse Heat Curtain_A_Achievable Economic UCT Potential | F8 | Commercial | Interruptible - Health | New | Space Heating | Natural Gas | Greenhouse Heat Curtain | A | Cumulative Summer Peak Savings (MW) | Achievable Economic UCT Potential | 0 | 0 | 0 | 0 | 0 | 0 | 0 | 0 | 0 | 0 | 0 | 0 | 0 | 0 | 0 | 0 | 0 | 0 | 0 | 0 | 0 | 0 | 0 | 0 | 0 | 0 | 0
F9_Commercial_Interruptible - Health_New_Space Heating_Natural Gas_Greenhouse Heat Curtain_A_Achievable Economic UCT Potential | F9 | Commercial | Interruptible - Health | New | Space Heating | Natural Gas | Greenhouse Heat Curtain | A | Cumulative Winter Peak Savings (MW) | Achievable Economic UCT Potential | 0 | 0 | 0 | 0 | 0 | 0 | 0 | 0 | 0 | 0 | 0 | 0 | 0 | 0 | 0 | 0 | 0 | 0 | 0 | 0 | 0 | 0 | 0 | 0 | 0 | 0 | 0
F10_Commercial_Interruptible - Health_New_Space Heating_Natural Gas_Greenhouse Heat Curtain_A_Achievable Economic UCT Potential | F10 | Commercial | Interruptible - Health | New | Space Heating | Natural Gas | Greenhouse Heat Curtain | A | Purchases (Incremental) | Achievable Economic UCT Potential | 0 | 0 | 0 | 0 | 0 | 0 | 0 | 0 | 0 | 0 | 0 | 0 | 0 | 0 | 0 | 0 | 0 | 0 | 0 | 0 | 0 | 0 | 0 | 0 | 0 | 0 | 0
F11_Commercial_Interruptible - Health_New_Space Heating_Natural Gas_Greenhouse Heat Curtain_A_Achievable Economic UCT Potential | F11 | Commercial | Interruptible - Health | New | Space Heating | Natural Gas | Greenhouse Heat Curtain | A | Purchases (Cumulative) | Achievable Economic UCT Potential | 0 | 0 | 0 | 0 | 0 | 0 | 0 | 0 | 0 | 0 | 0 | 0 | 0 | 0 | 0 | 0 | 0 | 0 | 0 | 0 | 0 | 0 | 0 | 0 | 0 | 0 | 0
F1_Commercial_Interruptible - Health_New_Space Heating_Natural Gas_Ventilation - Parking Garages, Demand Controlled_A_Achievable Economic UCT Potential | F1 | Commercial | Interruptible - Health | New | Space Heating | Natural Gas | Ventilation - Parking Garages, Demand Controlled | A | Integrated Unit Energy Savings (kWh or therms) | Achievable Economic UCT Potential | 0 | 0 | 0 | 0 | 0 | 0 | 0 | 0 | 0 | 0 | 0 | 0 | 0 | 0 | 0 | 0 | 0 | 0 | 0 | 0 | 0 | 0 | 0 | 0 | 0 | 0 | 0
F2_Commercial_Interruptible - Health_New_Space Heating_Natural Gas_Ventilation - Parking Garages, Demand Controlled_A_Achievable Economic UCT Potential | F2 | Commercial | Interruptible - Health | New | Space Heating | Natural Gas | Ventilation - Parking Garages, Demand Controlled | A | Integrated Unit Summer Peak Savings (kW) | Achievable Economic UCT Potential | 0 | 0 | 0 | 0 | 0 | 0 | 0 | 0 | 0 | 0 | 0 | 0 | 0 | 0 | 0 | 0 | 0 | 0 | 0 | 0 | 0 | 0 | 0 | 0 | 0 | 0 | 0
F3_Commercial_Interruptible - Health_New_Space Heating_Natural Gas_Ventilation - Parking Garages, Demand Controlled_A_Achievable Economic UCT Potential | F3 | Commercial | Interruptible - Health | New | Space Heating | Natural Gas | Ventilation - Parking Garages, Demand Controlled | A | Integrated Unit Winter Peak Savings (kW) | Achievable Economic UCT Potential | 0 | 0 | 0 | 0 | 0 | 0 | 0 | 0 | 0 | 0 | 0 | 0 | 0 | 0 | 0 | 0 | 0 | 0 | 0 | 0 | 0 | 0 | 0 | 0 | 0 | 0 | 0
F4_Commercial_Interruptible - Health_New_Space Heating_Natural Gas_Ventilation - Parking Garages, Demand Controlled_A_Achievable Economic UCT Potential | F4 | Commercial | Interruptible - Health | New | Space Heating | Natural Gas | Ventilation - Parking Garages, Demand Controlled | A | Incremental Energy Savings (MWh or mTherms) | Achievable Economic UCT Potential | 0 | 0 | 0 | 0 | 0 | 0 | 0 | 0 | 0 | 0 | 0 | 0 | 0 | 0 | 0 | 0 | 0 | 0 | 0 | 0 | 0 | 0 | 0 | 0 | 0 | 0 | 0
F5_Commercial_Interruptible - Health_New_Space Heating_Natural Gas_Ventilation - Parking Garages, Demand Controlled_A_Achievable Economic UCT Potential | F5 | Commercial | Interruptible - Health | New | Space Heating | Natural Gas | Ventilation - Parking Garages, Demand Controlled | A | Incremental Summer Peak Savings (MW) | Achievable Economic UCT Potential | 0 | 0 | 0 | 0 | 0 | 0 | 0 | 0 | 0 | 0 | 0 | 0 | 0 | 0 | 0 | 0 | 0 | 0 | 0 | 0 | 0 | 0 | 0 | 0 | 0 | 0 | 0
F6_Commercial_Interruptible - Health_New_Space Heating_Natural Gas_Ventilation - Parking Garages, Demand Controlled_A_Achievable Economic UCT Potential | F6 | Commercial | Interruptible - Health | New | Space Heating | Natural Gas | Ventilation - Parking Garages, Demand Controlled | A | Incremental Winter Peak Savings (MW) | Achievable Economic UCT Potential | 0 | 0 | 0 | 0 | 0 | 0 | 0 | 0 | 0 | 0 | 0 | 0 | 0 | 0 | 0 | 0 | 0 | 0 | 0 | 0 | 0 | 0 | 0 | 0 | 0 | 0 | 0
F7_Commercial_Interruptible - Health_New_Space Heating_Natural Gas_Ventilation - Parking Garages, Demand Controlled_A_Achievable Economic UCT Potential | F7 | Commercial | Interruptible - Health | New | Space Heating | Natural Gas | Ventilation - Parking Garages, Demand Controlled | A | Cumulative Energy Savings (MWh or mTherms) | Achievable Economic UCT Potential | 0 | 0 | 0 | 0 | 0 | 0 | 0 | 0 | 0 | 0 | 0 | 0 | 0 | 0 | 0 | 0 | 0 | 0 | 0 | 0 | 0 | 0 | 0 | 0 | 0 | 0 | 0
F8_Commercial_Interruptible - Health_New_Space Heating_Natural Gas_Ventilation - Parking Garages, Demand Controlled_A_Achievable Economic UCT Potential | F8 | Commercial | Interruptible - Health | New | Space Heating | Natural Gas | Ventilation - Parking Garages, Demand Controlled | A | Cumulative Summer Peak Savings (MW) | Achievable Economic UCT Potential | 0 | 0 | 0 | 0 | 0 | 0 | 0 | 0 | 0 | 0 | 0 | 0 | 0 | 0 | 0 | 0 | 0 | 0 | 0 | 0 | 0 | 0 | 0 | 0 | 0 | 0 | 0
F9_Commercial_Interruptible - Health_New_Space Heating_Natural Gas_Ventilation - Parking Garages, Demand Controlled_A_Achievable Economic UCT Potential | F9 | Commercial | Interruptible - Health | New | Space Heating | Natural Gas | Ventilation - Parking Garages, Demand Controlled | A | Cumulative Winter Peak Savings (MW) | Achievable Economic UCT Potential | 0 | 0 | 0 | 0 | 0 | 0 | 0 | 0 | 0 | 0 | 0 | 0 | 0 | 0 | 0 | 0 | 0 | 0 | 0 | 0 | 0 | 0 | 0 | 0 | 0 | 0 | 0
F10_Commercial_Interruptible - Health_New_Space Heating_Natural Gas_Ventilation - Parking Garages, Demand Controlled_A_Achievable Economic UCT Potential | F10 | Commercial | Interruptible - Health | New | Space Heating | Natural Gas | Ventilation - Parking Garages, Demand Controlled | A | Purchases (Incremental) | Achievable Economic UCT Potential | 0 | 0 | 0 | 0 | 0 | 0 | 0 | 0 | 0 | 0 | 0 | 0 | 0 | 0 | 0 | 0 | 0 | 0 | 0 | 0 | 0 | 0 | 0 | 0 | 0 | 0 | 0
F11_Commercial_Interruptible - Health_New_Space Heating_Natural Gas_Ventilation - Parking Garages, Demand Controlled_A_Achievable Economic UCT Potential | F11 | Commercial | Interruptible - Health | New | Space Heating | Natural Gas | Ventilation - Parking Garages, Demand Controlled | A | Purchases (Cumulative) | Achievable Economic UCT Potential | 0 | 0 | 0 | 0 | 0 | 0 | 0 | 0 | 0 | 0 | 0 | 0 | 0 | 0 | 0 | 0 | 0 | 0 | 0 | 0 | 0 | 0 | 0 | 0 | 0 | 0 | 0
F1_Commercial_Interruptible - Health_New_Miscellaneous_Natural Gas_Pool Heater - Night Covers_A_Achievable Economic UCT Potential | F1 | Commercial | Interruptible - Health | New | Miscellaneous | Natural Gas | Pool Heater - Night Covers | A | Integrated Unit Energy Savings (kWh or therms) | Achievable Economic UCT Potential | 0 | 0 | 0 | 0 | 0 | 0 | 0 | 0 | 0 | 0 | 0 | 0 | 0 | 0 | 0 | 0 | 0 | 0 | 0 | 0 | 0 | 0 | 0 | 0 | 0 | 0 | 0
F2_Commercial_Interruptible - Health_New_Miscellaneous_Natural Gas_Pool Heater - Night Covers_A_Achievable Economic UCT Potential | F2 | Commercial | Interruptible - Health | New | Miscellaneous | Natural Gas | Pool Heater - Night Covers | A | Integrated Unit Summer Peak Savings (kW) | Achievable Economic UCT Potential | 0 | 0 | 0 | 0 | 0 | 0 | 0 | 0 | 0 | 0 | 0 | 0 | 0 | 0 | 0 | 0 | 0 | 0 | 0 | 0 | 0 | 0 | 0 | 0 | 0 | 0 | 0
F3_Commercial_Interruptible - Health_New_Miscellaneous_Natural Gas_Pool Heater - Night Covers_A_Achievable Economic UCT Potential | F3 | Commercial | Interruptible - Health | New | Miscellaneous | Natural Gas | Pool Heater - Night Covers | A | Integrated Unit Winter Peak Savings (kW) | Achievable Economic UCT Potential | 0 | 0 | 0 | 0 | 0 | 0 | 0 | 0 | 0 | 0 | 0 | 0 | 0 | 0 | 0 | 0 | 0 | 0 | 0 | 0 | 0 | 0 | 0 | 0 | 0 | 0 | 0
F4_Commercial_Interruptible - Health_New_Miscellaneous_Natural Gas_Pool Heater - Night Covers_A_Achievable Economic UCT Potential | F4 | Commercial | Interruptible - Health | New | Miscellaneous | Natural Gas | Pool Heater - Night Covers | A | Incremental Energy Savings (MWh or mTherms) | Achievable Economic UCT Potential | 0 | 0 | 0 | 0 | 0 | 0 | 0 | 0 | 0 | 0 | 0 | 0 | 0 | 0 | 0 | 0 | 0 | 0 | 0 | 0 | 0 | 0 | 0 | 0 | 0 | 0 | 0
F5_Commercial_Interruptible - Health_New_Miscellaneous_Natural Gas_Pool Heater - Night Covers_A_Achievable Economic UCT Potential | F5 | Commercial | Interruptible - Health | New | Miscellaneous | Natural Gas | Pool Heater - Night Covers | A | Incremental Summer Peak Savings (MW) | Achievable Economic UCT Potential | 0 | 0 | 0 | 0 | 0 | 0 | 0 | 0 | 0 | 0 | 0 | 0 | 0 | 0 | 0 | 0 | 0 | 0 | 0 | 0 | 0 | 0 | 0 | 0 | 0 | 0 | 0
F6_Commercial_Interruptible - Health_New_Miscellaneous_Natural Gas_Pool Heater - Night Covers_A_Achievable Economic UCT Potential | F6 | Commercial | Interruptible - Health | New | Miscellaneous | Natural Gas | Pool Heater - Night Covers | A | Incremental Winter Peak Savings (MW) | Achievable Economic UCT Potential | 0 | 0 | 0 | 0 | 0 | 0 | 0 | 0 | 0 | 0 | 0 | 0 | 0 | 0 | 0 | 0 | 0 | 0 | 0 | 0 | 0 | 0 | 0 | 0 | 0 | 0 | 0
F7_Commercial_Interruptible - Health_New_Miscellaneous_Natural Gas_Pool Heater - Night Covers_A_Achievable Economic UCT Potential | F7 | Commercial | Interruptible - Health | New | Miscellaneous | Natural Gas | Pool Heater - Night Covers | A | Cumulative Energy Savings (MWh or mTherms) | Achievable Economic UCT Potential | 0 | 0 | 0 | 0 | 0 | 0 | 0 | 0 | 0 | 0 | 0 | 0 | 0 | 0 | 0 | 0 | 0 | 0 | 0 | 0 | 0 | 0 | 0 | 0 | 0 | 0 | 0
F8_Commercial_Interruptible - Health_New_Miscellaneous_Natural Gas_Pool Heater - Night Covers_A_Achievable Economic UCT Potential | F8 | Commercial | Interruptible - Health | New | Miscellaneous | Natural Gas | Pool Heater - Night Covers | A | Cumulative Summer Peak Savings (MW) | Achievable Economic UCT Potential | 0 | 0 | 0 | 0 | 0 | 0 | 0 | 0 | 0 | 0 | 0 | 0 | 0 | 0 | 0 | 0 | 0 | 0 | 0 | 0 | 0 | 0 | 0 | 0 | 0 | 0 | 0
F9_Commercial_Interruptible - Health_New_Miscellaneous_Natural Gas_Pool Heater - Night Covers_A_Achievable Economic UCT Potential | F9 | Commercial | Interruptible - Health | New | Miscellaneous | Natural Gas | Pool Heater - Night Covers | A | Cumulative Winter Peak Savings (MW) | Achievable Economic UCT Potential | 0 | 0 | 0 | 0 | 0 | 0 | 0 | 0 | 0 | 0 | 0 | 0 | 0 | 0 | 0 | 0 | 0 | 0 | 0 | 0 | 0 | 0 | 0 | 0 | 0 | 0 | 0
F10_Commercial_Interruptible - Health_New_Miscellaneous_Natural Gas_Pool Heater - Night Covers_A_Achievable Economic UCT Potential | F10 | Commercial | Interruptible - Health | New | Miscellaneous | Natural Gas | Pool Heater - Night Covers | A | Purchases (Incremental) | Achievable Economic UCT Potential | 0 | 0 | 0 | 0 | 0 | 0 | 0 | 0 | 0 | 0 | 0 | 0 | 0 | 0 | 0 | 0 | 0 | 0 | 0 | 0 | 0 | 0 | 0 | 0 | 0 | 0 | 0
F11_Commercial_Interruptible - Health_New_Miscellaneous_Natural Gas_Pool Heater - Night Covers_A_Achievable Economic UCT Potential | F11 | Commercial | Interruptible - Health | New | Miscellaneous | Natural Gas | Pool Heater - Night Covers | A | Purchases (Cumulative) | Achievable Economic UCT Potential | 0 | 0 | 0 | 0 | 0 | 0 | 0 | 0 | 0 | 0 | 0 | 0 | 0 | 0 | 0 | 0 | 0 | 0 | 0 | 0 | 0 | 0 | 0 | 0 | 0 | 0 | 0
F1_Commercial_Interruptible - Health_New_Space Heating_Natural Gas_Advanced New Construction Designs_A_Achievable Economic UCT Potential | F1 | Commercial | Interruptible - Health | New | Space Heating | Natural Gas | Advanced New Construction Designs | A | Integrated Unit Energy Savings (kWh or therms) | Achievable Economic UCT Potential | 0 | 0 | 0 | 0 | 0 | 0 | 0 | 0 | 0 | 0 | 0 | 0 | 0 | 0 | 0 | 0 | 0 | 0 | 0 | 0 | 0 | 0 | 0 | 0 | 0 | 0 | 0
F2_Commercial_Interruptible - Health_New_Space Heating_Natural Gas_Advanced New Construction Designs_A_Achievable Economic UCT Potential | F2 | Commercial | Interruptible - Health | New | Space Heating | Natural Gas | Advanced New Construction Designs | A | Integrated Unit Summer Peak Savings (kW) | Achievable Economic UCT Potential | 0 | 0 | 0 | 0 | 0 | 0 | 0 | 0 | 0 | 0 | 0 | 0 | 0 | 0 | 0 | 0 | 0 | 0 | 0 | 0 | 0 | 0 | 0 | 0 | 0 | 0 | 0
F3_Commercial_Interruptible - Health_New_Space Heating_Natural Gas_Advanced New Construction Designs_A_Achievable Economic UCT Potential | F3 | Commercial | Interruptible - Health | New | Space Heating | Natural Gas | Advanced New Construction Designs | A | Integrated Unit Winter Peak Savings (kW) | Achievable Economic UCT Potential | 0 | 0 | 0 | 0 | 0 | 0 | 0 | 0 | 0 | 0 | 0 | 0 | 0 | 0 | 0 | 0 | 0 | 0 | 0 | 0 | 0 | 0 | 0 | 0 | 0 | 0 | 0
F4_Commercial_Interruptible - Health_New_Space Heating_Natural Gas_Advanced New Construction Designs_A_Achievable Economic UCT Potential | F4 | Commercial | Interruptible - Health | New | Space Heating | Natural Gas | Advanced New Construction Designs | A | Incremental Energy Savings (MWh or mTherms) | Achievable Economic UCT Potential | 0 | 0 | 0 | 0 | 0 | 0 | 0 | 0 | 0 | 0 | 0 | 0 | 0 | 0 | 0 | 0 | 0 | 0 | 0 | 0 | 0 | 0 | 0 | 0 | 0 | 0 | 0
F5_Commercial_Interruptible - Health_New_Space Heating_Natural Gas_Advanced New Construction Designs_A_Achievable Economic UCT Potential | F5 | Commercial | Interruptible - Health | New | Space Heating | Natural Gas | Advanced New Construction Designs | A | Incremental Summer Peak Savings (MW) | Achievable Economic UCT Potential | 0 | 0 | 0 | 0 | 0 | 0 | 0 | 0 | 0 | 0 | 0 | 0 | 0 | 0 | 0 | 0 | 0 | 0 | 0 | 0 | 0 | 0 | 0 | 0 | 0 | 0 | 0
F6_Commercial_Interruptible - Health_New_Space Heating_Natural Gas_Advanced New Construction Designs_A_Achievable Economic UCT Potential | F6 | Commercial | Interruptible - Health | New | Space Heating | Natural Gas | Advanced New Construction Designs | A | Incremental Winter Peak Savings (MW) | Achievable Economic UCT Potential | 0 | 0 | 0 | 0 | 0 | 0 | 0 | 0 | 0 | 0 | 0 | 0 | 0 | 0 | 0 | 0 | 0 | 0 | 0 | 0 | 0 | 0 | 0 | 0 | 0 | 0 | 0
F7_Commercial_Interruptible - Health_New_Space Heating_Natural Gas_Advanced New Construction Designs_A_Achievable Economic UCT Potential | F7 | Commercial | Interruptible - Health | New | Space Heating | Natural Gas | Advanced New Construction Designs | A | Cumulative Energy Savings (MWh or mTherms) | Achievable Economic UCT Potential | 0 | 0 | 0 | 0 | 0 | 0 | 0 | 0 | 0 | 0 | 0 | 0 | 0 | 0 | 0 | 0 | 0 | 0 | 0 | 0 | 0 | 0 | 0 | 0 | 0 | 0 | 0
F8_Commercial_Interruptible - Health_New_Space Heating_Natural Gas_Advanced New Construction Designs_A_Achievable Economic UCT Potential | F8 | Commercial | Interruptible - Health | New | Space Heating | Natural Gas | Advanced New Construction Designs | A | Cumulative Summer Peak Savings (MW) | Achievable Economic UCT Potential | 0 | 0 | 0 | 0 | 0 | 0 | 0 | 0 | 0 | 0 | 0 | 0 | 0 | 0 | 0 | 0 | 0 | 0 | 0 | 0 | 0 | 0 | 0 | 0 | 0 | 0 | 0
F9_Commercial_Interruptible - Health_New_Space Heating_Natural Gas_Advanced New Construction Designs_A_Achievable Economic UCT Potential | F9 | Commercial | Interruptible - Health | New | Space Heating | Natural Gas | Advanced New Construction Designs | A | Cumulative Winter Peak Savings (MW) | Achievable Economic UCT Potential | 0 | 0 | 0 | 0 | 0 | 0 | 0 | 0 | 0 | 0 | 0 | 0 | 0 | 0 | 0 | 0 | 0 | 0 | 0 | 0 | 0 | 0 | 0 | 0 | 0 | 0 | 0
F10_Commercial_Interruptible - Health_New_Space Heating_Natural Gas_Advanced New Construction Designs_A_Achievable Economic UCT Potential | F10 | Commercial | Interruptible - Health | New | Space Heating | Natural Gas | Advanced New Construction Designs | A | Purchases (Incremental) | Achievable Economic UCT Potential | 0 | 0 | 0 | 0 | 0 | 0 | 0 | 0 | 0 | 0 | 0 | 0 | 0 | 0 | 0 | 0 | 0 | 0 | 0 | 0 | 0 | 0 | 0 | 0 | 0 | 0 | 0
F11_Commercial_Interruptible - Health_New_Space Heating_Natural Gas_Advanced New Construction Designs_A_Achievable Economic UCT Potential | F11 | Commercial | Interruptible - Health | New | Space Heating | Natural Gas | Advanced New Construction Designs | A | Purchases (Cumulative) | Achievable Economic UCT Potential | 0 | 0 | 0 | 0 | 0 | 0 | 0 | 0 | 0 | 0 | 0 | 0 | 0 | 0 | 0 | 0 | 0 | 0 | 0 | 0 | 0 | 0 | 0 | 0 | 0 | 0 | 0
F1_Commercial_Interruptible - Health_New_Water Heating_Natural Gas_Advanced New Construction Designs_A_Achievable Economic UCT Potential | F1 | Commercial | Interruptible - Health | New | Water Heating | Natural Gas | Advanced New Construction Designs | A | Integrated Unit Energy Savings (kWh or therms) | Achievable Economic UCT Potential | 0 | 0 | 0 | 0 | 0 | 0 | 0 | 0 | 0 | 0 | 0 | 0 | 0 | 0 | 0 | 0 | 0 | 0 | 0 | 0 | 0 | 0 | 0 | 0 | 0 | 0 | 0
F2_Commercial_Interruptible - Health_New_Water Heating_Natural Gas_Advanced New Construction Designs_A_Achievable Economic UCT Potential | F2 | Commercial | Interruptible - Health | New | Water Heating | Natural Gas | Advanced New Construction Designs | A | Integrated Unit Summer Peak Savings (kW) | Achievable Economic UCT Potential | 0 | 0 | 0 | 0 | 0 | 0 | 0 | 0 | 0 | 0 | 0 | 0 | 0 | 0 | 0 | 0 | 0 | 0 | 0 | 0 | 0 | 0 | 0 | 0 | 0 | 0 | 0
F3_Commercial_Interruptible - Health_New_Water Heating_Natural Gas_Advanced New Construction Designs_A_Achievable Economic UCT Potential | F3 | Commercial | Interruptible - Health | New | Water Heating | Natural Gas | Advanced New Construction Designs | A | Integrated Unit Winter Peak Savings (kW) | Achievable Economic UCT Potential | 0 | 0 | 0 | 0 | 0 | 0 | 0 | 0 | 0 | 0 | 0 | 0 | 0 | 0 | 0 | 0 | 0 | 0 | 0 | 0 | 0 | 0 | 0 | 0 | 0 | 0 | 0
F4_Commercial_Interruptible - Health_New_Water Heating_Natural Gas_Advanced New Construction Designs_A_Achievable Economic UCT Potential | F4 | Commercial | Interruptible - Health | New | Water Heating | Natural Gas | Advanced New Construction Designs | A | Incremental Energy Savings (MWh or mTherms) | Achievable Economic UCT Potential | 0 | 0 | 0 | 0 | 0 | 0 | 0 | 0 | 0 | 0 | 0 | 0 | 0 | 0 | 0 | 0 | 0 | 0 | 0 | 0 | 0 | 0 | 0 | 0 | 0 | 0 | 0
F5_Commercial_Interruptible - Health_New_Water Heating_Natural Gas_Advanced New Construction Designs_A_Achievable Economic UCT Potential | F5 | Commercial | Interruptible - Health | New | Water Heating | Natural Gas | Advanced New Construction Designs | A | Incremental Summer Peak Savings (MW) | Achievable Economic UCT Potential | 0 | 0 | 0 | 0 | 0 | 0 | 0 | 0 | 0 | 0 | 0 | 0 | 0 | 0 | 0 | 0 | 0 | 0 | 0 | 0 | 0 | 0 | 0 | 0 | 0 | 0 | 0
F6_Commercial_Interruptible - Health_New_Water Heating_Natural Gas_Advanced New Construction Designs_A_Achievable Economic UCT Potential | F6 | Commercial | Interruptible - Health | New | Water Heating | Natural Gas | Advanced New Construction Designs | A | Incremental Winter Peak Savings (MW) | Achievable Economic UCT Potential | 0 | 0 | 0 | 0 | 0 | 0 | 0 | 0 | 0 | 0 | 0 | 0 | 0 | 0 | 0 | 0 | 0 | 0 | 0 | 0 | 0 | 0 | 0 | 0 | 0 | 0 | 0
F7_Commercial_Interruptible - Health_New_Water Heating_Natural Gas_Advanced New Construction Designs_A_Achievable Economic UCT Potential | F7 | Commercial | Interruptible - Health | New | Water Heating | Natural Gas | Advanced New Construction Designs | A | Cumulative Energy Savings (MWh or mTherms) | Achievable Economic UCT Potential | 0 | 0 | 0 | 0 | 0 | 0 | 0 | 0 | 0 | 0 | 0 | 0 | 0 | 0 | 0 | 0 | 0 | 0 | 0 | 0 | 0 | 0 | 0 | 0 | 0 | 0 | 0
F8_Commercial_Interruptible - Health_New_Water Heating_Natural Gas_Advanced New Construction Designs_A_Achievable Economic UCT Potential | F8 | Commercial | Interruptible - Health | New | Water Heating | Natural Gas | Advanced New Construction Designs | A | Cumulative Summer Peak Savings (MW) | Achievable Economic UCT Potential | 0 | 0 | 0 | 0 | 0 | 0 | 0 | 0 | 0 | 0 | 0 | 0 | 0 | 0 | 0 | 0 | 0 | 0 | 0 | 0 | 0 | 0 | 0 | 0 | 0 | 0 | 0
F9_Commercial_Interruptible - Health_New_Water Heating_Natural Gas_Advanced New Construction Designs_A_Achievable Economic UCT Potential | F9 | Commercial | Interruptible - Health | New | Water Heating | Natural Gas | Advanced New Construction Designs | A | Cumulative Winter Peak Savings (MW) | Achievable Economic UCT Potential | 0 | 0 | 0 | 0 | 0 | 0 | 0 | 0 | 0 | 0 | 0 | 0 | 0 | 0 | 0 | 0 | 0 | 0 | 0 | 0 | 0 | 0 | 0 | 0 | 0 | 0 | 0
F10_Commercial_Interruptible - Health_New_Water Heating_Natural Gas_Advanced New Construction Designs_A_Achievable Economic UCT Potential | F10 | Commercial | Interruptible - Health | New | Water Heating | Natural Gas | Advanced New Construction Designs | A | Purchases (Incremental) | Achievable Economic UCT Potential | 0 | 0 | 0 | 0 | 0 | 0 | 0 | 0 | 0 | 0 | 0 | 0 | 0 | 0 | 0 | 0 | 0 | 0 | 0 | 0 | 0 | 0 | 0 | 0 | 0 | 0 | 0
F11_Commercial_Interruptible - Health_New_Water Heating_Natural Gas_Advanced New Construction Designs_A_Achievable Economic UCT Potential | F11 | Commercial | Interruptible - Health | New | Water Heating | Natural Gas | Advanced New Construction Designs | A | Purchases (Cumulative) | Achievable Economic UCT Potential | 0 | 0 | 0 | 0 | 0 | 0 | 0 | 0 | 0 | 0 | 0 | 0 | 0 | 0 | 0 | 0 | 0 | 0 | 0 | 0 | 0 | 0 | 0 | 0 | 0 | 0 | 0
F1_Commercial_Interruptible - Health_New_Space Heating_Natural Gas_Strategic Energy Management_A_Achievable Economic UCT Potential | F1 | Commercial | Interruptible - Health | New | Space Heating | Natural Gas | Strategic Energy Management | A | Integrated Unit Energy Savings (kWh or therms) | Achievable Economic UCT Potential | 0 | 0 | 0 | 0 | 0 | 0 | 0 | 0 | 0 | 0 | 0 | 0 | 0 | 0 | 0 | 0 | 0 | 0 | 0 | 0 | 0 | 0 | 0 | 0 | 0 | 0 | 0
F2_Commercial_Interruptible - Health_New_Space Heating_Natural Gas_Strategic Energy Management_A_Achievable Economic UCT Potential | F2 | Commercial | Interruptible - Health | New | Space Heating | Natural Gas | Strategic Energy Management | A | Integrated Unit Summer Peak Savings (kW) | Achievable Economic UCT Potential | 0 | 0 | 0 | 0 | 0 | 0 | 0 | 0 | 0 | 0 | 0 | 0 | 0 | 0 | 0 | 0 | 0 | 0 | 0 | 0 | 0 | 0 | 0 | 0 | 0 | 0 | 0
F3_Commercial_Interruptible - Health_New_Space Heating_Natural Gas_Strategic Energy Management_A_Achievable Economic UCT Potential | F3 | Commercial | Interruptible - Health | New | Space Heating | Natural Gas | Strategic Energy Management | A | Integrated Unit Winter Peak Savings (kW) | Achievable Economic UCT Potential | 0 | 0 | 0 | 0 | 0 | 0 | 0 | 0 | 0 | 0 | 0 | 0 | 0 | 0 | 0 | 0 | 0 | 0 | 0 | 0 | 0 | 0 | 0 | 0 | 0 | 0 | 0
F4_Commercial_Interruptible - Health_New_Space Heating_Natural Gas_Strategic Energy Management_A_Achievable Economic UCT Potential | F4 | Commercial | Interruptible - Health | New | Space Heating | Natural Gas | Strategic Energy Management | A | Incremental Energy Savings (MWh or mTherms) | Achievable Economic UCT Potential | 0 | 0 | 0 | 0 | 0 | 0 | 0 | 0 | 0 | 0 | 0 | 0 | 0 | 0 | 0 | 0 | 0 | 0 | 0 | 0 | 0 | 0 | 0 | 0 | 0 | 0 | 0
F5_Commercial_Interruptible - Health_New_Space Heating_Natural Gas_Strategic Energy Management_A_Achievable Economic UCT Potential | F5 | Commercial | Interruptible - Health | New | Space Heating | Natural Gas | Strategic Energy Management | A | Incremental Summer Peak Savings (MW) | Achievable Economic UCT Potential | 0 | 0 | 0 | 0 | 0 | 0 | 0 | 0 | 0 | 0 | 0 | 0 | 0 | 0 | 0 | 0 | 0 | 0 | 0 | 0 | 0 | 0 | 0 | 0 | 0 | 0 | 0
F6_Commercial_Interruptible - Health_New_Space Heating_Natural Gas_Strategic Energy Management_A_Achievable Economic UCT Potential | F6 | Commercial | Interruptible - Health | New | Space Heating | Natural Gas | Strategic Energy Management | A | Incremental Winter Peak Savings (MW) | Achievable Economic UCT Potential | 0 | 0 | 0 | 0 | 0 | 0 | 0 | 0 | 0 | 0 | 0 | 0 | 0 | 0 | 0 | 0 | 0 | 0 | 0 | 0 | 0 | 0 | 0 | 0 | 0 | 0 | 0
F7_Commercial_Interruptible - Health_New_Space Heating_Natural Gas_Strategic Energy Management_A_Achievable Economic UCT Potential | F7 | Commercial | Interruptible - Health | New | Space Heating | Natural Gas | Strategic Energy Management | A | Cumulative Energy Savings (MWh or mTherms) | Achievable Economic UCT Potential | 0 | 0 | 0 | 0 | 0 | 0 | 0 | 0 | 0 | 0 | 0 | 0 | 0 | 0 | 0 | 0 | 0 | 0 | 0 | 0 | 0 | 0 | 0 | 0 | 0 | 0 | 0
F8_Commercial_Interruptible - Health_New_Space Heating_Natural Gas_Strategic Energy Management_A_Achievable Economic UCT Potential | F8 | Commercial | Interruptible - Health | New | Space Heating | Natural Gas | Strategic Energy Management | A | Cumulative Summer Peak Savings (MW) | Achievable Economic UCT Potential | 0 | 0 | 0 | 0 | 0 | 0 | 0 | 0 | 0 | 0 | 0 | 0 | 0 | 0 | 0 | 0 | 0 | 0 | 0 | 0 | 0 | 0 | 0 | 0 | 0 | 0 | 0
F9_Commercial_Interruptible - Health_New_Space Heating_Natural Gas_Strategic Energy Management_A_Achievable Economic UCT Potential | F9 | Commercial | Interruptible - Health | New | Space Heating | Natural Gas | Strategic Energy Management | A | Cumulative Winter Peak Savings (MW) | Achievable Economic UCT Potential | 0 | 0 | 0 | 0 | 0 | 0 | 0 | 0 | 0 | 0 | 0 | 0 | 0 | 0 | 0 | 0 | 0 | 0 | 0 | 0 | 0 | 0 | 0 | 0 | 0 | 0 | 0
F10_Commercial_Interruptible - Health_New_Space Heating_Natural Gas_Strategic Energy Management_A_Achievable Economic UCT Potential | F10 | Commercial | Interruptible - Health | New | Space Heating | Natural Gas | Strategic Energy Management | A | Purchases (Incremental) | Achievable Economic UCT Potential | 0 | 0 | 0 | 0 | 0 | 0 | 0 | 0 | 0 | 0 | 0 | 0 | 0 | 0 | 0 | 0 | 0 | 0 | 0 | 0 | 0 | 0 | 0 | 0 | 0 | 0 | 0
F11_Commercial_Interruptible - Health_New_Space Heating_Natural Gas_Strategic Energy Management_A_Achievable Economic UCT Potential | F11 | Commercial | Interruptible - Health | New | Space Heating | Natural Gas | Strategic Energy Management | A | Purchases (Cumulative) | Achievable Economic UCT Potential | 0 | 0 | 0 | 0 | 0 | 0 | 0 | 0 | 0 | 0 | 0 | 0 | 0 | 0 | 0 | 0 | 0 | 0 | 0 | 0 | 0 | 0 | 0 | 0 | 0 | 0 | 0
F1_Commercial_Interruptible - Health_New_Water Heating_Natural Gas_Strategic Energy Management_A_Achievable Economic UCT Potential | F1 | Commercial | Interruptible - Health | New | Water Heating | Natural Gas | Strategic Energy Management | A | Integrated Unit Energy Savings (kWh or therms) | Achievable Economic UCT Potential | 0 | 0 | 0 | 0 | 0 | 0 | 0 | 0 | 0 | 0 | 0 | 0 | 0 | 0 | 0 | 0 | 0 | 0 | 0 | 0 | 0 | 0 | 0 | 0 | 0 | 0 | 0
F2_Commercial_Interruptible - Health_New_Water Heating_Natural Gas_Strategic Energy Management_A_Achievable Economic UCT Potential | F2 | Commercial | Interruptible - Health | New | Water Heating | Natural Gas | Strategic Energy Management | A | Integrated Unit Summer Peak Savings (kW) | Achievable Economic UCT Potential | 0 | 0 | 0 | 0 | 0 | 0 | 0 | 0 | 0 | 0 | 0 | 0 | 0 | 0 | 0 | 0 | 0 | 0 | 0 | 0 | 0 | 0 | 0 | 0 | 0 | 0 | 0
F3_Commercial_Interruptible - Health_New_Water Heating_Natural Gas_Strategic Energy Management_A_Achievable Economic UCT Potential | F3 | Commercial | Interruptible - Health | New | Water Heating | Natural Gas | Strategic Energy Management | A | Integrated Unit Winter Peak Savings (kW) | Achievable Economic UCT Potential | 0 | 0 | 0 | 0 | 0 | 0 | 0 | 0 | 0 | 0 | 0 | 0 | 0 | 0 | 0 | 0 | 0 | 0 | 0 | 0 | 0 | 0 | 0 | 0 | 0 | 0 | 0
F4_Commercial_Interruptible - Health_New_Water Heating_Natural Gas_Strategic Energy Management_A_Achievable Economic UCT Potential | F4 | Commercial | Interruptible - Health | New | Water Heating | Natural Gas | Strategic Energy Management | A | Incremental Energy Savings (MWh or mTherms) | Achievable Economic UCT Potential | 0 | 0 | 0 | 0 | 0 | 0 | 0 | 0 | 0 | 0 | 0 | 0 | 0 | 0 | 0 | 0 | 0 | 0 | 0 | 0 | 0 | 0 | 0 | 0 | 0 | 0 | 0
F5_Commercial_Interruptible - Health_New_Water Heating_Natural Gas_Strategic Energy Management_A_Achievable Economic UCT Potential | F5 | Commercial | Interruptible - Health | New | Water Heating | Natural Gas | Strategic Energy Management | A | Incremental Summer Peak Savings (MW) | Achievable Economic UCT Potential | 0 | 0 | 0 | 0 | 0 | 0 | 0 | 0 | 0 | 0 | 0 | 0 | 0 | 0 | 0 | 0 | 0 | 0 | 0 | 0 | 0 | 0 | 0 | 0 | 0 | 0 | 0
F6_Commercial_Interruptible - Health_New_Water Heating_Natural Gas_Strategic Energy Management_A_Achievable Economic UCT Potential | F6 | Commercial | Interruptible - Health | New | Water Heating | Natural Gas | Strategic Energy Management | A | Incremental Winter Peak Savings (MW) | Achievable Economic UCT Potential | 0 | 0 | 0 | 0 | 0 | 0 | 0 | 0 | 0 | 0 | 0 | 0 | 0 | 0 | 0 | 0 | 0 | 0 | 0 | 0 | 0 | 0 | 0 | 0 | 0 | 0 | 0
F7_Commercial_Interruptible - Health_New_Water Heating_Natural Gas_Strategic Energy Management_A_Achievable Economic UCT Potential | F7 | Commercial | Interruptible - Health | New | Water Heating | Natural Gas | Strategic Energy Management | A | Cumulative Energy Savings (MWh or mTherms) | Achievable Economic UCT Potential | 0 | 0 | 0 | 0 | 0 | 0 | 0 | 0 | 0 | 0 | 0 | 0 | 0 | 0 | 0 | 0 | 0 | 0 | 0 | 0 | 0 | 0 | 0 | 0 | 0 | 0 | 0
F8_Commercial_Interruptible - Health_New_Water Heating_Natural Gas_Strategic Energy Management_A_Achievable Economic UCT Potential | F8 | Commercial | Interruptible - Health | New | Water Heating | Natural Gas | Strategic Energy Management | A | Cumulative Summer Peak Savings (MW) | Achievable Economic UCT Potential | 0 | 0 | 0 | 0 | 0 | 0 | 0 | 0 | 0 | 0 | 0 | 0 | 0 | 0 | 0 | 0 | 0 | 0 | 0 | 0 | 0 | 0 | 0 | 0 | 0 | 0 | 0
F9_Commercial_Interruptible - Health_New_Water Heating_Natural Gas_Strategic Energy Management_A_Achievable Economic UCT Potential | F9 | Commercial | Interruptible - Health | New | Water Heating | Natural Gas | Strategic Energy Management | A | Cumulative Winter Peak Savings (MW) | Achievable Economic UCT Potential | 0 | 0 | 0 | 0 | 0 | 0 | 0 | 0 | 0 | 0 | 0 | 0 | 0 | 0 | 0 | 0 | 0 | 0 | 0 | 0 | 0 | 0 | 0 | 0 | 0 | 0 | 0
F10_Commercial_Interruptible - Health_New_Water Heating_Natural Gas_Strategic Energy Management_A_Achievable Economic UCT Potential | F10 | Commercial | Interruptible - Health | New | Water Heating | Natural Gas | Strategic Energy Management | A | Purchases (Incremental) | Achievable Economic UCT Potential | 0 | 0 | 0 | 0 | 0 | 0 | 0 | 0 | 0 | 0 | 0 | 0 | 0 | 0 | 0 | 0 | 0 | 0 | 0 | 0 | 0 | 0 | 0 | 0 | 0 | 0 | 0
F11_Commercial_Interruptible - Health_New_Water Heating_Natural Gas_Strategic Energy Management_A_Achievable Economic UCT Potential | F11 | Commercial | Interruptible - Health | New | Water Heating | Natural Gas | Strategic Energy Management | A | Purchases (Cumulative) | Achievable Economic UCT Potential | 0 | 0 | 0 | 0 | 0 | 0 | 0 | 0 | 0 | 0 | 0 | 0 | 0 | 0 | 0 | 0 | 0 | 0 | 0 | 0 | 0 | 0 | 0 | 0 | 0 | 0 | 0
F1_Commercial_Interruptible - Health_New_Space Heating_Natural Gas_Retrocommissioning_A_Achievable Economic UCT Potential | F1 | Commercial | Interruptible - Health | New | Space Heating | Natural Gas | Retrocommissioning | A | Integrated Unit Energy Savings (kWh or therms) | Achievable Economic UCT Potential | 0 | 0 | 0 | 0 | 0 | 0 | 0 | 0 | 0 | 0 | 0 | 0 | 0 | 0 | 0 | 0 | 0 | 0 | 0 | 0 | 0 | 0 | 0 | 0 | 0 | 0 | 0
F2_Commercial_Interruptible - Health_New_Space Heating_Natural Gas_Retrocommissioning_A_Achievable Economic UCT Potential | F2 | Commercial | Interruptible - Health | New | Space Heating | Natural Gas | Retrocommissioning | A | Integrated Unit Summer Peak Savings (kW) | Achievable Economic UCT Potential | 0 | 0 | 0 | 0 | 0 | 0 | 0 | 0 | 0 | 0 | 0 | 0 | 0 | 0 | 0 | 0 | 0 | 0 | 0 | 0 | 0 | 0 | 0 | 0 | 0 | 0 | 0
F3_Commercial_Interruptible - Health_New_Space Heating_Natural Gas_Retrocommissioning_A_Achievable Economic UCT Potential | F3 | Commercial | Interruptible - Health | New | Space Heating | Natural Gas | Retrocommissioning | A | Integrated Unit Winter Peak Savings (kW) | Achievable Economic UCT Potential | 0 | 0 | 0 | 0 | 0 | 0 | 0 | 0 | 0 | 0 | 0 | 0 | 0 | 0 | 0 | 0 | 0 | 0 | 0 | 0 | 0 | 0 | 0 | 0 | 0 | 0 | 0
F4_Commercial_Interruptible - Health_New_Space Heating_Natural Gas_Retrocommissioning_A_Achievable Economic UCT Potential | F4 | Commercial | Interruptible - Health | New | Space Heating | Natural Gas | Retrocommissioning | A | Incremental Energy Savings (MWh or mTherms) | Achievable Economic UCT Potential | 0 | 0 | 0 | 0 | 0 | 0 | 0 | 0 | 0 | 0 | 0 | 0 | 0 | 0 | 0 | 0 | 0 | 0 | 0 | 0 | 0 | 0 | 0 | 0 | 0 | 0 | 0
F5_Commercial_Interruptible - Health_New_Space Heating_Natural Gas_Retrocommissioning_A_Achievable Economic UCT Potential | F5 | Commercial | Interruptible - Health | New | Space Heating | Natural Gas | Retrocommissioning | A | Incremental Summer Peak Savings (MW) | Achievable Economic UCT Potential | 0 | 0 | 0 | 0 | 0 | 0 | 0 | 0 | 0 | 0 | 0 | 0 | 0 | 0 | 0 | 0 | 0 | 0 | 0 | 0 | 0 | 0 | 0 | 0 | 0 | 0 | 0
F6_Commercial_Interruptible - Health_New_Space Heating_Natural Gas_Retrocommissioning_A_Achievable Economic UCT Potential | F6 | Commercial | Interruptible - Health | New | Space Heating | Natural Gas | Retrocommissioning | A | Incremental Winter Peak Savings (MW) | Achievable Economic UCT Potential | 0 | 0 | 0 | 0 | 0 | 0 | 0 | 0 | 0 | 0 | 0 | 0 | 0 | 0 | 0 | 0 | 0 | 0 | 0 | 0 | 0 | 0 | 0 | 0 | 0 | 0 | 0
F7_Commercial_Interruptible - Health_New_Space Heating_Natural Gas_Retrocommissioning_A_Achievable Economic UCT Potential | F7 | Commercial | Interruptible - Health | New | Space Heating | Natural Gas | Retrocommissioning | A | Cumulative Energy Savings (MWh or mTherms) | Achievable Economic UCT Potential | 0 | 0 | 0 | 0 | 0 | 0 | 0 | 0 | 0 | 0 | 0 | 0 | 0 | 0 | 0 | 0 | 0 | 0 | 0 | 0 | 0 | 0 | 0 | 0 | 0 | 0 | 0
F8_Commercial_Interruptible - Health_New_Space Heating_Natural Gas_Retrocommissioning_A_Achievable Economic UCT Potential | F8 | Commercial | Interruptible - Health | New | Space Heating | Natural Gas | Retrocommissioning | A | Cumulative Summer Peak Savings (MW) | Achievable Economic UCT Potential | 0 | 0 | 0 | 0 | 0 | 0 | 0 | 0 | 0 | 0 | 0 | 0 | 0 | 0 | 0 | 0 | 0 | 0 | 0 | 0 | 0 | 0 | 0 | 0 | 0 | 0 | 0
F9_Commercial_Interruptible - Health_New_Space Heating_Natural Gas_Retrocommissioning_A_Achievable Economic UCT Potential | F9 | Commercial | Interruptible - Health | New | Space Heating | Natural Gas | Retrocommissioning | A | Cumulative Winter Peak Savings (MW) | Achievable Economic UCT Potential | 0 | 0 | 0 | 0 | 0 | 0 | 0 | 0 | 0 | 0 | 0 | 0 | 0 | 0 | 0 | 0 | 0 | 0 | 0 | 0 | 0 | 0 | 0 | 0 | 0 | 0 | 0
F10_Commercial_Interruptible - Health_New_Space Heating_Natural Gas_Retrocommissioning_A_Achievable Economic UCT Potential | F10 | Commercial | Interruptible - Health | New | Space Heating | Natural Gas | Retrocommissioning | A | Purchases (Incremental) | Achievable Economic UCT Potential | 0 | 0 | 0 | 0 | 0 | 0 | 0 | 0 | 0 | 0 | 0 | 0 | 0 | 0 | 0 | 0 | 0 | 0 | 0 | 0 | 0 | 0 | 0 | 0 | 0 | 0 | 0
F11_Commercial_Interruptible - Health_New_Space Heating_Natural Gas_Retrocommissioning_A_Achievable Economic UCT Potential | F11 | Commercial | Interruptible - Health | New | Space Heating | Natural Gas | Retrocommissioning | A | Purchases (Cumulative) | Achievable Economic UCT Potential | 0 | 0 | 0 | 0 | 0 | 0 | 0 | 0 | 0 | 0 | 0 | 0 | 0 | 0 | 0 | 0 | 0 | 0 | 0 | 0 | 0 | 0 | 0 | 0 | 0 | 0 | 0
F1_Commercial_Interruptible - Health_New_Water Heating_Natural Gas_Retrocommissioning_A_Achievable Economic UCT Potential | F1 | Commercial | Interruptible - Health | New | Water Heating | Natural Gas | Retrocommissioning | A | Integrated Unit Energy Savings (kWh or therms) | Achievable Economic UCT Potential | 0 | 0 | 0 | 0 | 0 | 0 | 0 | 0 | 0 | 0 | 0 | 0 | 0 | 0 | 0 | 0 | 0 | 0 | 0 | 0 | 0 | 0 | 0 | 0 | 0 | 0 | 0
F2_Commercial_Interruptible - Health_New_Water Heating_Natural Gas_Retrocommissioning_A_Achievable Economic UCT Potential | F2 | Commercial | Interruptible - Health | New | Water Heating | Natural Gas | Retrocommissioning | A | Integrated Unit Summer Peak Savings (kW) | Achievable Economic UCT Potential | 0 | 0 | 0 | 0 | 0 | 0 | 0 | 0 | 0 | 0 | 0 | 0 | 0 | 0 | 0 | 0 | 0 | 0 | 0 | 0 | 0 | 0 | 0 | 0 | 0 | 0 | 0
F3_Commercial_Interruptible - Health_New_Water Heating_Natural Gas_Retrocommissioning_A_Achievable Economic UCT Potential | F3 | Commercial | Interruptible - Health | New | Water Heating | Natural Gas | Retrocommissioning | A | Integrated Unit Winter Peak Savings (kW) | Achievable Economic UCT Potential | 0 | 0 | 0 | 0 | 0 | 0 | 0 | 0 | 0 | 0 | 0 | 0 | 0 | 0 | 0 | 0 | 0 | 0 | 0 | 0 | 0 | 0 | 0 | 0 | 0 | 0 | 0
F4_Commercial_Interruptible - Health_New_Water Heating_Natural Gas_Retrocommissioning_A_Achievable Economic UCT Potential | F4 | Commercial | Interruptible - Health | New | Water Heating | Natural Gas | Retrocommissioning | A | Incremental Energy Savings (MWh or mTherms) | Achievable Economic UCT Potential | 0 | 0 | 0 | 0 | 0 | 0 | 0 | 0 | 0 | 0 | 0 | 0 | 0 | 0 | 0 | 0 | 0 | 0 | 0 | 0 | 0 | 0 | 0 | 0 | 0 | 0 | 0
F5_Commercial_Interruptible - Health_New_Water Heating_Natural Gas_Retrocommissioning_A_Achievable Economic UCT Potential | F5 | Commercial | Interruptible - Health | New | Water Heating | Natural Gas | Retrocommissioning | A | Incremental Summer Peak Savings (MW) | Achievable Economic UCT Potential | 0 | 0 | 0 | 0 | 0 | 0 | 0 | 0 | 0 | 0 | 0 | 0 | 0 | 0 | 0 | 0 | 0 | 0 | 0 | 0 | 0 | 0 | 0 | 0 | 0 | 0 | 0
F6_Commercial_Interruptible - Health_New_Water Heating_Natural Gas_Retrocommissioning_A_Achievable Economic UCT Potential | F6 | Commercial | Interruptible - Health | New | Water Heating | Natural Gas | Retrocommissioning | A | Incremental Winter Peak Savings (MW) | Achievable Economic UCT Potential | 0 | 0 | 0 | 0 | 0 | 0 | 0 | 0 | 0 | 0 | 0 | 0 | 0 | 0 | 0 | 0 | 0 | 0 | 0 | 0 | 0 | 0 | 0 | 0 | 0 | 0 | 0
F7_Commercial_Interruptible - Health_New_Water Heating_Natural Gas_Retrocommissioning_A_Achievable Economic UCT Potential | F7 | Commercial | Interruptible - Health | New | Water Heating | Natural Gas | Retrocommissioning | A | Cumulative Energy Savings (MWh or mTherms) | Achievable Economic UCT Potential | 0 | 0 | 0 | 0 | 0 | 0 | 0 | 0 | 0 | 0 | 0 | 0 | 0 | 0 | 0 | 0 | 0 | 0 | 0 | 0 | 0 | 0 | 0 | 0 | 0 | 0 | 0
F8_Commercial_Interruptible - Health_New_Water Heating_Natural Gas_Retrocommissioning_A_Achievable Economic UCT Potential | F8 | Commercial | Interruptible - Health | New | Water Heating | Natural Gas | Retrocommissioning | A | Cumulative Summer Peak Savings (MW) | Achievable Economic UCT Potential | 0 | 0 | 0 | 0 | 0 | 0 | 0 | 0 | 0 | 0 | 0 | 0 | 0 | 0 | 0 | 0 | 0 | 0 | 0 | 0 | 0 | 0 | 0 | 0 | 0 | 0 | 0
F9_Commercial_Interruptible - Health_New_Water Heating_Natural Gas_Retrocommissioning_A_Achievable Economic UCT Potential | F9 | Commercial | Interruptible - Health | New | Water Heating | Natural Gas | Retrocommissioning | A | Cumulative Winter Peak Savings (MW) | Achievable Economic UCT Potential | 0 | 0 | 0 | 0 | 0 | 0 | 0 | 0 | 0 | 0 | 0 | 0 | 0 | 0 | 0 | 0 | 0 | 0 | 0 | 0 | 0 | 0 | 0 | 0 | 0 | 0 | 0
F10_Commercial_Interruptible - Health_New_Water Heating_Natural Gas_Retrocommissioning_A_Achievable Economic UCT Potential | F10 | Commercial | Interruptible - Health | New | Water Heating | Natural Gas | Retrocommissioning | A | Purchases (Incremental) | Achievable Economic UCT Potential | 0 | 0 | 0 | 0 | 0 | 0 | 0 | 0 | 0 | 0 | 0 | 0 | 0 | 0 | 0 | 0 | 0 | 0 | 0 | 0 | 0 | 0 | 0 | 0 | 0 | 0 | 0
F11_Commercial_Interruptible - Health_New_Water Heating_Natural Gas_Retrocommissioning_A_Achievable Economic UCT Potential | F11 | Commercial | Interruptible - Health | New | Water Heating | Natural Gas | Retrocommissioning | A | Purchases (Cumulative) | Achievable Economic UCT Potential | 0 | 0 | 0 | 0 | 0 | 0 | 0 | 0 | 0 | 0 | 0 | 0 | 0 | 0 | 0 | 0 | 0 | 0 | 0 | 0 | 0 | 0 | 0 | 0 | 0 | 0 | 0
F1_Commercial_Interruptible - Miscellaneous_Existing_Space Heating_Natural Gas_Insulation - Ceiling_A_Achievable Economic UCT Potential | F1 | Commercial | Interruptible - Miscellaneous | Existing | Space Heating | Natural Gas | Insulation - Ceiling | A | Integrated Unit Energy Savings (kWh or therms) | Achievable Economic UCT Potential | 0 | 0 | 0.095821 | 0.095107 | 0.094276 | 0.093343 | 0.09229 | 0.091093 | 0.089746 | 0.088251 | 0.086618 | 0.084875 | 0.083109 | 0.081325 | 0.079555 | 0.077862 | 0.076299 | 0.07495 | 0.073829 | 0.072863 | 0.072091 | 0.071374 | 0.070935 | 0.070517 | 0.070118 | 0.069737 | 0.069371
F2_Commercial_Interruptible - Miscellaneous_Existing_Space Heating_Natural Gas_Insulation - Ceiling_A_Achievable Economic UCT Potential | F2 | Commercial | Interruptible - Miscellaneous | Existing | Space Heating | Natural Gas | Insulation - Ceiling | A | Integrated Unit Summer Peak Savings (kW) | Achievable Economic UCT Potential | 0 | 0 | 0 | 0 | 0 | 0 | 0 | 0 | 0 | 0 | 0 | 0 | 0 | 0 | 0 | 0 | 0 | 0 | 0 | 0 | 0 | 0 | 0 | 0 | 0 | 0 | 0
F3_Commercial_Interruptible - Miscellaneous_Existing_Space Heating_Natural Gas_Insulation - Ceiling_A_Achievable Economic UCT Potential | F3 | Commercial | Interruptible - Miscellaneous | Existing | Space Heating | Natural Gas | Insulation - Ceiling | A | Integrated Unit Winter Peak Savings (kW) | Achievable Economic UCT Potential | 0 | 0 | 0 | 0 | 0 | 0 | 0 | 0 | 0 | 0 | 0 | 0 | 0 | 0 | 0 | 0 | 0 | 0 | 0 | 0 | 0 | 0 | 0 | 0 | 0 | 0 | 0
F4_Commercial_Interruptible - Miscellaneous_Existing_Space Heating_Natural Gas_Insulation - Ceiling_A_Achievable Economic UCT Potential | F4 | Commercial | Interruptible - Miscellaneous | Existing | Space Heating | Natural Gas | Insulation - Ceiling | A | Incremental Energy Savings (MWh or mTherms) | Achievable Economic UCT Potential | 0 | 0 | 0.0099484 | 0.0053133 | 0.017817 | 0.028695 | 0.043064 | 0.060877 | 0.081585 | 0.104 | 0.12625 | 0.14589 | 0.16027 | 0.16684 | 0.16389 | 0.1512 | 0.13027 | 0.10417 | 0.076697 | 0.055458 | 0.029939 | 0.023713 | 0 | 0 | 0 | 0 | 0
F5_Commercial_Interruptible - Miscellaneous_Existing_Space Heating_Natural Gas_Insulation - Ceiling_A_Achievable Economic UCT Potential | F5 | Commercial | Interruptible - Miscellaneous | Existing | Space Heating | Natural Gas | Insulation - Ceiling | A | Incremental Summer Peak Savings (MW) | Achievable Economic UCT Potential | 0 | 0 | 0 | 0 | 0 | 0 | 0 | 0 | 0 | 0 | 0 | 0 | 0 | 0 | 0 | 0 | 0 | 0 | 0 | 0 | 0 | 0 | 0 | 0 | 0 | 0 | 0
F6_Commercial_Interruptible - Miscellaneous_Existing_Space Heating_Natural Gas_Insulation - Ceiling_A_Achievable Economic UCT Potential | F6 | Commercial | Interruptible - Miscellaneous | Existing | Space Heating | Natural Gas | Insulation - Ceiling | A | Incremental Winter Peak Savings (MW) | Achievable Economic UCT Potential | 0 | 0 | 0 | 0 | 0 | 0 | 0 | 0 | 0 | 0 | 0 | 0 | 0 | 0 | 0 | 0 | 0 | 0 | 0 | 0 | 0 | 0 | 0 | 0 | 0 | 0 | 0
F7_Commercial_Interruptible - Miscellaneous_Existing_Space Heating_Natural Gas_Insulation - Ceiling_A_Achievable Economic UCT Potential | F7 | Commercial | Interruptible - Miscellaneous | Existing | Space Heating | Natural Gas | Insulation - Ceiling | A | Cumulative Energy Savings (MWh or mTherms) | Achievable Economic UCT Potential | 0 | 0 | 0.0099484 | 0.015188 | 0.032872 | 0.061242 | 0.10362 | 0.16315 | 0.24232 | 0.34229 | 0.46221 | 0.59879 | 0.7466 | 0.89741 | 1.0418 | 1.1708 | 1.2776 | 1.3592 | 1.4155 | 1.4524 | 1.467 | 1.4761 | 1.467 | 1.4584 | 1.4501 | 1.4423 | 1.4347
F8_Commercial_Interruptible - Miscellaneous_Existing_Space Heating_Natural Gas_Insulation - Ceiling_A_Achievable Economic UCT Potential | F8 | Commercial | Interruptible - Miscellaneous | Existing | Space Heating | Natural Gas | Insulation - Ceiling | A | Cumulative Summer Peak Savings (MW) | Achievable Economic UCT Potential | 0 | 0 | 0 | 0 | 0 | 0 | 0 | 0 | 0 | 0 | 0 | 0 | 0 | 0 | 0 | 0 | 0 | 0 | 0 | 0 | 0 | 0 | 0 | 0 | 0 | 0 | 0
F9_Commercial_Interruptible - Miscellaneous_Existing_Space Heating_Natural Gas_Insulation - Ceiling_A_Achievable Economic UCT Potential | F9 | Commercial | Interruptible - Miscellaneous | Existing | Space Heating | Natural Gas | Insulation - Ceiling | A | Cumulative Winter Peak Savings (MW) | Achievable Economic UCT Potential | 0 | 0 | 0 | 0 | 0 | 0 | 0 | 0 | 0 | 0 | 0 | 0 | 0 | 0 | 0 | 0 | 0 | 0 | 0 | 0 | 0 | 0 | 0 | 0 | 0 | 0 | 0
F10_Commercial_Interruptible - Miscellaneous_Existing_Space Heating_Natural Gas_Insulation - Ceiling_A_Achievable Economic UCT Potential | F10 | Commercial | Interruptible - Miscellaneous | Existing | Space Heating | Natural Gas | Insulation - Ceiling | A | Purchases (Incremental) | Achievable Economic UCT Potential | 0 | 0 | 103.823 | 55.8663 | 188.9901 | 307.4183 | 466.6181 | 668.2968 | 909.0672 | 1178.4795 | 1457.576 | 1718.8283 | 1928.4137 | 2051.4691 | 2060.0337 | 1941.9292 | 1707.3901 | 1389.8487 | 1038.8439 | 761.123 | 415.292 | 332.2336 | 0 | 0 | 0 | 0 | 0
F11_Commercial_Interruptible - Miscellaneous_Existing_Space Heating_Natural Gas_Insulation - Ceiling_A_Achievable Economic UCT Potential | F11 | Commercial | Interruptible - Miscellaneous | Existing | Space Heating | Natural Gas | Insulation - Ceiling | A | Purchases (Cumulative) | Achievable Economic UCT Potential | 0 | 0 | 103.823 | 159.6893 | 348.6794 | 656.0978 | 1122.7159 | 1791.0127 | 2700.0799 | 3878.5594 | 5336.1354 | 7054.9637 | 8983.3774 | 11034.8465 | 13094.8802 | 15036.8094 | 16744.1995 | 18134.0481 | 19172.892 | 19934.015 | 20349.3069 | 20681.5405 | 20681.5405 | 20681.5405 | 20681.5405 | 20681.5405 | 20681.5405
F1_Commercial_Interruptible - Miscellaneous_Existing_Space Heating_Natural Gas_Insulation - Ducting_A_Achievable Economic UCT Potential | F1 | Commercial | Interruptible - Miscellaneous | Existing | Space Heating | Natural Gas | Insulation - Ducting | A | Integrated Unit Energy Savings (kWh or therms) | Achievable Economic UCT Potential | 0 | 0 | 0 | 0 | 0 | 0 | 0 | 0 | 0 | 0 | 0 | 0 | 0 | 0 | 0 | 0 | 0 | 0 | 0 | 0 | 0 | 0 | 0 | 0 | 0 | 0 | 0
F2_Commercial_Interruptible - Miscellaneous_Existing_Space Heating_Natural Gas_Insulation - Ducting_A_Achievable Economic UCT Potential | F2 | Commercial | Interruptible - Miscellaneous | Existing | Space Heating | Natural Gas | Insulation - Ducting | A | Integrated Unit Summer Peak Savings (kW) | Achievable Economic UCT Potential | 0 | 0 | 0 | 0 | 0 | 0 | 0 | 0 | 0 | 0 | 0 | 0 | 0 | 0 | 0 | 0 | 0 | 0 | 0 | 0 | 0 | 0 | 0 | 0 | 0 | 0 | 0
F3_Commercial_Interruptible - Miscellaneous_Existing_Space Heating_Natural Gas_Insulation - Ducting_A_Achievable Economic UCT Potential | F3 | Commercial | Interruptible - Miscellaneous | Existing | Space Heating | Natural Gas | Insulation - Ducting | A | Integrated Unit Winter Peak Savings (kW) | Achievable Economic UCT Potential | 0 | 0 | 0 | 0 | 0 | 0 | 0 | 0 | 0 | 0 | 0 | 0 | 0 | 0 | 0 | 0 | 0 | 0 | 0 | 0 | 0 | 0 | 0 | 0 | 0 | 0 | 0
F4_Commercial_Interruptible - Miscellaneous_Existing_Space Heating_Natural Gas_Insulation - Ducting_A_Achievable Economic UCT Potential | F4 | Commercial | Interruptible - Miscellaneous | Existing | Space Heating | Natural Gas | Insulation - Ducting | A | Incremental Energy Savings (MWh or mTherms) | Achievable Economic UCT Potential | 0 | 0 | 0 | 0 | 0 | 0 | 0 | 0 | 0 | 0 | 0 | 0 | 0 | 0 | 0 | 0 | 0 | 0 | 0 | 0 | 0 | 0 | 0 | 0 | 0 | 0 | 0
F5_Commercial_Interruptible - Miscellaneous_Existing_Space Heating_Natural Gas_Insulation - Ducting_A_Achievable Economic UCT Potential | F5 | Commercial | Interruptible - Miscellaneous | Existing | Space Heating | Natural Gas | Insulation - Ducting | A | Incremental Summer Peak Savings (MW) | Achievable Economic UCT Potential | 0 | 0 | 0 | 0 | 0 | 0 | 0 | 0 | 0 | 0 | 0 | 0 | 0 | 0 | 0 | 0 | 0 | 0 | 0 | 0 | 0 | 0 | 0 | 0 | 0 | 0 | 0
F6_Commercial_Interruptible - Miscellaneous_Existing_Space Heating_Natural Gas_Insulation - Ducting_A_Achievable Economic UCT Potential | F6 | Commercial | Interruptible - Miscellaneous | Existing | Space Heating | Natural Gas | Insulation - Ducting | A | Incremental Winter Peak Savings (MW) | Achievable Economic UCT Potential | 0 | 0 | 0 | 0 | 0 | 0 | 0 | 0 | 0 | 0 | 0 | 0 | 0 | 0 | 0 | 0 | 0 | 0 | 0 | 0 | 0 | 0 | 0 | 0 | 0 | 0 | 0
F7_Commercial_Interruptible - Miscellaneous_Existing_Space Heating_Natural Gas_Insulation - Ducting_A_Achievable Economic UCT Potential | F7 | Commercial | Interruptible - Miscellaneous | Existing | Space Heating | Natural Gas | Insulation - Ducting | A | Cumulative Energy Savings (MWh or mTherms) | Achievable Economic UCT Potential | 0 | 0 | 0 | 0 | 0 | 0 | 0 | 0 | 0 | 0 | 0 | 0 | 0 | 0 | 0 | 0 | 0 | 0 | 0 | 0 | 0 | 0 | 0 | 0 | 0 | 0 | 0
F8_Commercial_Interruptible - Miscellaneous_Existing_Space Heating_Natural Gas_Insulation - Ducting_A_Achievable Economic UCT Potential | F8 | Commercial | Interruptible - Miscellaneous | Existing | Space Heating | Natural Gas | Insulation - Ducting | A | Cumulative Summer Peak Savings (MW) | Achievable Economic UCT Potential | 0 | 0 | 0 | 0 | 0 | 0 | 0 | 0 | 0 | 0 | 0 | 0 | 0 | 0 | 0 | 0 | 0 | 0 | 0 | 0 | 0 | 0 | 0 | 0 | 0 | 0 | 0
F9_Commercial_Interruptible - Miscellaneous_Existing_Space Heating_Natural Gas_Insulation - Ducting_A_Achievable Economic UCT Potential | F9 | Commercial | Interruptible - Miscellaneous | Existing | Space Heating | Natural Gas | Insulation - Ducting | A | Cumulative Winter Peak Savings (MW) | Achievable Economic UCT Potential | 0 | 0 | 0 | 0 | 0 | 0 | 0 | 0 | 0 | 0 | 0 | 0 | 0 | 0 | 0 | 0 | 0 | 0 | 0 | 0 | 0 | 0 | 0 | 0 | 0 | 0 | 0
F10_Commercial_Interruptible - Miscellaneous_Existing_Space Heating_Natural Gas_Insulation - Ducting_A_Achievable Economic UCT Potential | F10 | Commercial | Interruptible - Miscellaneous | Existing | Space Heating | Natural Gas | Insulation - Ducting | A | Purchases (Incremental) | Achievable Economic UCT Potential | 0 | 0 | 0 | 0 | 0 | 0 | 0 | 0 | 0 | 0 | 0 | 0 | 0 | 0 | 0 | 0 | 0 | 0 | 0 | 0 | 0 | 0 | 0 | 0 | 0 | 0 | 0
F11_Commercial_Interruptible - Miscellaneous_Existing_Space Heating_Natural Gas_Insulation - Ducting_A_Achievable Economic UCT Potential | F11 | Commercial | Interruptible - Miscellaneous | Existing | Space Heating | Natural Gas | Insulation - Ducting | A | Purchases (Cumulative) | Achievable Economic UCT Potential | 0 | 0 | 0 | 0 | 0 | 0 | 0 | 0 | 0 | 0 | 0 | 0 | 0 | 0 | 0 | 0 | 0 | 0 | 0 | 0 | 0 | 0 | 0 | 0 | 0 | 0 | 0
F1_Commercial_Interruptible - Miscellaneous_Existing_Space Heating_Natural Gas_Insulation - Wall Cavity_A_Achievable Economic UCT Potential | F1 | Commercial | Interruptible - Miscellaneous | Existing | Space Heating | Natural Gas | Insulation - Wall Cavity | A | Integrated Unit Energy Savings (kWh or therms) | Achievable Economic UCT Potential | 0 | 0 | 0.38428 | 0.38291 | 0.38141 | 0.3798 | 0.37808 | 0.37626 | 0.37434 | 0.37232 | 0.37021 | 0.36801 | 0.36572 | 0.36336 | 0.36093 | 0.35844 | 0.3559 | 0.35332 | 0.35071 | 0.3482 | 0.34577 | 0.34346 | 0.34136 | 0.33936 | 0.33746 | 0.33564 | 0.33389
F2_Commercial_Interruptible - Miscellaneous_Existing_Space Heating_Natural Gas_Insulation - Wall Cavity_A_Achievable Economic UCT Potential | F2 | Commercial | Interruptible - Miscellaneous | Existing | Space Heating | Natural Gas | Insulation - Wall Cavity | A | Integrated Unit Summer Peak Savings (kW) | Achievable Economic UCT Potential | 0 | 0 | 0 | 0 | 0 | 0 | 0 | 0 | 0 | 0 | 0 | 0 | 0 | 0 | 0 | 0 | 0 | 0 | 0 | 0 | 0 | 0 | 0 | 0 | 0 | 0 | 0
F3_Commercial_Interruptible - Miscellaneous_Existing_Space Heating_Natural Gas_Insulation - Wall Cavity_A_Achievable Economic UCT Potential | F3 | Commercial | Interruptible - Miscellaneous | Existing | Space Heating | Natural Gas | Insulation - Wall Cavity | A | Integrated Unit Winter Peak Savings (kW) | Achievable Economic UCT Potential | 0 | 0 | 0 | 0 | 0 | 0 | 0 | 0 | 0 | 0 | 0 | 0 | 0 | 0 | 0 | 0 | 0 | 0 | 0 | 0 | 0 | 0 | 0 | 0 | 0 | 0 | 0
F4_Commercial_Interruptible - Miscellaneous_Existing_Space Heating_Natural Gas_Insulation - Wall Cavity_A_Achievable Economic UCT Potential | F4 | Commercial | Interruptible - Miscellaneous | Existing | Space Heating | Natural Gas | Insulation - Wall Cavity | A | Incremental Energy Savings (MWh or mTherms) | Achievable Economic UCT Potential | 0 | 0 | 0.020731 | 0.011115 | 0.037455 | 0.060668 | 0.09167 | 0.13066 | 0.17683 | 0.22799 | 0.28039 | 0.32868 | 0.36647 | 0.38734 | 0.38635 | 0.36169 | 0.31575 | 0.25516 | 0.18932 | 0.13771 | 0.074615 | 0.059292 | 0 | 0 | 0 | 0 | 0
F5_Commercial_Interruptible - Miscellaneous_Existing_Space Heating_Natural Gas_Insulation - Wall Cavity_A_Achievable Economic UCT Potential | F5 | Commercial | Interruptible - Miscellaneous | Existing | Space Heating | Natural Gas | Insulation - Wall Cavity | A | Incremental Summer Peak Savings (MW) | Achievable Economic UCT Potential | 0 | 0 | 0 | 0 | 0 | 0 | 0 | 0 | 0 | 0 | 0 | 0 | 0 | 0 | 0 | 0 | 0 | 0 | 0 | 0 | 0 | 0 | 0 | 0 | 0 | 0 | 0
F6_Commercial_Interruptible - Miscellaneous_Existing_Space Heating_Natural Gas_Insulation - Wall Cavity_A_Achievable Economic UCT Potential | F6 | Commercial | Interruptible - Miscellaneous | Existing | Space Heating | Natural Gas | Insulation - Wall Cavity | A | Incremental Winter Peak Savings (MW) | Achievable Economic UCT Potential | 0 | 0 | 0 | 0 | 0 | 0 | 0 | 0 | 0 | 0 | 0 | 0 | 0 | 0 | 0 | 0 | 0 | 0 | 0 | 0 | 0 | 0 | 0 | 0 | 0 | 0 | 0
F7_Commercial_Interruptible - Miscellaneous_Existing_Space Heating_Natural Gas_Insulation - Wall Cavity_A_Achievable Economic UCT Potential | F7 | Commercial | Interruptible - Miscellaneous | Existing | Space Heating | Natural Gas | Insulation - Wall Cavity | A | Cumulative Energy Savings (MWh or mTherms) | Achievable Economic UCT Potential | 0 | 0 | 0.020731 | 0.031773 | 0.069103 | 0.12948 | 0.22056 | 0.35016 | 0.5252 | 0.75036 | 1.0265 | 1.3491 | 1.7072 | 2.0835 | 2.4559 | 2.8006 | 3.0965 | 3.3293 | 3.494 | 3.6067 | 3.6562 | 3.6909 | 3.6684 | 3.6469 | 3.6265 | 3.6069 | 3.5881
F8_Commercial_Interruptible - Miscellaneous_Existing_Space Heating_Natural Gas_Insulation - Wall Cavity_A_Achievable Economic UCT Potential | F8 | Commercial | Interruptible - Miscellaneous | Existing | Space Heating | Natural Gas | Insulation - Wall Cavity | A | Cumulative Summer Peak Savings (MW) | Achievable Economic UCT Potential | 0 | 0 | 0 | 0 | 0 | 0 | 0 | 0 | 0 | 0 | 0 | 0 | 0 | 0 | 0 | 0 | 0 | 0 | 0 | 0 | 0 | 0 | 0 | 0 | 0 | 0 | 0
F9_Commercial_Interruptible - Miscellaneous_Existing_Space Heating_Natural Gas_Insulation - Wall Cavity_A_Achievable Economic UCT Potential | F9 | Commercial | Interruptible - Miscellaneous | Existing | Space Heating | Natural Gas | Insulation - Wall Cavity | A | Cumulative Winter Peak Savings (MW) | Achievable Economic UCT Potential | 0 | 0 | 0 | 0 | 0 | 0 | 0 | 0 | 0 | 0 | 0 | 0 | 0 | 0 | 0 | 0 | 0 | 0 | 0 | 0 | 0 | 0 | 0 | 0 | 0 | 0 | 0
F10_Commercial_Interruptible - Miscellaneous_Existing_Space Heating_Natural Gas_Insulation - Wall Cavity_A_Achievable Economic UCT Potential | F10 | Commercial | Interruptible - Miscellaneous | Existing | Space Heating | Natural Gas | Insulation - Wall Cavity | A | Purchases (Incremental) | Achievable Economic UCT Potential | 0 | 0 | 53.9481 | 29.029 | 98.2023 | 159.7395 | 242.4622 | 347.2577 | 472.3659 | 612.3568 | 757.3798 | 893.1307 | 1002.0346 | 1065.9762 | 1070.4265 | 1009.0575 | 887.1872 | 722.1876 | 539.7999 | 395.4917 | 215.7924 | 172.6339 | 0 | 0 | 0 | 0 | 0
F11_Commercial_Interruptible - Miscellaneous_Existing_Space Heating_Natural Gas_Insulation - Wall Cavity_A_Achievable Economic UCT Potential | F11 | Commercial | Interruptible - Miscellaneous | Existing | Space Heating | Natural Gas | Insulation - Wall Cavity | A | Purchases (Cumulative) | Achievable Economic UCT Potential | 0 | 0 | 53.9481 | 82.9771 | 181.1794 | 340.9189 | 583.3811 | 930.6389 | 1403.0047 | 2015.3615 | 2772.7413 | 3665.872 | 4667.9066 | 5733.8828 | 6804.3093 | 7813.3667 | 8700.5539 | 9422.7415 | 9962.5414 | 10358.0331 | 10573.8255 | 10746.4594 | 10746.4594 | 10746.4594 | 10746.4594 | 10746.4594 | 10746.4594
F1_Commercial_Interruptible - Miscellaneous_Existing_Space Heating_Natural Gas_Green Roof - Vegetated Rooftop_A_Achievable Economic UCT Potential | F1 | Commercial | Interruptible - Miscellaneous | Existing | Space Heating | Natural Gas | Green Roof - Vegetated Rooftop | A | Integrated Unit Energy Savings (kWh or therms) | Achievable Economic UCT Potential | 0 | 0 | 0.0052168 | 0.0051461 | 0.0050659 | 0.0049865 | 0.0049069 | 0.0048176 | 0.0047161 | 0.0046031 | 0.0044799 | 0.0043495 | 0.0042166 | 0.0040838 | 0.003955 | 0.0038341 | 0.0037255 | 0.0036342 | 0.0035609 | 0.0034999 | 0.0034541 | 0.0034123 | 0.0033912 | 0.0033711 | 0.0033519 | 0.0033336 | 0.003316
F2_Commercial_Interruptible - Miscellaneous_Existing_Space Heating_Natural Gas_Green Roof - Vegetated Rooftop_A_Achievable Economic UCT Potential | F2 | Commercial | Interruptible - Miscellaneous | Existing | Space Heating | Natural Gas | Green Roof - Vegetated Rooftop | A | Integrated Unit Summer Peak Savings (kW) | Achievable Economic UCT Potential | 0 | 0 | 0 | 0 | 0 | 0 | 0 | 0 | 0 | 0 | 0 | 0 | 0 | 0 | 0 | 0 | 0 | 0 | 0 | 0 | 0 | 0 | 0 | 0 | 0 | 0 | 0
F3_Commercial_Interruptible - Miscellaneous_Existing_Space Heating_Natural Gas_Green Roof - Vegetated Rooftop_A_Achievable Economic UCT Potential | F3 | Commercial | Interruptible - Miscellaneous | Existing | Space Heating | Natural Gas | Green Roof - Vegetated Rooftop | A | Integrated Unit Winter Peak Savings (kW) | Achievable Economic UCT Potential | 0 | 0 | 0 | 0 | 0 | 0 | 0 | 0 | 0 | 0 | 0 | 0 | 0 | 0 | 0 | 0 | 0 | 0 | 0 | 0 | 0 | 0 | 0 | 0 | 0 | 0 | 0
F4_Commercial_Interruptible - Miscellaneous_Existing_Space Heating_Natural Gas_Green Roof - Vegetated Rooftop_A_Achievable Economic UCT Potential | F4 | Commercial | Interruptible - Miscellaneous | Existing | Space Heating | Natural Gas | Green Roof - Vegetated Rooftop | A | Incremental Energy Savings (MWh or mTherms) | Achievable Economic UCT Potential | 0 | 0 | 0 | 0 | 0 | 0 | 0 | 0 | 0 | 0 | 0 | 0 | 0 | 0 | 0 | 0 | 0 | 0 | 0 | 0 | 0 | 0 | 0 | 0 | 0 | 0 | 0
F5_Commercial_Interruptible - Miscellaneous_Existing_Space Heating_Natural Gas_Green Roof - Vegetated Rooftop_A_Achievable Economic UCT Potential | F5 | Commercial | Interruptible - Miscellaneous | Existing | Space Heating | Natural Gas | Green Roof - Vegetated Rooftop | A | Incremental Summer Peak Savings (MW) | Achievable Economic UCT Potential | 0 | 0 | 0 | 0 | 0 | 0 | 0 | 0 | 0 | 0 | 0 | 0 | 0 | 0 | 0 | 0 | 0 | 0 | 0 | 0 | 0 | 0 | 0 | 0 | 0 | 0 | 0
F6_Commercial_Interruptible - Miscellaneous_Existing_Space Heating_Natural Gas_Green Roof - Vegetated Rooftop_A_Achievable Economic UCT Potential | F6 | Commercial | Interruptible - Miscellaneous | Existing | Space Heating | Natural Gas | Green Roof - Vegetated Rooftop | A | Incremental Winter Peak Savings (MW) | Achievable Economic UCT Potential | 0 | 0 | 0 | 0 | 0 | 0 | 0 | 0 | 0 | 0 | 0 | 0 | 0 | 0 | 0 | 0 | 0 | 0 | 0 | 0 | 0 | 0 | 0 | 0 | 0 | 0 | 0
F7_Commercial_Interruptible - Miscellaneous_Existing_Space Heating_Natural Gas_Green Roof - Vegetated Rooftop_A_Achievable Economic UCT Potential | F7 | Commercial | Interruptible - Miscellaneous | Existing | Space Heating | Natural Gas | Green Roof - Vegetated Rooftop | A | Cumulative Energy Savings (MWh or mTherms) | Achievable Economic UCT Potential | 0 | 0 | 0 | 0 | 0 | 0 | 0 | 0 | 0 | 0 | 0 | 0 | 0 | 0 | 0 | 0 | 0 | 0 | 0 | 0 | 0 | 0 | 0 | 0 | 0 | 0 | 0
F8_Commercial_Interruptible - Miscellaneous_Existing_Space Heating_Natural Gas_Green Roof - Vegetated Rooftop_A_Achievable Economic UCT Potential | F8 | Commercial | Interruptible - Miscellaneous | Existing | Space Heating | Natural Gas | Green Roof - Vegetated Rooftop | A | Cumulative Summer Peak Savings (MW) | Achievable Economic UCT Potential | 0 | 0 | 0 | 0 | 0 | 0 | 0 | 0 | 0 | 0 | 0 | 0 | 0 | 0 | 0 | 0 | 0 | 0 | 0 | 0 | 0 | 0 | 0 | 0 | 0 | 0 | 0
F9_Commercial_Interruptible - Miscellaneous_Existing_Space Heating_Natural Gas_Green Roof - Vegetated Rooftop_A_Achievable Economic UCT Potential | F9 | Commercial | Interruptible - Miscellaneous | Existing | Space Heating | Natural Gas | Green Roof - Vegetated Rooftop | A | Cumulative Winter Peak Savings (MW) | Achievable Economic UCT Potential | 0 | 0 | 0 | 0 | 0 | 0 | 0 | 0 | 0 | 0 | 0 | 0 | 0 | 0 | 0 | 0 | 0 | 0 | 0 | 0 | 0 | 0 | 0 | 0 | 0 | 0 | 0
F10_Commercial_Interruptible - Miscellaneous_Existing_Space Heating_Natural Gas_Green Roof - Vegetated Rooftop_A_Achievable Economic UCT Potential | F10 | Commercial | Interruptible - Miscellaneous | Existing | Space Heating | Natural Gas | Green Roof - Vegetated Rooftop | A | Purchases (Incremental) | Achievable Economic UCT Potential | 0 | 0 | 0 | 0 | 0 | 0 | 0 | 0 | 0 | 0 | 0 | 0 | 0 | 0 | 0 | 0 | 0 | 0 | 0 | 0 | 0 | 0 | 0 | 0 | 0 | 0 | 0
F11_Commercial_Interruptible - Miscellaneous_Existing_Space Heating_Natural Gas_Green Roof - Vegetated Rooftop_A_Achievable Economic UCT Potential | F11 | Commercial | Interruptible - Miscellaneous | Existing | Space Heating | Natural Gas | Green Roof - Vegetated Rooftop | A | Purchases (Cumulative) | Achievable Economic UCT Potential | 0 | 0 | 0 | 0 | 0 | 0 | 0 | 0 | 0 | 0 | 0 | 0 | 0 | 0 | 0 | 0 | 0 | 0 | 0 | 0 | 0 | 0 | 0 | 0 | 0 | 0 | 0
F1_Commercial_Interruptible - Miscellaneous_Existing_Space Heating_Natural Gas_Ducting - Repair and Sealing_A_Achievable Economic UCT Potential | F1 | Commercial | Interruptible - Miscellaneous | Existing | Space Heating | Natural Gas | Ducting - Repair and Sealing | A | Integrated Unit Energy Savings (kWh or therms) | Achievable Economic UCT Potential | 0 | 0 | 0.15034 | 0.14955 | 0.14865 | 0.14765 | 0.14653 | 0.14528 | 0.14387 | 0.14231 | 0.14059 | 0.13871 | 0.13672 | 0.13465 | 0.13257 | 0.13054 | 0.12863 | 0.12694 | 0.12552 | 0.12426 | 0.1232 | 0.12222 | 0.12146 | 0.12075 | 0.12007 | 0.11941 | 0.11879
F2_Commercial_Interruptible - Miscellaneous_Existing_Space Heating_Natural Gas_Ducting - Repair and Sealing_A_Achievable Economic UCT Potential | F2 | Commercial | Interruptible - Miscellaneous | Existing | Space Heating | Natural Gas | Ducting - Repair and Sealing | A | Integrated Unit Summer Peak Savings (kW) | Achievable Economic UCT Potential | 0 | 0 | 0 | 0 | 0 | 0 | 0 | 0 | 0 | 0 | 0 | 0 | 0 | 0 | 0 | 0 | 0 | 0 | 0 | 0 | 0 | 0 | 0 | 0 | 0 | 0 | 0
F3_Commercial_Interruptible - Miscellaneous_Existing_Space Heating_Natural Gas_Ducting - Repair and Sealing_A_Achievable Economic UCT Potential | F3 | Commercial | Interruptible - Miscellaneous | Existing | Space Heating | Natural Gas | Ducting - Repair and Sealing | A | Integrated Unit Winter Peak Savings (kW) | Achievable Economic UCT Potential | 0 | 0 | 0 | 0 | 0 | 0 | 0 | 0 | 0 | 0 | 0 | 0 | 0 | 0 | 0 | 0 | 0 | 0 | 0 | 0 | 0 | 0 | 0 | 0 | 0 | 0 | 0
F4_Commercial_Interruptible - Miscellaneous_Existing_Space Heating_Natural Gas_Ducting - Repair and Sealing_A_Achievable Economic UCT Potential | F4 | Commercial | Interruptible - Miscellaneous | Existing | Space Heating | Natural Gas | Ducting - Repair and Sealing | A | Incremental Energy Savings (MWh or mTherms) | Achievable Economic UCT Potential | 0 | 0 | 0.012657 | 0.006775 | 0.022781 | 0.036808 | 0.055446 | 0.07873 | 0.10606 | 0.136 | 0.16617 | 0.19334 | 0.21379 | 0.224 | 0.22146 | 0.20557 | 0.17809 | 0.14307 | 0.10574 | 0.076694 | 0.031117 | 0.02739 | 0 | 0 | 0 | 0 | 0
F5_Commercial_Interruptible - Miscellaneous_Existing_Space Heating_Natural Gas_Ducting - Repair and Sealing_A_Achievable Economic UCT Potential | F5 | Commercial | Interruptible - Miscellaneous | Existing | Space Heating | Natural Gas | Ducting - Repair and Sealing | A | Incremental Summer Peak Savings (MW) | Achievable Economic UCT Potential | 0 | 0 | 0 | 0 | 0 | 0 | 0 | 0 | 0 | 0 | 0 | 0 | 0 | 0 | 0 | 0 | 0 | 0 | 0 | 0 | 0 | 0 | 0 | 0 | 0 | 0 | 0
F6_Commercial_Interruptible - Miscellaneous_Existing_Space Heating_Natural Gas_Ducting - Repair and Sealing_A_Achievable Economic UCT Potential | F6 | Commercial | Interruptible - Miscellaneous | Existing | Space Heating | Natural Gas | Ducting - Repair and Sealing | A | Incremental Winter Peak Savings (MW) | Achievable Economic UCT Potential | 0 | 0 | 0 | 0 | 0 | 0 | 0 | 0 | 0 | 0 | 0 | 0 | 0 | 0 | 0 | 0 | 0 | 0 | 0 | 0 | 0 | 0 | 0 | 0 | 0 | 0 | 0
F7_Commercial_Interruptible - Miscellaneous_Existing_Space Heating_Natural Gas_Ducting - Repair and Sealing_A_Achievable Economic UCT Potential | F7 | Commercial | Interruptible - Miscellaneous | Existing | Space Heating | Natural Gas | Ducting - Repair and Sealing | A | Cumulative Energy Savings (MWh or mTherms) | Achievable Economic UCT Potential | 0 | 0 | 0.012657 | 0.019366 | 0.042031 | 0.078556 | 0.13341 | 0.21099 | 0.31501 | 0.44759 | 0.60833 | 0.79355 | 0.99593 | 1.2049 | 1.4077 | 1.5918 | 1.7465 | 1.8667 | 1.9515 | 2.0086 | 2.0226 | 2.0338 | 2.0213 | 2.0094 | 1.998 | 1.9872 | 1.9768
F8_Commercial_Interruptible - Miscellaneous_Existing_Space Heating_Natural Gas_Ducting - Repair and Sealing_A_Achievable Economic UCT Potential | F8 | Commercial | Interruptible - Miscellaneous | Existing | Space Heating | Natural Gas | Ducting - Repair and Sealing | A | Cumulative Summer Peak Savings (MW) | Achievable Economic UCT Potential | 0 | 0 | 0 | 0 | 0 | 0 | 0 | 0 | 0 | 0 | 0 | 0 | 0 | 0 | 0 | 0 | 0 | 0 | 0 | 0 | 0 | 0 | 0 | 0 | 0 | 0 | 0
F9_Commercial_Interruptible - Miscellaneous_Existing_Space Heating_Natural Gas_Ducting - Repair and Sealing_A_Achievable Economic UCT Potential | F9 | Commercial | Interruptible - Miscellaneous | Existing | Space Heating | Natural Gas | Ducting - Repair and Sealing | A | Cumulative Winter Peak Savings (MW) | Achievable Economic UCT Potential | 0 | 0 | 0 | 0 | 0 | 0 | 0 | 0 | 0 | 0 | 0 | 0 | 0 | 0 | 0 | 0 | 0 | 0 | 0 | 0 | 0 | 0 | 0 | 0 | 0 | 0 | 0
F10_Commercial_Interruptible - Miscellaneous_Existing_Space Heating_Natural Gas_Ducting - Repair and Sealing_A_Achievable Economic UCT Potential | F10 | Commercial | Interruptible - Miscellaneous | Existing | Space Heating | Natural Gas | Ducting - Repair and Sealing | A | Purchases (Incremental) | Achievable Economic UCT Potential | 0 | 0 | 84.191 | 45.3025 | 153.2539 | 249.2884 | 378.385 | 541.9282 | 737.1712 | 955.6402 | 1181.9622 | 1393.8142 | 1563.7689 | 1663.5557 | 1670.5008 | 1574.7288 | 1384.5388 | 1127.0414 | 842.4083 | 617.2019 | 252.5731 | 224.1089 | 0 | 0 | 0 | 0 | 0
F11_Commercial_Interruptible - Miscellaneous_Existing_Space Heating_Natural Gas_Ducting - Repair and Sealing_A_Achievable Economic UCT Potential | F11 | Commercial | Interruptible - Miscellaneous | Existing | Space Heating | Natural Gas | Ducting - Repair and Sealing | A | Purchases (Cumulative) | Achievable Economic UCT Potential | 0 | 0 | 84.191 | 129.4936 | 282.7474 | 532.0359 | 910.4209 | 1452.3492 | 2189.5204 | 3145.1606 | 4327.1227 | 5720.9369 | 7284.7058 | 8948.2616 | 10618.7624 | 12193.4912 | 13578.03 | 14705.0714 | 15547.4797 | 16164.6816 | 16417.2547 | 16641.3636 | 16641.3636 | 16641.3636 | 16641.3636 | 16641.3636 | 16641.3636
F1_Commercial_Interruptible - Miscellaneous_Existing_Space Heating_Natural Gas_Windows - High Efficiency Glazing_A_Achievable Economic UCT Potential | F1 | Commercial | Interruptible - Miscellaneous | Existing | Space Heating | Natural Gas | Windows - High Efficiency Glazing | A | Integrated Unit Energy Savings (kWh or therms) | Achievable Economic UCT Potential | 0 | 0 | 0.29025 | 0.28637 | 0.28204 | 0.27785 | 0.27375 | 0.26924 | 0.26421 | 0.25868 | 0.25275 | 0.24652 | 0.24023 | 0.23397 | 0.22786 | 0.22207 | 0.2168 | 0.2123 | 0.20862 | 0.20548 | 0.20302 | 0.20076 | 0.19951 | 0.19833 | 0.1972 | 0.19612 | 0.19509
F2_Commercial_Interruptible - Miscellaneous_Existing_Space Heating_Natural Gas_Windows - High Efficiency Glazing_A_Achievable Economic UCT Potential | F2 | Commercial | Interruptible - Miscellaneous | Existing | Space Heating | Natural Gas | Windows - High Efficiency Glazing | A | Integrated Unit Summer Peak Savings (kW) | Achievable Economic UCT Potential | 0 | 0 | 0 | 0 | 0 | 0 | 0 | 0 | 0 | 0 | 0 | 0 | 0 | 0 | 0 | 0 | 0 | 0 | 0 | 0 | 0 | 0 | 0 | 0 | 0 | 0 | 0
F3_Commercial_Interruptible - Miscellaneous_Existing_Space Heating_Natural Gas_Windows - High Efficiency Glazing_A_Achievable Economic UCT Potential | F3 | Commercial | Interruptible - Miscellaneous | Existing | Space Heating | Natural Gas | Windows - High Efficiency Glazing | A | Integrated Unit Winter Peak Savings (kW) | Achievable Economic UCT Potential | 0 | 0 | 0 | 0 | 0 | 0 | 0 | 0 | 0 | 0 | 0 | 0 | 0 | 0 | 0 | 0 | 0 | 0 | 0 | 0 | 0 | 0 | 0 | 0 | 0 | 0 | 0
F4_Commercial_Interruptible - Miscellaneous_Existing_Space Heating_Natural Gas_Windows - High Efficiency Glazing_A_Achievable Economic UCT Potential | F4 | Commercial | Interruptible - Miscellaneous | Existing | Space Heating | Natural Gas | Windows - High Efficiency Glazing | A | Incremental Energy Savings (MWh or mTherms) | Achievable Economic UCT Potential | 0 | 0 | 0 | 0 | 0 | 0 | 0 | 0 | 0 | 0 | 0 | 0 | 0 | 0 | 0 | 0 | 0 | 0 | 0 | 0 | 0 | 0 | 0 | 0 | 0 | 0 | 0
F5_Commercial_Interruptible - Miscellaneous_Existing_Space Heating_Natural Gas_Windows - High Efficiency Glazing_A_Achievable Economic UCT Potential | F5 | Commercial | Interruptible - Miscellaneous | Existing | Space Heating | Natural Gas | Windows - High Efficiency Glazing | A | Incremental Summer Peak Savings (MW) | Achievable Economic UCT Potential | 0 | 0 | 0 | 0 | 0 | 0 | 0 | 0 | 0 | 0 | 0 | 0 | 0 | 0 | 0 | 0 | 0 | 0 | 0 | 0 | 0 | 0 | 0 | 0 | 0 | 0 | 0
F6_Commercial_Interruptible - Miscellaneous_Existing_Space Heating_Natural Gas_Windows - High Efficiency Glazing_A_Achievable Economic UCT Potential | F6 | Commercial | Interruptible - Miscellaneous | Existing | Space Heating | Natural Gas | Windows - High Efficiency Glazing | A | Incremental Winter Peak Savings (MW) | Achievable Economic UCT Potential | 0 | 0 | 0 | 0 | 0 | 0 | 0 | 0 | 0 | 0 | 0 | 0 | 0 | 0 | 0 | 0 | 0 | 0 | 0 | 0 | 0 | 0 | 0 | 0 | 0 | 0 | 0
F7_Commercial_Interruptible - Miscellaneous_Existing_Space Heating_Natural Gas_Windows - High Efficiency Glazing_A_Achievable Economic UCT Potential | F7 | Commercial | Interruptible - Miscellaneous | Existing | Space Heating | Natural Gas | Windows - High Efficiency Glazing | A | Cumulative Energy Savings (MWh or mTherms) | Achievable Economic UCT Potential | 0 | 0 | 0 | 0 | 0 | 0 | 0 | 0 | 0 | 0 | 0 | 0 | 0 | 0 | 0 | 0 | 0 | 0 | 0 | 0 | 0 | 0 | 0 | 0 | 0 | 0 | 0
F8_Commercial_Interruptible - Miscellaneous_Existing_Space Heating_Natural Gas_Windows - High Efficiency Glazing_A_Achievable Economic UCT Potential | F8 | Commercial | Interruptible - Miscellaneous | Existing | Space Heating | Natural Gas | Windows - High Efficiency Glazing | A | Cumulative Summer Peak Savings (MW) | Achievable Economic UCT Potential | 0 | 0 | 0 | 0 | 0 | 0 | 0 | 0 | 0 | 0 | 0 | 0 | 0 | 0 | 0 | 0 | 0 | 0 | 0 | 0 | 0 | 0 | 0 | 0 | 0 | 0 | 0
F9_Commercial_Interruptible - Miscellaneous_Existing_Space Heating_Natural Gas_Windows - High Efficiency Glazing_A_Achievable Economic UCT Potential | F9 | Commercial | Interruptible - Miscellaneous | Existing | Space Heating | Natural Gas | Windows - High Efficiency Glazing | A | Cumulative Winter Peak Savings (MW) | Achievable Economic UCT Potential | 0 | 0 | 0 | 0 | 0 | 0 | 0 | 0 | 0 | 0 | 0 | 0 | 0 | 0 | 0 | 0 | 0 | 0 | 0 | 0 | 0 | 0 | 0 | 0 | 0 | 0 | 0
F10_Commercial_Interruptible - Miscellaneous_Existing_Space Heating_Natural Gas_Windows - High Efficiency Glazing_A_Achievable Economic UCT Potential | F10 | Commercial | Interruptible - Miscellaneous | Existing | Space Heating | Natural Gas | Windows - High Efficiency Glazing | A | Purchases (Incremental) | Achievable Economic UCT Potential | 0 | 0 | 0 | 0 | 0 | 0 | 0 | 0 | 0 | 0 | 0 | 0 | 0 | 0 | 0 | 0 | 0 | 0 | 0 | 0 | 0 | 0 | 0 | 0 | 0 | 0 | 0
F11_Commercial_Interruptible - Miscellaneous_Existing_Space Heating_Natural Gas_Windows - High Efficiency Glazing_A_Achievable Economic UCT Potential | F11 | Commercial | Interruptible - Miscellaneous | Existing | Space Heating | Natural Gas | Windows - High Efficiency Glazing | A | Purchases (Cumulative) | Achievable Economic UCT Potential | 0 | 0 | 0 | 0 | 0 | 0 | 0 | 0 | 0 | 0 | 0 | 0 | 0 | 0 | 0 | 0 | 0 | 0 | 0 | 0 | 0 | 0 | 0 | 0 | 0 | 0 | 0
F1_Commercial_Interruptible - Miscellaneous_Existing_Space Heating_Natural Gas_Windows - Secondary Glazing Systems_A_Achievable Economic UCT Potential | F1 | Commercial | Interruptible - Miscellaneous | Existing | Space Heating | Natural Gas | Windows - Secondary Glazing Systems | A | Integrated Unit Energy Savings (kWh or therms) | Achievable Economic UCT Potential | 0 | 0 | 1.1594 | 1.1439 | 1.1266 | 1.1099 | 1.0935 | 1.0755 | 1.0554 | 1.0333 | 1.0096 | 0.98476 | 0.95963 | 0.9346 | 0.91021 | 0.8871 | 0.86603 | 0.84806 | 0.83334 | 0.82081 | 0.811 | 0.80195 | 0.79698 | 0.79225 | 0.78774 | 0.78344 | 0.77931
F2_Commercial_Interruptible - Miscellaneous_Existing_Space Heating_Natural Gas_Windows - Secondary Glazing Systems_A_Achievable Economic UCT Potential | F2 | Commercial | Interruptible - Miscellaneous | Existing | Space Heating | Natural Gas | Windows - Secondary Glazing Systems | A | Integrated Unit Summer Peak Savings (kW) | Achievable Economic UCT Potential | 0 | 0 | 0 | 0 | 0 | 0 | 0 | 0 | 0 | 0 | 0 | 0 | 0 | 0 | 0 | 0 | 0 | 0 | 0 | 0 | 0 | 0 | 0 | 0 | 0 | 0 | 0
F3_Commercial_Interruptible - Miscellaneous_Existing_Space Heating_Natural Gas_Windows - Secondary Glazing Systems_A_Achievable Economic UCT Potential | F3 | Commercial | Interruptible - Miscellaneous | Existing | Space Heating | Natural Gas | Windows - Secondary Glazing Systems | A | Integrated Unit Winter Peak Savings (kW) | Achievable Economic UCT Potential | 0 | 0 | 0 | 0 | 0 | 0 | 0 | 0 | 0 | 0 | 0 | 0 | 0 | 0 | 0 | 0 | 0 | 0 | 0 | 0 | 0 | 0 | 0 | 0 | 0 | 0 | 0
F4_Commercial_Interruptible - Miscellaneous_Existing_Space Heating_Natural Gas_Windows - Secondary Glazing Systems_A_Achievable Economic UCT Potential | F4 | Commercial | Interruptible - Miscellaneous | Existing | Space Heating | Natural Gas | Windows - Secondary Glazing Systems | A | Incremental Energy Savings (MWh or mTherms) | Achievable Economic UCT Potential | 0 | 0 | 0.015747 | 0.0083601 | 0.027854 | 0.044635 | 0.06675 | 0.094027 | 0.12551 | 0.15931 | 0.19251 | 0.22142 | 0.24209 | 0.25082 | 0.24529 | 0.22536 | 0.19343 | 0.15419 | 0.11325 | 0.081727 | 0.04406 | 0.034854 | 0 | 0 | 0 | 0 | 0
F5_Commercial_Interruptible - Miscellaneous_Existing_Space Heating_Natural Gas_Windows - Secondary Glazing Systems_A_Achievable Economic UCT Potential | F5 | Commercial | Interruptible - Miscellaneous | Existing | Space Heating | Natural Gas | Windows - Secondary Glazing Systems | A | Incremental Summer Peak Savings (MW) | Achievable Economic UCT Potential | 0 | 0 | 0 | 0 | 0 | 0 | 0 | 0 | 0 | 0 | 0 | 0 | 0 | 0 | 0 | 0 | 0 | 0 | 0 | 0 | 0 | 0 | 0 | 0 | 0 | 0 | 0
F6_Commercial_Interruptible - Miscellaneous_Existing_Space Heating_Natural Gas_Windows - Secondary Glazing Systems_A_Achievable Economic UCT Potential | F6 | Commercial | Interruptible - Miscellaneous | Existing | Space Heating | Natural Gas | Windows - Secondary Glazing Systems | A | Incremental Winter Peak Savings (MW) | Achievable Economic UCT Potential | 0 | 0 | 0 | 0 | 0 | 0 | 0 | 0 | 0 | 0 | 0 | 0 | 0 | 0 | 0 | 0 | 0 | 0 | 0 | 0 | 0 | 0 | 0 | 0 | 0 | 0 | 0
F7_Commercial_Interruptible - Miscellaneous_Existing_Space Heating_Natural Gas_Windows - Secondary Glazing Systems_A_Achievable Economic UCT Potential | F7 | Commercial | Interruptible - Miscellaneous | Existing | Space Heating | Natural Gas | Windows - Secondary Glazing Systems | A | Cumulative Energy Savings (MWh or mTherms) | Achievable Economic UCT Potential | 0 | 0 | 0.015747 | 0.023897 | 0.05139 | 0.09526 | 0.16061 | 0.25199 | 0.37279 | 0.5243 | 0.70477 | 0.90884 | 1.1277 | 1.3491 | 1.5592 | 1.745 | 1.897 | 2.0118 | 2.0901 | 2.1404 | 2.1589 | 2.1697 | 2.1562 | 2.1434 | 2.1312 | 2.1196 | 2.1084
F8_Commercial_Interruptible - Miscellaneous_Existing_Space Heating_Natural Gas_Windows - Secondary Glazing Systems_A_Achievable Economic UCT Potential | F8 | Commercial | Interruptible - Miscellaneous | Existing | Space Heating | Natural Gas | Windows - Secondary Glazing Systems | A | Cumulative Summer Peak Savings (MW) | Achievable Economic UCT Potential | 0 | 0 | 0 | 0 | 0 | 0 | 0 | 0 | 0 | 0 | 0 | 0 | 0 | 0 | 0 | 0 | 0 | 0 | 0 | 0 | 0 | 0 | 0 | 0 | 0 | 0 | 0
F9_Commercial_Interruptible - Miscellaneous_Existing_Space Heating_Natural Gas_Windows - Secondary Glazing Systems_A_Achievable Economic UCT Potential | F9 | Commercial | Interruptible - Miscellaneous | Existing | Space Heating | Natural Gas | Windows - Secondary Glazing Systems | A | Cumulative Winter Peak Savings (MW) | Achievable Economic UCT Potential | 0 | 0 | 0 | 0 | 0 | 0 | 0 | 0 | 0 | 0 | 0 | 0 | 0 | 0 | 0 | 0 | 0 | 0 | 0 | 0 | 0 | 0 | 0 | 0 | 0 | 0 | 0
F10_Commercial_Interruptible - Miscellaneous_Existing_Space Heating_Natural Gas_Windows - Secondary Glazing Systems_A_Achievable Economic UCT Potential | F10 | Commercial | Interruptible - Miscellaneous | Existing | Space Heating | Natural Gas | Windows - Secondary Glazing Systems | A | Purchases (Incremental) | Achievable Economic UCT Potential | 0 | 0 | 13.5818 | 7.3083 | 24.7231 | 40.2156 | 61.0416 | 87.4247 | 118.9216 | 154.1653 | 190.6759 | 224.8522 | 252.2695 | 268.3673 | 269.4877 | 254.0376 | 223.3559 | 181.816 | 135.8986 | 99.5679 | 54.3273 | 43.4618 | 0 | 0 | 0 | 0 | 0
F11_Commercial_Interruptible - Miscellaneous_Existing_Space Heating_Natural Gas_Windows - Secondary Glazing Systems_A_Achievable Economic UCT Potential | F11 | Commercial | Interruptible - Miscellaneous | Existing | Space Heating | Natural Gas | Windows - Secondary Glazing Systems | A | Purchases (Cumulative) | Achievable Economic UCT Potential | 0 | 0 | 13.5818 | 20.8901 | 45.6132 | 85.8288 | 146.8705 | 234.2951 | 353.2167 | 507.382 | 698.0579 | 922.9101 | 1175.1796 | 1443.5469 | 1713.0345 | 1967.0721 | 2190.428 | 2372.244 | 2508.1426 | 2607.7105 | 2662.0378 | 2705.4996 | 2705.4996 | 2705.4996 | 2705.4996 | 2705.4996 | 2705.4996
F1_Commercial_Interruptible - Miscellaneous_Existing_Space Heating_Natural Gas_HVAC - Energy Recovery Ventilator_A_Achievable Economic UCT Potential | F1 | Commercial | Interruptible - Miscellaneous | Existing | Space Heating | Natural Gas | HVAC - Energy Recovery Ventilator | A | Integrated Unit Energy Savings (kWh or therms) | Achievable Economic UCT Potential | 0 | 0 | 0.22467 | 0.22347 | 0.22203 | 0.22038 | 0.21848 | 0.21628 | 0.21375 | 0.21086 | 0.2076 | 0.20403 | 0.2002 | 0.19624 | 0.19229 | 0.1885 | 0.185 | 0.18201 | 0.17955 | 0.17746 | 0.17582 | 0.17432 | 0.17324 | 0.17222 | 0.17125 | 0.17032 | 0.16943
F2_Commercial_Interruptible - Miscellaneous_Existing_Space Heating_Natural Gas_HVAC - Energy Recovery Ventilator_A_Achievable Economic UCT Potential | F2 | Commercial | Interruptible - Miscellaneous | Existing | Space Heating | Natural Gas | HVAC - Energy Recovery Ventilator | A | Integrated Unit Summer Peak Savings (kW) | Achievable Economic UCT Potential | 0 | 0 | 0 | 0 | 0 | 0 | 0 | 0 | 0 | 0 | 0 | 0 | 0 | 0 | 0 | 0 | 0 | 0 | 0 | 0 | 0 | 0 | 0 | 0 | 0 | 0 | 0
F3_Commercial_Interruptible - Miscellaneous_Existing_Space Heating_Natural Gas_HVAC - Energy Recovery Ventilator_A_Achievable Economic UCT Potential | F3 | Commercial | Interruptible - Miscellaneous | Existing | Space Heating | Natural Gas | HVAC - Energy Recovery Ventilator | A | Integrated Unit Winter Peak Savings (kW) | Achievable Economic UCT Potential | 0 | 0 | 0 | 0 | 0 | 0 | 0 | 0 | 0 | 0 | 0 | 0 | 0 | 0 | 0 | 0 | 0 | 0 | 0 | 0 | 0 | 0 | 0 | 0 | 0 | 0 | 0
F4_Commercial_Interruptible - Miscellaneous_Existing_Space Heating_Natural Gas_HVAC - Energy Recovery Ventilator_A_Achievable Economic UCT Potential | F4 | Commercial | Interruptible - Miscellaneous | Existing | Space Heating | Natural Gas | HVAC - Energy Recovery Ventilator | A | Incremental Energy Savings (MWh or mTherms) | Achievable Economic UCT Potential | 0 | 0 | 0.03683 | 0.075195 | 0.074711 | 0.074157 | 0.073517 | 0.072777 | 0.071924 | 0.070952 | 0.069857 | 0.068653 | 0.067365 | 0.066033 | 0.064704 | 0.063429 | 0.062252 | 0.061245 | 0.060418 | 0.059713 | 0.059163 | 0.058656 | 0 | 0 | 0 | 0 | 0
F5_Commercial_Interruptible - Miscellaneous_Existing_Space Heating_Natural Gas_HVAC - Energy Recovery Ventilator_A_Achievable Economic UCT Potential | F5 | Commercial | Interruptible - Miscellaneous | Existing | Space Heating | Natural Gas | HVAC - Energy Recovery Ventilator | A | Incremental Summer Peak Savings (MW) | Achievable Economic UCT Potential | 0 | 0 | 0 | 0 | 0 | 0 | 0 | 0 | 0 | 0 | 0 | 0 | 0 | 0 | 0 | 0 | 0 | 0 | 0 | 0 | 0 | 0 | 0 | 0 | 0 | 0 | 0
F6_Commercial_Interruptible - Miscellaneous_Existing_Space Heating_Natural Gas_HVAC - Energy Recovery Ventilator_A_Achievable Economic UCT Potential | F6 | Commercial | Interruptible - Miscellaneous | Existing | Space Heating | Natural Gas | HVAC - Energy Recovery Ventilator | A | Incremental Winter Peak Savings (MW) | Achievable Economic UCT Potential | 0 | 0 | 0 | 0 | 0 | 0 | 0 | 0 | 0 | 0 | 0 | 0 | 0 | 0 | 0 | 0 | 0 | 0 | 0 | 0 | 0 | 0 | 0 | 0 | 0 | 0 | 0
F7_Commercial_Interruptible - Miscellaneous_Existing_Space Heating_Natural Gas_HVAC - Energy Recovery Ventilator_A_Achievable Economic UCT Potential | F7 | Commercial | Interruptible - Miscellaneous | Existing | Space Heating | Natural Gas | HVAC - Energy Recovery Ventilator | A | Cumulative Energy Savings (MWh or mTherms) | Achievable Economic UCT Potential | 0 | 0 | 0.03683 | 0.11183 | 0.18582 | 0.2586 | 0.32989 | 0.39934 | 0.46659 | 0.53123 | 0.59289 | 0.65132 | 0.70647 | 0.75853 | 0.80797 | 0.85548 | 0.90185 | 0.94851 | 0.99612 | 1.0442 | 1.0938 | 1.143 | 1.136 | 1.1293 | 1.1229 | 1.1168 | 1.111
F8_Commercial_Interruptible - Miscellaneous_Existing_Space Heating_Natural Gas_HVAC - Energy Recovery Ventilator_A_Achievable Economic UCT Potential | F8 | Commercial | Interruptible - Miscellaneous | Existing | Space Heating | Natural Gas | HVAC - Energy Recovery Ventilator | A | Cumulative Summer Peak Savings (MW) | Achievable Economic UCT Potential | 0 | 0 | 0 | 0 | 0 | 0 | 0 | 0 | 0 | 0 | 0 | 0 | 0 | 0 | 0 | 0 | 0 | 0 | 0 | 0 | 0 | 0 | 0 | 0 | 0 | 0 | 0
F9_Commercial_Interruptible - Miscellaneous_Existing_Space Heating_Natural Gas_HVAC - Energy Recovery Ventilator_A_Achievable Economic UCT Potential | F9 | Commercial | Interruptible - Miscellaneous | Existing | Space Heating | Natural Gas | HVAC - Energy Recovery Ventilator | A | Cumulative Winter Peak Savings (MW) | Achievable Economic UCT Potential | 0 | 0 | 0 | 0 | 0 | 0 | 0 | 0 | 0 | 0 | 0 | 0 | 0 | 0 | 0 | 0 | 0 | 0 | 0 | 0 | 0 | 0 | 0 | 0 | 0 | 0 | 0
F10_Commercial_Interruptible - Miscellaneous_Existing_Space Heating_Natural Gas_HVAC - Energy Recovery Ventilator_A_Achievable Economic UCT Potential | F10 | Commercial | Interruptible - Miscellaneous | Existing | Space Heating | Natural Gas | HVAC - Energy Recovery Ventilator | A | Purchases (Incremental) | Achievable Economic UCT Potential | 0 | 0 | 163.931 | 336.49 | 336.49 | 336.49 | 336.49 | 336.49 | 336.49 | 336.49 | 336.49 | 336.49 | 336.49 | 336.49 | 336.49 | 336.49 | 336.49 | 336.49 | 336.49 | 336.49 | 336.49 | 336.49 | 0 | 0 | 0 | 0 | 0
F11_Commercial_Interruptible - Miscellaneous_Existing_Space Heating_Natural Gas_HVAC - Energy Recovery Ventilator_A_Achievable Economic UCT Potential | F11 | Commercial | Interruptible - Miscellaneous | Existing | Space Heating | Natural Gas | HVAC - Energy Recovery Ventilator | A | Purchases (Cumulative) | Achievable Economic UCT Potential | 0 | 0 | 163.931 | 500.4211 | 836.9111 | 1173.4012 | 1509.8912 | 1846.3812 | 2182.8713 | 2519.3613 | 2855.8513 | 3192.3414 | 3528.8314 | 3865.3215 | 4201.8115 | 4538.3015 | 4874.7916 | 5211.2816 | 5547.7717 | 5884.2617 | 6220.7517 | 6557.2418 | 6557.2418 | 6557.2418 | 6557.2418 | 6557.2418 | 6557.2418
F1_Commercial_Interruptible - Miscellaneous_Existing_Space Heating_Natural Gas_Building Shell - Air Sealing (Infiltration Control)_A_Achievable Economic UCT Potential | F1 | Commercial | Interruptible - Miscellaneous | Existing | Space Heating | Natural Gas | Building Shell - Air Sealing (Infiltration Control) | A | Integrated Unit Energy Savings (kWh or therms) | Achievable Economic UCT Potential | 0 | 0 | 2.5932 | 2.5793 | 2.5628 | 2.5439 | 2.5222 | 2.4971 | 2.4682 | 2.4353 | 2.3984 | 2.3577 | 2.3142 | 2.2692 | 2.2243 | 2.1811 | 2.141 | 2.1067 | 2.0783 | 2.054 | 2.0351 | 2.0177 | 2.0052 | 1.9934 | 1.9822 | 1.9714 | 1.9611
F2_Commercial_Interruptible - Miscellaneous_Existing_Space Heating_Natural Gas_Building Shell - Air Sealing (Infiltration Control)_A_Achievable Economic UCT Potential | F2 | Commercial | Interruptible - Miscellaneous | Existing | Space Heating | Natural Gas | Building Shell - Air Sealing (Infiltration Control) | A | Integrated Unit Summer Peak Savings (kW) | Achievable Economic UCT Potential | 0 | 0 | 0 | 0 | 0 | 0 | 0 | 0 | 0 | 0 | 0 | 0 | 0 | 0 | 0 | 0 | 0 | 0 | 0 | 0 | 0 | 0 | 0 | 0 | 0 | 0 | 0
F3_Commercial_Interruptible - Miscellaneous_Existing_Space Heating_Natural Gas_Building Shell - Air Sealing (Infiltration Control)_A_Achievable Economic UCT Potential | F3 | Commercial | Interruptible - Miscellaneous | Existing | Space Heating | Natural Gas | Building Shell - Air Sealing (Infiltration Control) | A | Integrated Unit Winter Peak Savings (kW) | Achievable Economic UCT Potential | 0 | 0 | 0 | 0 | 0 | 0 | 0 | 0 | 0 | 0 | 0 | 0 | 0 | 0 | 0 | 0 | 0 | 0 | 0 | 0 | 0 | 0 | 0 | 0 | 0 | 0 | 0
F4_Commercial_Interruptible - Miscellaneous_Existing_Space Heating_Natural Gas_Building Shell - Air Sealing (Infiltration Control)_A_Achievable Economic UCT Potential | F4 | Commercial | Interruptible - Miscellaneous | Existing | Space Heating | Natural Gas | Building Shell - Air Sealing (Infiltration Control) | A | Incremental Energy Savings (MWh or mTherms) | Achievable Economic UCT Potential | 0 | 0 | 0.0010316 | 0.00055212 | 0.0018558 | 0.0029965 | 0.0045094 | 0.0063941 | 0.0085972 | 0.010997 | 0.013394 | 0.015527 | 0.016179 | 0.017351 | 0.015946 | 0.013659 | 0.010179 | 0.0058243 | 0.0010334 | 0 | 0 | 0 | 0 | 0 | 0 | 0 | 0
F5_Commercial_Interruptible - Miscellaneous_Existing_Space Heating_Natural Gas_Building Shell - Air Sealing (Infiltration Control)_A_Achievable Economic UCT Potential | F5 | Commercial | Interruptible - Miscellaneous | Existing | Space Heating | Natural Gas | Building Shell - Air Sealing (Infiltration Control) | A | Incremental Summer Peak Savings (MW) | Achievable Economic UCT Potential | 0 | 0 | 0 | 0 | 0 | 0 | 0 | 0 | 0 | 0 | 0 | 0 | 0 | 0 | 0 | 0 | 0 | 0 | 0 | 0 | 0 | 0 | 0 | 0 | 0 | 0 | 0
F6_Commercial_Interruptible - Miscellaneous_Existing_Space Heating_Natural Gas_Building Shell - Air Sealing (Infiltration Control)_A_Achievable Economic UCT Potential | F6 | Commercial | Interruptible - Miscellaneous | Existing | Space Heating | Natural Gas | Building Shell - Air Sealing (Infiltration Control) | A | Incremental Winter Peak Savings (MW) | Achievable Economic UCT Potential | 0 | 0 | 0 | 0 | 0 | 0 | 0 | 0 | 0 | 0 | 0 | 0 | 0 | 0 | 0 | 0 | 0 | 0 | 0 | 0 | 0 | 0 | 0 | 0 | 0 | 0 | 0
F7_Commercial_Interruptible - Miscellaneous_Existing_Space Heating_Natural Gas_Building Shell - Air Sealing (Infiltration Control)_A_Achievable Economic UCT Potential | F7 | Commercial | Interruptible - Miscellaneous | Existing | Space Heating | Natural Gas | Building Shell - Air Sealing (Infiltration Control) | A | Cumulative Energy Savings (MWh or mTherms) | Achievable Economic UCT Potential | 0 | 0 | 0.0010316 | 0.0015782 | 0.0034239 | 0.0063952 | 0.01085 | 0.017136 | 0.025535 | 0.036191 | 0.049036 | 0.063733 | 0.078736 | 0.094556 | 0.10863 | 0.12018 | 0.12815 | 0.13192 | 0.13117 | 0.12964 | 0.12845 | 0.12735 | 0.12656 | 0.12582 | 0.12511 | 0.12443 | 0.12378
F8_Commercial_Interruptible - Miscellaneous_Existing_Space Heating_Natural Gas_Building Shell - Air Sealing (Infiltration Control)_A_Achievable Economic UCT Potential | F8 | Commercial | Interruptible - Miscellaneous | Existing | Space Heating | Natural Gas | Building Shell - Air Sealing (Infiltration Control) | A | Cumulative Summer Peak Savings (MW) | Achievable Economic UCT Potential | 0 | 0 | 0 | 0 | 0 | 0 | 0 | 0 | 0 | 0 | 0 | 0 | 0 | 0 | 0 | 0 | 0 | 0 | 0 | 0 | 0 | 0 | 0 | 0 | 0 | 0 | 0
F9_Commercial_Interruptible - Miscellaneous_Existing_Space Heating_Natural Gas_Building Shell - Air Sealing (Infiltration Control)_A_Achievable Economic UCT Potential | F9 | Commercial | Interruptible - Miscellaneous | Existing | Space Heating | Natural Gas | Building Shell - Air Sealing (Infiltration Control) | A | Cumulative Winter Peak Savings (MW) | Achievable Economic UCT Potential | 0 | 0 | 0 | 0 | 0 | 0 | 0 | 0 | 0 | 0 | 0 | 0 | 0 | 0 | 0 | 0 | 0 | 0 | 0 | 0 | 0 | 0 | 0 | 0 | 0 | 0 | 0
F10_Commercial_Interruptible - Miscellaneous_Existing_Space Heating_Natural Gas_Building Shell - Air Sealing (Infiltration Control)_A_Achievable Economic UCT Potential | F10 | Commercial | Interruptible - Miscellaneous | Existing | Space Heating | Natural Gas | Building Shell - Air Sealing (Infiltration Control) | A | Purchases (Incremental) | Achievable Economic UCT Potential | 0 | 0 | 0.39781 | 0.21406 | 0.72413 | 1.1779 | 1.7879 | 2.5606 | 3.4832 | 4.5154 | 5.5848 | 6.5858 | 6.9911 | 7.6463 | 7.1691 | 6.2628 | 4.7541 | 2.7647 | 0.49725 | 0 | 0 | 0 | 0 | 0 | 0 | 0 | 0
F11_Commercial_Interruptible - Miscellaneous_Existing_Space Heating_Natural Gas_Building Shell - Air Sealing (Infiltration Control)_A_Achievable Economic UCT Potential | F11 | Commercial | Interruptible - Miscellaneous | Existing | Space Heating | Natural Gas | Building Shell - Air Sealing (Infiltration Control) | A | Purchases (Cumulative) | Achievable Economic UCT Potential | 0 | 0 | 0.39781 | 0.61186 | 1.336 | 2.5139 | 4.3018 | 6.8624 | 10.3456 | 14.861 | 20.4458 | 27.0317 | 34.0227 | 41.669 | 48.8381 | 55.1008 | 59.8549 | 62.6196 | 63.1169 | 63.1169 | 63.1169 | 63.1169 | 63.1169 | 63.1169 | 63.1169 | 63.1169 | 63.1169
F1_Commercial_Interruptible - Miscellaneous_Existing_Space Heating_Natural Gas_Ventilation - Demand Controlled_A_Achievable Economic UCT Potential | F1 | Commercial | Interruptible - Miscellaneous | Existing | Space Heating | Natural Gas | Ventilation - Demand Controlled | A | Integrated Unit Energy Savings (kWh or therms) | Achievable Economic UCT Potential | 0 | 0 | 0.055439 | 0.055063 | 0.054626 | 0.054139 | 0.053588 | 0.052963 | 0.052258 | 0.051467 | 0.050591 | 0.04964 | 0.048635 | 0.047602 | 0.046578 | 0.045597 | 0.044691 | 0.043908 | 0.043257 | 0.042694 | 0.042243 | 0.041825 | 0.041567 | 0.041322 | 0.041088 | 0.040865 | 0.04065
F2_Commercial_Interruptible - Miscellaneous_Existing_Space Heating_Natural Gas_Ventilation - Demand Controlled_A_Achievable Economic UCT Potential | F2 | Commercial | Interruptible - Miscellaneous | Existing | Space Heating | Natural Gas | Ventilation - Demand Controlled | A | Integrated Unit Summer Peak Savings (kW) | Achievable Economic UCT Potential | 0 | 0 | 0 | 0 | 0 | 0 | 0 | 0 | 0 | 0 | 0 | 0 | 0 | 0 | 0 | 0 | 0 | 0 | 0 | 0 | 0 | 0 | 0 | 0 | 0 | 0 | 0
F3_Commercial_Interruptible - Miscellaneous_Existing_Space Heating_Natural Gas_Ventilation - Demand Controlled_A_Achievable Economic UCT Potential | F3 | Commercial | Interruptible - Miscellaneous | Existing | Space Heating | Natural Gas | Ventilation - Demand Controlled | A | Integrated Unit Winter Peak Savings (kW) | Achievable Economic UCT Potential | 0 | 0 | 0 | 0 | 0 | 0 | 0 | 0 | 0 | 0 | 0 | 0 | 0 | 0 | 0 | 0 | 0 | 0 | 0 | 0 | 0 | 0 | 0 | 0 | 0 | 0 | 0
F4_Commercial_Interruptible - Miscellaneous_Existing_Space Heating_Natural Gas_Ventilation - Demand Controlled_A_Achievable Economic UCT Potential | F4 | Commercial | Interruptible - Miscellaneous | Existing | Space Heating | Natural Gas | Ventilation - Demand Controlled | A | Incremental Energy Savings (MWh or mTherms) | Achievable Economic UCT Potential | 0 | 0 | 0.031076 | 0.037898 | 0.046008 | 0.052931 | 0.059761 | 0.069053 | 0.074744 | 0.0752 | 0.069661 | 0.058754 | 0.017283 | 0 | 0 | 0 | 0 | 0 | 0 | 0 | 0 | 0 | 0 | 0 | 0 | 0 | 0
F5_Commercial_Interruptible - Miscellaneous_Existing_Space Heating_Natural Gas_Ventilation - Demand Controlled_A_Achievable Economic UCT Potential | F5 | Commercial | Interruptible - Miscellaneous | Existing | Space Heating | Natural Gas | Ventilation - Demand Controlled | A | Incremental Summer Peak Savings (MW) | Achievable Economic UCT Potential | 0 | 0 | 0 | 0 | 0 | 0 | 0 | 0 | 0 | 0 | 0 | 0 | 0 | 0 | 0 | 0 | 0 | 0 | 0 | 0 | 0 | 0 | 0 | 0 | 0 | 0 | 0
F6_Commercial_Interruptible - Miscellaneous_Existing_Space Heating_Natural Gas_Ventilation - Demand Controlled_A_Achievable Economic UCT Potential | F6 | Commercial | Interruptible - Miscellaneous | Existing | Space Heating | Natural Gas | Ventilation - Demand Controlled | A | Incremental Winter Peak Savings (MW) | Achievable Economic UCT Potential | 0 | 0 | 0 | 0 | 0 | 0 | 0 | 0 | 0 | 0 | 0 | 0 | 0 | 0 | 0 | 0 | 0 | 0 | 0 | 0 | 0 | 0 | 0 | 0 | 0 | 0 | 0
F7_Commercial_Interruptible - Miscellaneous_Existing_Space Heating_Natural Gas_Ventilation - Demand Controlled_A_Achievable Economic UCT Potential | F7 | Commercial | Interruptible - Miscellaneous | Existing | Space Heating | Natural Gas | Ventilation - Demand Controlled | A | Cumulative Energy Savings (MWh or mTherms) | Achievable Economic UCT Potential | 0 | 0 | 0.031076 | 0.068763 | 0.11423 | 0.16614 | 0.22421 | 0.29065 | 0.36152 | 0.43125 | 0.49357 | 0.54304 | 0.54933 | 0.53767 | 0.5261 | 0.51502 | 0.50478 | 0.49594 | 0.48859 | 0.48223 | 0.47714 | 0.47241 | 0.4695 | 0.46673 | 0.46409 | 0.46157 | 0.45915
F8_Commercial_Interruptible - Miscellaneous_Existing_Space Heating_Natural Gas_Ventilation - Demand Controlled_A_Achievable Economic UCT Potential | F8 | Commercial | Interruptible - Miscellaneous | Existing | Space Heating | Natural Gas | Ventilation - Demand Controlled | A | Cumulative Summer Peak Savings (MW) | Achievable Economic UCT Potential | 0 | 0 | 0 | 0 | 0 | 0 | 0 | 0 | 0 | 0 | 0 | 0 | 0 | 0 | 0 | 0 | 0 | 0 | 0 | 0 | 0 | 0 | 0 | 0 | 0 | 0 | 0
F9_Commercial_Interruptible - Miscellaneous_Existing_Space Heating_Natural Gas_Ventilation - Demand Controlled_A_Achievable Economic UCT Potential | F9 | Commercial | Interruptible - Miscellaneous | Existing | Space Heating | Natural Gas | Ventilation - Demand Controlled | A | Cumulative Winter Peak Savings (MW) | Achievable Economic UCT Potential | 0 | 0 | 0 | 0 | 0 | 0 | 0 | 0 | 0 | 0 | 0 | 0 | 0 | 0 | 0 | 0 | 0 | 0 | 0 | 0 | 0 | 0 | 0 | 0 | 0 | 0 | 0
F10_Commercial_Interruptible - Miscellaneous_Existing_Space Heating_Natural Gas_Ventilation - Demand Controlled_A_Achievable Economic UCT Potential | F10 | Commercial | Interruptible - Miscellaneous | Existing | Space Heating | Natural Gas | Ventilation - Demand Controlled | A | Purchases (Incremental) | Achievable Economic UCT Potential | 0 | 0 | 560.5494 | 688.2653 | 842.2353 | 977.7025 | 1115.1935 | 1303.7953 | 1430.2837 | 1461.1358 | 1376.9451 | 1183.601 | 355.371 | 0 | 0 | 0 | 0 | 0 | 0 | 0 | 0 | 0 | 0 | 0 | 0 | 0 | 0
F11_Commercial_Interruptible - Miscellaneous_Existing_Space Heating_Natural Gas_Ventilation - Demand Controlled_A_Achievable Economic UCT Potential | F11 | Commercial | Interruptible - Miscellaneous | Existing | Space Heating | Natural Gas | Ventilation - Demand Controlled | A | Purchases (Cumulative) | Achievable Economic UCT Potential | 0 | 0 | 560.5494 | 1248.8148 | 2091.0501 | 3068.7526 | 4183.9461 | 5487.7414 | 6918.0251 | 8379.1609 | 9756.106 | 10939.707 | 11295.078 | 11295.078 | 11295.078 | 11295.078 | 11295.078 | 11295.078 | 11295.078 | 11295.078 | 11295.078 | 11295.078 | 11295.078 | 11295.078 | 11295.078 | 11295.078 | 11295.078
F1_Commercial_Interruptible - Miscellaneous_Existing_Space Heating_Natural Gas_HVAC - Dedicated Outdoor Air System (DOAS)_A_Achievable Economic UCT Potential | F1 | Commercial | Interruptible - Miscellaneous | Existing | Space Heating | Natural Gas | HVAC - Dedicated Outdoor Air System (DOAS) | A | Integrated Unit Energy Savings (kWh or therms) | Achievable Economic UCT Potential | 0 | 0 | -0.048108 | -0.047981 | -0.047849 | -0.047711 | -0.047566 | -0.047416 | -0.04726 | -0.047097 | -0.04693 | -0.046759 | -0.046585 | -0.046408 | -0.046229 | -0.04605 | -0.045871 | -0.045691 | -0.045513 | -0.045345 | -0.045188 | -0.045043 | -0.044909 | -0.044787 | -0.044673 | -0.044569 | -0.044473
F2_Commercial_Interruptible - Miscellaneous_Existing_Space Heating_Natural Gas_HVAC - Dedicated Outdoor Air System (DOAS)_A_Achievable Economic UCT Potential | F2 | Commercial | Interruptible - Miscellaneous | Existing | Space Heating | Natural Gas | HVAC - Dedicated Outdoor Air System (DOAS) | A | Integrated Unit Summer Peak Savings (kW) | Achievable Economic UCT Potential | 0 | 0 | 0 | 0 | 0 | 0 | 0 | 0 | 0 | 0 | 0 | 0 | 0 | 0 | 0 | 0 | 0 | 0 | 0 | 0 | 0 | 0 | 0 | 0 | 0 | 0 | 0
F3_Commercial_Interruptible - Miscellaneous_Existing_Space Heating_Natural Gas_HVAC - Dedicated Outdoor Air System (DOAS)_A_Achievable Economic UCT Potential | F3 | Commercial | Interruptible - Miscellaneous | Existing | Space Heating | Natural Gas | HVAC - Dedicated Outdoor Air System (DOAS) | A | Integrated Unit Winter Peak Savings (kW) | Achievable Economic UCT Potential | 0 | 0 | 0 | 0 | 0 | 0 | 0 | 0 | 0 | 0 | 0 | 0 | 0 | 0 | 0 | 0 | 0 | 0 | 0 | 0 | 0 | 0 | 0 | 0 | 0 | 0 | 0
F4_Commercial_Interruptible - Miscellaneous_Existing_Space Heating_Natural Gas_HVAC - Dedicated Outdoor Air System (DOAS)_A_Achievable Economic UCT Potential | F4 | Commercial | Interruptible - Miscellaneous | Existing | Space Heating | Natural Gas | HVAC - Dedicated Outdoor Air System (DOAS) | A | Incremental Energy Savings (MWh or mTherms) | Achievable Economic UCT Potential | 0 | 0 | 0 | 0 | 0 | 0 | 0 | 0 | 0 | 0 | 0 | 0 | 0 | 0 | 0 | 0 | 0 | 0 | 0 | 0 | 0 | 0 | 0 | 0 | 0 | 0 | 0
F5_Commercial_Interruptible - Miscellaneous_Existing_Space Heating_Natural Gas_HVAC - Dedicated Outdoor Air System (DOAS)_A_Achievable Economic UCT Potential | F5 | Commercial | Interruptible - Miscellaneous | Existing | Space Heating | Natural Gas | HVAC - Dedicated Outdoor Air System (DOAS) | A | Incremental Summer Peak Savings (MW) | Achievable Economic UCT Potential | 0 | 0 | 0 | 0 | 0 | 0 | 0 | 0 | 0 | 0 | 0 | 0 | 0 | 0 | 0 | 0 | 0 | 0 | 0 | 0 | 0 | 0 | 0 | 0 | 0 | 0 | 0
F6_Commercial_Interruptible - Miscellaneous_Existing_Space Heating_Natural Gas_HVAC - Dedicated Outdoor Air System (DOAS)_A_Achievable Economic UCT Potential | F6 | Commercial | Interruptible - Miscellaneous | Existing | Space Heating | Natural Gas | HVAC - Dedicated Outdoor Air System (DOAS) | A | Incremental Winter Peak Savings (MW) | Achievable Economic UCT Potential | 0 | 0 | 0 | 0 | 0 | 0 | 0 | 0 | 0 | 0 | 0 | 0 | 0 | 0 | 0 | 0 | 0 | 0 | 0 | 0 | 0 | 0 | 0 | 0 | 0 | 0 | 0
F7_Commercial_Interruptible - Miscellaneous_Existing_Space Heating_Natural Gas_HVAC - Dedicated Outdoor Air System (DOAS)_A_Achievable Economic UCT Potential | F7 | Commercial | Interruptible - Miscellaneous | Existing | Space Heating | Natural Gas | HVAC - Dedicated Outdoor Air System (DOAS) | A | Cumulative Energy Savings (MWh or mTherms) | Achievable Economic UCT Potential | 0 | 0 | 0 | 0 | 0 | 0 | 0 | 0 | 0 | 0 | 0 | 0 | 0 | 0 | 0 | 0 | 0 | 0 | 0 | 0 | 0 | 0 | 0 | 0 | 0 | 0 | 0
F8_Commercial_Interruptible - Miscellaneous_Existing_Space Heating_Natural Gas_HVAC - Dedicated Outdoor Air System (DOAS)_A_Achievable Economic UCT Potential | F8 | Commercial | Interruptible - Miscellaneous | Existing | Space Heating | Natural Gas | HVAC - Dedicated Outdoor Air System (DOAS) | A | Cumulative Summer Peak Savings (MW) | Achievable Economic UCT Potential | 0 | 0 | 0 | 0 | 0 | 0 | 0 | 0 | 0 | 0 | 0 | 0 | 0 | 0 | 0 | 0 | 0 | 0 | 0 | 0 | 0 | 0 | 0 | 0 | 0 | 0 | 0
F9_Commercial_Interruptible - Miscellaneous_Existing_Space Heating_Natural Gas_HVAC - Dedicated Outdoor Air System (DOAS)_A_Achievable Economic UCT Potential | F9 | Commercial | Interruptible - Miscellaneous | Existing | Space Heating | Natural Gas | HVAC - Dedicated Outdoor Air System (DOAS) | A | Cumulative Winter Peak Savings (MW) | Achievable Economic UCT Potential | 0 | 0 | 0 | 0 | 0 | 0 | 0 | 0 | 0 | 0 | 0 | 0 | 0 | 0 | 0 | 0 | 0 | 0 | 0 | 0 | 0 | 0 | 0 | 0 | 0 | 0 | 0
F10_Commercial_Interruptible - Miscellaneous_Existing_Space Heating_Natural Gas_HVAC - Dedicated Outdoor Air System (DOAS)_A_Achievable Economic UCT Potential | F10 | Commercial | Interruptible - Miscellaneous | Existing | Space Heating | Natural Gas | HVAC - Dedicated Outdoor Air System (DOAS) | A | Purchases (Incremental) | Achievable Economic UCT Potential | 0 | 0 | 0 | 0 | 0 | 0 | 0 | 0 | 0 | 0 | 0 | 0 | 0 | 0 | 0 | 0 | 0 | 0 | 0 | 0 | 0 | 0 | 0 | 0 | 0 | 0 | 0
F11_Commercial_Interruptible - Miscellaneous_Existing_Space Heating_Natural Gas_HVAC - Dedicated Outdoor Air System (DOAS)_A_Achievable Economic UCT Potential | F11 | Commercial | Interruptible - Miscellaneous | Existing | Space Heating | Natural Gas | HVAC - Dedicated Outdoor Air System (DOAS) | A | Purchases (Cumulative) | Achievable Economic UCT Potential | 0 | 0 | 0 | 0 | 0 | 0 | 0 | 0 | 0 | 0 | 0 | 0 | 0 | 0 | 0 | 0 | 0 | 0 | 0 | 0 | 0 | 0 | 0 | 0 | 0 | 0 | 0
F1_Commercial_Interruptible - Miscellaneous_Existing_Space Heating_Natural Gas_Destratification Fans (HVLS)_A_Achievable Economic UCT Potential | F1 | Commercial | Interruptible - Miscellaneous | Existing | Space Heating | Natural Gas | Destratification Fans (HVLS) | A | Integrated Unit Energy Savings (kWh or therms) | Achievable Economic UCT Potential | 0 | 0 | 765.1233 | 759.0133 | 751.8051 | 743.6533 | 734.3651 | 723.7088 | 711.6101 | 698.0627 | 683.1675 | 667.1896 | 650.8897 | 634.5615 | 618.5862 | 603.417 | 589.5763 | 577.776 | 568.1164 | 559.9403 | 553.6085 | 547.7844 | 544.4064 | 541.1933 | 538.1289 | 535.1992 | 532.3901
F2_Commercial_Interruptible - Miscellaneous_Existing_Space Heating_Natural Gas_Destratification Fans (HVLS)_A_Achievable Economic UCT Potential | F2 | Commercial | Interruptible - Miscellaneous | Existing | Space Heating | Natural Gas | Destratification Fans (HVLS) | A | Integrated Unit Summer Peak Savings (kW) | Achievable Economic UCT Potential | 0 | 0 | 0 | 0 | 0 | 0 | 0 | 0 | 0 | 0 | 0 | 0 | 0 | 0 | 0 | 0 | 0 | 0 | 0 | 0 | 0 | 0 | 0 | 0 | 0 | 0 | 0
F3_Commercial_Interruptible - Miscellaneous_Existing_Space Heating_Natural Gas_Destratification Fans (HVLS)_A_Achievable Economic UCT Potential | F3 | Commercial | Interruptible - Miscellaneous | Existing | Space Heating | Natural Gas | Destratification Fans (HVLS) | A | Integrated Unit Winter Peak Savings (kW) | Achievable Economic UCT Potential | 0 | 0 | 0 | 0 | 0 | 0 | 0 | 0 | 0 | 0 | 0 | 0 | 0 | 0 | 0 | 0 | 0 | 0 | 0 | 0 | 0 | 0 | 0 | 0 | 0 | 0 | 0
F4_Commercial_Interruptible - Miscellaneous_Existing_Space Heating_Natural Gas_Destratification Fans (HVLS)_A_Achievable Economic UCT Potential | F4 | Commercial | Interruptible - Miscellaneous | Existing | Space Heating | Natural Gas | Destratification Fans (HVLS) | A | Incremental Energy Savings (MWh or mTherms) | Achievable Economic UCT Potential | 0 | 0 | 0.0054064 | 0.011009 | 0.010904 | 0.010786 | 0.010651 | 0.010497 | 0.010321 | 0.010125 | 0.0099086 | 0.0096768 | 0.0094404 | 0.0092036 | 0.0089719 | 0.0087519 | 0.0085511 | 0.0042974 | 1.971e-18 | 1.5541e-17 | 0 | 0 | 0 | 0 | 0 | 0 | 0
F5_Commercial_Interruptible - Miscellaneous_Existing_Space Heating_Natural Gas_Destratification Fans (HVLS)_A_Achievable Economic UCT Potential | F5 | Commercial | Interruptible - Miscellaneous | Existing | Space Heating | Natural Gas | Destratification Fans (HVLS) | A | Incremental Summer Peak Savings (MW) | Achievable Economic UCT Potential | 0 | 0 | 0 | 0 | 0 | 0 | 0 | 0 | 0 | 0 | 0 | 0 | 0 | 0 | 0 | 0 | 0 | 0 | 0 | 0 | 0 | 0 | 0 | 0 | 0 | 0 | 0
F6_Commercial_Interruptible - Miscellaneous_Existing_Space Heating_Natural Gas_Destratification Fans (HVLS)_A_Achievable Economic UCT Potential | F6 | Commercial | Interruptible - Miscellaneous | Existing | Space Heating | Natural Gas | Destratification Fans (HVLS) | A | Incremental Winter Peak Savings (MW) | Achievable Economic UCT Potential | 0 | 0 | 0 | 0 | 0 | 0 | 0 | 0 | 0 | 0 | 0 | 0 | 0 | 0 | 0 | 0 | 0 | 0 | 0 | 0 | 0 | 0 | 0 | 0 | 0 | 0 | 0
F7_Commercial_Interruptible - Miscellaneous_Existing_Space Heating_Natural Gas_Destratification Fans (HVLS)_A_Achievable Economic UCT Potential | F7 | Commercial | Interruptible - Miscellaneous | Existing | Space Heating | Natural Gas | Destratification Fans (HVLS) | A | Cumulative Energy Savings (MWh or mTherms) | Achievable Economic UCT Potential | 0 | 0 | 0.0054064 | 0.016372 | 0.02712 | 0.037612 | 0.047794 | 0.057597 | 0.066955 | 0.075805 | 0.084096 | 0.091806 | 0.099003 | 0.10572 | 0.11203 | 0.11804 | 0.12388 | 0.1257 | 0.1236 | 0.12182 | 0.12044 | 0.11917 | 0.11844 | 0.11774 | 0.11707 | 0.11644 | 0.11583
F8_Commercial_Interruptible - Miscellaneous_Existing_Space Heating_Natural Gas_Destratification Fans (HVLS)_A_Achievable Economic UCT Potential | F8 | Commercial | Interruptible - Miscellaneous | Existing | Space Heating | Natural Gas | Destratification Fans (HVLS) | A | Cumulative Summer Peak Savings (MW) | Achievable Economic UCT Potential | 0 | 0 | 0 | 0 | 0 | 0 | 0 | 0 | 0 | 0 | 0 | 0 | 0 | 0 | 0 | 0 | 0 | 0 | 0 | 0 | 0 | 0 | 0 | 0 | 0 | 0 | 0
F9_Commercial_Interruptible - Miscellaneous_Existing_Space Heating_Natural Gas_Destratification Fans (HVLS)_A_Achievable Economic UCT Potential | F9 | Commercial | Interruptible - Miscellaneous | Existing | Space Heating | Natural Gas | Destratification Fans (HVLS) | A | Cumulative Winter Peak Savings (MW) | Achievable Economic UCT Potential | 0 | 0 | 0 | 0 | 0 | 0 | 0 | 0 | 0 | 0 | 0 | 0 | 0 | 0 | 0 | 0 | 0 | 0 | 0 | 0 | 0 | 0 | 0 | 0 | 0 | 0 | 0
F10_Commercial_Interruptible - Miscellaneous_Existing_Space Heating_Natural Gas_Destratification Fans (HVLS)_A_Achievable Economic UCT Potential | F10 | Commercial | Interruptible - Miscellaneous | Existing | Space Heating | Natural Gas | Destratification Fans (HVLS) | A | Purchases (Incremental) | Achievable Economic UCT Potential | 0 | 0 | 0.007066 | 0.014504 | 0.014504 | 0.014504 | 0.014504 | 0.014504 | 0.014504 | 0.014504 | 0.014504 | 0.014504 | 0.014504 | 0.014504 | 0.014504 | 0.014504 | 0.014504 | 0.0074379 | 3.4694e-18 | 2.7756e-17 | 0 | 0 | 0 | 0 | 0 | 0 | 0
F11_Commercial_Interruptible - Miscellaneous_Existing_Space Heating_Natural Gas_Destratification Fans (HVLS)_A_Achievable Economic UCT Potential | F11 | Commercial | Interruptible - Miscellaneous | Existing | Space Heating | Natural Gas | Destratification Fans (HVLS) | A | Purchases (Cumulative) | Achievable Economic UCT Potential | 0 | 0 | 0.007066 | 0.02157 | 0.036074 | 0.050578 | 0.065082 | 0.079585 | 0.094089 | 0.10859 | 0.1231 | 0.1376 | 0.1521 | 0.16661 | 0.18111 | 0.19562 | 0.21012 | 0.21756 | 0.21756 | 0.21756 | 0.21756 | 0.21756 | 0.21756 | 0.21756 | 0.21756 | 0.21756 | 0.21756
F1_Commercial_Interruptible - Miscellaneous_Existing_Space Heating_Natural Gas_Gas Boiler - Maintenance_A_Achievable Economic UCT Potential | F1 | Commercial | Interruptible - Miscellaneous | Existing | Space Heating | Natural Gas | Gas Boiler - Maintenance | A | Integrated Unit Energy Savings (kWh or therms) | Achievable Economic UCT Potential | 0 | 0 | 0.27755 | 0.27368 | 0.26935 | 0.26513 | 0.26094 | 0.25629 | 0.25105 | 0.24523 | 0.23892 | 0.23225 | 0.22547 | 0.21871 | 0.21218 | 0.20608 | 0.20065 | 0.19615 | 0.19263 | 0.18974 | 0.18764 | 0.18573 | 0.18491 | 0.18412 | 0.18336 | 0.18262 | 0.1819
F2_Commercial_Interruptible - Miscellaneous_Existing_Space Heating_Natural Gas_Gas Boiler - Maintenance_A_Achievable Economic UCT Potential | F2 | Commercial | Interruptible - Miscellaneous | Existing | Space Heating | Natural Gas | Gas Boiler - Maintenance | A | Integrated Unit Summer Peak Savings (kW) | Achievable Economic UCT Potential | 0 | 0 | 0 | 0 | 0 | 0 | 0 | 0 | 0 | 0 | 0 | 0 | 0 | 0 | 0 | 0 | 0 | 0 | 0 | 0 | 0 | 0 | 0 | 0 | 0 | 0 | 0
F3_Commercial_Interruptible - Miscellaneous_Existing_Space Heating_Natural Gas_Gas Boiler - Maintenance_A_Achievable Economic UCT Potential | F3 | Commercial | Interruptible - Miscellaneous | Existing | Space Heating | Natural Gas | Gas Boiler - Maintenance | A | Integrated Unit Winter Peak Savings (kW) | Achievable Economic UCT Potential | 0 | 0 | 0 | 0 | 0 | 0 | 0 | 0 | 0 | 0 | 0 | 0 | 0 | 0 | 0 | 0 | 0 | 0 | 0 | 0 | 0 | 0 | 0 | 0 | 0 | 0 | 0
F4_Commercial_Interruptible - Miscellaneous_Existing_Space Heating_Natural Gas_Gas Boiler - Maintenance_A_Achievable Economic UCT Potential | F4 | Commercial | Interruptible - Miscellaneous | Existing | Space Heating | Natural Gas | Gas Boiler - Maintenance | A | Incremental Energy Savings (MWh or mTherms) | Achievable Economic UCT Potential | 0 | 0 | 0.0041122 | 0.0040549 | 0.0039908 | 3.2967e-18 | 1.3906e-18 | 0 | 0 | 0 | 0 | 0 | 0 | 0 | 0 | 0 | 0 | 0 | 0 | 0 | 0 | 0 | 0 | 0 | 0 | 0 | 0
F5_Commercial_Interruptible - Miscellaneous_Existing_Space Heating_Natural Gas_Gas Boiler - Maintenance_A_Achievable Economic UCT Potential | F5 | Commercial | Interruptible - Miscellaneous | Existing | Space Heating | Natural Gas | Gas Boiler - Maintenance | A | Incremental Summer Peak Savings (MW) | Achievable Economic UCT Potential | 0 | 0 | 0 | 0 | 0 | 0 | 0 | 0 | 0 | 0 | 0 | 0 | 0 | 0 | 0 | 0 | 0 | 0 | 0 | 0 | 0 | 0 | 0 | 0 | 0 | 0 | 0
F6_Commercial_Interruptible - Miscellaneous_Existing_Space Heating_Natural Gas_Gas Boiler - Maintenance_A_Achievable Economic UCT Potential | F6 | Commercial | Interruptible - Miscellaneous | Existing | Space Heating | Natural Gas | Gas Boiler - Maintenance | A | Incremental Winter Peak Savings (MW) | Achievable Economic UCT Potential | 0 | 0 | 0 | 0 | 0 | 0 | 0 | 0 | 0 | 0 | 0 | 0 | 0 | 0 | 0 | 0 | 0 | 0 | 0 | 0 | 0 | 0 | 0 | 0 | 0 | 0 | 0
F7_Commercial_Interruptible - Miscellaneous_Existing_Space Heating_Natural Gas_Gas Boiler - Maintenance_A_Achievable Economic UCT Potential | F7 | Commercial | Interruptible - Miscellaneous | Existing | Space Heating | Natural Gas | Gas Boiler - Maintenance | A | Cumulative Energy Savings (MWh or mTherms) | Achievable Economic UCT Potential | 0 | 0 | 0.0041122 | 0.0081097 | 0.011972 | 0.011784 | 0.011598 | 0.011392 | 0.011159 | 0.0109 | 0.010619 | 0.010323 | 0.010022 | 0.0097214 | 0.009431 | 0.00916 | 0.0089184 | 0.0087185 | 0.0085618 | 0.0084334 | 0.0083401 | 0.0082552 | 0.0082188 | 0.0081838 | 0.0081499 | 0.0081171 | 0.0080853
F8_Commercial_Interruptible - Miscellaneous_Existing_Space Heating_Natural Gas_Gas Boiler - Maintenance_A_Achievable Economic UCT Potential | F8 | Commercial | Interruptible - Miscellaneous | Existing | Space Heating | Natural Gas | Gas Boiler - Maintenance | A | Cumulative Summer Peak Savings (MW) | Achievable Economic UCT Potential | 0 | 0 | 0 | 0 | 0 | 0 | 0 | 0 | 0 | 0 | 0 | 0 | 0 | 0 | 0 | 0 | 0 | 0 | 0 | 0 | 0 | 0 | 0 | 0 | 0 | 0 | 0
F9_Commercial_Interruptible - Miscellaneous_Existing_Space Heating_Natural Gas_Gas Boiler - Maintenance_A_Achievable Economic UCT Potential | F9 | Commercial | Interruptible - Miscellaneous | Existing | Space Heating | Natural Gas | Gas Boiler - Maintenance | A | Cumulative Winter Peak Savings (MW) | Achievable Economic UCT Potential | 0 | 0 | 0 | 0 | 0 | 0 | 0 | 0 | 0 | 0 | 0 | 0 | 0 | 0 | 0 | 0 | 0 | 0 | 0 | 0 | 0 | 0 | 0 | 0 | 0 | 0 | 0
F10_Commercial_Interruptible - Miscellaneous_Existing_Space Heating_Natural Gas_Gas Boiler - Maintenance_A_Achievable Economic UCT Potential | F10 | Commercial | Interruptible - Miscellaneous | Existing | Space Heating | Natural Gas | Gas Boiler - Maintenance | A | Purchases (Incremental) | Achievable Economic UCT Potential | 0 | 0 | 14.816 | 14.816 | 14.816 | 1.2434e-14 | 5.3291e-15 | 0 | 0 | 0 | 0 | 0 | 0 | 0 | 0 | 0 | 0 | 0 | 0 | 0 | 0 | 0 | 0 | 0 | 0 | 0 | 0
F11_Commercial_Interruptible - Miscellaneous_Existing_Space Heating_Natural Gas_Gas Boiler - Maintenance_A_Achievable Economic UCT Potential | F11 | Commercial | Interruptible - Miscellaneous | Existing | Space Heating | Natural Gas | Gas Boiler - Maintenance | A | Purchases (Cumulative) | Achievable Economic UCT Potential | 0 | 0 | 14.816 | 29.632 | 44.448 | 44.448 | 44.448 | 44.448 | 44.448 | 44.448 | 44.448 | 44.448 | 44.448 | 44.448 | 44.448 | 44.448 | 44.448 | 44.448 | 44.448 | 44.448 | 44.448 | 44.448 | 44.448 | 44.448 | 44.448 | 44.448 | 44.448
F1_Commercial_Interruptible - Miscellaneous_Existing_Space Heating_Natural Gas_Gas Furnace - Maintenance_A_Achievable Economic UCT Potential | F1 | Commercial | Interruptible - Miscellaneous | Existing | Space Heating | Natural Gas | Gas Furnace - Maintenance | A | Integrated Unit Energy Savings (kWh or therms) | Achievable Economic UCT Potential | 0 | 0 | 0.17513 | 0.17348 | 0.17153 | 0.16932 | 0.16679 | 0.164 | 0.16086 | 0.15739 | 0.15366 | 0.14973 | 0.14575 | 0.14178 | 0.1379 | 0.1342 | 0.13081 | 0.12788 | 0.12544 | 0.12335 | 0.12168 | 0.12014 | 0.11922 | 0.11836 | 0.11754 | 0.11676 | 0.11602
F2_Commercial_Interruptible - Miscellaneous_Existing_Space Heating_Natural Gas_Gas Furnace - Maintenance_A_Achievable Economic UCT Potential | F2 | Commercial | Interruptible - Miscellaneous | Existing | Space Heating | Natural Gas | Gas Furnace - Maintenance | A | Integrated Unit Summer Peak Savings (kW) | Achievable Economic UCT Potential | 0 | 0 | 0 | 0 | 0 | 0 | 0 | 0 | 0 | 0 | 0 | 0 | 0 | 0 | 0 | 0 | 0 | 0 | 0 | 0 | 0 | 0 | 0 | 0 | 0 | 0 | 0
F3_Commercial_Interruptible - Miscellaneous_Existing_Space Heating_Natural Gas_Gas Furnace - Maintenance_A_Achievable Economic UCT Potential | F3 | Commercial | Interruptible - Miscellaneous | Existing | Space Heating | Natural Gas | Gas Furnace - Maintenance | A | Integrated Unit Winter Peak Savings (kW) | Achievable Economic UCT Potential | 0 | 0 | 0 | 0 | 0 | 0 | 0 | 0 | 0 | 0 | 0 | 0 | 0 | 0 | 0 | 0 | 0 | 0 | 0 | 0 | 0 | 0 | 0 | 0 | 0 | 0 | 0
F4_Commercial_Interruptible - Miscellaneous_Existing_Space Heating_Natural Gas_Gas Furnace - Maintenance_A_Achievable Economic UCT Potential | F4 | Commercial | Interruptible - Miscellaneous | Existing | Space Heating | Natural Gas | Gas Furnace - Maintenance | A | Incremental Energy Savings (MWh or mTherms) | Achievable Economic UCT Potential | 0 | 0 | 0 | 0.0054439 | 0.0053827 | 0.0053132 | 1.1851e-18 | 0 | 0 | 0 | 0 | 0 | 0 | 0 | 0 | 0 | 0 | 0 | 0 | 0 | 0 | 0 | 0 | 0 | 0 | 0 | 0
F5_Commercial_Interruptible - Miscellaneous_Existing_Space Heating_Natural Gas_Gas Furnace - Maintenance_A_Achievable Economic UCT Potential | F5 | Commercial | Interruptible - Miscellaneous | Existing | Space Heating | Natural Gas | Gas Furnace - Maintenance | A | Incremental Summer Peak Savings (MW) | Achievable Economic UCT Potential | 0 | 0 | 0 | 0 | 0 | 0 | 0 | 0 | 0 | 0 | 0 | 0 | 0 | 0 | 0 | 0 | 0 | 0 | 0 | 0 | 0 | 0 | 0 | 0 | 0 | 0 | 0
F6_Commercial_Interruptible - Miscellaneous_Existing_Space Heating_Natural Gas_Gas Furnace - Maintenance_A_Achievable Economic UCT Potential | F6 | Commercial | Interruptible - Miscellaneous | Existing | Space Heating | Natural Gas | Gas Furnace - Maintenance | A | Incremental Winter Peak Savings (MW) | Achievable Economic UCT Potential | 0 | 0 | 0 | 0 | 0 | 0 | 0 | 0 | 0 | 0 | 0 | 0 | 0 | 0 | 0 | 0 | 0 | 0 | 0 | 0 | 0 | 0 | 0 | 0 | 0 | 0 | 0
F7_Commercial_Interruptible - Miscellaneous_Existing_Space Heating_Natural Gas_Gas Furnace - Maintenance_A_Achievable Economic UCT Potential | F7 | Commercial | Interruptible - Miscellaneous | Existing | Space Heating | Natural Gas | Gas Furnace - Maintenance | A | Cumulative Energy Savings (MWh or mTherms) | Achievable Economic UCT Potential | 0 | 0 | 0 | 0.0054439 | 0.010765 | 0.015939 | 0.015702 | 0.015439 | 0.015143 | 0.014817 | 0.014465 | 0.014096 | 0.013721 | 0.013347 | 0.012982 | 0.012634 | 0.012314 | 0.012039 | 0.011809 | 0.011612 | 0.011455 | 0.01131 | 0.011224 | 0.011142 | 0.011065 | 0.010992 | 0.010922
F8_Commercial_Interruptible - Miscellaneous_Existing_Space Heating_Natural Gas_Gas Furnace - Maintenance_A_Achievable Economic UCT Potential | F8 | Commercial | Interruptible - Miscellaneous | Existing | Space Heating | Natural Gas | Gas Furnace - Maintenance | A | Cumulative Summer Peak Savings (MW) | Achievable Economic UCT Potential | 0 | 0 | 0 | 0 | 0 | 0 | 0 | 0 | 0 | 0 | 0 | 0 | 0 | 0 | 0 | 0 | 0 | 0 | 0 | 0 | 0 | 0 | 0 | 0 | 0 | 0 | 0
F9_Commercial_Interruptible - Miscellaneous_Existing_Space Heating_Natural Gas_Gas Furnace - Maintenance_A_Achievable Economic UCT Potential | F9 | Commercial | Interruptible - Miscellaneous | Existing | Space Heating | Natural Gas | Gas Furnace - Maintenance | A | Cumulative Winter Peak Savings (MW) | Achievable Economic UCT Potential | 0 | 0 | 0 | 0 | 0 | 0 | 0 | 0 | 0 | 0 | 0 | 0 | 0 | 0 | 0 | 0 | 0 | 0 | 0 | 0 | 0 | 0 | 0 | 0 | 0 | 0 | 0
F10_Commercial_Interruptible - Miscellaneous_Existing_Space Heating_Natural Gas_Gas Furnace - Maintenance_A_Achievable Economic UCT Potential | F10 | Commercial | Interruptible - Miscellaneous | Existing | Space Heating | Natural Gas | Gas Furnace - Maintenance | A | Purchases (Incremental) | Achievable Economic UCT Potential | 0 | 0 | 0 | 31.3803 | 31.3803 | 31.3803 | 7.1054e-15 | 0 | 0 | 0 | 0 | 0 | 0 | 0 | 0 | 0 | 0 | 0 | 0 | 0 | 0 | 0 | 0 | 0 | 0 | 0 | 0
F11_Commercial_Interruptible - Miscellaneous_Existing_Space Heating_Natural Gas_Gas Furnace - Maintenance_A_Achievable Economic UCT Potential | F11 | Commercial | Interruptible - Miscellaneous | Existing | Space Heating | Natural Gas | Gas Furnace - Maintenance | A | Purchases (Cumulative) | Achievable Economic UCT Potential | 0 | 0 | 0 | 31.3803 | 62.7605 | 94.1408 | 94.1408 | 94.1408 | 94.1408 | 94.1408 | 94.1408 | 94.1408 | 94.1408 | 94.1408 | 94.1408 | 94.1408 | 94.1408 | 94.1408 | 94.1408 | 94.1408 | 94.1408 | 94.1408 | 94.1408 | 94.1408 | 94.1408 | 94.1408 | 94.1408
F1_Commercial_Interruptible - Miscellaneous_Existing_Space Heating_Natural Gas_Gas Boiler - Hot Water Reset_A_Achievable Economic UCT Potential | F1 | Commercial | Interruptible - Miscellaneous | Existing | Space Heating | Natural Gas | Gas Boiler - Hot Water Reset | A | Integrated Unit Energy Savings (kWh or therms) | Achievable Economic UCT Potential | 0 | 0 | 496.5549 | 494.7255 | 492.8262 | 490.8799 | 488.8951 | 486.8782 | 484.8334 | 482.7621 | 480.6644 | 478.5391 | 476.3848 | 474.202 | 471.993 | 469.7621 | 467.5164 | 465.2662 | 463.0218 | 460.8364 | 458.7187 | 456.6681 | 454.6984 | 452.8004 | 450.9653 | 449.1861 | 447.4553
F2_Commercial_Interruptible - Miscellaneous_Existing_Space Heating_Natural Gas_Gas Boiler - Hot Water Reset_A_Achievable Economic UCT Potential | F2 | Commercial | Interruptible - Miscellaneous | Existing | Space Heating | Natural Gas | Gas Boiler - Hot Water Reset | A | Integrated Unit Summer Peak Savings (kW) | Achievable Economic UCT Potential | 0 | 0 | 0 | 0 | 0 | 0 | 0 | 0 | 0 | 0 | 0 | 0 | 0 | 0 | 0 | 0 | 0 | 0 | 0 | 0 | 0 | 0 | 0 | 0 | 0 | 0 | 0
F3_Commercial_Interruptible - Miscellaneous_Existing_Space Heating_Natural Gas_Gas Boiler - Hot Water Reset_A_Achievable Economic UCT Potential | F3 | Commercial | Interruptible - Miscellaneous | Existing | Space Heating | Natural Gas | Gas Boiler - Hot Water Reset | A | Integrated Unit Winter Peak Savings (kW) | Achievable Economic UCT Potential | 0 | 0 | 0 | 0 | 0 | 0 | 0 | 0 | 0 | 0 | 0 | 0 | 0 | 0 | 0 | 0 | 0 | 0 | 0 | 0 | 0 | 0 | 0 | 0 | 0 | 0 | 0
F4_Commercial_Interruptible - Miscellaneous_Existing_Space Heating_Natural Gas_Gas Boiler - Hot Water Reset_A_Achievable Economic UCT Potential | F4 | Commercial | Interruptible - Miscellaneous | Existing | Space Heating | Natural Gas | Gas Boiler - Hot Water Reset | A | Incremental Energy Savings (MWh or mTherms) | Achievable Economic UCT Potential | 0 | 0 | 0.008408 | 0.017195 | 0.017129 | 0.017061 | 0.016992 | 0.016922 | 0.016851 | 0.016779 | 0.016706 | 0.016632 | 0.016557 | 0.016482 | 0.016405 | 0.016327 | 0.016249 | 0.016171 | 0.016093 | 0.016017 | 0.015943 | 0.015872 | 0 | 0 | 0 | 0 | 0
F5_Commercial_Interruptible - Miscellaneous_Existing_Space Heating_Natural Gas_Gas Boiler - Hot Water Reset_A_Achievable Economic UCT Potential | F5 | Commercial | Interruptible - Miscellaneous | Existing | Space Heating | Natural Gas | Gas Boiler - Hot Water Reset | A | Incremental Summer Peak Savings (MW) | Achievable Economic UCT Potential | 0 | 0 | 0 | 0 | 0 | 0 | 0 | 0 | 0 | 0 | 0 | 0 | 0 | 0 | 0 | 0 | 0 | 0 | 0 | 0 | 0 | 0 | 0 | 0 | 0 | 0 | 0
F6_Commercial_Interruptible - Miscellaneous_Existing_Space Heating_Natural Gas_Gas Boiler - Hot Water Reset_A_Achievable Economic UCT Potential | F6 | Commercial | Interruptible - Miscellaneous | Existing | Space Heating | Natural Gas | Gas Boiler - Hot Water Reset | A | Incremental Winter Peak Savings (MW) | Achievable Economic UCT Potential | 0 | 0 | 0 | 0 | 0 | 0 | 0 | 0 | 0 | 0 | 0 | 0 | 0 | 0 | 0 | 0 | 0 | 0 | 0 | 0 | 0 | 0 | 0 | 0 | 0 | 0 | 0
F7_Commercial_Interruptible - Miscellaneous_Existing_Space Heating_Natural Gas_Gas Boiler - Hot Water Reset_A_Achievable Economic UCT Potential | F7 | Commercial | Interruptible - Miscellaneous | Existing | Space Heating | Natural Gas | Gas Boiler - Hot Water Reset | A | Cumulative Energy Savings (MWh or mTherms) | Achievable Economic UCT Potential | 0 | 0 | 0.008408 | 0.025572 | 0.042603 | 0.059496 | 0.076247 | 0.092855 | 0.10932 | 0.12563 | 0.14179 | 0.15779 | 0.17364 | 0.18933 | 0.20485 | 0.22021 | 0.23541 | 0.25044 | 0.26533 | 0.28009 | 0.29475 | 0.3093 | 0.30797 | 0.30668 | 0.30544 | 0.30424 | 0.30306
F8_Commercial_Interruptible - Miscellaneous_Existing_Space Heating_Natural Gas_Gas Boiler - Hot Water Reset_A_Achievable Economic UCT Potential | F8 | Commercial | Interruptible - Miscellaneous | Existing | Space Heating | Natural Gas | Gas Boiler - Hot Water Reset | A | Cumulative Summer Peak Savings (MW) | Achievable Economic UCT Potential | 0 | 0 | 0 | 0 | 0 | 0 | 0 | 0 | 0 | 0 | 0 | 0 | 0 | 0 | 0 | 0 | 0 | 0 | 0 | 0 | 0 | 0 | 0 | 0 | 0 | 0 | 0
F9_Commercial_Interruptible - Miscellaneous_Existing_Space Heating_Natural Gas_Gas Boiler - Hot Water Reset_A_Achievable Economic UCT Potential | F9 | Commercial | Interruptible - Miscellaneous | Existing | Space Heating | Natural Gas | Gas Boiler - Hot Water Reset | A | Cumulative Winter Peak Savings (MW) | Achievable Economic UCT Potential | 0 | 0 | 0 | 0 | 0 | 0 | 0 | 0 | 0 | 0 | 0 | 0 | 0 | 0 | 0 | 0 | 0 | 0 | 0 | 0 | 0 | 0 | 0 | 0 | 0 | 0 | 0
F10_Commercial_Interruptible - Miscellaneous_Existing_Space Heating_Natural Gas_Gas Boiler - Hot Water Reset_A_Achievable Economic UCT Potential | F10 | Commercial | Interruptible - Miscellaneous | Existing | Space Heating | Natural Gas | Gas Boiler - Hot Water Reset | A | Purchases (Incremental) | Achievable Economic UCT Potential | 0 | 0 | 0.016933 | 0.034756 | 0.034756 | 0.034756 | 0.034756 | 0.034756 | 0.034756 | 0.034756 | 0.034756 | 0.034756 | 0.034756 | 0.034756 | 0.034756 | 0.034756 | 0.034756 | 0.034756 | 0.034756 | 0.034756 | 0.034756 | 0.034756 | 0 | 0 | 0 | 0 | 0
F11_Commercial_Interruptible - Miscellaneous_Existing_Space Heating_Natural Gas_Gas Boiler - Hot Water Reset_A_Achievable Economic UCT Potential | F11 | Commercial | Interruptible - Miscellaneous | Existing | Space Heating | Natural Gas | Gas Boiler - Hot Water Reset | A | Purchases (Cumulative) | Achievable Economic UCT Potential | 0 | 0 | 0.016933 | 0.051689 | 0.086446 | 0.1212 | 0.15596 | 0.19071 | 0.22547 | 0.26023 | 0.29498 | 0.32974 | 0.3645 | 0.39925 | 0.43401 | 0.46877 | 0.50352 | 0.53828 | 0.57304 | 0.60779 | 0.64255 | 0.67731 | 0.67731 | 0.67731 | 0.67731 | 0.67731 | 0.67731
F1_Commercial_Interruptible - Miscellaneous_Existing_Space Heating_Natural Gas_Gas Boiler - Steam Trap Replacement_A_Achievable Economic UCT Potential | F1 | Commercial | Interruptible - Miscellaneous | Existing | Space Heating | Natural Gas | Gas Boiler - Steam Trap Replacement | A | Integrated Unit Energy Savings (kWh or therms) | Achievable Economic UCT Potential | 0 | 0 | 79.5422 | 79.1573 | 78.7258 | 78.2557 | 77.7381 | 77.1631 | 76.5219 | 75.8079 | 75.02 | 74.1637 | 73.2535 | 72.313 | 71.3725 | 70.4655 | 69.6221 | 68.8869 | 68.2692 | 67.7329 | 67.2951 | 66.889 | 66.5986 | 66.3187 | 66.0483 | 65.7861 | 65.5312
F2_Commercial_Interruptible - Miscellaneous_Existing_Space Heating_Natural Gas_Gas Boiler - Steam Trap Replacement_A_Achievable Economic UCT Potential | F2 | Commercial | Interruptible - Miscellaneous | Existing | Space Heating | Natural Gas | Gas Boiler - Steam Trap Replacement | A | Integrated Unit Summer Peak Savings (kW) | Achievable Economic UCT Potential | 0 | 0 | 0 | 0 | 0 | 0 | 0 | 0 | 0 | 0 | 0 | 0 | 0 | 0 | 0 | 0 | 0 | 0 | 0 | 0 | 0 | 0 | 0 | 0 | 0 | 0 | 0
F3_Commercial_Interruptible - Miscellaneous_Existing_Space Heating_Natural Gas_Gas Boiler - Steam Trap Replacement_A_Achievable Economic UCT Potential | F3 | Commercial | Interruptible - Miscellaneous | Existing | Space Heating | Natural Gas | Gas Boiler - Steam Trap Replacement | A | Integrated Unit Winter Peak Savings (kW) | Achievable Economic UCT Potential | 0 | 0 | 0 | 0 | 0 | 0 | 0 | 0 | 0 | 0 | 0 | 0 | 0 | 0 | 0 | 0 | 0 | 0 | 0 | 0 | 0 | 0 | 0 | 0 | 0 | 0 | 0
F4_Commercial_Interruptible - Miscellaneous_Existing_Space Heating_Natural Gas_Gas Boiler - Steam Trap Replacement_A_Achievable Economic UCT Potential | F4 | Commercial | Interruptible - Miscellaneous | Existing | Space Heating | Natural Gas | Gas Boiler - Steam Trap Replacement | A | Incremental Energy Savings (MWh or mTherms) | Achievable Economic UCT Potential | 0 | 0 | 0.0022448 | 0.0045854 | 0.0045604 | 0.0045332 | 0.0045032 | 0.0044699 | 0.0022732 | 1.052e-18 | 0 | 0 | 0 | 0 | 0 | 8.8011e-18 | 0 | 7.648e-18 | 0 | 7.5199e-18 | 0 | 0 | 0 | 0 | 0 | 0 | 0
F5_Commercial_Interruptible - Miscellaneous_Existing_Space Heating_Natural Gas_Gas Boiler - Steam Trap Replacement_A_Achievable Economic UCT Potential | F5 | Commercial | Interruptible - Miscellaneous | Existing | Space Heating | Natural Gas | Gas Boiler - Steam Trap Replacement | A | Incremental Summer Peak Savings (MW) | Achievable Economic UCT Potential | 0 | 0 | 0 | 0 | 0 | 0 | 0 | 0 | 0 | 0 | 0 | 0 | 0 | 0 | 0 | 0 | 0 | 0 | 0 | 0 | 0 | 0 | 0 | 0 | 0 | 0 | 0
F6_Commercial_Interruptible - Miscellaneous_Existing_Space Heating_Natural Gas_Gas Boiler - Steam Trap Replacement_A_Achievable Economic UCT Potential | F6 | Commercial | Interruptible - Miscellaneous | Existing | Space Heating | Natural Gas | Gas Boiler - Steam Trap Replacement | A | Incremental Winter Peak Savings (MW) | Achievable Economic UCT Potential | 0 | 0 | 0 | 0 | 0 | 0 | 0 | 0 | 0 | 0 | 0 | 0 | 0 | 0 | 0 | 0 | 0 | 0 | 0 | 0 | 0 | 0 | 0 | 0 | 0 | 0 | 0
F7_Commercial_Interruptible - Miscellaneous_Existing_Space Heating_Natural Gas_Gas Boiler - Steam Trap Replacement_A_Achievable Economic UCT Potential | F7 | Commercial | Interruptible - Miscellaneous | Existing | Space Heating | Natural Gas | Gas Boiler - Steam Trap Replacement | A | Cumulative Energy Savings (MWh or mTherms) | Achievable Economic UCT Potential | 0 | 0 | 0.0022448 | 0.0068193 | 0.011342 | 0.015808 | 0.020207 | 0.024527 | 0.026596 | 0.026348 | 0.026074 | 0.025777 | 0.02546 | 0.025133 | 0.024807 | 0.024491 | 0.024198 | 0.023943 | 0.023728 | 0.023542 | 0.023389 | 0.023248 | 0.023147 | 0.02305 | 0.022956 | 0.022865 | 0.022776
F8_Commercial_Interruptible - Miscellaneous_Existing_Space Heating_Natural Gas_Gas Boiler - Steam Trap Replacement_A_Achievable Economic UCT Potential | F8 | Commercial | Interruptible - Miscellaneous | Existing | Space Heating | Natural Gas | Gas Boiler - Steam Trap Replacement | A | Cumulative Summer Peak Savings (MW) | Achievable Economic UCT Potential | 0 | 0 | 0 | 0 | 0 | 0 | 0 | 0 | 0 | 0 | 0 | 0 | 0 | 0 | 0 | 0 | 0 | 0 | 0 | 0 | 0 | 0 | 0 | 0 | 0 | 0 | 0
F9_Commercial_Interruptible - Miscellaneous_Existing_Space Heating_Natural Gas_Gas Boiler - Steam Trap Replacement_A_Achievable Economic UCT Potential | F9 | Commercial | Interruptible - Miscellaneous | Existing | Space Heating | Natural Gas | Gas Boiler - Steam Trap Replacement | A | Cumulative Winter Peak Savings (MW) | Achievable Economic UCT Potential | 0 | 0 | 0 | 0 | 0 | 0 | 0 | 0 | 0 | 0 | 0 | 0 | 0 | 0 | 0 | 0 | 0 | 0 | 0 | 0 | 0 | 0 | 0 | 0 | 0 | 0 | 0
F10_Commercial_Interruptible - Miscellaneous_Existing_Space Heating_Natural Gas_Gas Boiler - Steam Trap Replacement_A_Achievable Economic UCT Potential | F10 | Commercial | Interruptible - Miscellaneous | Existing | Space Heating | Natural Gas | Gas Boiler - Steam Trap Replacement | A | Purchases (Incremental) | Achievable Economic UCT Potential | 0 | 0 | 0.028221 | 0.057927 | 0.057927 | 0.057927 | 0.057927 | 0.057927 | 0.029706 | 1.3878e-17 | 0 | 0 | 0 | 0 | 0 | 1.249e-16 | 0 | 1.1102e-16 | 0 | 1.1102e-16 | 0 | 0 | 0 | 0 | 0 | 0 | 0
F11_Commercial_Interruptible - Miscellaneous_Existing_Space Heating_Natural Gas_Gas Boiler - Steam Trap Replacement_A_Achievable Economic UCT Potential | F11 | Commercial | Interruptible - Miscellaneous | Existing | Space Heating | Natural Gas | Gas Boiler - Steam Trap Replacement | A | Purchases (Cumulative) | Achievable Economic UCT Potential | 0 | 0 | 0.028221 | 0.086149 | 0.14408 | 0.202 | 0.25993 | 0.31786 | 0.34756 | 0.34756 | 0.34756 | 0.34756 | 0.34756 | 0.34756 | 0.34756 | 0.34756 | 0.34756 | 0.34756 | 0.34756 | 0.34756 | 0.34756 | 0.34756 | 0.34756 | 0.34756 | 0.34756 | 0.34756 | 0.34756
F1_Commercial_Interruptible - Miscellaneous_Existing_Space Heating_Natural Gas_Gas Boiler - High Turndown Burner_A_Achievable Economic UCT Potential | F1 | Commercial | Interruptible - Miscellaneous | Existing | Space Heating | Natural Gas | Gas Boiler - High Turndown Burner | A | Integrated Unit Energy Savings (kWh or therms) | Achievable Economic UCT Potential | 0 | 0 | 0.46455 | 0.46128 | 0.45761 | 0.45361 | 0.44918 | 0.44425 | 0.43873 | 0.43258 | 0.42579 | 0.41841 | 0.4106 | 0.40257 | 0.39463 | 0.38706 | 0.38014 | 0.37429 | 0.36958 | 0.36556 | 0.36246 | 0.35956 | 0.35799 | 0.35648 | 0.35502 | 0.3536 | 0.35223
F2_Commercial_Interruptible - Miscellaneous_Existing_Space Heating_Natural Gas_Gas Boiler - High Turndown Burner_A_Achievable Economic UCT Potential | F2 | Commercial | Interruptible - Miscellaneous | Existing | Space Heating | Natural Gas | Gas Boiler - High Turndown Burner | A | Integrated Unit Summer Peak Savings (kW) | Achievable Economic UCT Potential | 0 | 0 | 0 | 0 | 0 | 0 | 0 | 0 | 0 | 0 | 0 | 0 | 0 | 0 | 0 | 0 | 0 | 0 | 0 | 0 | 0 | 0 | 0 | 0 | 0 | 0 | 0
F3_Commercial_Interruptible - Miscellaneous_Existing_Space Heating_Natural Gas_Gas Boiler - High Turndown Burner_A_Achievable Economic UCT Potential | F3 | Commercial | Interruptible - Miscellaneous | Existing | Space Heating | Natural Gas | Gas Boiler - High Turndown Burner | A | Integrated Unit Winter Peak Savings (kW) | Achievable Economic UCT Potential | 0 | 0 | 0 | 0 | 0 | 0 | 0 | 0 | 0 | 0 | 0 | 0 | 0 | 0 | 0 | 0 | 0 | 0 | 0 | 0 | 0 | 0 | 0 | 0 | 0 | 0 | 0
F4_Commercial_Interruptible - Miscellaneous_Existing_Space Heating_Natural Gas_Gas Boiler - High Turndown Burner_A_Achievable Economic UCT Potential | F4 | Commercial | Interruptible - Miscellaneous | Existing | Space Heating | Natural Gas | Gas Boiler - High Turndown Burner | A | Incremental Energy Savings (MWh or mTherms) | Achievable Economic UCT Potential | 0 | 0 | 0.0067648 | 0.0082476 | 0.010012 | 0.011521 | 0.013013 | 0.015047 | 0.016302 | 0.01642 | 0.015231 | 0.012865 | 0.0097697 | 0.0065737 | 0.0038561 | 0.0017666 | 0 | 0 | 0 | 0 | 0 | 0 | 0 | 0 | 0 | 0 | 0
F5_Commercial_Interruptible - Miscellaneous_Existing_Space Heating_Natural Gas_Gas Boiler - High Turndown Burner_A_Achievable Economic UCT Potential | F5 | Commercial | Interruptible - Miscellaneous | Existing | Space Heating | Natural Gas | Gas Boiler - High Turndown Burner | A | Incremental Summer Peak Savings (MW) | Achievable Economic UCT Potential | 0 | 0 | 0 | 0 | 0 | 0 | 0 | 0 | 0 | 0 | 0 | 0 | 0 | 0 | 0 | 0 | 0 | 0 | 0 | 0 | 0 | 0 | 0 | 0 | 0 | 0 | 0
F6_Commercial_Interruptible - Miscellaneous_Existing_Space Heating_Natural Gas_Gas Boiler - High Turndown Burner_A_Achievable Economic UCT Potential | F6 | Commercial | Interruptible - Miscellaneous | Existing | Space Heating | Natural Gas | Gas Boiler - High Turndown Burner | A | Incremental Winter Peak Savings (MW) | Achievable Economic UCT Potential | 0 | 0 | 0 | 0 | 0 | 0 | 0 | 0 | 0 | 0 | 0 | 0 | 0 | 0 | 0 | 0 | 0 | 0 | 0 | 0 | 0 | 0 | 0 | 0 | 0 | 0 | 0
F7_Commercial_Interruptible - Miscellaneous_Existing_Space Heating_Natural Gas_Gas Boiler - High Turndown Burner_A_Achievable Economic UCT Potential | F7 | Commercial | Interruptible - Miscellaneous | Existing | Space Heating | Natural Gas | Gas Boiler - High Turndown Burner | A | Cumulative Energy Savings (MWh or mTherms) | Achievable Economic UCT Potential | 0 | 0 | 0.0067648 | 0.014965 | 0.024858 | 0.036162 | 0.048822 | 0.063332 | 0.078848 | 0.094163 | 0.10791 | 0.11891 | 0.12646 | 0.13056 | 0.13184 | 0.13108 | 0.12874 | 0.12675 | 0.12516 | 0.1238 | 0.12275 | 0.12177 | 0.12123 | 0.12072 | 0.12023 | 0.11975 | 0.11928
F8_Commercial_Interruptible - Miscellaneous_Existing_Space Heating_Natural Gas_Gas Boiler - High Turndown Burner_A_Achievable Economic UCT Potential | F8 | Commercial | Interruptible - Miscellaneous | Existing | Space Heating | Natural Gas | Gas Boiler - High Turndown Burner | A | Cumulative Summer Peak Savings (MW) | Achievable Economic UCT Potential | 0 | 0 | 0 | 0 | 0 | 0 | 0 | 0 | 0 | 0 | 0 | 0 | 0 | 0 | 0 | 0 | 0 | 0 | 0 | 0 | 0 | 0 | 0 | 0 | 0 | 0 | 0
F9_Commercial_Interruptible - Miscellaneous_Existing_Space Heating_Natural Gas_Gas Boiler - High Turndown Burner_A_Achievable Economic UCT Potential | F9 | Commercial | Interruptible - Miscellaneous | Existing | Space Heating | Natural Gas | Gas Boiler - High Turndown Burner | A | Cumulative Winter Peak Savings (MW) | Achievable Economic UCT Potential | 0 | 0 | 0 | 0 | 0 | 0 | 0 | 0 | 0 | 0 | 0 | 0 | 0 | 0 | 0 | 0 | 0 | 0 | 0 | 0 | 0 | 0 | 0 | 0 | 0 | 0 | 0
F10_Commercial_Interruptible - Miscellaneous_Existing_Space Heating_Natural Gas_Gas Boiler - High Turndown Burner_A_Achievable Economic UCT Potential | F10 | Commercial | Interruptible - Miscellaneous | Existing | Space Heating | Natural Gas | Gas Boiler - High Turndown Burner | A | Purchases (Incremental) | Achievable Economic UCT Potential | 0 | 0 | 14.5621 | 17.8799 | 21.8798 | 25.399 | 28.9707 | 33.8703 | 37.1562 | 37.9577 | 35.7706 | 30.7478 | 23.794 | 16.3293 | 9.7716 | 4.564 | 0 | 0 | 0 | 0 | 0 | 0 | 0 | 0 | 0 | 0 | 0
F11_Commercial_Interruptible - Miscellaneous_Existing_Space Heating_Natural Gas_Gas Boiler - High Turndown Burner_A_Achievable Economic UCT Potential | F11 | Commercial | Interruptible - Miscellaneous | Existing | Space Heating | Natural Gas | Gas Boiler - High Turndown Burner | A | Purchases (Cumulative) | Achievable Economic UCT Potential | 0 | 0 | 14.5621 | 32.442 | 54.3217 | 79.7207 | 108.6914 | 142.5617 | 179.7179 | 217.6756 | 253.4462 | 284.194 | 307.988 | 324.3172 | 334.0888 | 338.6528 | 338.6528 | 338.6528 | 338.6528 | 338.6528 | 338.6528 | 338.6528 | 338.6528 | 338.6528 | 338.6528 | 338.6528 | 338.6528
F1_Commercial_Interruptible - Miscellaneous_Existing_Space Heating_Natural Gas_Gas Boiler - Burner Control Optimization_A_Achievable Economic UCT Potential | F1 | Commercial | Interruptible - Miscellaneous | Existing | Space Heating | Natural Gas | Gas Boiler - Burner Control Optimization | A | Integrated Unit Energy Savings (kWh or therms) | Achievable Economic UCT Potential | 0 | 0 | 0.13463 | 0.13358 | 0.13238 | 0.13107 | 0.12963 | 0.12801 | 0.1262 | 0.12422 | 0.12207 | 0.11979 | 0.11749 | 0.11518 | 0.11289 | 0.11073 | 0.10874 | 0.10707 | 0.10572 | 0.10457 | 0.10368 | 0.10285 | 0.1024 | 0.10197 | 0.10155 | 0.10115 | 0.10075
F2_Commercial_Interruptible - Miscellaneous_Existing_Space Heating_Natural Gas_Gas Boiler - Burner Control Optimization_A_Achievable Economic UCT Potential | F2 | Commercial | Interruptible - Miscellaneous | Existing | Space Heating | Natural Gas | Gas Boiler - Burner Control Optimization | A | Integrated Unit Summer Peak Savings (kW) | Achievable Economic UCT Potential | 0 | 0 | 0 | 0 | 0 | 0 | 0 | 0 | 0 | 0 | 0 | 0 | 0 | 0 | 0 | 0 | 0 | 0 | 0 | 0 | 0 | 0 | 0 | 0 | 0 | 0 | 0
F3_Commercial_Interruptible - Miscellaneous_Existing_Space Heating_Natural Gas_Gas Boiler - Burner Control Optimization_A_Achievable Economic UCT Potential | F3 | Commercial | Interruptible - Miscellaneous | Existing | Space Heating | Natural Gas | Gas Boiler - Burner Control Optimization | A | Integrated Unit Winter Peak Savings (kW) | Achievable Economic UCT Potential | 0 | 0 | 0 | 0 | 0 | 0 | 0 | 0 | 0 | 0 | 0 | 0 | 0 | 0 | 0 | 0 | 0 | 0 | 0 | 0 | 0 | 0 | 0 | 0 | 0 | 0 | 0
F4_Commercial_Interruptible - Miscellaneous_Existing_Space Heating_Natural Gas_Gas Boiler - Burner Control Optimization_A_Achievable Economic UCT Potential | F4 | Commercial | Interruptible - Miscellaneous | Existing | Space Heating | Natural Gas | Gas Boiler - Burner Control Optimization | A | Incremental Energy Savings (MWh or mTherms) | Achievable Economic UCT Potential | 0 | 0 | 0.00072949 | 0.00038946 | 0.0013057 | 0.0021029 | 0.0031567 | 0.0044646 | 0.0059876 | 0.0076401 | 0.009286 | 0.010745 | 0.011824 | 0.012331 | 0.012137 | 0.011222 | 0.0096899 | 0.0077664 | 0.0057318 | 0.0041539 | 0.0016854 | 0.0014835 | 0 | 0 | 0 | 0 | 0
F5_Commercial_Interruptible - Miscellaneous_Existing_Space Heating_Natural Gas_Gas Boiler - Burner Control Optimization_A_Achievable Economic UCT Potential | F5 | Commercial | Interruptible - Miscellaneous | Existing | Space Heating | Natural Gas | Gas Boiler - Burner Control Optimization | A | Incremental Summer Peak Savings (MW) | Achievable Economic UCT Potential | 0 | 0 | 0 | 0 | 0 | 0 | 0 | 0 | 0 | 0 | 0 | 0 | 0 | 0 | 0 | 0 | 0 | 0 | 0 | 0 | 0 | 0 | 0 | 0 | 0 | 0 | 0
F6_Commercial_Interruptible - Miscellaneous_Existing_Space Heating_Natural Gas_Gas Boiler - Burner Control Optimization_A_Achievable Economic UCT Potential | F6 | Commercial | Interruptible - Miscellaneous | Existing | Space Heating | Natural Gas | Gas Boiler - Burner Control Optimization | A | Incremental Winter Peak Savings (MW) | Achievable Economic UCT Potential | 0 | 0 | 0 | 0 | 0 | 0 | 0 | 0 | 0 | 0 | 0 | 0 | 0 | 0 | 0 | 0 | 0 | 0 | 0 | 0 | 0 | 0 | 0 | 0 | 0 | 0 | 0
F7_Commercial_Interruptible - Miscellaneous_Existing_Space Heating_Natural Gas_Gas Boiler - Burner Control Optimization_A_Achievable Economic UCT Potential | F7 | Commercial | Interruptible - Miscellaneous | Existing | Space Heating | Natural Gas | Gas Boiler - Burner Control Optimization | A | Cumulative Energy Savings (MWh or mTherms) | Achievable Economic UCT Potential | 0 | 0 | 0.00072949 | 0.0011132 | 0.002409 | 0.0044881 | 0.0075953 | 0.011965 | 0.017784 | 0.025145 | 0.033996 | 0.044105 | 0.055083 | 0.06633 | 0.077153 | 0.086893 | 0.095028 | 0.10133 | 0.10579 | 0.10879 | 0.10955 | 0.11016 | 0.10968 | 0.10921 | 0.10877 | 0.10833 | 0.10791
F8_Commercial_Interruptible - Miscellaneous_Existing_Space Heating_Natural Gas_Gas Boiler - Burner Control Optimization_A_Achievable Economic UCT Potential | F8 | Commercial | Interruptible - Miscellaneous | Existing | Space Heating | Natural Gas | Gas Boiler - Burner Control Optimization | A | Cumulative Summer Peak Savings (MW) | Achievable Economic UCT Potential | 0 | 0 | 0 | 0 | 0 | 0 | 0 | 0 | 0 | 0 | 0 | 0 | 0 | 0 | 0 | 0 | 0 | 0 | 0 | 0 | 0 | 0 | 0 | 0 | 0 | 0 | 0
F9_Commercial_Interruptible - Miscellaneous_Existing_Space Heating_Natural Gas_Gas Boiler - Burner Control Optimization_A_Achievable Economic UCT Potential | F9 | Commercial | Interruptible - Miscellaneous | Existing | Space Heating | Natural Gas | Gas Boiler - Burner Control Optimization | A | Cumulative Winter Peak Savings (MW) | Achievable Economic UCT Potential | 0 | 0 | 0 | 0 | 0 | 0 | 0 | 0 | 0 | 0 | 0 | 0 | 0 | 0 | 0 | 0 | 0 | 0 | 0 | 0 | 0 | 0 | 0 | 0 | 0 | 0 | 0
F10_Commercial_Interruptible - Miscellaneous_Existing_Space Heating_Natural Gas_Gas Boiler - Burner Control Optimization_A_Achievable Economic UCT Potential | F10 | Commercial | Interruptible - Miscellaneous | Existing | Space Heating | Natural Gas | Gas Boiler - Burner Control Optimization | A | Purchases (Incremental) | Achievable Economic UCT Potential | 0 | 0 | 5.4184 | 2.9156 | 9.8633 | 16.0439 | 24.3525 | 34.8779 | 47.4435 | 61.504 | 76.0698 | 89.7044 | 100.6425 | 107.0646 | 107.5116 | 101.3478 | 89.1074 | 72.5352 | 54.2165 | 39.7224 | 16.2553 | 14.4234 | 0 | 0 | 0 | 0 | 0
F11_Commercial_Interruptible - Miscellaneous_Existing_Space Heating_Natural Gas_Gas Boiler - Burner Control Optimization_A_Achievable Economic UCT Potential | F11 | Commercial | Interruptible - Miscellaneous | Existing | Space Heating | Natural Gas | Gas Boiler - Burner Control Optimization | A | Purchases (Cumulative) | Achievable Economic UCT Potential | 0 | 0 | 5.4184 | 8.3341 | 18.1973 | 34.2413 | 58.5937 | 93.4716 | 140.9152 | 202.4191 | 278.4889 | 368.1933 | 468.8358 | 575.9004 | 683.412 | 784.7599 | 873.8673 | 946.4025 | 1000.6189 | 1040.3414 | 1056.5967 | 1071.0201 | 1071.0201 | 1071.0201 | 1071.0201 | 1071.0201 | 1071.0201
F1_Commercial_Interruptible - Miscellaneous_Existing_Space Heating_Natural Gas_Gas Boiler - Stack Economizer_A_Achievable Economic UCT Potential | F1 | Commercial | Interruptible - Miscellaneous | Existing | Space Heating | Natural Gas | Gas Boiler - Stack Economizer | A | Integrated Unit Energy Savings (kWh or therms) | Achievable Economic UCT Potential | 0 | 0 | 0.44507 | 0.44068 | 0.43568 | 0.43017 | 0.42406 | 0.41742 | 0.41005 | 0.402 | 0.39335 | 0.38428 | 0.37512 | 0.36599 | 0.3571 | 0.34871 | 0.34112 | 0.33476 | 0.32969 | 0.32544 | 0.32222 | 0.31923 | 0.31783 | 0.31648 | 0.31517 | 0.3139 | 0.31267
F2_Commercial_Interruptible - Miscellaneous_Existing_Space Heating_Natural Gas_Gas Boiler - Stack Economizer_A_Achievable Economic UCT Potential | F2 | Commercial | Interruptible - Miscellaneous | Existing | Space Heating | Natural Gas | Gas Boiler - Stack Economizer | A | Integrated Unit Summer Peak Savings (kW) | Achievable Economic UCT Potential | 0 | 0 | 0 | 0 | 0 | 0 | 0 | 0 | 0 | 0 | 0 | 0 | 0 | 0 | 0 | 0 | 0 | 0 | 0 | 0 | 0 | 0 | 0 | 0 | 0 | 0 | 0
F3_Commercial_Interruptible - Miscellaneous_Existing_Space Heating_Natural Gas_Gas Boiler - Stack Economizer_A_Achievable Economic UCT Potential | F3 | Commercial | Interruptible - Miscellaneous | Existing | Space Heating | Natural Gas | Gas Boiler - Stack Economizer | A | Integrated Unit Winter Peak Savings (kW) | Achievable Economic UCT Potential | 0 | 0 | 0 | 0 | 0 | 0 | 0 | 0 | 0 | 0 | 0 | 0 | 0 | 0 | 0 | 0 | 0 | 0 | 0 | 0 | 0 | 0 | 0 | 0 | 0 | 0 | 0
F4_Commercial_Interruptible - Miscellaneous_Existing_Space Heating_Natural Gas_Gas Boiler - Stack Economizer_A_Achievable Economic UCT Potential | F4 | Commercial | Interruptible - Miscellaneous | Existing | Space Heating | Natural Gas | Gas Boiler - Stack Economizer | A | Incremental Energy Savings (MWh or mTherms) | Achievable Economic UCT Potential | 0 | 0 | 0.01037 | 0.012607 | 0.015252 | 0.017482 | 0.019656 | 0.022621 | 0.024377 | 0.024414 | 0.022513 | 0.018905 | 0.014281 | 0.0095621 | 0.0055831 | 0.0025464 | 0 | 0 | 0 | 0 | 0 | 0 | 0 | 0 | 0 | 0 | 0
F5_Commercial_Interruptible - Miscellaneous_Existing_Space Heating_Natural Gas_Gas Boiler - Stack Economizer_A_Achievable Economic UCT Potential | F5 | Commercial | Interruptible - Miscellaneous | Existing | Space Heating | Natural Gas | Gas Boiler - Stack Economizer | A | Incremental Summer Peak Savings (MW) | Achievable Economic UCT Potential | 0 | 0 | 0 | 0 | 0 | 0 | 0 | 0 | 0 | 0 | 0 | 0 | 0 | 0 | 0 | 0 | 0 | 0 | 0 | 0 | 0 | 0 | 0 | 0 | 0 | 0 | 0
F6_Commercial_Interruptible - Miscellaneous_Existing_Space Heating_Natural Gas_Gas Boiler - Stack Economizer_A_Achievable Economic UCT Potential | F6 | Commercial | Interruptible - Miscellaneous | Existing | Space Heating | Natural Gas | Gas Boiler - Stack Economizer | A | Incremental Winter Peak Savings (MW) | Achievable Economic UCT Potential | 0 | 0 | 0 | 0 | 0 | 0 | 0 | 0 | 0 | 0 | 0 | 0 | 0 | 0 | 0 | 0 | 0 | 0 | 0 | 0 | 0 | 0 | 0 | 0 | 0 | 0 | 0
F7_Commercial_Interruptible - Miscellaneous_Existing_Space Heating_Natural Gas_Gas Boiler - Stack Economizer_A_Achievable Economic UCT Potential | F7 | Commercial | Interruptible - Miscellaneous | Existing | Space Heating | Natural Gas | Gas Boiler - Stack Economizer | A | Cumulative Energy Savings (MWh or mTherms) | Achievable Economic UCT Potential | 0 | 0 | 0.01037 | 0.022874 | 0.037867 | 0.05487 | 0.073746 | 0.095212 | 0.11791 | 0.14001 | 0.15951 | 0.17474 | 0.18485 | 0.18991 | 0.19089 | 0.18895 | 0.18483 | 0.18139 | 0.17864 | 0.17634 | 0.17459 | 0.17298 | 0.17221 | 0.17148 | 0.17077 | 0.17009 | 0.16942
F8_Commercial_Interruptible - Miscellaneous_Existing_Space Heating_Natural Gas_Gas Boiler - Stack Economizer_A_Achievable Economic UCT Potential | F8 | Commercial | Interruptible - Miscellaneous | Existing | Space Heating | Natural Gas | Gas Boiler - Stack Economizer | A | Cumulative Summer Peak Savings (MW) | Achievable Economic UCT Potential | 0 | 0 | 0 | 0 | 0 | 0 | 0 | 0 | 0 | 0 | 0 | 0 | 0 | 0 | 0 | 0 | 0 | 0 | 0 | 0 | 0 | 0 | 0 | 0 | 0 | 0 | 0
F9_Commercial_Interruptible - Miscellaneous_Existing_Space Heating_Natural Gas_Gas Boiler - Stack Economizer_A_Achievable Economic UCT Potential | F9 | Commercial | Interruptible - Miscellaneous | Existing | Space Heating | Natural Gas | Gas Boiler - Stack Economizer | A | Cumulative Winter Peak Savings (MW) | Achievable Economic UCT Potential | 0 | 0 | 0 | 0 | 0 | 0 | 0 | 0 | 0 | 0 | 0 | 0 | 0 | 0 | 0 | 0 | 0 | 0 | 0 | 0 | 0 | 0 | 0 | 0 | 0 | 0 | 0
F10_Commercial_Interruptible - Miscellaneous_Existing_Space Heating_Natural Gas_Gas Boiler - Stack Economizer_A_Achievable Economic UCT Potential | F10 | Commercial | Interruptible - Miscellaneous | Existing | Space Heating | Natural Gas | Gas Boiler - Stack Economizer | A | Purchases (Incremental) | Achievable Economic UCT Potential | 0 | 0 | 23.2993 | 28.6078 | 35.0076 | 40.6383 | 46.3532 | 54.1924 | 59.4499 | 60.7323 | 57.2329 | 49.1965 | 38.0704 | 26.1269 | 15.6345 | 7.3024 | 0 | 0 | 0 | 0 | 0 | 0 | 0 | 0 | 0 | 0 | 0
F11_Commercial_Interruptible - Miscellaneous_Existing_Space Heating_Natural Gas_Gas Boiler - Stack Economizer_A_Achievable Economic UCT Potential | F11 | Commercial | Interruptible - Miscellaneous | Existing | Space Heating | Natural Gas | Gas Boiler - Stack Economizer | A | Purchases (Cumulative) | Achievable Economic UCT Potential | 0 | 0 | 23.2993 | 51.9072 | 86.9148 | 127.5531 | 173.9063 | 228.0987 | 287.5486 | 348.2809 | 405.5138 | 454.7104 | 492.7807 | 518.9076 | 534.5421 | 541.8445 | 541.8445 | 541.8445 | 541.8445 | 541.8445 | 541.8445 | 541.8445 | 541.8445 | 541.8445 | 541.8445 | 541.8445 | 541.8445
F1_Commercial_Interruptible - Miscellaneous_Existing_Space Heating_Natural Gas_Gas Boiler - Thermostatic Radiator Valves_A_Achievable Economic UCT Potential | F1 | Commercial | Interruptible - Miscellaneous | Existing | Space Heating | Natural Gas | Gas Boiler - Thermostatic Radiator Valves | A | Integrated Unit Energy Savings (kWh or therms) | Achievable Economic UCT Potential | 0 | 0 | 16.7532 | 16.6708 | 16.5786 | 16.4783 | 16.368 | 16.2456 | 16.1099 | 15.9596 | 15.7937 | 15.6135 | 15.4218 | 15.2238 | 15.0258 | 14.8348 | 14.6573 | 14.5025 | 14.3724 | 14.2595 | 14.1673 | 14.0818 | 14.0206 | 13.9617 | 13.9048 | 13.8496 | 13.7959
F2_Commercial_Interruptible - Miscellaneous_Existing_Space Heating_Natural Gas_Gas Boiler - Thermostatic Radiator Valves_A_Achievable Economic UCT Potential | F2 | Commercial | Interruptible - Miscellaneous | Existing | Space Heating | Natural Gas | Gas Boiler - Thermostatic Radiator Valves | A | Integrated Unit Summer Peak Savings (kW) | Achievable Economic UCT Potential | 0 | 0 | 0 | 0 | 0 | 0 | 0 | 0 | 0 | 0 | 0 | 0 | 0 | 0 | 0 | 0 | 0 | 0 | 0 | 0 | 0 | 0 | 0 | 0 | 0 | 0 | 0
F3_Commercial_Interruptible - Miscellaneous_Existing_Space Heating_Natural Gas_Gas Boiler - Thermostatic Radiator Valves_A_Achievable Economic UCT Potential | F3 | Commercial | Interruptible - Miscellaneous | Existing | Space Heating | Natural Gas | Gas Boiler - Thermostatic Radiator Valves | A | Integrated Unit Winter Peak Savings (kW) | Achievable Economic UCT Potential | 0 | 0 | 0 | 0 | 0 | 0 | 0 | 0 | 0 | 0 | 0 | 0 | 0 | 0 | 0 | 0 | 0 | 0 | 0 | 0 | 0 | 0 | 0 | 0 | 0 | 0 | 0
F4_Commercial_Interruptible - Miscellaneous_Existing_Space Heating_Natural Gas_Gas Boiler - Thermostatic Radiator Valves_A_Achievable Economic UCT Potential | F4 | Commercial | Interruptible - Miscellaneous | Existing | Space Heating | Natural Gas | Gas Boiler - Thermostatic Radiator Valves | A | Incremental Energy Savings (MWh or mTherms) | Achievable Economic UCT Potential | 0 | 0 | 0.019689 | 0.040216 | 0.039993 | 0.039751 | 0.039485 | 0.03919 | 0.038863 | 0.0385 | 0.0381 | 0.037665 | 0.037203 | 0.036725 | 0.036247 | 0.035787 | 0.035358 | 0.017941 | 6.3826e-18 | 5.6992e-17 | 0 | 0 | 0 | 0 | 0 | 0 | 0
F5_Commercial_Interruptible - Miscellaneous_Existing_Space Heating_Natural Gas_Gas Boiler - Thermostatic Radiator Valves_A_Achievable Economic UCT Potential | F5 | Commercial | Interruptible - Miscellaneous | Existing | Space Heating | Natural Gas | Gas Boiler - Thermostatic Radiator Valves | A | Incremental Summer Peak Savings (MW) | Achievable Economic UCT Potential | 0 | 0 | 0 | 0 | 0 | 0 | 0 | 0 | 0 | 0 | 0 | 0 | 0 | 0 | 0 | 0 | 0 | 0 | 0 | 0 | 0 | 0 | 0 | 0 | 0 | 0 | 0
F6_Commercial_Interruptible - Miscellaneous_Existing_Space Heating_Natural Gas_Gas Boiler - Thermostatic Radiator Valves_A_Achievable Economic UCT Potential | F6 | Commercial | Interruptible - Miscellaneous | Existing | Space Heating | Natural Gas | Gas Boiler - Thermostatic Radiator Valves | A | Incremental Winter Peak Savings (MW) | Achievable Economic UCT Potential | 0 | 0 | 0 | 0 | 0 | 0 | 0 | 0 | 0 | 0 | 0 | 0 | 0 | 0 | 0 | 0 | 0 | 0 | 0 | 0 | 0 | 0 | 0 | 0 | 0 | 0 | 0
F7_Commercial_Interruptible - Miscellaneous_Existing_Space Heating_Natural Gas_Gas Boiler - Thermostatic Radiator Valves_A_Achievable Economic UCT Potential | F7 | Commercial | Interruptible - Miscellaneous | Existing | Space Heating | Natural Gas | Gas Boiler - Thermostatic Radiator Valves | A | Cumulative Energy Savings (MWh or mTherms) | Achievable Economic UCT Potential | 0 | 0 | 0.019689 | 0.059808 | 0.09947 | 0.13862 | 0.17718 | 0.21504 | 0.25211 | 0.28826 | 0.32336 | 0.35734 | 0.39015 | 0.42187 | 0.45263 | 0.48266 | 0.51224 | 0.52478 | 0.52007 | 0.51598 | 0.51265 | 0.50955 | 0.50734 | 0.50521 | 0.50315 | 0.50115 | 0.49921
F8_Commercial_Interruptible - Miscellaneous_Existing_Space Heating_Natural Gas_Gas Boiler - Thermostatic Radiator Valves_A_Achievable Economic UCT Potential | F8 | Commercial | Interruptible - Miscellaneous | Existing | Space Heating | Natural Gas | Gas Boiler - Thermostatic Radiator Valves | A | Cumulative Summer Peak Savings (MW) | Achievable Economic UCT Potential | 0 | 0 | 0 | 0 | 0 | 0 | 0 | 0 | 0 | 0 | 0 | 0 | 0 | 0 | 0 | 0 | 0 | 0 | 0 | 0 | 0 | 0 | 0 | 0 | 0 | 0 | 0
F9_Commercial_Interruptible - Miscellaneous_Existing_Space Heating_Natural Gas_Gas Boiler - Thermostatic Radiator Valves_A_Achievable Economic UCT Potential | F9 | Commercial | Interruptible - Miscellaneous | Existing | Space Heating | Natural Gas | Gas Boiler - Thermostatic Radiator Valves | A | Cumulative Winter Peak Savings (MW) | Achievable Economic UCT Potential | 0 | 0 | 0 | 0 | 0 | 0 | 0 | 0 | 0 | 0 | 0 | 0 | 0 | 0 | 0 | 0 | 0 | 0 | 0 | 0 | 0 | 0 | 0 | 0 | 0 | 0 | 0
F10_Commercial_Interruptible - Miscellaneous_Existing_Space Heating_Natural Gas_Gas Boiler - Thermostatic Radiator Valves_A_Achievable Economic UCT Potential | F10 | Commercial | Interruptible - Miscellaneous | Existing | Space Heating | Natural Gas | Gas Boiler - Thermostatic Radiator Valves | A | Purchases (Incremental) | Achievable Economic UCT Potential | 0 | 0 | 1.1752 | 2.4123 | 2.4123 | 2.4123 | 2.4123 | 2.4123 | 2.4123 | 2.4123 | 2.4123 | 2.4123 | 2.4123 | 2.4123 | 2.4123 | 2.4123 | 2.4123 | 1.2371 | 4.4409e-16 | 3.9968e-15 | 0 | 0 | 0 | 0 | 0 | 0 | 0
F11_Commercial_Interruptible - Miscellaneous_Existing_Space Heating_Natural Gas_Gas Boiler - Thermostatic Radiator Valves_A_Achievable Economic UCT Potential | F11 | Commercial | Interruptible - Miscellaneous | Existing | Space Heating | Natural Gas | Gas Boiler - Thermostatic Radiator Valves | A | Purchases (Cumulative) | Achievable Economic UCT Potential | 0 | 0 | 1.1752 | 3.5876 | 5.9999 | 8.4123 | 10.8246 | 13.237 | 15.6493 | 18.0617 | 20.474 | 22.8864 | 25.2987 | 27.7111 | 30.1234 | 32.5358 | 34.9481 | 36.1852 | 36.1852 | 36.1852 | 36.1852 | 36.1852 | 36.1852 | 36.1852 | 36.1852 | 36.1852 | 36.1852
F1_Commercial_Interruptible - Miscellaneous_Existing_Space Heating_Natural Gas_HVAC - Shut Off Damper_A_Achievable Economic UCT Potential | F1 | Commercial | Interruptible - Miscellaneous | Existing | Space Heating | Natural Gas | HVAC - Shut Off Damper | A | Integrated Unit Energy Savings (kWh or therms) | Achievable Economic UCT Potential | 0 | 0 | 46.2578 | 45.805 | 45.2783 | 44.6885 | 44.029 | 43.3041 | 42.4939 | 41.6051 | 40.6495 | 39.6482 | 38.6362 | 37.628 | 36.6456 | 35.7149 | 34.8663 | 34.1426 | 33.5496 | 33.0449 | 32.6496 | 32.2847 | 32.0844 | 31.8939 | 31.7123 | 31.5387 | 31.3723
F2_Commercial_Interruptible - Miscellaneous_Existing_Space Heating_Natural Gas_HVAC - Shut Off Damper_A_Achievable Economic UCT Potential | F2 | Commercial | Interruptible - Miscellaneous | Existing | Space Heating | Natural Gas | HVAC - Shut Off Damper | A | Integrated Unit Summer Peak Savings (kW) | Achievable Economic UCT Potential | 0 | 0 | 0 | 0 | 0 | 0 | 0 | 0 | 0 | 0 | 0 | 0 | 0 | 0 | 0 | 0 | 0 | 0 | 0 | 0 | 0 | 0 | 0 | 0 | 0 | 0 | 0
F3_Commercial_Interruptible - Miscellaneous_Existing_Space Heating_Natural Gas_HVAC - Shut Off Damper_A_Achievable Economic UCT Potential | F3 | Commercial | Interruptible - Miscellaneous | Existing | Space Heating | Natural Gas | HVAC - Shut Off Damper | A | Integrated Unit Winter Peak Savings (kW) | Achievable Economic UCT Potential | 0 | 0 | 0 | 0 | 0 | 0 | 0 | 0 | 0 | 0 | 0 | 0 | 0 | 0 | 0 | 0 | 0 | 0 | 0 | 0 | 0 | 0 | 0 | 0 | 0 | 0 | 0
F4_Commercial_Interruptible - Miscellaneous_Existing_Space Heating_Natural Gas_HVAC - Shut Off Damper_A_Achievable Economic UCT Potential | F4 | Commercial | Interruptible - Miscellaneous | Existing | Space Heating | Natural Gas | HVAC - Shut Off Damper | A | Incremental Energy Savings (MWh or mTherms) | Achievable Economic UCT Potential | 0 | 0 | 0 | 0 | 0 | 0 | 0 | 0 | 0 | 0 | 0 | 0 | 0 | 0 | 0 | 0 | 0 | 0 | 0 | 0 | 0 | 0 | 0 | 0 | 0 | 0 | 0
F5_Commercial_Interruptible - Miscellaneous_Existing_Space Heating_Natural Gas_HVAC - Shut Off Damper_A_Achievable Economic UCT Potential | F5 | Commercial | Interruptible - Miscellaneous | Existing | Space Heating | Natural Gas | HVAC - Shut Off Damper | A | Incremental Summer Peak Savings (MW) | Achievable Economic UCT Potential | 0 | 0 | 0 | 0 | 0 | 0 | 0 | 0 | 0 | 0 | 0 | 0 | 0 | 0 | 0 | 0 | 0 | 0 | 0 | 0 | 0 | 0 | 0 | 0 | 0 | 0 | 0
F6_Commercial_Interruptible - Miscellaneous_Existing_Space Heating_Natural Gas_HVAC - Shut Off Damper_A_Achievable Economic UCT Potential | F6 | Commercial | Interruptible - Miscellaneous | Existing | Space Heating | Natural Gas | HVAC - Shut Off Damper | A | Incremental Winter Peak Savings (MW) | Achievable Economic UCT Potential | 0 | 0 | 0 | 0 | 0 | 0 | 0 | 0 | 0 | 0 | 0 | 0 | 0 | 0 | 0 | 0 | 0 | 0 | 0 | 0 | 0 | 0 | 0 | 0 | 0 | 0 | 0
F7_Commercial_Interruptible - Miscellaneous_Existing_Space Heating_Natural Gas_HVAC - Shut Off Damper_A_Achievable Economic UCT Potential | F7 | Commercial | Interruptible - Miscellaneous | Existing | Space Heating | Natural Gas | HVAC - Shut Off Damper | A | Cumulative Energy Savings (MWh or mTherms) | Achievable Economic UCT Potential | 0 | 0 | 0 | 0 | 0 | 0 | 0 | 0 | 0 | 0 | 0 | 0 | 0 | 0 | 0 | 0 | 0 | 0 | 0 | 0 | 0 | 0 | 0 | 0 | 0 | 0 | 0
F8_Commercial_Interruptible - Miscellaneous_Existing_Space Heating_Natural Gas_HVAC - Shut Off Damper_A_Achievable Economic UCT Potential | F8 | Commercial | Interruptible - Miscellaneous | Existing | Space Heating | Natural Gas | HVAC - Shut Off Damper | A | Cumulative Summer Peak Savings (MW) | Achievable Economic UCT Potential | 0 | 0 | 0 | 0 | 0 | 0 | 0 | 0 | 0 | 0 | 0 | 0 | 0 | 0 | 0 | 0 | 0 | 0 | 0 | 0 | 0 | 0 | 0 | 0 | 0 | 0 | 0
F9_Commercial_Interruptible - Miscellaneous_Existing_Space Heating_Natural Gas_HVAC - Shut Off Damper_A_Achievable Economic UCT Potential | F9 | Commercial | Interruptible - Miscellaneous | Existing | Space Heating | Natural Gas | HVAC - Shut Off Damper | A | Cumulative Winter Peak Savings (MW) | Achievable Economic UCT Potential | 0 | 0 | 0 | 0 | 0 | 0 | 0 | 0 | 0 | 0 | 0 | 0 | 0 | 0 | 0 | 0 | 0 | 0 | 0 | 0 | 0 | 0 | 0 | 0 | 0 | 0 | 0
F10_Commercial_Interruptible - Miscellaneous_Existing_Space Heating_Natural Gas_HVAC - Shut Off Damper_A_Achievable Economic UCT Potential | F10 | Commercial | Interruptible - Miscellaneous | Existing | Space Heating | Natural Gas | HVAC - Shut Off Damper | A | Purchases (Incremental) | Achievable Economic UCT Potential | 0 | 0 | 0 | 0 | 0 | 0 | 0 | 0 | 0 | 0 | 0 | 0 | 0 | 0 | 0 | 0 | 0 | 0 | 0 | 0 | 0 | 0 | 0 | 0 | 0 | 0 | 0
F11_Commercial_Interruptible - Miscellaneous_Existing_Space Heating_Natural Gas_HVAC - Shut Off Damper_A_Achievable Economic UCT Potential | F11 | Commercial | Interruptible - Miscellaneous | Existing | Space Heating | Natural Gas | HVAC - Shut Off Damper | A | Purchases (Cumulative) | Achievable Economic UCT Potential | 0 | 0 | 0 | 0 | 0 | 0 | 0 | 0 | 0 | 0 | 0 | 0 | 0 | 0 | 0 | 0 | 0 | 0 | 0 | 0 | 0 | 0 | 0 | 0 | 0 | 0 | 0
F1_Commercial_Interruptible - Miscellaneous_Existing_Space Heating_Natural Gas_Gas Furnace - Tube Inserts_A_Achievable Economic UCT Potential | F1 | Commercial | Interruptible - Miscellaneous | Existing | Space Heating | Natural Gas | Gas Furnace - Tube Inserts | A | Integrated Unit Energy Savings (kWh or therms) | Achievable Economic UCT Potential | 0 | 0 | 0 | 0 | 0 | 0 | 0 | 0 | 0 | 0 | 0 | 0 | 0 | 0 | 0 | 0 | 0 | 0 | 0 | 0 | 0 | 0 | 0 | 0 | 0 | 0 | 0
F2_Commercial_Interruptible - Miscellaneous_Existing_Space Heating_Natural Gas_Gas Furnace - Tube Inserts_A_Achievable Economic UCT Potential | F2 | Commercial | Interruptible - Miscellaneous | Existing | Space Heating | Natural Gas | Gas Furnace - Tube Inserts | A | Integrated Unit Summer Peak Savings (kW) | Achievable Economic UCT Potential | 0 | 0 | 0 | 0 | 0 | 0 | 0 | 0 | 0 | 0 | 0 | 0 | 0 | 0 | 0 | 0 | 0 | 0 | 0 | 0 | 0 | 0 | 0 | 0 | 0 | 0 | 0
F3_Commercial_Interruptible - Miscellaneous_Existing_Space Heating_Natural Gas_Gas Furnace - Tube Inserts_A_Achievable Economic UCT Potential | F3 | Commercial | Interruptible - Miscellaneous | Existing | Space Heating | Natural Gas | Gas Furnace - Tube Inserts | A | Integrated Unit Winter Peak Savings (kW) | Achievable Economic UCT Potential | 0 | 0 | 0 | 0 | 0 | 0 | 0 | 0 | 0 | 0 | 0 | 0 | 0 | 0 | 0 | 0 | 0 | 0 | 0 | 0 | 0 | 0 | 0 | 0 | 0 | 0 | 0
F4_Commercial_Interruptible - Miscellaneous_Existing_Space Heating_Natural Gas_Gas Furnace - Tube Inserts_A_Achievable Economic UCT Potential | F4 | Commercial | Interruptible - Miscellaneous | Existing | Space Heating | Natural Gas | Gas Furnace - Tube Inserts | A | Incremental Energy Savings (MWh or mTherms) | Achievable Economic UCT Potential | 0 | 0 | 0 | 0 | 0 | 0 | 0 | 0 | 0 | 0 | 0 | 0 | 0 | 0 | 0 | 0 | 0 | 0 | 0 | 0 | 0 | 0 | 0 | 0 | 0 | 0 | 0
F5_Commercial_Interruptible - Miscellaneous_Existing_Space Heating_Natural Gas_Gas Furnace - Tube Inserts_A_Achievable Economic UCT Potential | F5 | Commercial | Interruptible - Miscellaneous | Existing | Space Heating | Natural Gas | Gas Furnace - Tube Inserts | A | Incremental Summer Peak Savings (MW) | Achievable Economic UCT Potential | 0 | 0 | 0 | 0 | 0 | 0 | 0 | 0 | 0 | 0 | 0 | 0 | 0 | 0 | 0 | 0 | 0 | 0 | 0 | 0 | 0 | 0 | 0 | 0 | 0 | 0 | 0
F6_Commercial_Interruptible - Miscellaneous_Existing_Space Heating_Natural Gas_Gas Furnace - Tube Inserts_A_Achievable Economic UCT Potential | F6 | Commercial | Interruptible - Miscellaneous | Existing | Space Heating | Natural Gas | Gas Furnace - Tube Inserts | A | Incremental Winter Peak Savings (MW) | Achievable Economic UCT Potential | 0 | 0 | 0 | 0 | 0 | 0 | 0 | 0 | 0 | 0 | 0 | 0 | 0 | 0 | 0 | 0 | 0 | 0 | 0 | 0 | 0 | 0 | 0 | 0 | 0 | 0 | 0
F7_Commercial_Interruptible - Miscellaneous_Existing_Space Heating_Natural Gas_Gas Furnace - Tube Inserts_A_Achievable Economic UCT Potential | F7 | Commercial | Interruptible - Miscellaneous | Existing | Space Heating | Natural Gas | Gas Furnace - Tube Inserts | A | Cumulative Energy Savings (MWh or mTherms) | Achievable Economic UCT Potential | 0 | 0 | 0 | 0 | 0 | 0 | 0 | 0 | 0 | 0 | 0 | 0 | 0 | 0 | 0 | 0 | 0 | 0 | 0 | 0 | 0 | 0 | 0 | 0 | 0 | 0 | 0
F8_Commercial_Interruptible - Miscellaneous_Existing_Space Heating_Natural Gas_Gas Furnace - Tube Inserts_A_Achievable Economic UCT Potential | F8 | Commercial | Interruptible - Miscellaneous | Existing | Space Heating | Natural Gas | Gas Furnace - Tube Inserts | A | Cumulative Summer Peak Savings (MW) | Achievable Economic UCT Potential | 0 | 0 | 0 | 0 | 0 | 0 | 0 | 0 | 0 | 0 | 0 | 0 | 0 | 0 | 0 | 0 | 0 | 0 | 0 | 0 | 0 | 0 | 0 | 0 | 0 | 0 | 0
F9_Commercial_Interruptible - Miscellaneous_Existing_Space Heating_Natural Gas_Gas Furnace - Tube Inserts_A_Achievable Economic UCT Potential | F9 | Commercial | Interruptible - Miscellaneous | Existing | Space Heating | Natural Gas | Gas Furnace - Tube Inserts | A | Cumulative Winter Peak Savings (MW) | Achievable Economic UCT Potential | 0 | 0 | 0 | 0 | 0 | 0 | 0 | 0 | 0 | 0 | 0 | 0 | 0 | 0 | 0 | 0 | 0 | 0 | 0 | 0 | 0 | 0 | 0 | 0 | 0 | 0 | 0
F10_Commercial_Interruptible - Miscellaneous_Existing_Space Heating_Natural Gas_Gas Furnace - Tube Inserts_A_Achievable Economic UCT Potential | F10 | Commercial | Interruptible - Miscellaneous | Existing | Space Heating | Natural Gas | Gas Furnace - Tube Inserts | A | Purchases (Incremental) | Achievable Economic UCT Potential | 0 | 0 | 0 | 0 | 0 | 0 | 0 | 0 | 0 | 0 | 0 | 0 | 0 | 0 | 0 | 0 | 0 | 0 | 0 | 0 | 0 | 0 | 0 | 0 | 0 | 0 | 0
F11_Commercial_Interruptible - Miscellaneous_Existing_Space Heating_Natural Gas_Gas Furnace - Tube Inserts_A_Achievable Economic UCT Potential | F11 | Commercial | Interruptible - Miscellaneous | Existing | Space Heating | Natural Gas | Gas Furnace - Tube Inserts | A | Purchases (Cumulative) | Achievable Economic UCT Potential | 0 | 0 | 0 | 0 | 0 | 0 | 0 | 0 | 0 | 0 | 0 | 0 | 0 | 0 | 0 | 0 | 0 | 0 | 0 | 0 | 0 | 0 | 0 | 0 | 0 | 0 | 0
F1_Commercial_Interruptible - Miscellaneous_Existing_Space Heating_Natural Gas_Gas Boiler - Insulate Steam Lines/Condensate Tank_A_Achievable Economic UCT Potential | F1 | Commercial | Interruptible - Miscellaneous | Existing | Space Heating | Natural Gas | Gas Boiler - Insulate Steam Lines/Condensate Tank | A | Integrated Unit Energy Savings (kWh or therms) | Achievable Economic UCT Potential | 0 | 0 | 6.3738 | 6.3472 | 6.3169 | 6.2834 | 6.246 | 6.204 | 6.1565 | 6.1032 | 6.0439 | 5.979 | 5.9097 | 5.8378 | 5.7659 | 5.6966 | 5.6324 | 5.575 | 5.5251 | 5.4818 | 5.4465 | 5.4137 | 5.3903 | 5.3678 | 5.346 | 5.3248 | 5.3043
F2_Commercial_Interruptible - Miscellaneous_Existing_Space Heating_Natural Gas_Gas Boiler - Insulate Steam Lines/Condensate Tank_A_Achievable Economic UCT Potential | F2 | Commercial | Interruptible - Miscellaneous | Existing | Space Heating | Natural Gas | Gas Boiler - Insulate Steam Lines/Condensate Tank | A | Integrated Unit Summer Peak Savings (kW) | Achievable Economic UCT Potential | 0 | 0 | 0 | 0 | 0 | 0 | 0 | 0 | 0 | 0 | 0 | 0 | 0 | 0 | 0 | 0 | 0 | 0 | 0 | 0 | 0 | 0 | 0 | 0 | 0 | 0 | 0
F3_Commercial_Interruptible - Miscellaneous_Existing_Space Heating_Natural Gas_Gas Boiler - Insulate Steam Lines/Condensate Tank_A_Achievable Economic UCT Potential | F3 | Commercial | Interruptible - Miscellaneous | Existing | Space Heating | Natural Gas | Gas Boiler - Insulate Steam Lines/Condensate Tank | A | Integrated Unit Winter Peak Savings (kW) | Achievable Economic UCT Potential | 0 | 0 | 0 | 0 | 0 | 0 | 0 | 0 | 0 | 0 | 0 | 0 | 0 | 0 | 0 | 0 | 0 | 0 | 0 | 0 | 0 | 0 | 0 | 0 | 0 | 0 | 0
F4_Commercial_Interruptible - Miscellaneous_Existing_Space Heating_Natural Gas_Gas Boiler - Insulate Steam Lines/Condensate Tank_A_Achievable Economic UCT Potential | F4 | Commercial | Interruptible - Miscellaneous | Existing | Space Heating | Natural Gas | Gas Boiler - Insulate Steam Lines/Condensate Tank | A | Incremental Energy Savings (MWh or mTherms) | Achievable Economic UCT Potential | 0 | 0 | 0.018843 | 0.038517 | 0.038333 | 0.038129 | 0.037902 | 0.037647 | 0.03736 | 0.037036 | 0.036676 | 0.036282 | 0.035862 | 0.035426 | 0.034989 | 0.034568 | 0.034179 | 0.017349 | 0 | 4.382e-17 | 0 | 0 | 0 | 0 | 0 | 0 | 0
F5_Commercial_Interruptible - Miscellaneous_Existing_Space Heating_Natural Gas_Gas Boiler - Insulate Steam Lines/Condensate Tank_A_Achievable Economic UCT Potential | F5 | Commercial | Interruptible - Miscellaneous | Existing | Space Heating | Natural Gas | Gas Boiler - Insulate Steam Lines/Condensate Tank | A | Incremental Summer Peak Savings (MW) | Achievable Economic UCT Potential | 0 | 0 | 0 | 0 | 0 | 0 | 0 | 0 | 0 | 0 | 0 | 0 | 0 | 0 | 0 | 0 | 0 | 0 | 0 | 0 | 0 | 0 | 0 | 0 | 0 | 0 | 0
F6_Commercial_Interruptible - Miscellaneous_Existing_Space Heating_Natural Gas_Gas Boiler - Insulate Steam Lines/Condensate Tank_A_Achievable Economic UCT Potential | F6 | Commercial | Interruptible - Miscellaneous | Existing | Space Heating | Natural Gas | Gas Boiler - Insulate Steam Lines/Condensate Tank | A | Incremental Winter Peak Savings (MW) | Achievable Economic UCT Potential | 0 | 0 | 0 | 0 | 0 | 0 | 0 | 0 | 0 | 0 | 0 | 0 | 0 | 0 | 0 | 0 | 0 | 0 | 0 | 0 | 0 | 0 | 0 | 0 | 0 | 0 | 0
F7_Commercial_Interruptible - Miscellaneous_Existing_Space Heating_Natural Gas_Gas Boiler - Insulate Steam Lines/Condensate Tank_A_Achievable Economic UCT Potential | F7 | Commercial | Interruptible - Miscellaneous | Existing | Space Heating | Natural Gas | Gas Boiler - Insulate Steam Lines/Condensate Tank | A | Cumulative Energy Savings (MWh or mTherms) | Achievable Economic UCT Potential | 0 | 0 | 0.018843 | 0.057282 | 0.09534 | 0.13296 | 0.17007 | 0.20658 | 0.24236 | 0.2773 | 0.31128 | 0.34422 | 0.37609 | 0.40694 | 0.43691 | 0.46623 | 0.49515 | 0.50746 | 0.50292 | 0.49898 | 0.49576 | 0.49278 | 0.49065 | 0.4886 | 0.48661 | 0.48469 | 0.48282
F8_Commercial_Interruptible - Miscellaneous_Existing_Space Heating_Natural Gas_Gas Boiler - Insulate Steam Lines/Condensate Tank_A_Achievable Economic UCT Potential | F8 | Commercial | Interruptible - Miscellaneous | Existing | Space Heating | Natural Gas | Gas Boiler - Insulate Steam Lines/Condensate Tank | A | Cumulative Summer Peak Savings (MW) | Achievable Economic UCT Potential | 0 | 0 | 0 | 0 | 0 | 0 | 0 | 0 | 0 | 0 | 0 | 0 | 0 | 0 | 0 | 0 | 0 | 0 | 0 | 0 | 0 | 0 | 0 | 0 | 0 | 0 | 0
F9_Commercial_Interruptible - Miscellaneous_Existing_Space Heating_Natural Gas_Gas Boiler - Insulate Steam Lines/Condensate Tank_A_Achievable Economic UCT Potential | F9 | Commercial | Interruptible - Miscellaneous | Existing | Space Heating | Natural Gas | Gas Boiler - Insulate Steam Lines/Condensate Tank | A | Cumulative Winter Peak Savings (MW) | Achievable Economic UCT Potential | 0 | 0 | 0 | 0 | 0 | 0 | 0 | 0 | 0 | 0 | 0 | 0 | 0 | 0 | 0 | 0 | 0 | 0 | 0 | 0 | 0 | 0 | 0 | 0 | 0 | 0 | 0
F10_Commercial_Interruptible - Miscellaneous_Existing_Space Heating_Natural Gas_Gas Boiler - Insulate Steam Lines/Condensate Tank_A_Achievable Economic UCT Potential | F10 | Commercial | Interruptible - Miscellaneous | Existing | Space Heating | Natural Gas | Gas Boiler - Insulate Steam Lines/Condensate Tank | A | Purchases (Incremental) | Achievable Economic UCT Potential | 0 | 0 | 2.9563 | 6.0683 | 6.0683 | 6.0683 | 6.0683 | 6.0683 | 6.0683 | 6.0683 | 6.0683 | 6.0683 | 6.0683 | 6.0683 | 6.0683 | 6.0683 | 6.0683 | 3.1119 | 0 | 7.9936e-15 | 0 | 0 | 0 | 0 | 0 | 0 | 0
F11_Commercial_Interruptible - Miscellaneous_Existing_Space Heating_Natural Gas_Gas Boiler - Insulate Steam Lines/Condensate Tank_A_Achievable Economic UCT Potential | F11 | Commercial | Interruptible - Miscellaneous | Existing | Space Heating | Natural Gas | Gas Boiler - Insulate Steam Lines/Condensate Tank | A | Purchases (Cumulative) | Achievable Economic UCT Potential | 0 | 0 | 2.9563 | 9.0246 | 15.0929 | 21.1612 | 27.2295 | 33.2977 | 39.366 | 45.4343 | 51.5026 | 57.5709 | 63.6391 | 69.7074 | 75.7757 | 81.844 | 87.9123 | 91.0242 | 91.0242 | 91.0242 | 91.0242 | 91.0242 | 91.0242 | 91.0242 | 91.0242 | 91.0242 | 91.0242
F1_Commercial_Interruptible - Miscellaneous_Existing_Space Heating_Natural Gas_Gas Boiler - Insulate Hot Water Lines_A_Achievable Economic UCT Potential | F1 | Commercial | Interruptible - Miscellaneous | Existing | Space Heating | Natural Gas | Gas Boiler - Insulate Hot Water Lines | A | Integrated Unit Energy Savings (kWh or therms) | Achievable Economic UCT Potential | 0 | 0 | 4.2566 | 4.2228 | 4.1837 | 4.1401 | 4.091 | 4.035 | 3.9717 | 3.9011 | 3.8236 | 3.7404 | 3.6559 | 3.5706 | 3.4868 | 3.4077 | 3.3363 | 3.2765 | 3.2291 | 3.1895 | 3.16 | 3.1328 | 3.1191 | 3.1059 | 3.0932 | 3.0808 | 3.0688
F2_Commercial_Interruptible - Miscellaneous_Existing_Space Heating_Natural Gas_Gas Boiler - Insulate Hot Water Lines_A_Achievable Economic UCT Potential | F2 | Commercial | Interruptible - Miscellaneous | Existing | Space Heating | Natural Gas | Gas Boiler - Insulate Hot Water Lines | A | Integrated Unit Summer Peak Savings (kW) | Achievable Economic UCT Potential | 0 | 0 | 0 | 0 | 0 | 0 | 0 | 0 | 0 | 0 | 0 | 0 | 0 | 0 | 0 | 0 | 0 | 0 | 0 | 0 | 0 | 0 | 0 | 0 | 0 | 0 | 0
F3_Commercial_Interruptible - Miscellaneous_Existing_Space Heating_Natural Gas_Gas Boiler - Insulate Hot Water Lines_A_Achievable Economic UCT Potential | F3 | Commercial | Interruptible - Miscellaneous | Existing | Space Heating | Natural Gas | Gas Boiler - Insulate Hot Water Lines | A | Integrated Unit Winter Peak Savings (kW) | Achievable Economic UCT Potential | 0 | 0 | 0 | 0 | 0 | 0 | 0 | 0 | 0 | 0 | 0 | 0 | 0 | 0 | 0 | 0 | 0 | 0 | 0 | 0 | 0 | 0 | 0 | 0 | 0 | 0 | 0
F4_Commercial_Interruptible - Miscellaneous_Existing_Space Heating_Natural Gas_Gas Boiler - Insulate Hot Water Lines_A_Achievable Economic UCT Potential | F4 | Commercial | Interruptible - Miscellaneous | Existing | Space Heating | Natural Gas | Gas Boiler - Insulate Hot Water Lines | A | Incremental Energy Savings (MWh or mTherms) | Achievable Economic UCT Potential | 0 | 0 | 0.012584 | 0.025625 | 0.025388 | 0.025123 | 0.024825 | 0.024485 | 0.024102 | 0.023673 | 0.023202 | 0.022698 | 0.022185 | 0.011112 | 3.0969e-18 | 2.724e-17 | 0 | 3.7832e-17 | 0 | 3.1161e-17 | 0 | 0 | 0 | 0 | 0 | 0 | 0
F5_Commercial_Interruptible - Miscellaneous_Existing_Space Heating_Natural Gas_Gas Boiler - Insulate Hot Water Lines_A_Achievable Economic UCT Potential | F5 | Commercial | Interruptible - Miscellaneous | Existing | Space Heating | Natural Gas | Gas Boiler - Insulate Hot Water Lines | A | Incremental Summer Peak Savings (MW) | Achievable Economic UCT Potential | 0 | 0 | 0 | 0 | 0 | 0 | 0 | 0 | 0 | 0 | 0 | 0 | 0 | 0 | 0 | 0 | 0 | 0 | 0 | 0 | 0 | 0 | 0 | 0 | 0 | 0 | 0
F6_Commercial_Interruptible - Miscellaneous_Existing_Space Heating_Natural Gas_Gas Boiler - Insulate Hot Water Lines_A_Achievable Economic UCT Potential | F6 | Commercial | Interruptible - Miscellaneous | Existing | Space Heating | Natural Gas | Gas Boiler - Insulate Hot Water Lines | A | Incremental Winter Peak Savings (MW) | Achievable Economic UCT Potential | 0 | 0 | 0 | 0 | 0 | 0 | 0 | 0 | 0 | 0 | 0 | 0 | 0 | 0 | 0 | 0 | 0 | 0 | 0 | 0 | 0 | 0 | 0 | 0 | 0 | 0 | 0
F7_Commercial_Interruptible - Miscellaneous_Existing_Space Heating_Natural Gas_Gas Boiler - Insulate Hot Water Lines_A_Achievable Economic UCT Potential | F7 | Commercial | Interruptible - Miscellaneous | Existing | Space Heating | Natural Gas | Gas Boiler - Insulate Hot Water Lines | A | Cumulative Energy Savings (MWh or mTherms) | Achievable Economic UCT Potential | 0 | 0 | 0.012584 | 0.03811 | 0.063144 | 0.087609 | 0.11139 | 0.13436 | 0.15635 | 0.17724 | 0.19692 | 0.21534 | 0.23266 | 0.23834 | 0.23275 | 0.22747 | 0.2227 | 0.21871 | 0.21554 | 0.2129 | 0.21093 | 0.20912 | 0.2082 | 0.20732 | 0.20647 | 0.20565 | 0.20485
F8_Commercial_Interruptible - Miscellaneous_Existing_Space Heating_Natural Gas_Gas Boiler - Insulate Hot Water Lines_A_Achievable Economic UCT Potential | F8 | Commercial | Interruptible - Miscellaneous | Existing | Space Heating | Natural Gas | Gas Boiler - Insulate Hot Water Lines | A | Cumulative Summer Peak Savings (MW) | Achievable Economic UCT Potential | 0 | 0 | 0 | 0 | 0 | 0 | 0 | 0 | 0 | 0 | 0 | 0 | 0 | 0 | 0 | 0 | 0 | 0 | 0 | 0 | 0 | 0 | 0 | 0 | 0 | 0 | 0
F9_Commercial_Interruptible - Miscellaneous_Existing_Space Heating_Natural Gas_Gas Boiler - Insulate Hot Water Lines_A_Achievable Economic UCT Potential | F9 | Commercial | Interruptible - Miscellaneous | Existing | Space Heating | Natural Gas | Gas Boiler - Insulate Hot Water Lines | A | Cumulative Winter Peak Savings (MW) | Achievable Economic UCT Potential | 0 | 0 | 0 | 0 | 0 | 0 | 0 | 0 | 0 | 0 | 0 | 0 | 0 | 0 | 0 | 0 | 0 | 0 | 0 | 0 | 0 | 0 | 0 | 0 | 0 | 0 | 0
F10_Commercial_Interruptible - Miscellaneous_Existing_Space Heating_Natural Gas_Gas Boiler - Insulate Hot Water Lines_A_Achievable Economic UCT Potential | F10 | Commercial | Interruptible - Miscellaneous | Existing | Space Heating | Natural Gas | Gas Boiler - Insulate Hot Water Lines | A | Purchases (Incremental) | Achievable Economic UCT Potential | 0 | 0 | 2.9563 | 6.0683 | 6.0683 | 6.0683 | 6.0683 | 6.0683 | 6.0683 | 6.0683 | 6.0683 | 6.0683 | 6.0683 | 3.1119 | 8.8818e-16 | 7.9936e-15 | 0 | 1.1546e-14 | 0 | 9.77e-15 | 0 | 0 | 0 | 0 | 0 | 0 | 0
F11_Commercial_Interruptible - Miscellaneous_Existing_Space Heating_Natural Gas_Gas Boiler - Insulate Hot Water Lines_A_Achievable Economic UCT Potential | F11 | Commercial | Interruptible - Miscellaneous | Existing | Space Heating | Natural Gas | Gas Boiler - Insulate Hot Water Lines | A | Purchases (Cumulative) | Achievable Economic UCT Potential | 0 | 0 | 2.9563 | 9.0246 | 15.0929 | 21.1612 | 27.2295 | 33.2977 | 39.366 | 45.4343 | 51.5026 | 57.5709 | 63.6391 | 66.7511 | 66.7511 | 66.7511 | 66.7511 | 66.7511 | 66.7511 | 66.7511 | 66.7511 | 66.7511 | 66.7511 | 66.7511 | 66.7511 | 66.7511 | 66.7511
F1_Commercial_Interruptible - Miscellaneous_Existing_Space Heating_Natural Gas_Condensing RTU_A_Achievable Economic UCT Potential | F1 | Commercial | Interruptible - Miscellaneous | Existing | Space Heating | Natural Gas | Condensing RTU | A | Integrated Unit Energy Savings (kWh or therms) | Achievable Economic UCT Potential | 0 | 0 | 0.074919 | 0.074208 | 0.073366 | 0.072411 | 0.071333 | 0.070137 | 0.068793 | 0.067312 | 0.065714 | 0.064036 | 0.062335 | 0.060635 | 0.058974 | 0.057394 | 0.055943 | 0.054692 | 0.053648 | 0.052753 | 0.052038 | 0.051379 | 0.050988 | 0.050619 | 0.050268 | 0.049936 | 0.049619
F2_Commercial_Interruptible - Miscellaneous_Existing_Space Heating_Natural Gas_Condensing RTU_A_Achievable Economic UCT Potential | F2 | Commercial | Interruptible - Miscellaneous | Existing | Space Heating | Natural Gas | Condensing RTU | A | Integrated Unit Summer Peak Savings (kW) | Achievable Economic UCT Potential | 0 | 0 | 0 | 0 | 0 | 0 | 0 | 0 | 0 | 0 | 0 | 0 | 0 | 0 | 0 | 0 | 0 | 0 | 0 | 0 | 0 | 0 | 0 | 0 | 0 | 0 | 0
F3_Commercial_Interruptible - Miscellaneous_Existing_Space Heating_Natural Gas_Condensing RTU_A_Achievable Economic UCT Potential | F3 | Commercial | Interruptible - Miscellaneous | Existing | Space Heating | Natural Gas | Condensing RTU | A | Integrated Unit Winter Peak Savings (kW) | Achievable Economic UCT Potential | 0 | 0 | 0 | 0 | 0 | 0 | 0 | 0 | 0 | 0 | 0 | 0 | 0 | 0 | 0 | 0 | 0 | 0 | 0 | 0 | 0 | 0 | 0 | 0 | 0 | 0 | 0
F4_Commercial_Interruptible - Miscellaneous_Existing_Space Heating_Natural Gas_Condensing RTU_A_Achievable Economic UCT Potential | F4 | Commercial | Interruptible - Miscellaneous | Existing | Space Heating | Natural Gas | Condensing RTU | A | Incremental Energy Savings (MWh or mTherms) | Achievable Economic UCT Potential | 0 | 0 | 0 | 0 | 0 | 0 | 0 | 0 | 0 | 0 | 0 | 0 | 0 | 0 | 0 | 0 | 0 | 0 | 0 | 0 | 0 | 0 | 0 | 0 | 0 | 0 | 0
F5_Commercial_Interruptible - Miscellaneous_Existing_Space Heating_Natural Gas_Condensing RTU_A_Achievable Economic UCT Potential | F5 | Commercial | Interruptible - Miscellaneous | Existing | Space Heating | Natural Gas | Condensing RTU | A | Incremental Summer Peak Savings (MW) | Achievable Economic UCT Potential | 0 | 0 | 0 | 0 | 0 | 0 | 0 | 0 | 0 | 0 | 0 | 0 | 0 | 0 | 0 | 0 | 0 | 0 | 0 | 0 | 0 | 0 | 0 | 0 | 0 | 0 | 0
F6_Commercial_Interruptible - Miscellaneous_Existing_Space Heating_Natural Gas_Condensing RTU_A_Achievable Economic UCT Potential | F6 | Commercial | Interruptible - Miscellaneous | Existing | Space Heating | Natural Gas | Condensing RTU | A | Incremental Winter Peak Savings (MW) | Achievable Economic UCT Potential | 0 | 0 | 0 | 0 | 0 | 0 | 0 | 0 | 0 | 0 | 0 | 0 | 0 | 0 | 0 | 0 | 0 | 0 | 0 | 0 | 0 | 0 | 0 | 0 | 0 | 0 | 0
F7_Commercial_Interruptible - Miscellaneous_Existing_Space Heating_Natural Gas_Condensing RTU_A_Achievable Economic UCT Potential | F7 | Commercial | Interruptible - Miscellaneous | Existing | Space Heating | Natural Gas | Condensing RTU | A | Cumulative Energy Savings (MWh or mTherms) | Achievable Economic UCT Potential | 0 | 0 | 0 | 0 | 0 | 0 | 0 | 0 | 0 | 0 | 0 | 0 | 0 | 0 | 0 | 0 | 0 | 0 | 0 | 0 | 0 | 0 | 0 | 0 | 0 | 0 | 0
F8_Commercial_Interruptible - Miscellaneous_Existing_Space Heating_Natural Gas_Condensing RTU_A_Achievable Economic UCT Potential | F8 | Commercial | Interruptible - Miscellaneous | Existing | Space Heating | Natural Gas | Condensing RTU | A | Cumulative Summer Peak Savings (MW) | Achievable Economic UCT Potential | 0 | 0 | 0 | 0 | 0 | 0 | 0 | 0 | 0 | 0 | 0 | 0 | 0 | 0 | 0 | 0 | 0 | 0 | 0 | 0 | 0 | 0 | 0 | 0 | 0 | 0 | 0
F9_Commercial_Interruptible - Miscellaneous_Existing_Space Heating_Natural Gas_Condensing RTU_A_Achievable Economic UCT Potential | F9 | Commercial | Interruptible - Miscellaneous | Existing | Space Heating | Natural Gas | Condensing RTU | A | Cumulative Winter Peak Savings (MW) | Achievable Economic UCT Potential | 0 | 0 | 0 | 0 | 0 | 0 | 0 | 0 | 0 | 0 | 0 | 0 | 0 | 0 | 0 | 0 | 0 | 0 | 0 | 0 | 0 | 0 | 0 | 0 | 0 | 0 | 0
F10_Commercial_Interruptible - Miscellaneous_Existing_Space Heating_Natural Gas_Condensing RTU_A_Achievable Economic UCT Potential | F10 | Commercial | Interruptible - Miscellaneous | Existing | Space Heating | Natural Gas | Condensing RTU | A | Purchases (Incremental) | Achievable Economic UCT Potential | 0 | 0 | 0 | 0 | 0 | 0 | 0 | 0 | 0 | 0 | 0 | 0 | 0 | 0 | 0 | 0 | 0 | 0 | 0 | 0 | 0 | 0 | 0 | 0 | 0 | 0 | 0
F11_Commercial_Interruptible - Miscellaneous_Existing_Space Heating_Natural Gas_Condensing RTU_A_Achievable Economic UCT Potential | F11 | Commercial | Interruptible - Miscellaneous | Existing | Space Heating | Natural Gas | Condensing RTU | A | Purchases (Cumulative) | Achievable Economic UCT Potential | 0 | 0 | 0 | 0 | 0 | 0 | 0 | 0 | 0 | 0 | 0 | 0 | 0 | 0 | 0 | 0 | 0 | 0 | 0 | 0 | 0 | 0 | 0 | 0 | 0 | 0 | 0
F1_Commercial_Interruptible - Miscellaneous_Existing_Space Heating_Natural Gas_Hydronic Heating Radiator Replacement_A_Achievable Economic UCT Potential | F1 | Commercial | Interruptible - Miscellaneous | Existing | Space Heating | Natural Gas | Hydronic Heating Radiator Replacement | A | Integrated Unit Energy Savings (kWh or therms) | Achievable Economic UCT Potential | 0 | 0 | 36.0595 | 35.7253 | 35.3413 | 34.9158 | 34.4401 | 33.9214 | 33.3428 | 32.7082 | 32.0242 | 31.3054 | 30.5777 | 29.8519 | 29.1452 | 28.4784 | 27.8759 | 27.3737 | 26.9769 | 26.6458 | 26.399 | 26.1716 | 26.0569 | 25.9465 | 25.8398 | 25.7365 | 25.636
F2_Commercial_Interruptible - Miscellaneous_Existing_Space Heating_Natural Gas_Hydronic Heating Radiator Replacement_A_Achievable Economic UCT Potential | F2 | Commercial | Interruptible - Miscellaneous | Existing | Space Heating | Natural Gas | Hydronic Heating Radiator Replacement | A | Integrated Unit Summer Peak Savings (kW) | Achievable Economic UCT Potential | 0 | 0 | 0 | 0 | 0 | 0 | 0 | 0 | 0 | 0 | 0 | 0 | 0 | 0 | 0 | 0 | 0 | 0 | 0 | 0 | 0 | 0 | 0 | 0 | 0 | 0 | 0
F3_Commercial_Interruptible - Miscellaneous_Existing_Space Heating_Natural Gas_Hydronic Heating Radiator Replacement_A_Achievable Economic UCT Potential | F3 | Commercial | Interruptible - Miscellaneous | Existing | Space Heating | Natural Gas | Hydronic Heating Radiator Replacement | A | Integrated Unit Winter Peak Savings (kW) | Achievable Economic UCT Potential | 0 | 0 | 0 | 0 | 0 | 0 | 0 | 0 | 0 | 0 | 0 | 0 | 0 | 0 | 0 | 0 | 0 | 0 | 0 | 0 | 0 | 0 | 0 | 0 | 0 | 0 | 0
F4_Commercial_Interruptible - Miscellaneous_Existing_Space Heating_Natural Gas_Hydronic Heating Radiator Replacement_A_Achievable Economic UCT Potential | F4 | Commercial | Interruptible - Miscellaneous | Existing | Space Heating | Natural Gas | Hydronic Heating Radiator Replacement | A | Incremental Energy Savings (MWh or mTherms) | Achievable Economic UCT Potential | 0 | 0 | 0.016952 | 0.034473 | 0.034102 | 0.033692 | 0.033233 | 0.032732 | 0.032174 | 0.031561 | 0.030901 | 0.030208 | 0.029506 | 0.028805 | 0.028123 | 0.02748 | 0.026899 | 0.026414 | 0.026031 | 0.025712 | 0.025473 | 0.025254 | 0 | 0 | 0 | 0 | 0
F5_Commercial_Interruptible - Miscellaneous_Existing_Space Heating_Natural Gas_Hydronic Heating Radiator Replacement_A_Achievable Economic UCT Potential | F5 | Commercial | Interruptible - Miscellaneous | Existing | Space Heating | Natural Gas | Hydronic Heating Radiator Replacement | A | Incremental Summer Peak Savings (MW) | Achievable Economic UCT Potential | 0 | 0 | 0 | 0 | 0 | 0 | 0 | 0 | 0 | 0 | 0 | 0 | 0 | 0 | 0 | 0 | 0 | 0 | 0 | 0 | 0 | 0 | 0 | 0 | 0 | 0 | 0
F6_Commercial_Interruptible - Miscellaneous_Existing_Space Heating_Natural Gas_Hydronic Heating Radiator Replacement_A_Achievable Economic UCT Potential | F6 | Commercial | Interruptible - Miscellaneous | Existing | Space Heating | Natural Gas | Hydronic Heating Radiator Replacement | A | Incremental Winter Peak Savings (MW) | Achievable Economic UCT Potential | 0 | 0 | 0 | 0 | 0 | 0 | 0 | 0 | 0 | 0 | 0 | 0 | 0 | 0 | 0 | 0 | 0 | 0 | 0 | 0 | 0 | 0 | 0 | 0 | 0 | 0 | 0
F7_Commercial_Interruptible - Miscellaneous_Existing_Space Heating_Natural Gas_Hydronic Heating Radiator Replacement_A_Achievable Economic UCT Potential | F7 | Commercial | Interruptible - Miscellaneous | Existing | Space Heating | Natural Gas | Hydronic Heating Radiator Replacement | A | Cumulative Energy Savings (MWh or mTherms) | Achievable Economic UCT Potential | 0 | 0 | 0.016952 | 0.051267 | 0.084818 | 0.11749 | 0.14912 | 0.17961 | 0.20872 | 0.23631 | 0.26227 | 0.28659 | 0.30943 | 0.33089 | 0.35118 | 0.37063 | 0.38968 | 0.40908 | 0.42918 | 0.44962 | 0.47093 | 0.49213 | 0.48997 | 0.4879 | 0.48589 | 0.48395 | 0.48206
F8_Commercial_Interruptible - Miscellaneous_Existing_Space Heating_Natural Gas_Hydronic Heating Radiator Replacement_A_Achievable Economic UCT Potential | F8 | Commercial | Interruptible - Miscellaneous | Existing | Space Heating | Natural Gas | Hydronic Heating Radiator Replacement | A | Cumulative Summer Peak Savings (MW) | Achievable Economic UCT Potential | 0 | 0 | 0 | 0 | 0 | 0 | 0 | 0 | 0 | 0 | 0 | 0 | 0 | 0 | 0 | 0 | 0 | 0 | 0 | 0 | 0 | 0 | 0 | 0 | 0 | 0 | 0
F9_Commercial_Interruptible - Miscellaneous_Existing_Space Heating_Natural Gas_Hydronic Heating Radiator Replacement_A_Achievable Economic UCT Potential | F9 | Commercial | Interruptible - Miscellaneous | Existing | Space Heating | Natural Gas | Hydronic Heating Radiator Replacement | A | Cumulative Winter Peak Savings (MW) | Achievable Economic UCT Potential | 0 | 0 | 0 | 0 | 0 | 0 | 0 | 0 | 0 | 0 | 0 | 0 | 0 | 0 | 0 | 0 | 0 | 0 | 0 | 0 | 0 | 0 | 0 | 0 | 0 | 0 | 0
F10_Commercial_Interruptible - Miscellaneous_Existing_Space Heating_Natural Gas_Hydronic Heating Radiator Replacement_A_Achievable Economic UCT Potential | F10 | Commercial | Interruptible - Miscellaneous | Existing | Space Heating | Natural Gas | Hydronic Heating Radiator Replacement | A | Purchases (Incremental) | Achievable Economic UCT Potential | 0 | 0 | 0.4701 | 0.96494 | 0.96494 | 0.96494 | 0.96494 | 0.96494 | 0.96494 | 0.96494 | 0.96494 | 0.96494 | 0.96494 | 0.96494 | 0.96494 | 0.96494 | 0.96494 | 0.96494 | 0.96494 | 0.96494 | 0.96494 | 0.96494 | 0 | 0 | 0 | 0 | 0
F11_Commercial_Interruptible - Miscellaneous_Existing_Space Heating_Natural Gas_Hydronic Heating Radiator Replacement_A_Achievable Economic UCT Potential | F11 | Commercial | Interruptible - Miscellaneous | Existing | Space Heating | Natural Gas | Hydronic Heating Radiator Replacement | A | Purchases (Cumulative) | Achievable Economic UCT Potential | 0 | 0 | 0.4701 | 1.435 | 2.4 | 3.3649 | 4.3299 | 5.2948 | 6.2597 | 7.2247 | 8.1896 | 9.1546 | 10.1195 | 11.0844 | 12.0494 | 13.0143 | 13.9793 | 14.9442 | 15.9091 | 16.8741 | 17.839 | 18.8039 | 18.8039 | 18.8039 | 18.8039 | 18.8039 | 18.8039
F1_Commercial_Interruptible - Miscellaneous_Existing_Space Heating_Natural Gas_Thermostat - Connected_A_Achievable Economic UCT Potential | F1 | Commercial | Interruptible - Miscellaneous | Existing | Space Heating | Natural Gas | Thermostat - Connected | A | Integrated Unit Energy Savings (kWh or therms) | Achievable Economic UCT Potential | 0 | 0 | 49.8399 | 49.4323 | 48.9535 | 48.4133 | 47.7995 | 47.0968 | 46.3005 | 45.4103 | 44.4328 | 43.3852 | 42.3171 | 41.2476 | 40.2014 | 39.208 | 38.3013 | 37.531 | 36.9035 | 36.3725 | 35.9612 | 35.5828 | 35.3634 | 35.1547 | 34.9556 | 34.7653 | 34.5829
F2_Commercial_Interruptible - Miscellaneous_Existing_Space Heating_Natural Gas_Thermostat - Connected_A_Achievable Economic UCT Potential | F2 | Commercial | Interruptible - Miscellaneous | Existing | Space Heating | Natural Gas | Thermostat - Connected | A | Integrated Unit Summer Peak Savings (kW) | Achievable Economic UCT Potential | 0 | 0 | 0 | 0 | 0 | 0 | 0 | 0 | 0 | 0 | 0 | 0 | 0 | 0 | 0 | 0 | 0 | 0 | 0 | 0 | 0 | 0 | 0 | 0 | 0 | 0 | 0
F3_Commercial_Interruptible - Miscellaneous_Existing_Space Heating_Natural Gas_Thermostat - Connected_A_Achievable Economic UCT Potential | F3 | Commercial | Interruptible - Miscellaneous | Existing | Space Heating | Natural Gas | Thermostat - Connected | A | Integrated Unit Winter Peak Savings (kW) | Achievable Economic UCT Potential | 0 | 0 | 0 | 0 | 0 | 0 | 0 | 0 | 0 | 0 | 0 | 0 | 0 | 0 | 0 | 0 | 0 | 0 | 0 | 0 | 0 | 0 | 0 | 0 | 0 | 0 | 0
F4_Commercial_Interruptible - Miscellaneous_Existing_Space Heating_Natural Gas_Thermostat - Connected_A_Achievable Economic UCT Potential | F4 | Commercial | Interruptible - Miscellaneous | Existing | Space Heating | Natural Gas | Thermostat - Connected | A | Incremental Energy Savings (MWh or mTherms) | Achievable Economic UCT Potential | 0 | 0 | 0.03279 | 0.039932 | 0.048392 | 0.055555 | 0.062564 | 0.041084 | 0.040323 | 0.032986 | 0.020821 | 0.0034834 | 0 | 0 | 0 | 0 | 0 | 0 | 0 | 0 | 0 | 0 | 0 | 0 | 0 | 0 | 0
F5_Commercial_Interruptible - Miscellaneous_Existing_Space Heating_Natural Gas_Thermostat - Connected_A_Achievable Economic UCT Potential | F5 | Commercial | Interruptible - Miscellaneous | Existing | Space Heating | Natural Gas | Thermostat - Connected | A | Incremental Summer Peak Savings (MW) | Achievable Economic UCT Potential | 0 | 0 | 0 | 0 | 0 | 0 | 0 | 0 | 0 | 0 | 0 | 0 | 0 | 0 | 0 | 0 | 0 | 0 | 0 | 0 | 0 | 0 | 0 | 0 | 0 | 0 | 0
F6_Commercial_Interruptible - Miscellaneous_Existing_Space Heating_Natural Gas_Thermostat - Connected_A_Achievable Economic UCT Potential | F6 | Commercial | Interruptible - Miscellaneous | Existing | Space Heating | Natural Gas | Thermostat - Connected | A | Incremental Winter Peak Savings (MW) | Achievable Economic UCT Potential | 0 | 0 | 0 | 0 | 0 | 0 | 0 | 0 | 0 | 0 | 0 | 0 | 0 | 0 | 0 | 0 | 0 | 0 | 0 | 0 | 0 | 0 | 0 | 0 | 0 | 0 | 0
F7_Commercial_Interruptible - Miscellaneous_Existing_Space Heating_Natural Gas_Thermostat - Connected_A_Achievable Economic UCT Potential | F7 | Commercial | Interruptible - Miscellaneous | Existing | Space Heating | Natural Gas | Thermostat - Connected | A | Cumulative Energy Savings (MWh or mTherms) | Achievable Economic UCT Potential | 0 | 0 | 0.03279 | 0.072454 | 0.12014 | 0.17437 | 0.23473 | 0.27236 | 0.30808 | 0.33514 | 0.34875 | 0.34401 | 0.33554 | 0.32706 | 0.31876 | 0.31089 | 0.3037 | 0.29759 | 0.29261 | 0.2884 | 0.28514 | 0.28214 | 0.2804 | 0.27875 | 0.27717 | 0.27566 | 0.27421
F8_Commercial_Interruptible - Miscellaneous_Existing_Space Heating_Natural Gas_Thermostat - Connected_A_Achievable Economic UCT Potential | F8 | Commercial | Interruptible - Miscellaneous | Existing | Space Heating | Natural Gas | Thermostat - Connected | A | Cumulative Summer Peak Savings (MW) | Achievable Economic UCT Potential | 0 | 0 | 0 | 0 | 0 | 0 | 0 | 0 | 0 | 0 | 0 | 0 | 0 | 0 | 0 | 0 | 0 | 0 | 0 | 0 | 0 | 0 | 0 | 0 | 0 | 0 | 0
F9_Commercial_Interruptible - Miscellaneous_Existing_Space Heating_Natural Gas_Thermostat - Connected_A_Achievable Economic UCT Potential | F9 | Commercial | Interruptible - Miscellaneous | Existing | Space Heating | Natural Gas | Thermostat - Connected | A | Cumulative Winter Peak Savings (MW) | Achievable Economic UCT Potential | 0 | 0 | 0 | 0 | 0 | 0 | 0 | 0 | 0 | 0 | 0 | 0 | 0 | 0 | 0 | 0 | 0 | 0 | 0 | 0 | 0 | 0 | 0 | 0 | 0 | 0 | 0
F10_Commercial_Interruptible - Miscellaneous_Existing_Space Heating_Natural Gas_Thermostat - Connected_A_Achievable Economic UCT Potential | F10 | Commercial | Interruptible - Miscellaneous | Existing | Space Heating | Natural Gas | Thermostat - Connected | A | Purchases (Incremental) | Achievable Economic UCT Potential | 0 | 0 | 0.65791 | 0.80781 | 0.98852 | 1.1475 | 1.3089 | 0.87234 | 0.8709 | 0.7264 | 0.46859 | 0.080289 | 0 | 0 | 0 | 0 | 0 | 0 | 0 | 0 | 0 | 0 | 0 | 0 | 0 | 0 | 0
F11_Commercial_Interruptible - Miscellaneous_Existing_Space Heating_Natural Gas_Thermostat - Connected_A_Achievable Economic UCT Potential | F11 | Commercial | Interruptible - Miscellaneous | Existing | Space Heating | Natural Gas | Thermostat - Connected | A | Purchases (Cumulative) | Achievable Economic UCT Potential | 0 | 0 | 0.65791 | 1.4657 | 2.4542 | 3.6018 | 4.9106 | 5.783 | 6.6539 | 7.3803 | 7.8489 | 7.9292 | 7.9292 | 7.9292 | 7.9292 | 7.9292 | 7.9292 | 7.9292 | 7.9292 | 7.9292 | 7.9292 | 7.9292 | 7.9292 | 7.9292 | 7.9292 | 7.9292 | 7.9292
F1_Commercial_Interruptible - Miscellaneous_Existing_Water Heating_Natural Gas_Water Heater - Thermostatic Shower Restriction Valve_A_Achievable Economic UCT Potential | F1 | Commercial | Interruptible - Miscellaneous | Existing | Water Heating | Natural Gas | Water Heater - Thermostatic Shower Restriction Valve | A | Integrated Unit Energy Savings (kWh or therms) | Achievable Economic UCT Potential | 0 | 0 | 13.6437 | 13.3705 | 13.1218 | 12.8873 | 12.6663 | 12.4545 | 12.2628 | 12.088 | 11.9287 | 11.7874 | 11.6715 | 11.5797 | 11.5201 | 11.4572 | 11.4083 | 11.3695 | 11.3391 | 11.3146 | 11.2972 | 11.2849 | 11.2761 | 11.2699 | 11.2614 | 11.2593 | 11.2576
F2_Commercial_Interruptible - Miscellaneous_Existing_Water Heating_Natural Gas_Water Heater - Thermostatic Shower Restriction Valve_A_Achievable Economic UCT Potential | F2 | Commercial | Interruptible - Miscellaneous | Existing | Water Heating | Natural Gas | Water Heater - Thermostatic Shower Restriction Valve | A | Integrated Unit Summer Peak Savings (kW) | Achievable Economic UCT Potential | 0 | 0 | 0 | 0 | 0 | 0 | 0 | 0 | 0 | 0 | 0 | 0 | 0 | 0 | 0 | 0 | 0 | 0 | 0 | 0 | 0 | 0 | 0 | 0 | 0 | 0 | 0
F3_Commercial_Interruptible - Miscellaneous_Existing_Water Heating_Natural Gas_Water Heater - Thermostatic Shower Restriction Valve_A_Achievable Economic UCT Potential | F3 | Commercial | Interruptible - Miscellaneous | Existing | Water Heating | Natural Gas | Water Heater - Thermostatic Shower Restriction Valve | A | Integrated Unit Winter Peak Savings (kW) | Achievable Economic UCT Potential | 0 | 0 | 0 | 0 | 0 | 0 | 0 | 0 | 0 | 0 | 0 | 0 | 0 | 0 | 0 | 0 | 0 | 0 | 0 | 0 | 0 | 0 | 0 | 0 | 0 | 0 | 0
F4_Commercial_Interruptible - Miscellaneous_Existing_Water Heating_Natural Gas_Water Heater - Thermostatic Shower Restriction Valve_A_Achievable Economic UCT Potential | F4 | Commercial | Interruptible - Miscellaneous | Existing | Water Heating | Natural Gas | Water Heater - Thermostatic Shower Restriction Valve | A | Incremental Energy Savings (MWh or mTherms) | Achievable Economic UCT Potential | 0 | 0 | 0 | 0 | 0 | 0 | 0 | 0 | 0 | 0 | 0 | 0 | 0 | 0 | 0 | 0 | 0 | 0 | 0 | 0 | 0 | 0 | 0 | 0 | 0 | 0 | 0
F5_Commercial_Interruptible - Miscellaneous_Existing_Water Heating_Natural Gas_Water Heater - Thermostatic Shower Restriction Valve_A_Achievable Economic UCT Potential | F5 | Commercial | Interruptible - Miscellaneous | Existing | Water Heating | Natural Gas | Water Heater - Thermostatic Shower Restriction Valve | A | Incremental Summer Peak Savings (MW) | Achievable Economic UCT Potential | 0 | 0 | 0 | 0 | 0 | 0 | 0 | 0 | 0 | 0 | 0 | 0 | 0 | 0 | 0 | 0 | 0 | 0 | 0 | 0 | 0 | 0 | 0 | 0 | 0 | 0 | 0
F6_Commercial_Interruptible - Miscellaneous_Existing_Water Heating_Natural Gas_Water Heater - Thermostatic Shower Restriction Valve_A_Achievable Economic UCT Potential | F6 | Commercial | Interruptible - Miscellaneous | Existing | Water Heating | Natural Gas | Water Heater - Thermostatic Shower Restriction Valve | A | Incremental Winter Peak Savings (MW) | Achievable Economic UCT Potential | 0 | 0 | 0 | 0 | 0 | 0 | 0 | 0 | 0 | 0 | 0 | 0 | 0 | 0 | 0 | 0 | 0 | 0 | 0 | 0 | 0 | 0 | 0 | 0 | 0 | 0 | 0
F7_Commercial_Interruptible - Miscellaneous_Existing_Water Heating_Natural Gas_Water Heater - Thermostatic Shower Restriction Valve_A_Achievable Economic UCT Potential | F7 | Commercial | Interruptible - Miscellaneous | Existing | Water Heating | Natural Gas | Water Heater - Thermostatic Shower Restriction Valve | A | Cumulative Energy Savings (MWh or mTherms) | Achievable Economic UCT Potential | 0 | 0 | 0 | 0 | 0 | 0 | 0 | 0 | 0 | 0 | 0 | 0 | 0 | 0 | 0 | 0 | 0 | 0 | 0 | 0 | 0 | 0 | 0 | 0 | 0 | 0 | 0
F8_Commercial_Interruptible - Miscellaneous_Existing_Water Heating_Natural Gas_Water Heater - Thermostatic Shower Restriction Valve_A_Achievable Economic UCT Potential | F8 | Commercial | Interruptible - Miscellaneous | Existing | Water Heating | Natural Gas | Water Heater - Thermostatic Shower Restriction Valve | A | Cumulative Summer Peak Savings (MW) | Achievable Economic UCT Potential | 0 | 0 | 0 | 0 | 0 | 0 | 0 | 0 | 0 | 0 | 0 | 0 | 0 | 0 | 0 | 0 | 0 | 0 | 0 | 0 | 0 | 0 | 0 | 0 | 0 | 0 | 0
F9_Commercial_Interruptible - Miscellaneous_Existing_Water Heating_Natural Gas_Water Heater - Thermostatic Shower Restriction Valve_A_Achievable Economic UCT Potential | F9 | Commercial | Interruptible - Miscellaneous | Existing | Water Heating | Natural Gas | Water Heater - Thermostatic Shower Restriction Valve | A | Cumulative Winter Peak Savings (MW) | Achievable Economic UCT Potential | 0 | 0 | 0 | 0 | 0 | 0 | 0 | 0 | 0 | 0 | 0 | 0 | 0 | 0 | 0 | 0 | 0 | 0 | 0 | 0 | 0 | 0 | 0 | 0 | 0 | 0 | 0
F10_Commercial_Interruptible - Miscellaneous_Existing_Water Heating_Natural Gas_Water Heater - Thermostatic Shower Restriction Valve_A_Achievable Economic UCT Potential | F10 | Commercial | Interruptible - Miscellaneous | Existing | Water Heating | Natural Gas | Water Heater - Thermostatic Shower Restriction Valve | A | Purchases (Incremental) | Achievable Economic UCT Potential | 0 | 0 | 0 | 0 | 0 | 0 | 0 | 0 | 0 | 0 | 0 | 0 | 0 | 0 | 0 | 0 | 0 | 0 | 0 | 0 | 0 | 0 | 0 | 0 | 0 | 0 | 0
F11_Commercial_Interruptible - Miscellaneous_Existing_Water Heating_Natural Gas_Water Heater - Thermostatic Shower Restriction Valve_A_Achievable Economic UCT Potential | F11 | Commercial | Interruptible - Miscellaneous | Existing | Water Heating | Natural Gas | Water Heater - Thermostatic Shower Restriction Valve | A | Purchases (Cumulative) | Achievable Economic UCT Potential | 0 | 0 | 0 | 0 | 0 | 0 | 0 | 0 | 0 | 0 | 0 | 0 | 0 | 0 | 0 | 0 | 0 | 0 | 0 | 0 | 0 | 0 | 0 | 0 | 0 | 0 | 0
F1_Commercial_Interruptible - Miscellaneous_Existing_Water Heating_Natural Gas_Water Heater - Pre-Rinse Spray Valve_A_Achievable Economic UCT Potential | F1 | Commercial | Interruptible - Miscellaneous | Existing | Water Heating | Natural Gas | Water Heater - Pre-Rinse Spray Valve | A | Integrated Unit Energy Savings (kWh or therms) | Achievable Economic UCT Potential | 0 | 0 | 16.1247 | 15.7795 | 15.4598 | 15.1545 | 14.8626 | 14.5779 | 14.3148 | 14.0723 | 13.8497 | 13.6536 | 13.4945 | 13.3714 | 13.2925 | 13.2144 | 13.1581 | 13.1133 | 13.0782 | 13.05 | 13.0299 | 13.0157 | 13.0056 | 12.9984 | 12.9887 | 12.9862 | 12.9842
F2_Commercial_Interruptible - Miscellaneous_Existing_Water Heating_Natural Gas_Water Heater - Pre-Rinse Spray Valve_A_Achievable Economic UCT Potential | F2 | Commercial | Interruptible - Miscellaneous | Existing | Water Heating | Natural Gas | Water Heater - Pre-Rinse Spray Valve | A | Integrated Unit Summer Peak Savings (kW) | Achievable Economic UCT Potential | 0 | 0 | 0 | 0 | 0 | 0 | 0 | 0 | 0 | 0 | 0 | 0 | 0 | 0 | 0 | 0 | 0 | 0 | 0 | 0 | 0 | 0 | 0 | 0 | 0 | 0 | 0
F3_Commercial_Interruptible - Miscellaneous_Existing_Water Heating_Natural Gas_Water Heater - Pre-Rinse Spray Valve_A_Achievable Economic UCT Potential | F3 | Commercial | Interruptible - Miscellaneous | Existing | Water Heating | Natural Gas | Water Heater - Pre-Rinse Spray Valve | A | Integrated Unit Winter Peak Savings (kW) | Achievable Economic UCT Potential | 0 | 0 | 0 | 0 | 0 | 0 | 0 | 0 | 0 | 0 | 0 | 0 | 0 | 0 | 0 | 0 | 0 | 0 | 0 | 0 | 0 | 0 | 0 | 0 | 0 | 0 | 0
F4_Commercial_Interruptible - Miscellaneous_Existing_Water Heating_Natural Gas_Water Heater - Pre-Rinse Spray Valve_A_Achievable Economic UCT Potential | F4 | Commercial | Interruptible - Miscellaneous | Existing | Water Heating | Natural Gas | Water Heater - Pre-Rinse Spray Valve | A | Incremental Energy Savings (MWh or mTherms) | Achievable Economic UCT Potential | 0 | 0 | 0 | 0 | 0 | 0 | 0 | 0 | 0 | 0 | 0 | 0 | 0 | 0 | 0 | 0 | 0 | 0 | 0 | 0 | 0 | 0 | 0 | 0 | 0 | 0 | 0
F5_Commercial_Interruptible - Miscellaneous_Existing_Water Heating_Natural Gas_Water Heater - Pre-Rinse Spray Valve_A_Achievable Economic UCT Potential | F5 | Commercial | Interruptible - Miscellaneous | Existing | Water Heating | Natural Gas | Water Heater - Pre-Rinse Spray Valve | A | Incremental Summer Peak Savings (MW) | Achievable Economic UCT Potential | 0 | 0 | 0 | 0 | 0 | 0 | 0 | 0 | 0 | 0 | 0 | 0 | 0 | 0 | 0 | 0 | 0 | 0 | 0 | 0 | 0 | 0 | 0 | 0 | 0 | 0 | 0
F6_Commercial_Interruptible - Miscellaneous_Existing_Water Heating_Natural Gas_Water Heater - Pre-Rinse Spray Valve_A_Achievable Economic UCT Potential | F6 | Commercial | Interruptible - Miscellaneous | Existing | Water Heating | Natural Gas | Water Heater - Pre-Rinse Spray Valve | A | Incremental Winter Peak Savings (MW) | Achievable Economic UCT Potential | 0 | 0 | 0 | 0 | 0 | 0 | 0 | 0 | 0 | 0 | 0 | 0 | 0 | 0 | 0 | 0 | 0 | 0 | 0 | 0 | 0 | 0 | 0 | 0 | 0 | 0 | 0
F7_Commercial_Interruptible - Miscellaneous_Existing_Water Heating_Natural Gas_Water Heater - Pre-Rinse Spray Valve_A_Achievable Economic UCT Potential | F7 | Commercial | Interruptible - Miscellaneous | Existing | Water Heating | Natural Gas | Water Heater - Pre-Rinse Spray Valve | A | Cumulative Energy Savings (MWh or mTherms) | Achievable Economic UCT Potential | 0 | 0 | 0 | 0 | 0 | 0 | 0 | 0 | 0 | 0 | 0 | 0 | 0 | 0 | 0 | 0 | 0 | 0 | 0 | 0 | 0 | 0 | 0 | 0 | 0 | 0 | 0
F8_Commercial_Interruptible - Miscellaneous_Existing_Water Heating_Natural Gas_Water Heater - Pre-Rinse Spray Valve_A_Achievable Economic UCT Potential | F8 | Commercial | Interruptible - Miscellaneous | Existing | Water Heating | Natural Gas | Water Heater - Pre-Rinse Spray Valve | A | Cumulative Summer Peak Savings (MW) | Achievable Economic UCT Potential | 0 | 0 | 0 | 0 | 0 | 0 | 0 | 0 | 0 | 0 | 0 | 0 | 0 | 0 | 0 | 0 | 0 | 0 | 0 | 0 | 0 | 0 | 0 | 0 | 0 | 0 | 0
F9_Commercial_Interruptible - Miscellaneous_Existing_Water Heating_Natural Gas_Water Heater - Pre-Rinse Spray Valve_A_Achievable Economic UCT Potential | F9 | Commercial | Interruptible - Miscellaneous | Existing | Water Heating | Natural Gas | Water Heater - Pre-Rinse Spray Valve | A | Cumulative Winter Peak Savings (MW) | Achievable Economic UCT Potential | 0 | 0 | 0 | 0 | 0 | 0 | 0 | 0 | 0 | 0 | 0 | 0 | 0 | 0 | 0 | 0 | 0 | 0 | 0 | 0 | 0 | 0 | 0 | 0 | 0 | 0 | 0
F10_Commercial_Interruptible - Miscellaneous_Existing_Water Heating_Natural Gas_Water Heater - Pre-Rinse Spray Valve_A_Achievable Economic UCT Potential | F10 | Commercial | Interruptible - Miscellaneous | Existing | Water Heating | Natural Gas | Water Heater - Pre-Rinse Spray Valve | A | Purchases (Incremental) | Achievable Economic UCT Potential | 0 | 0 | 0 | 0 | 0 | 0 | 0 | 0 | 0 | 0 | 0 | 0 | 0 | 0 | 0 | 0 | 0 | 0 | 0 | 0 | 0 | 0 | 0 | 0 | 0 | 0 | 0
F11_Commercial_Interruptible - Miscellaneous_Existing_Water Heating_Natural Gas_Water Heater - Pre-Rinse Spray Valve_A_Achievable Economic UCT Potential | F11 | Commercial | Interruptible - Miscellaneous | Existing | Water Heating | Natural Gas | Water Heater - Pre-Rinse Spray Valve | A | Purchases (Cumulative) | Achievable Economic UCT Potential | 0 | 0 | 0 | 0 | 0 | 0 | 0 | 0 | 0 | 0 | 0 | 0 | 0 | 0 | 0 | 0 | 0 | 0 | 0 | 0 | 0 | 0 | 0 | 0 | 0 | 0 | 0
F1_Commercial_Interruptible - Miscellaneous_Existing_Water Heating_Natural Gas_Water Heater - Temperature Setback_A_Achievable Economic UCT Potential | F1 | Commercial | Interruptible - Miscellaneous | Existing | Water Heating | Natural Gas | Water Heater - Temperature Setback | A | Integrated Unit Energy Savings (kWh or therms) | Achievable Economic UCT Potential | 0 | 0 | 100.0384 | 98.3184 | 96.7389 | 95.2903 | 93.963 | 92.7484 | 91.6523 | 90.6826 | 89.8029 | 89.0088 | 88.3413 | 87.7883 | 87.3361 | 86.8591 | 86.4887 | 86.1945 | 85.9638 | 85.7782 | 85.6463 | 85.5528 | 85.4865 | 85.4391 | 85.3752 | 85.3591 | 85.3462
F2_Commercial_Interruptible - Miscellaneous_Existing_Water Heating_Natural Gas_Water Heater - Temperature Setback_A_Achievable Economic UCT Potential | F2 | Commercial | Interruptible - Miscellaneous | Existing | Water Heating | Natural Gas | Water Heater - Temperature Setback | A | Integrated Unit Summer Peak Savings (kW) | Achievable Economic UCT Potential | 0 | 0 | 0 | 0 | 0 | 0 | 0 | 0 | 0 | 0 | 0 | 0 | 0 | 0 | 0 | 0 | 0 | 0 | 0 | 0 | 0 | 0 | 0 | 0 | 0 | 0 | 0
F3_Commercial_Interruptible - Miscellaneous_Existing_Water Heating_Natural Gas_Water Heater - Temperature Setback_A_Achievable Economic UCT Potential | F3 | Commercial | Interruptible - Miscellaneous | Existing | Water Heating | Natural Gas | Water Heater - Temperature Setback | A | Integrated Unit Winter Peak Savings (kW) | Achievable Economic UCT Potential | 0 | 0 | 0 | 0 | 0 | 0 | 0 | 0 | 0 | 0 | 0 | 0 | 0 | 0 | 0 | 0 | 0 | 0 | 0 | 0 | 0 | 0 | 0 | 0 | 0 | 0 | 0
F4_Commercial_Interruptible - Miscellaneous_Existing_Water Heating_Natural Gas_Water Heater - Temperature Setback_A_Achievable Economic UCT Potential | F4 | Commercial | Interruptible - Miscellaneous | Existing | Water Heating | Natural Gas | Water Heater - Temperature Setback | A | Incremental Energy Savings (MWh or mTherms) | Achievable Economic UCT Potential | 0 | 0 | 0.018985 | 0.02291 | 0.0092256 | 0.0093375 | 0.0086832 | 0.010239 | 0 | 0 | 0 | 0 | 0 | 0 | 0 | 0 | 0 | 0 | 0 | 0 | 0 | 0 | 0 | 0 | 0 | 0 | 0
F5_Commercial_Interruptible - Miscellaneous_Existing_Water Heating_Natural Gas_Water Heater - Temperature Setback_A_Achievable Economic UCT Potential | F5 | Commercial | Interruptible - Miscellaneous | Existing | Water Heating | Natural Gas | Water Heater - Temperature Setback | A | Incremental Summer Peak Savings (MW) | Achievable Economic UCT Potential | 0 | 0 | 0 | 0 | 0 | 0 | 0 | 0 | 0 | 0 | 0 | 0 | 0 | 0 | 0 | 0 | 0 | 0 | 0 | 0 | 0 | 0 | 0 | 0 | 0 | 0 | 0
F6_Commercial_Interruptible - Miscellaneous_Existing_Water Heating_Natural Gas_Water Heater - Temperature Setback_A_Achievable Economic UCT Potential | F6 | Commercial | Interruptible - Miscellaneous | Existing | Water Heating | Natural Gas | Water Heater - Temperature Setback | A | Incremental Winter Peak Savings (MW) | Achievable Economic UCT Potential | 0 | 0 | 0 | 0 | 0 | 0 | 0 | 0 | 0 | 0 | 0 | 0 | 0 | 0 | 0 | 0 | 0 | 0 | 0 | 0 | 0 | 0 | 0 | 0 | 0 | 0 | 0
F7_Commercial_Interruptible - Miscellaneous_Existing_Water Heating_Natural Gas_Water Heater - Temperature Setback_A_Achievable Economic UCT Potential | F7 | Commercial | Interruptible - Miscellaneous | Existing | Water Heating | Natural Gas | Water Heater - Temperature Setback | A | Cumulative Energy Savings (MWh or mTherms) | Achievable Economic UCT Potential | 0 | 0 | 0.018985 | 0.041568 | 0.050126 | 0.058713 | 0.066578 | 0.075957 | 0.075059 | 0.074265 | 0.073545 | 0.072894 | 0.072348 | 0.071895 | 0.071524 | 0.071134 | 0.07083 | 0.070589 | 0.070401 | 0.070249 | 0.070141 | 0.070064 | 0.07001 | 0.069971 | 0.069919 | 0.069905 | 0.069895
F8_Commercial_Interruptible - Miscellaneous_Existing_Water Heating_Natural Gas_Water Heater - Temperature Setback_A_Achievable Economic UCT Potential | F8 | Commercial | Interruptible - Miscellaneous | Existing | Water Heating | Natural Gas | Water Heater - Temperature Setback | A | Cumulative Summer Peak Savings (MW) | Achievable Economic UCT Potential | 0 | 0 | 0 | 0 | 0 | 0 | 0 | 0 | 0 | 0 | 0 | 0 | 0 | 0 | 0 | 0 | 0 | 0 | 0 | 0 | 0 | 0 | 0 | 0 | 0 | 0 | 0
F9_Commercial_Interruptible - Miscellaneous_Existing_Water Heating_Natural Gas_Water Heater - Temperature Setback_A_Achievable Economic UCT Potential | F9 | Commercial | Interruptible - Miscellaneous | Existing | Water Heating | Natural Gas | Water Heater - Temperature Setback | A | Cumulative Winter Peak Savings (MW) | Achievable Economic UCT Potential | 0 | 0 | 0 | 0 | 0 | 0 | 0 | 0 | 0 | 0 | 0 | 0 | 0 | 0 | 0 | 0 | 0 | 0 | 0 | 0 | 0 | 0 | 0 | 0 | 0 | 0 | 0
F10_Commercial_Interruptible - Miscellaneous_Existing_Water Heating_Natural Gas_Water Heater - Temperature Setback_A_Achievable Economic UCT Potential | F10 | Commercial | Interruptible - Miscellaneous | Existing | Water Heating | Natural Gas | Water Heater - Temperature Setback | A | Purchases (Incremental) | Achievable Economic UCT Potential | 0 | 0 | 0.18978 | 0.23301 | 0.095366 | 0.09799 | 0.092411 | 0.1104 | 0 | 0 | 0 | 0 | 0 | 0 | 0 | 0 | 0 | 0 | 0 | 0 | 0 | 0 | 0 | 0 | 0 | 0 | 0
F11_Commercial_Interruptible - Miscellaneous_Existing_Water Heating_Natural Gas_Water Heater - Temperature Setback_A_Achievable Economic UCT Potential | F11 | Commercial | Interruptible - Miscellaneous | Existing | Water Heating | Natural Gas | Water Heater - Temperature Setback | A | Purchases (Cumulative) | Achievable Economic UCT Potential | 0 | 0 | 0.18978 | 0.42279 | 0.51816 | 0.61615 | 0.70856 | 0.81896 | 0.81896 | 0.81896 | 0.81896 | 0.81896 | 0.81896 | 0.81896 | 0.81896 | 0.81896 | 0.81896 | 0.81896 | 0.81896 | 0.81896 | 0.81896 | 0.81896 | 0.81896 | 0.81896 | 0.81896 | 0.81896 | 0.81896
F1_Commercial_Interruptible - Miscellaneous_Existing_Water Heating_Natural Gas_Water Heater - Faucet Aerators_A_Achievable Economic UCT Potential | F1 | Commercial | Interruptible - Miscellaneous | Existing | Water Heating | Natural Gas | Water Heater - Faucet Aerators | A | Integrated Unit Energy Savings (kWh or therms) | Achievable Economic UCT Potential | 0 | 0 | 7.1454 | 7.0144 | 6.8985 | 6.7919 | 6.6942 | 6.604 | 6.526 | 6.4569 | 6.3943 | 6.3377 | 6.2902 | 6.2508 | 6.2186 | 6.1847 | 6.1583 | 6.1373 | 6.1209 | 6.1077 | 6.0983 | 6.0916 | 6.0869 | 6.0835 | 6.079 | 6.0778 | 6.0769
F2_Commercial_Interruptible - Miscellaneous_Existing_Water Heating_Natural Gas_Water Heater - Faucet Aerators_A_Achievable Economic UCT Potential | F2 | Commercial | Interruptible - Miscellaneous | Existing | Water Heating | Natural Gas | Water Heater - Faucet Aerators | A | Integrated Unit Summer Peak Savings (kW) | Achievable Economic UCT Potential | 0 | 0 | 0 | 0 | 0 | 0 | 0 | 0 | 0 | 0 | 0 | 0 | 0 | 0 | 0 | 0 | 0 | 0 | 0 | 0 | 0 | 0 | 0 | 0 | 0 | 0 | 0
F3_Commercial_Interruptible - Miscellaneous_Existing_Water Heating_Natural Gas_Water Heater - Faucet Aerators_A_Achievable Economic UCT Potential | F3 | Commercial | Interruptible - Miscellaneous | Existing | Water Heating | Natural Gas | Water Heater - Faucet Aerators | A | Integrated Unit Winter Peak Savings (kW) | Achievable Economic UCT Potential | 0 | 0 | 0 | 0 | 0 | 0 | 0 | 0 | 0 | 0 | 0 | 0 | 0 | 0 | 0 | 0 | 0 | 0 | 0 | 0 | 0 | 0 | 0 | 0 | 0 | 0 | 0
F4_Commercial_Interruptible - Miscellaneous_Existing_Water Heating_Natural Gas_Water Heater - Faucet Aerators_A_Achievable Economic UCT Potential | F4 | Commercial | Interruptible - Miscellaneous | Existing | Water Heating | Natural Gas | Water Heater - Faucet Aerators | A | Incremental Energy Savings (MWh or mTherms) | Achievable Economic UCT Potential | 0 | 0 | 0 | 0 | 0 | 0 | 0 | 0 | 0 | 0 | 0 | 0 | 0 | 0 | 0 | 0 | 0 | 0 | 0 | 0 | 0 | 0 | 0 | 0 | 0 | 0 | 0
F5_Commercial_Interruptible - Miscellaneous_Existing_Water Heating_Natural Gas_Water Heater - Faucet Aerators_A_Achievable Economic UCT Potential | F5 | Commercial | Interruptible - Miscellaneous | Existing | Water Heating | Natural Gas | Water Heater - Faucet Aerators | A | Incremental Summer Peak Savings (MW) | Achievable Economic UCT Potential | 0 | 0 | 0 | 0 | 0 | 0 | 0 | 0 | 0 | 0 | 0 | 0 | 0 | 0 | 0 | 0 | 0 | 0 | 0 | 0 | 0 | 0 | 0 | 0 | 0 | 0 | 0
F6_Commercial_Interruptible - Miscellaneous_Existing_Water Heating_Natural Gas_Water Heater - Faucet Aerators_A_Achievable Economic UCT Potential | F6 | Commercial | Interruptible - Miscellaneous | Existing | Water Heating | Natural Gas | Water Heater - Faucet Aerators | A | Incremental Winter Peak Savings (MW) | Achievable Economic UCT Potential | 0 | 0 | 0 | 0 | 0 | 0 | 0 | 0 | 0 | 0 | 0 | 0 | 0 | 0 | 0 | 0 | 0 | 0 | 0 | 0 | 0 | 0 | 0 | 0 | 0 | 0 | 0
F7_Commercial_Interruptible - Miscellaneous_Existing_Water Heating_Natural Gas_Water Heater - Faucet Aerators_A_Achievable Economic UCT Potential | F7 | Commercial | Interruptible - Miscellaneous | Existing | Water Heating | Natural Gas | Water Heater - Faucet Aerators | A | Cumulative Energy Savings (MWh or mTherms) | Achievable Economic UCT Potential | 0 | 0 | 0 | 0 | 0 | 0 | 0 | 0 | 0 | 0 | 0 | 0 | 0 | 0 | 0 | 0 | 0 | 0 | 0 | 0 | 0 | 0 | 0 | 0 | 0 | 0 | 0
F8_Commercial_Interruptible - Miscellaneous_Existing_Water Heating_Natural Gas_Water Heater - Faucet Aerators_A_Achievable Economic UCT Potential | F8 | Commercial | Interruptible - Miscellaneous | Existing | Water Heating | Natural Gas | Water Heater - Faucet Aerators | A | Cumulative Summer Peak Savings (MW) | Achievable Economic UCT Potential | 0 | 0 | 0 | 0 | 0 | 0 | 0 | 0 | 0 | 0 | 0 | 0 | 0 | 0 | 0 | 0 | 0 | 0 | 0 | 0 | 0 | 0 | 0 | 0 | 0 | 0 | 0
F9_Commercial_Interruptible - Miscellaneous_Existing_Water Heating_Natural Gas_Water Heater - Faucet Aerators_A_Achievable Economic UCT Potential | F9 | Commercial | Interruptible - Miscellaneous | Existing | Water Heating | Natural Gas | Water Heater - Faucet Aerators | A | Cumulative Winter Peak Savings (MW) | Achievable Economic UCT Potential | 0 | 0 | 0 | 0 | 0 | 0 | 0 | 0 | 0 | 0 | 0 | 0 | 0 | 0 | 0 | 0 | 0 | 0 | 0 | 0 | 0 | 0 | 0 | 0 | 0 | 0 | 0
F10_Commercial_Interruptible - Miscellaneous_Existing_Water Heating_Natural Gas_Water Heater - Faucet Aerators_A_Achievable Economic UCT Potential | F10 | Commercial | Interruptible - Miscellaneous | Existing | Water Heating | Natural Gas | Water Heater - Faucet Aerators | A | Purchases (Incremental) | Achievable Economic UCT Potential | 0 | 0 | 0 | 0 | 0 | 0 | 0 | 0 | 0 | 0 | 0 | 0 | 0 | 0 | 0 | 0 | 0 | 0 | 0 | 0 | 0 | 0 | 0 | 0 | 0 | 0 | 0
F11_Commercial_Interruptible - Miscellaneous_Existing_Water Heating_Natural Gas_Water Heater - Faucet Aerators_A_Achievable Economic UCT Potential | F11 | Commercial | Interruptible - Miscellaneous | Existing | Water Heating | Natural Gas | Water Heater - Faucet Aerators | A | Purchases (Cumulative) | Achievable Economic UCT Potential | 0 | 0 | 0 | 0 | 0 | 0 | 0 | 0 | 0 | 0 | 0 | 0 | 0 | 0 | 0 | 0 | 0 | 0 | 0 | 0 | 0 | 0 | 0 | 0 | 0 | 0 | 0
F1_Commercial_Interruptible - Miscellaneous_Existing_Water Heating_Natural Gas_Water Heater - Low-Flow Showerheads_A_Achievable Economic UCT Potential | F1 | Commercial | Interruptible - Miscellaneous | Existing | Water Heating | Natural Gas | Water Heater - Low-Flow Showerheads | A | Integrated Unit Energy Savings (kWh or therms) | Achievable Economic UCT Potential | 0 | 0 | 41.3207 | 40.6102 | 39.9578 | 39.3595 | 38.8112 | 38.3096 | 37.8568 | 37.4563 | 37.0929 | 36.7649 | 36.4892 | 36.2608 | 36.074 | 35.877 | 35.724 | 35.6025 | 35.5072 | 35.4305 | 35.376 | 35.3374 | 35.31 | 35.2904 | 35.2641 | 35.2574 | 35.2521
F2_Commercial_Interruptible - Miscellaneous_Existing_Water Heating_Natural Gas_Water Heater - Low-Flow Showerheads_A_Achievable Economic UCT Potential | F2 | Commercial | Interruptible - Miscellaneous | Existing | Water Heating | Natural Gas | Water Heater - Low-Flow Showerheads | A | Integrated Unit Summer Peak Savings (kW) | Achievable Economic UCT Potential | 0 | 0 | 0 | 0 | 0 | 0 | 0 | 0 | 0 | 0 | 0 | 0 | 0 | 0 | 0 | 0 | 0 | 0 | 0 | 0 | 0 | 0 | 0 | 0 | 0 | 0 | 0
F3_Commercial_Interruptible - Miscellaneous_Existing_Water Heating_Natural Gas_Water Heater - Low-Flow Showerheads_A_Achievable Economic UCT Potential | F3 | Commercial | Interruptible - Miscellaneous | Existing | Water Heating | Natural Gas | Water Heater - Low-Flow Showerheads | A | Integrated Unit Winter Peak Savings (kW) | Achievable Economic UCT Potential | 0 | 0 | 0 | 0 | 0 | 0 | 0 | 0 | 0 | 0 | 0 | 0 | 0 | 0 | 0 | 0 | 0 | 0 | 0 | 0 | 0 | 0 | 0 | 0 | 0 | 0 | 0
F4_Commercial_Interruptible - Miscellaneous_Existing_Water Heating_Natural Gas_Water Heater - Low-Flow Showerheads_A_Achievable Economic UCT Potential | F4 | Commercial | Interruptible - Miscellaneous | Existing | Water Heating | Natural Gas | Water Heater - Low-Flow Showerheads | A | Incremental Energy Savings (MWh or mTherms) | Achievable Economic UCT Potential | 0 | 0 | 0 | 0 | 0 | 0 | 0 | 0 | 0 | 0 | 0 | 0 | 0 | 0 | 0 | 0 | 0 | 0 | 0 | 0 | 0 | 0 | 0 | 0 | 0 | 0 | 0
F5_Commercial_Interruptible - Miscellaneous_Existing_Water Heating_Natural Gas_Water Heater - Low-Flow Showerheads_A_Achievable Economic UCT Potential | F5 | Commercial | Interruptible - Miscellaneous | Existing | Water Heating | Natural Gas | Water Heater - Low-Flow Showerheads | A | Incremental Summer Peak Savings (MW) | Achievable Economic UCT Potential | 0 | 0 | 0 | 0 | 0 | 0 | 0 | 0 | 0 | 0 | 0 | 0 | 0 | 0 | 0 | 0 | 0 | 0 | 0 | 0 | 0 | 0 | 0 | 0 | 0 | 0 | 0
F6_Commercial_Interruptible - Miscellaneous_Existing_Water Heating_Natural Gas_Water Heater - Low-Flow Showerheads_A_Achievable Economic UCT Potential | F6 | Commercial | Interruptible - Miscellaneous | Existing | Water Heating | Natural Gas | Water Heater - Low-Flow Showerheads | A | Incremental Winter Peak Savings (MW) | Achievable Economic UCT Potential | 0 | 0 | 0 | 0 | 0 | 0 | 0 | 0 | 0 | 0 | 0 | 0 | 0 | 0 | 0 | 0 | 0 | 0 | 0 | 0 | 0 | 0 | 0 | 0 | 0 | 0 | 0
F7_Commercial_Interruptible - Miscellaneous_Existing_Water Heating_Natural Gas_Water Heater - Low-Flow Showerheads_A_Achievable Economic UCT Potential | F7 | Commercial | Interruptible - Miscellaneous | Existing | Water Heating | Natural Gas | Water Heater - Low-Flow Showerheads | A | Cumulative Energy Savings (MWh or mTherms) | Achievable Economic UCT Potential | 0 | 0 | 0 | 0 | 0 | 0 | 0 | 0 | 0 | 0 | 0 | 0 | 0 | 0 | 0 | 0 | 0 | 0 | 0 | 0 | 0 | 0 | 0 | 0 | 0 | 0 | 0
F8_Commercial_Interruptible - Miscellaneous_Existing_Water Heating_Natural Gas_Water Heater - Low-Flow Showerheads_A_Achievable Economic UCT Potential | F8 | Commercial | Interruptible - Miscellaneous | Existing | Water Heating | Natural Gas | Water Heater - Low-Flow Showerheads | A | Cumulative Summer Peak Savings (MW) | Achievable Economic UCT Potential | 0 | 0 | 0 | 0 | 0 | 0 | 0 | 0 | 0 | 0 | 0 | 0 | 0 | 0 | 0 | 0 | 0 | 0 | 0 | 0 | 0 | 0 | 0 | 0 | 0 | 0 | 0
F9_Commercial_Interruptible - Miscellaneous_Existing_Water Heating_Natural Gas_Water Heater - Low-Flow Showerheads_A_Achievable Economic UCT Potential | F9 | Commercial | Interruptible - Miscellaneous | Existing | Water Heating | Natural Gas | Water Heater - Low-Flow Showerheads | A | Cumulative Winter Peak Savings (MW) | Achievable Economic UCT Potential | 0 | 0 | 0 | 0 | 0 | 0 | 0 | 0 | 0 | 0 | 0 | 0 | 0 | 0 | 0 | 0 | 0 | 0 | 0 | 0 | 0 | 0 | 0 | 0 | 0 | 0 | 0
F10_Commercial_Interruptible - Miscellaneous_Existing_Water Heating_Natural Gas_Water Heater - Low-Flow Showerheads_A_Achievable Economic UCT Potential | F10 | Commercial | Interruptible - Miscellaneous | Existing | Water Heating | Natural Gas | Water Heater - Low-Flow Showerheads | A | Purchases (Incremental) | Achievable Economic UCT Potential | 0 | 0 | 0 | 0 | 0 | 0 | 0 | 0 | 0 | 0 | 0 | 0 | 0 | 0 | 0 | 0 | 0 | 0 | 0 | 0 | 0 | 0 | 0 | 0 | 0 | 0 | 0
F11_Commercial_Interruptible - Miscellaneous_Existing_Water Heating_Natural Gas_Water Heater - Low-Flow Showerheads_A_Achievable Economic UCT Potential | F11 | Commercial | Interruptible - Miscellaneous | Existing | Water Heating | Natural Gas | Water Heater - Low-Flow Showerheads | A | Purchases (Cumulative) | Achievable Economic UCT Potential | 0 | 0 | 0 | 0 | 0 | 0 | 0 | 0 | 0 | 0 | 0 | 0 | 0 | 0 | 0 | 0 | 0 | 0 | 0 | 0 | 0 | 0 | 0 | 0 | 0 | 0 | 0
F1_Commercial_Interruptible - Miscellaneous_Existing_Water Heating_Natural Gas_Water Heater - Tank Blanket/Insulation_A_Achievable Economic UCT Potential | F1 | Commercial | Interruptible - Miscellaneous | Existing | Water Heating | Natural Gas | Water Heater - Tank Blanket/Insulation | A | Integrated Unit Energy Savings (kWh or therms) | Achievable Economic UCT Potential | 0 | 0 | 193.3769 | 190.1773 | 187.2731 | 184.6418 | 182.2648 | 180.1343 | 178.2505 | 176.6129 | 175.132 | 173.782 | 172.6315 | 171.6552 | 170.833 | 169.929 | 169.2043 | 168.6287 | 168.1774 | 167.8144 | 167.5563 | 167.3734 | 167.2436 | 167.1509 | 167.0259 | 166.9943 | 166.9691
F2_Commercial_Interruptible - Miscellaneous_Existing_Water Heating_Natural Gas_Water Heater - Tank Blanket/Insulation_A_Achievable Economic UCT Potential | F2 | Commercial | Interruptible - Miscellaneous | Existing | Water Heating | Natural Gas | Water Heater - Tank Blanket/Insulation | A | Integrated Unit Summer Peak Savings (kW) | Achievable Economic UCT Potential | 0 | 0 | 0 | 0 | 0 | 0 | 0 | 0 | 0 | 0 | 0 | 0 | 0 | 0 | 0 | 0 | 0 | 0 | 0 | 0 | 0 | 0 | 0 | 0 | 0 | 0 | 0
F3_Commercial_Interruptible - Miscellaneous_Existing_Water Heating_Natural Gas_Water Heater - Tank Blanket/Insulation_A_Achievable Economic UCT Potential | F3 | Commercial | Interruptible - Miscellaneous | Existing | Water Heating | Natural Gas | Water Heater - Tank Blanket/Insulation | A | Integrated Unit Winter Peak Savings (kW) | Achievable Economic UCT Potential | 0 | 0 | 0 | 0 | 0 | 0 | 0 | 0 | 0 | 0 | 0 | 0 | 0 | 0 | 0 | 0 | 0 | 0 | 0 | 0 | 0 | 0 | 0 | 0 | 0 | 0 | 0
F4_Commercial_Interruptible - Miscellaneous_Existing_Water Heating_Natural Gas_Water Heater - Tank Blanket/Insulation_A_Achievable Economic UCT Potential | F4 | Commercial | Interruptible - Miscellaneous | Existing | Water Heating | Natural Gas | Water Heater - Tank Blanket/Insulation | A | Incremental Energy Savings (MWh or mTherms) | Achievable Economic UCT Potential | 0 | 0 | 0.010794 | 0.013034 | 0.015706 | 0.017976 | 0.02024 | 0.023386 | 0.025386 | 0.025696 | 0.024012 | 0.020481 | 0.015744 | 0.010744 | 0.0063984 | 0.0029727 | 0 | 0 | 0 | 0 | 0 | 0 | 0 | 0 | 0 | 0 | 0
F5_Commercial_Interruptible - Miscellaneous_Existing_Water Heating_Natural Gas_Water Heater - Tank Blanket/Insulation_A_Achievable Economic UCT Potential | F5 | Commercial | Interruptible - Miscellaneous | Existing | Water Heating | Natural Gas | Water Heater - Tank Blanket/Insulation | A | Incremental Summer Peak Savings (MW) | Achievable Economic UCT Potential | 0 | 0 | 0 | 0 | 0 | 0 | 0 | 0 | 0 | 0 | 0 | 0 | 0 | 0 | 0 | 0 | 0 | 0 | 0 | 0 | 0 | 0 | 0 | 0 | 0 | 0 | 0
F6_Commercial_Interruptible - Miscellaneous_Existing_Water Heating_Natural Gas_Water Heater - Tank Blanket/Insulation_A_Achievable Economic UCT Potential | F6 | Commercial | Interruptible - Miscellaneous | Existing | Water Heating | Natural Gas | Water Heater - Tank Blanket/Insulation | A | Incremental Winter Peak Savings (MW) | Achievable Economic UCT Potential | 0 | 0 | 0 | 0 | 0 | 0 | 0 | 0 | 0 | 0 | 0 | 0 | 0 | 0 | 0 | 0 | 0 | 0 | 0 | 0 | 0 | 0 | 0 | 0 | 0 | 0 | 0
F7_Commercial_Interruptible - Miscellaneous_Existing_Water Heating_Natural Gas_Water Heater - Tank Blanket/Insulation_A_Achievable Economic UCT Potential | F7 | Commercial | Interruptible - Miscellaneous | Existing | Water Heating | Natural Gas | Water Heater - Tank Blanket/Insulation | A | Cumulative Energy Savings (MWh or mTherms) | Achievable Economic UCT Potential | 0 | 0 | 0.010794 | 0.023649 | 0.038993 | 0.056421 | 0.075934 | 0.098432 | 0.12279 | 0.14736 | 0.17013 | 0.1893 | 0.20379 | 0.21339 | 0.21876 | 0.22058 | 0.21964 | 0.21889 | 0.2183 | 0.21783 | 0.2175 | 0.21726 | 0.21709 | 0.21697 | 0.21681 | 0.21677 | 0.21674
F8_Commercial_Interruptible - Miscellaneous_Existing_Water Heating_Natural Gas_Water Heater - Tank Blanket/Insulation_A_Achievable Economic UCT Potential | F8 | Commercial | Interruptible - Miscellaneous | Existing | Water Heating | Natural Gas | Water Heater - Tank Blanket/Insulation | A | Cumulative Summer Peak Savings (MW) | Achievable Economic UCT Potential | 0 | 0 | 0 | 0 | 0 | 0 | 0 | 0 | 0 | 0 | 0 | 0 | 0 | 0 | 0 | 0 | 0 | 0 | 0 | 0 | 0 | 0 | 0 | 0 | 0 | 0 | 0
F9_Commercial_Interruptible - Miscellaneous_Existing_Water Heating_Natural Gas_Water Heater - Tank Blanket/Insulation_A_Achievable Economic UCT Potential | F9 | Commercial | Interruptible - Miscellaneous | Existing | Water Heating | Natural Gas | Water Heater - Tank Blanket/Insulation | A | Cumulative Winter Peak Savings (MW) | Achievable Economic UCT Potential | 0 | 0 | 0 | 0 | 0 | 0 | 0 | 0 | 0 | 0 | 0 | 0 | 0 | 0 | 0 | 0 | 0 | 0 | 0 | 0 | 0 | 0 | 0 | 0 | 0 | 0 | 0
F10_Commercial_Interruptible - Miscellaneous_Existing_Water Heating_Natural Gas_Water Heater - Tank Blanket/Insulation_A_Achievable Economic UCT Potential | F10 | Commercial | Interruptible - Miscellaneous | Existing | Water Heating | Natural Gas | Water Heater - Tank Blanket/Insulation | A | Purchases (Incremental) | Achievable Economic UCT Potential | 0 | 0 | 0.055816 | 0.068534 | 0.083865 | 0.097354 | 0.11104 | 0.12982 | 0.14242 | 0.14549 | 0.13711 | 0.11786 | 0.091202 | 0.06259 | 0.037454 | 0.017494 | 0 | 0 | 0 | 0 | 0 | 0 | 0 | 0 | 0 | 0 | 0
F11_Commercial_Interruptible - Miscellaneous_Existing_Water Heating_Natural Gas_Water Heater - Tank Blanket/Insulation_A_Achievable Economic UCT Potential | F11 | Commercial | Interruptible - Miscellaneous | Existing | Water Heating | Natural Gas | Water Heater - Tank Blanket/Insulation | A | Purchases (Cumulative) | Achievable Economic UCT Potential | 0 | 0 | 0.055816 | 0.12435 | 0.20822 | 0.30557 | 0.41661 | 0.54644 | 0.68886 | 0.83435 | 0.97146 | 1.0893 | 1.1805 | 1.2431 | 1.2806 | 1.2981 | 1.2981 | 1.2981 | 1.2981 | 1.2981 | 1.2981 | 1.2981 | 1.2981 | 1.2981 | 1.2981 | 1.2981 | 1.2981
F1_Commercial_Interruptible - Miscellaneous_Existing_Water Heating_Natural Gas_Water Heater - Drainwater Heat Recovery_A_Achievable Economic UCT Potential | F1 | Commercial | Interruptible - Miscellaneous | Existing | Water Heating | Natural Gas | Water Heater - Drainwater Heat Recovery | A | Integrated Unit Energy Savings (kWh or therms) | Achievable Economic UCT Potential | 0 | 0 | 10.9729 | 10.7381 | 10.5205 | 10.3127 | 10.114 | 9.9203 | 9.7413 | 9.5762 | 9.4248 | 9.2913 | 9.1831 | 9.0993 | 9.0456 | 8.9925 | 8.9541 | 8.9237 | 8.8998 | 8.8806 | 8.8669 | 8.8572 | 8.8504 | 8.8455 | 8.8388 | 8.8372 | 8.8358
F2_Commercial_Interruptible - Miscellaneous_Existing_Water Heating_Natural Gas_Water Heater - Drainwater Heat Recovery_A_Achievable Economic UCT Potential | F2 | Commercial | Interruptible - Miscellaneous | Existing | Water Heating | Natural Gas | Water Heater - Drainwater Heat Recovery | A | Integrated Unit Summer Peak Savings (kW) | Achievable Economic UCT Potential | 0 | 0 | 0 | 0 | 0 | 0 | 0 | 0 | 0 | 0 | 0 | 0 | 0 | 0 | 0 | 0 | 0 | 0 | 0 | 0 | 0 | 0 | 0 | 0 | 0 | 0 | 0
F3_Commercial_Interruptible - Miscellaneous_Existing_Water Heating_Natural Gas_Water Heater - Drainwater Heat Recovery_A_Achievable Economic UCT Potential | F3 | Commercial | Interruptible - Miscellaneous | Existing | Water Heating | Natural Gas | Water Heater - Drainwater Heat Recovery | A | Integrated Unit Winter Peak Savings (kW) | Achievable Economic UCT Potential | 0 | 0 | 0 | 0 | 0 | 0 | 0 | 0 | 0 | 0 | 0 | 0 | 0 | 0 | 0 | 0 | 0 | 0 | 0 | 0 | 0 | 0 | 0 | 0 | 0 | 0 | 0
F4_Commercial_Interruptible - Miscellaneous_Existing_Water Heating_Natural Gas_Water Heater - Drainwater Heat Recovery_A_Achievable Economic UCT Potential | F4 | Commercial | Interruptible - Miscellaneous | Existing | Water Heating | Natural Gas | Water Heater - Drainwater Heat Recovery | A | Incremental Energy Savings (MWh or mTherms) | Achievable Economic UCT Potential | 0 | 0 | 0 | 0 | 0 | 0 | 0 | 0 | 0 | 0 | 0 | 0 | 0 | 0 | 0 | 0 | 0 | 0 | 0 | 0 | 0 | 0 | 0 | 0 | 0 | 0 | 0
F5_Commercial_Interruptible - Miscellaneous_Existing_Water Heating_Natural Gas_Water Heater - Drainwater Heat Recovery_A_Achievable Economic UCT Potential | F5 | Commercial | Interruptible - Miscellaneous | Existing | Water Heating | Natural Gas | Water Heater - Drainwater Heat Recovery | A | Incremental Summer Peak Savings (MW) | Achievable Economic UCT Potential | 0 | 0 | 0 | 0 | 0 | 0 | 0 | 0 | 0 | 0 | 0 | 0 | 0 | 0 | 0 | 0 | 0 | 0 | 0 | 0 | 0 | 0 | 0 | 0 | 0 | 0 | 0
F6_Commercial_Interruptible - Miscellaneous_Existing_Water Heating_Natural Gas_Water Heater - Drainwater Heat Recovery_A_Achievable Economic UCT Potential | F6 | Commercial | Interruptible - Miscellaneous | Existing | Water Heating | Natural Gas | Water Heater - Drainwater Heat Recovery | A | Incremental Winter Peak Savings (MW) | Achievable Economic UCT Potential | 0 | 0 | 0 | 0 | 0 | 0 | 0 | 0 | 0 | 0 | 0 | 0 | 0 | 0 | 0 | 0 | 0 | 0 | 0 | 0 | 0 | 0 | 0 | 0 | 0 | 0 | 0
F7_Commercial_Interruptible - Miscellaneous_Existing_Water Heating_Natural Gas_Water Heater - Drainwater Heat Recovery_A_Achievable Economic UCT Potential | F7 | Commercial | Interruptible - Miscellaneous | Existing | Water Heating | Natural Gas | Water Heater - Drainwater Heat Recovery | A | Cumulative Energy Savings (MWh or mTherms) | Achievable Economic UCT Potential | 0 | 0 | 0 | 0 | 0 | 0 | 0 | 0 | 0 | 0 | 0 | 0 | 0 | 0 | 0 | 0 | 0 | 0 | 0 | 0 | 0 | 0 | 0 | 0 | 0 | 0 | 0
F8_Commercial_Interruptible - Miscellaneous_Existing_Water Heating_Natural Gas_Water Heater - Drainwater Heat Recovery_A_Achievable Economic UCT Potential | F8 | Commercial | Interruptible - Miscellaneous | Existing | Water Heating | Natural Gas | Water Heater - Drainwater Heat Recovery | A | Cumulative Summer Peak Savings (MW) | Achievable Economic UCT Potential | 0 | 0 | 0 | 0 | 0 | 0 | 0 | 0 | 0 | 0 | 0 | 0 | 0 | 0 | 0 | 0 | 0 | 0 | 0 | 0 | 0 | 0 | 0 | 0 | 0 | 0 | 0
F9_Commercial_Interruptible - Miscellaneous_Existing_Water Heating_Natural Gas_Water Heater - Drainwater Heat Recovery_A_Achievable Economic UCT Potential | F9 | Commercial | Interruptible - Miscellaneous | Existing | Water Heating | Natural Gas | Water Heater - Drainwater Heat Recovery | A | Cumulative Winter Peak Savings (MW) | Achievable Economic UCT Potential | 0 | 0 | 0 | 0 | 0 | 0 | 0 | 0 | 0 | 0 | 0 | 0 | 0 | 0 | 0 | 0 | 0 | 0 | 0 | 0 | 0 | 0 | 0 | 0 | 0 | 0 | 0
F10_Commercial_Interruptible - Miscellaneous_Existing_Water Heating_Natural Gas_Water Heater - Drainwater Heat Recovery_A_Achievable Economic UCT Potential | F10 | Commercial | Interruptible - Miscellaneous | Existing | Water Heating | Natural Gas | Water Heater - Drainwater Heat Recovery | A | Purchases (Incremental) | Achievable Economic UCT Potential | 0 | 0 | 0 | 0 | 0 | 0 | 0 | 0 | 0 | 0 | 0 | 0 | 0 | 0 | 0 | 0 | 0 | 0 | 0 | 0 | 0 | 0 | 0 | 0 | 0 | 0 | 0
F11_Commercial_Interruptible - Miscellaneous_Existing_Water Heating_Natural Gas_Water Heater - Drainwater Heat Recovery_A_Achievable Economic UCT Potential | F11 | Commercial | Interruptible - Miscellaneous | Existing | Water Heating | Natural Gas | Water Heater - Drainwater Heat Recovery | A | Purchases (Cumulative) | Achievable Economic UCT Potential | 0 | 0 | 0 | 0 | 0 | 0 | 0 | 0 | 0 | 0 | 0 | 0 | 0 | 0 | 0 | 0 | 0 | 0 | 0 | 0 | 0 | 0 | 0 | 0 | 0 | 0 | 0
F1_Commercial_Interruptible - Miscellaneous_Existing_Water Heating_Natural Gas_Water Heater - Circulation Pump Controls_A_Achievable Economic UCT Potential | F1 | Commercial | Interruptible - Miscellaneous | Existing | Water Heating | Natural Gas | Water Heater - Circulation Pump Controls | A | Integrated Unit Energy Savings (kWh or therms) | Achievable Economic UCT Potential | 0 | 0 | 577.6431 | 567.0534 | 557.6787 | 549.0596 | 541.1622 | 533.8729 | 527.5637 | 521.9819 | 516.9179 | 512.3473 | 508.505 | 505.3219 | 502.7185 | 499.9731 | 497.841 | 496.1474 | 494.8196 | 493.7514 | 492.9921 | 492.4541 | 492.0722 | 491.7992 | 491.4314 | 491.3386 | 491.2644
F2_Commercial_Interruptible - Miscellaneous_Existing_Water Heating_Natural Gas_Water Heater - Circulation Pump Controls_A_Achievable Economic UCT Potential | F2 | Commercial | Interruptible - Miscellaneous | Existing | Water Heating | Natural Gas | Water Heater - Circulation Pump Controls | A | Integrated Unit Summer Peak Savings (kW) | Achievable Economic UCT Potential | 0 | 0 | 0 | 0 | 0 | 0 | 0 | 0 | 0 | 0 | 0 | 0 | 0 | 0 | 0 | 0 | 0 | 0 | 0 | 0 | 0 | 0 | 0 | 0 | 0 | 0 | 0
F3_Commercial_Interruptible - Miscellaneous_Existing_Water Heating_Natural Gas_Water Heater - Circulation Pump Controls_A_Achievable Economic UCT Potential | F3 | Commercial | Interruptible - Miscellaneous | Existing | Water Heating | Natural Gas | Water Heater - Circulation Pump Controls | A | Integrated Unit Winter Peak Savings (kW) | Achievable Economic UCT Potential | 0 | 0 | 0 | 0 | 0 | 0 | 0 | 0 | 0 | 0 | 0 | 0 | 0 | 0 | 0 | 0 | 0 | 0 | 0 | 0 | 0 | 0 | 0 | 0 | 0 | 0 | 0
F4_Commercial_Interruptible - Miscellaneous_Existing_Water Heating_Natural Gas_Water Heater - Circulation Pump Controls_A_Achievable Economic UCT Potential | F4 | Commercial | Interruptible - Miscellaneous | Existing | Water Heating | Natural Gas | Water Heater - Circulation Pump Controls | A | Incremental Energy Savings (MWh or mTherms) | Achievable Economic UCT Potential | 0 | 0 | 0.028139 | 0.033917 | 0.040819 | 0.046652 | 0.052447 | 0.060491 | 0.065575 | 0.066281 | 0.061856 | 0.0527 | 0.040476 | 0.027604 | 0 | 0 | 0 | 0 | 0 | 0 | 0 | 0 | 0 | 0 | 0 | 0 | 0
F5_Commercial_Interruptible - Miscellaneous_Existing_Water Heating_Natural Gas_Water Heater - Circulation Pump Controls_A_Achievable Economic UCT Potential | F5 | Commercial | Interruptible - Miscellaneous | Existing | Water Heating | Natural Gas | Water Heater - Circulation Pump Controls | A | Incremental Summer Peak Savings (MW) | Achievable Economic UCT Potential | 0 | 0 | 0 | 0 | 0 | 0 | 0 | 0 | 0 | 0 | 0 | 0 | 0 | 0 | 0 | 0 | 0 | 0 | 0 | 0 | 0 | 0 | 0 | 0 | 0 | 0 | 0
F6_Commercial_Interruptible - Miscellaneous_Existing_Water Heating_Natural Gas_Water Heater - Circulation Pump Controls_A_Achievable Economic UCT Potential | F6 | Commercial | Interruptible - Miscellaneous | Existing | Water Heating | Natural Gas | Water Heater - Circulation Pump Controls | A | Incremental Winter Peak Savings (MW) | Achievable Economic UCT Potential | 0 | 0 | 0 | 0 | 0 | 0 | 0 | 0 | 0 | 0 | 0 | 0 | 0 | 0 | 0 | 0 | 0 | 0 | 0 | 0 | 0 | 0 | 0 | 0 | 0 | 0 | 0
F7_Commercial_Interruptible - Miscellaneous_Existing_Water Heating_Natural Gas_Water Heater - Circulation Pump Controls_A_Achievable Economic UCT Potential | F7 | Commercial | Interruptible - Miscellaneous | Existing | Water Heating | Natural Gas | Water Heater - Circulation Pump Controls | A | Cumulative Energy Savings (MWh or mTherms) | Achievable Economic UCT Potential | 0 | 0 | 0.028139 | 0.061541 | 0.10134 | 0.14643 | 0.19677 | 0.25461 | 0.31718 | 0.3801 | 0.43827 | 0.48709 | 0.52392 | 0.54824 | 0.54542 | 0.54244 | 0.54013 | 0.53829 | 0.53685 | 0.53569 | 0.53486 | 0.53428 | 0.53387 | 0.53357 | 0.53317 | 0.53307 | 0.53299
F8_Commercial_Interruptible - Miscellaneous_Existing_Water Heating_Natural Gas_Water Heater - Circulation Pump Controls_A_Achievable Economic UCT Potential | F8 | Commercial | Interruptible - Miscellaneous | Existing | Water Heating | Natural Gas | Water Heater - Circulation Pump Controls | A | Cumulative Summer Peak Savings (MW) | Achievable Economic UCT Potential | 0 | 0 | 0 | 0 | 0 | 0 | 0 | 0 | 0 | 0 | 0 | 0 | 0 | 0 | 0 | 0 | 0 | 0 | 0 | 0 | 0 | 0 | 0 | 0 | 0 | 0 | 0
F9_Commercial_Interruptible - Miscellaneous_Existing_Water Heating_Natural Gas_Water Heater - Circulation Pump Controls_A_Achievable Economic UCT Potential | F9 | Commercial | Interruptible - Miscellaneous | Existing | Water Heating | Natural Gas | Water Heater - Circulation Pump Controls | A | Cumulative Winter Peak Savings (MW) | Achievable Economic UCT Potential | 0 | 0 | 0 | 0 | 0 | 0 | 0 | 0 | 0 | 0 | 0 | 0 | 0 | 0 | 0 | 0 | 0 | 0 | 0 | 0 | 0 | 0 | 0 | 0 | 0 | 0 | 0
F10_Commercial_Interruptible - Miscellaneous_Existing_Water Heating_Natural Gas_Water Heater - Circulation Pump Controls_A_Achievable Economic UCT Potential | F10 | Commercial | Interruptible - Miscellaneous | Existing | Water Heating | Natural Gas | Water Heater - Circulation Pump Controls | A | Purchases (Incremental) | Achievable Economic UCT Potential | 0 | 0 | 0.048714 | 0.059813 | 0.073194 | 0.084967 | 0.096915 | 0.11331 | 0.1243 | 0.12698 | 0.11966 | 0.10286 | 0.079598 | 0.054626 | 0 | 0 | 0 | 0 | 0 | 0 | 0 | 0 | 0 | 0 | 0 | 0 | 0
F11_Commercial_Interruptible - Miscellaneous_Existing_Water Heating_Natural Gas_Water Heater - Circulation Pump Controls_A_Achievable Economic UCT Potential | F11 | Commercial | Interruptible - Miscellaneous | Existing | Water Heating | Natural Gas | Water Heater - Circulation Pump Controls | A | Purchases (Cumulative) | Achievable Economic UCT Potential | 0 | 0 | 0.048714 | 0.10853 | 0.18172 | 0.26669 | 0.3636 | 0.47691 | 0.60121 | 0.72819 | 0.84785 | 0.95071 | 1.0303 | 1.0849 | 1.0849 | 1.0849 | 1.0849 | 1.0849 | 1.0849 | 1.0849 | 1.0849 | 1.0849 | 1.0849 | 1.0849 | 1.0849 | 1.0849 | 1.0849
F1_Commercial_Interruptible - Miscellaneous_Existing_Water Heating_Natural Gas_Water Heater - Pipe Insulation_A_Achievable Economic UCT Potential | F1 | Commercial | Interruptible - Miscellaneous | Existing | Water Heating | Natural Gas | Water Heater - Pipe Insulation | A | Integrated Unit Energy Savings (kWh or therms) | Achievable Economic UCT Potential | 0 | 0 | 4.8211 | 4.7245 | 4.6366 | 4.5538 | 4.4757 | 4.4009 | 4.3331 | 4.2714 | 4.2151 | 4.1652 | 4.1242 | 4.0918 | 4.0707 | 4.0484 | 4.0312 | 4.0175 | 4.0067 | 3.9981 | 3.9919 | 3.9876 | 3.9845 | 3.9823 | 3.9793 | 3.9785 | 3.9779
F2_Commercial_Interruptible - Miscellaneous_Existing_Water Heating_Natural Gas_Water Heater - Pipe Insulation_A_Achievable Economic UCT Potential | F2 | Commercial | Interruptible - Miscellaneous | Existing | Water Heating | Natural Gas | Water Heater - Pipe Insulation | A | Integrated Unit Summer Peak Savings (kW) | Achievable Economic UCT Potential | 0 | 0 | 0 | 0 | 0 | 0 | 0 | 0 | 0 | 0 | 0 | 0 | 0 | 0 | 0 | 0 | 0 | 0 | 0 | 0 | 0 | 0 | 0 | 0 | 0 | 0 | 0
F3_Commercial_Interruptible - Miscellaneous_Existing_Water Heating_Natural Gas_Water Heater - Pipe Insulation_A_Achievable Economic UCT Potential | F3 | Commercial | Interruptible - Miscellaneous | Existing | Water Heating | Natural Gas | Water Heater - Pipe Insulation | A | Integrated Unit Winter Peak Savings (kW) | Achievable Economic UCT Potential | 0 | 0 | 0 | 0 | 0 | 0 | 0 | 0 | 0 | 0 | 0 | 0 | 0 | 0 | 0 | 0 | 0 | 0 | 0 | 0 | 0 | 0 | 0 | 0 | 0 | 0 | 0
F4_Commercial_Interruptible - Miscellaneous_Existing_Water Heating_Natural Gas_Water Heater - Pipe Insulation_A_Achievable Economic UCT Potential | F4 | Commercial | Interruptible - Miscellaneous | Existing | Water Heating | Natural Gas | Water Heater - Pipe Insulation | A | Incremental Energy Savings (MWh or mTherms) | Achievable Economic UCT Potential | 0 | 0 | 0.008475 | 0.010198 | 0.012247 | 0.013962 | 0.015653 | 0.017994 | 0.019436 | 0.019572 | 0.018201 | 0.01546 | 0.011846 | 0.0080658 | 0.0048018 | 0.0022305 | 0 | 0 | 0 | 0 | 0 | 0 | 0 | 0 | 0 | 0 | 0
F5_Commercial_Interruptible - Miscellaneous_Existing_Water Heating_Natural Gas_Water Heater - Pipe Insulation_A_Achievable Economic UCT Potential | F5 | Commercial | Interruptible - Miscellaneous | Existing | Water Heating | Natural Gas | Water Heater - Pipe Insulation | A | Incremental Summer Peak Savings (MW) | Achievable Economic UCT Potential | 0 | 0 | 0 | 0 | 0 | 0 | 0 | 0 | 0 | 0 | 0 | 0 | 0 | 0 | 0 | 0 | 0 | 0 | 0 | 0 | 0 | 0 | 0 | 0 | 0 | 0 | 0
F6_Commercial_Interruptible - Miscellaneous_Existing_Water Heating_Natural Gas_Water Heater - Pipe Insulation_A_Achievable Economic UCT Potential | F6 | Commercial | Interruptible - Miscellaneous | Existing | Water Heating | Natural Gas | Water Heater - Pipe Insulation | A | Incremental Winter Peak Savings (MW) | Achievable Economic UCT Potential | 0 | 0 | 0 | 0 | 0 | 0 | 0 | 0 | 0 | 0 | 0 | 0 | 0 | 0 | 0 | 0 | 0 | 0 | 0 | 0 | 0 | 0 | 0 | 0 | 0 | 0 | 0
F7_Commercial_Interruptible - Miscellaneous_Existing_Water Heating_Natural Gas_Water Heater - Pipe Insulation_A_Achievable Economic UCT Potential | F7 | Commercial | Interruptible - Miscellaneous | Existing | Water Heating | Natural Gas | Water Heater - Pipe Insulation | A | Cumulative Energy Savings (MWh or mTherms) | Achievable Economic UCT Potential | 0 | 0 | 0.008475 | 0.018503 | 0.030405 | 0.043824 | 0.058725 | 0.075738 | 0.094008 | 0.11224 | 0.12896 | 0.1429 | 0.15334 | 0.1602 | 0.16417 | 0.16551 | 0.1648 | 0.16424 | 0.1638 | 0.16345 | 0.1632 | 0.16302 | 0.16289 | 0.1628 | 0.16268 | 0.16265 | 0.16262
F8_Commercial_Interruptible - Miscellaneous_Existing_Water Heating_Natural Gas_Water Heater - Pipe Insulation_A_Achievable Economic UCT Potential | F8 | Commercial | Interruptible - Miscellaneous | Existing | Water Heating | Natural Gas | Water Heater - Pipe Insulation | A | Cumulative Summer Peak Savings (MW) | Achievable Economic UCT Potential | 0 | 0 | 0 | 0 | 0 | 0 | 0 | 0 | 0 | 0 | 0 | 0 | 0 | 0 | 0 | 0 | 0 | 0 | 0 | 0 | 0 | 0 | 0 | 0 | 0 | 0 | 0
F9_Commercial_Interruptible - Miscellaneous_Existing_Water Heating_Natural Gas_Water Heater - Pipe Insulation_A_Achievable Economic UCT Potential | F9 | Commercial | Interruptible - Miscellaneous | Existing | Water Heating | Natural Gas | Water Heater - Pipe Insulation | A | Cumulative Winter Peak Savings (MW) | Achievable Economic UCT Potential | 0 | 0 | 0 | 0 | 0 | 0 | 0 | 0 | 0 | 0 | 0 | 0 | 0 | 0 | 0 | 0 | 0 | 0 | 0 | 0 | 0 | 0 | 0 | 0 | 0 | 0 | 0
F10_Commercial_Interruptible - Miscellaneous_Existing_Water Heating_Natural Gas_Water Heater - Pipe Insulation_A_Achievable Economic UCT Potential | F10 | Commercial | Interruptible - Miscellaneous | Existing | Water Heating | Natural Gas | Water Heater - Pipe Insulation | A | Purchases (Incremental) | Achievable Economic UCT Potential | 0 | 0 | 1.7579 | 2.1584 | 2.6413 | 3.0661 | 3.4973 | 4.0887 | 4.4854 | 4.5822 | 4.3181 | 3.7118 | 2.8724 | 1.9712 | 1.1796 | 0.55095 | 0 | 0 | 0 | 0 | 0 | 0 | 0 | 0 | 0 | 0 | 0
F11_Commercial_Interruptible - Miscellaneous_Existing_Water Heating_Natural Gas_Water Heater - Pipe Insulation_A_Achievable Economic UCT Potential | F11 | Commercial | Interruptible - Miscellaneous | Existing | Water Heating | Natural Gas | Water Heater - Pipe Insulation | A | Purchases (Cumulative) | Achievable Economic UCT Potential | 0 | 0 | 1.7579 | 3.9163 | 6.5576 | 9.6237 | 13.121 | 17.2097 | 21.6951 | 26.2773 | 30.5954 | 34.3072 | 37.1796 | 39.1508 | 40.3304 | 40.8814 | 40.8814 | 40.8814 | 40.8814 | 40.8814 | 40.8814 | 40.8814 | 40.8814 | 40.8814 | 40.8814 | 40.8814 | 40.8814
F1_Commercial_Interruptible - Miscellaneous_Existing_Water Heating_Natural Gas_Water Heater - Motion Control Faucet_A_Achievable Economic UCT Potential | F1 | Commercial | Interruptible - Miscellaneous | Existing | Water Heating | Natural Gas | Water Heater - Motion Control Faucet | A | Integrated Unit Energy Savings (kWh or therms) | Achievable Economic UCT Potential | 0 | 0 | 0 | 0 | 0 | 0 | 0 | 0 | 0 | 0 | 0 | 0 | 0 | 0 | 0 | 0 | 0 | 0 | 0 | 0 | 0 | 0 | 0 | 0 | 0 | 0 | 0
F2_Commercial_Interruptible - Miscellaneous_Existing_Water Heating_Natural Gas_Water Heater - Motion Control Faucet_A_Achievable Economic UCT Potential | F2 | Commercial | Interruptible - Miscellaneous | Existing | Water Heating | Natural Gas | Water Heater - Motion Control Faucet | A | Integrated Unit Summer Peak Savings (kW) | Achievable Economic UCT Potential | 0 | 0 | 0 | 0 | 0 | 0 | 0 | 0 | 0 | 0 | 0 | 0 | 0 | 0 | 0 | 0 | 0 | 0 | 0 | 0 | 0 | 0 | 0 | 0 | 0 | 0 | 0
F3_Commercial_Interruptible - Miscellaneous_Existing_Water Heating_Natural Gas_Water Heater - Motion Control Faucet_A_Achievable Economic UCT Potential | F3 | Commercial | Interruptible - Miscellaneous | Existing | Water Heating | Natural Gas | Water Heater - Motion Control Faucet | A | Integrated Unit Winter Peak Savings (kW) | Achievable Economic UCT Potential | 0 | 0 | 0 | 0 | 0 | 0 | 0 | 0 | 0 | 0 | 0 | 0 | 0 | 0 | 0 | 0 | 0 | 0 | 0 | 0 | 0 | 0 | 0 | 0 | 0 | 0 | 0
F4_Commercial_Interruptible - Miscellaneous_Existing_Water Heating_Natural Gas_Water Heater - Motion Control Faucet_A_Achievable Economic UCT Potential | F4 | Commercial | Interruptible - Miscellaneous | Existing | Water Heating | Natural Gas | Water Heater - Motion Control Faucet | A | Incremental Energy Savings (MWh or mTherms) | Achievable Economic UCT Potential | 0 | 0 | 0 | 0 | 0 | 0 | 0 | 0 | 0 | 0 | 0 | 0 | 0 | 0 | 0 | 0 | 0 | 0 | 0 | 0 | 0 | 0 | 0 | 0 | 0 | 0 | 0
F5_Commercial_Interruptible - Miscellaneous_Existing_Water Heating_Natural Gas_Water Heater - Motion Control Faucet_A_Achievable Economic UCT Potential | F5 | Commercial | Interruptible - Miscellaneous | Existing | Water Heating | Natural Gas | Water Heater - Motion Control Faucet | A | Incremental Summer Peak Savings (MW) | Achievable Economic UCT Potential | 0 | 0 | 0 | 0 | 0 | 0 | 0 | 0 | 0 | 0 | 0 | 0 | 0 | 0 | 0 | 0 | 0 | 0 | 0 | 0 | 0 | 0 | 0 | 0 | 0 | 0 | 0
F6_Commercial_Interruptible - Miscellaneous_Existing_Water Heating_Natural Gas_Water Heater - Motion Control Faucet_A_Achievable Economic UCT Potential | F6 | Commercial | Interruptible - Miscellaneous | Existing | Water Heating | Natural Gas | Water Heater - Motion Control Faucet | A | Incremental Winter Peak Savings (MW) | Achievable Economic UCT Potential | 0 | 0 | 0 | 0 | 0 | 0 | 0 | 0 | 0 | 0 | 0 | 0 | 0 | 0 | 0 | 0 | 0 | 0 | 0 | 0 | 0 | 0 | 0 | 0 | 0 | 0 | 0
F7_Commercial_Interruptible - Miscellaneous_Existing_Water Heating_Natural Gas_Water Heater - Motion Control Faucet_A_Achievable Economic UCT Potential | F7 | Commercial | Interruptible - Miscellaneous | Existing | Water Heating | Natural Gas | Water Heater - Motion Control Faucet | A | Cumulative Energy Savings (MWh or mTherms) | Achievable Economic UCT Potential | 0 | 0 | 0 | 0 | 0 | 0 | 0 | 0 | 0 | 0 | 0 | 0 | 0 | 0 | 0 | 0 | 0 | 0 | 0 | 0 | 0 | 0 | 0 | 0 | 0 | 0 | 0
F8_Commercial_Interruptible - Miscellaneous_Existing_Water Heating_Natural Gas_Water Heater - Motion Control Faucet_A_Achievable Economic UCT Potential | F8 | Commercial | Interruptible - Miscellaneous | Existing | Water Heating | Natural Gas | Water Heater - Motion Control Faucet | A | Cumulative Summer Peak Savings (MW) | Achievable Economic UCT Potential | 0 | 0 | 0 | 0 | 0 | 0 | 0 | 0 | 0 | 0 | 0 | 0 | 0 | 0 | 0 | 0 | 0 | 0 | 0 | 0 | 0 | 0 | 0 | 0 | 0 | 0 | 0
F9_Commercial_Interruptible - Miscellaneous_Existing_Water Heating_Natural Gas_Water Heater - Motion Control Faucet_A_Achievable Economic UCT Potential | F9 | Commercial | Interruptible - Miscellaneous | Existing | Water Heating | Natural Gas | Water Heater - Motion Control Faucet | A | Cumulative Winter Peak Savings (MW) | Achievable Economic UCT Potential | 0 | 0 | 0 | 0 | 0 | 0 | 0 | 0 | 0 | 0 | 0 | 0 | 0 | 0 | 0 | 0 | 0 | 0 | 0 | 0 | 0 | 0 | 0 | 0 | 0 | 0 | 0
F10_Commercial_Interruptible - Miscellaneous_Existing_Water Heating_Natural Gas_Water Heater - Motion Control Faucet_A_Achievable Economic UCT Potential | F10 | Commercial | Interruptible - Miscellaneous | Existing | Water Heating | Natural Gas | Water Heater - Motion Control Faucet | A | Purchases (Incremental) | Achievable Economic UCT Potential | 0 | 0 | 0 | 0 | 0 | 0 | 0 | 0 | 0 | 0 | 0 | 0 | 0 | 0 | 0 | 0 | 0 | 0 | 0 | 0 | 0 | 0 | 0 | 0 | 0 | 0 | 0
F11_Commercial_Interruptible - Miscellaneous_Existing_Water Heating_Natural Gas_Water Heater - Motion Control Faucet_A_Achievable Economic UCT Potential | F11 | Commercial | Interruptible - Miscellaneous | Existing | Water Heating | Natural Gas | Water Heater - Motion Control Faucet | A | Purchases (Cumulative) | Achievable Economic UCT Potential | 0 | 0 | 0 | 0 | 0 | 0 | 0 | 0 | 0 | 0 | 0 | 0 | 0 | 0 | 0 | 0 | 0 | 0 | 0 | 0 | 0 | 0 | 0 | 0 | 0 | 0 | 0
F1_Commercial_Interruptible - Miscellaneous_Existing_Water Heating_Natural Gas_Water Heater - Solar System_A_Achievable Economic UCT Potential | F1 | Commercial | Interruptible - Miscellaneous | Existing | Water Heating | Natural Gas | Water Heater - Solar System | A | Integrated Unit Energy Savings (kWh or therms) | Achievable Economic UCT Potential | 0 | 0 | 38.547 | 37.7556 | 37.0296 | 36.341 | 35.6878 | 35.0567 | 34.4797 | 33.9506 | 33.4683 | 33.0422 | 32.6946 | 32.4219 | 32.2456 | 32.0652 | 31.9285 | 31.8199 | 31.7347 | 31.6662 | 31.6175 | 31.583 | 31.5585 | 31.541 | 31.5174 | 31.5115 | 31.5067
F2_Commercial_Interruptible - Miscellaneous_Existing_Water Heating_Natural Gas_Water Heater - Solar System_A_Achievable Economic UCT Potential | F2 | Commercial | Interruptible - Miscellaneous | Existing | Water Heating | Natural Gas | Water Heater - Solar System | A | Integrated Unit Summer Peak Savings (kW) | Achievable Economic UCT Potential | 0 | 0 | 0 | 0 | 0 | 0 | 0 | 0 | 0 | 0 | 0 | 0 | 0 | 0 | 0 | 0 | 0 | 0 | 0 | 0 | 0 | 0 | 0 | 0 | 0 | 0 | 0
F3_Commercial_Interruptible - Miscellaneous_Existing_Water Heating_Natural Gas_Water Heater - Solar System_A_Achievable Economic UCT Potential | F3 | Commercial | Interruptible - Miscellaneous | Existing | Water Heating | Natural Gas | Water Heater - Solar System | A | Integrated Unit Winter Peak Savings (kW) | Achievable Economic UCT Potential | 0 | 0 | 0 | 0 | 0 | 0 | 0 | 0 | 0 | 0 | 0 | 0 | 0 | 0 | 0 | 0 | 0 | 0 | 0 | 0 | 0 | 0 | 0 | 0 | 0 | 0 | 0
F4_Commercial_Interruptible - Miscellaneous_Existing_Water Heating_Natural Gas_Water Heater - Solar System_A_Achievable Economic UCT Potential | F4 | Commercial | Interruptible - Miscellaneous | Existing | Water Heating | Natural Gas | Water Heater - Solar System | A | Incremental Energy Savings (MWh or mTherms) | Achievable Economic UCT Potential | 0 | 0 | 0.015359 | 0.017576 | 0.020234 | 0.022268 | 0.024241 | 0.027194 | 0.028784 | 0.028506 | 0.028134 | 0.02466 | 0.019157 | 0.013074 | 0.0077452 | 0.0046774 | 0 | 0 | 0 | 0 | 0 | 0 | 0 | 0 | 0 | 0 | 0
F5_Commercial_Interruptible - Miscellaneous_Existing_Water Heating_Natural Gas_Water Heater - Solar System_A_Achievable Economic UCT Potential | F5 | Commercial | Interruptible - Miscellaneous | Existing | Water Heating | Natural Gas | Water Heater - Solar System | A | Incremental Summer Peak Savings (MW) | Achievable Economic UCT Potential | 0 | 0 | 0 | 0 | 0 | 0 | 0 | 0 | 0 | 0 | 0 | 0 | 0 | 0 | 0 | 0 | 0 | 0 | 0 | 0 | 0 | 0 | 0 | 0 | 0 | 0 | 0
F6_Commercial_Interruptible - Miscellaneous_Existing_Water Heating_Natural Gas_Water Heater - Solar System_A_Achievable Economic UCT Potential | F6 | Commercial | Interruptible - Miscellaneous | Existing | Water Heating | Natural Gas | Water Heater - Solar System | A | Incremental Winter Peak Savings (MW) | Achievable Economic UCT Potential | 0 | 0 | 0 | 0 | 0 | 0 | 0 | 0 | 0 | 0 | 0 | 0 | 0 | 0 | 0 | 0 | 0 | 0 | 0 | 0 | 0 | 0 | 0 | 0 | 0 | 0 | 0
F7_Commercial_Interruptible - Miscellaneous_Existing_Water Heating_Natural Gas_Water Heater - Solar System_A_Achievable Economic UCT Potential | F7 | Commercial | Interruptible - Miscellaneous | Existing | Water Heating | Natural Gas | Water Heater - Solar System | A | Cumulative Energy Savings (MWh or mTherms) | Achievable Economic UCT Potential | 0 | 0 | 0.015359 | 0.032619 | 0.052226 | 0.073523 | 0.096442 | 0.12193 | 0.14871 | 0.17493 | 0.20058 | 0.22269 | 0.2395 | 0.25058 | 0.25696 | 0.2602 | 0.25909 | 0.25821 | 0.25752 | 0.25696 | 0.25657 | 0.25629 | 0.25609 | 0.25595 | 0.25575 | 0.25571 | 0.25567
F8_Commercial_Interruptible - Miscellaneous_Existing_Water Heating_Natural Gas_Water Heater - Solar System_A_Achievable Economic UCT Potential | F8 | Commercial | Interruptible - Miscellaneous | Existing | Water Heating | Natural Gas | Water Heater - Solar System | A | Cumulative Summer Peak Savings (MW) | Achievable Economic UCT Potential | 0 | 0 | 0 | 0 | 0 | 0 | 0 | 0 | 0 | 0 | 0 | 0 | 0 | 0 | 0 | 0 | 0 | 0 | 0 | 0 | 0 | 0 | 0 | 0 | 0 | 0 | 0
F9_Commercial_Interruptible - Miscellaneous_Existing_Water Heating_Natural Gas_Water Heater - Solar System_A_Achievable Economic UCT Potential | F9 | Commercial | Interruptible - Miscellaneous | Existing | Water Heating | Natural Gas | Water Heater - Solar System | A | Cumulative Winter Peak Savings (MW) | Achievable Economic UCT Potential | 0 | 0 | 0 | 0 | 0 | 0 | 0 | 0 | 0 | 0 | 0 | 0 | 0 | 0 | 0 | 0 | 0 | 0 | 0 | 0 | 0 | 0 | 0 | 0 | 0 | 0 | 0
F10_Commercial_Interruptible - Miscellaneous_Existing_Water Heating_Natural Gas_Water Heater - Solar System_A_Achievable Economic UCT Potential | F10 | Commercial | Interruptible - Miscellaneous | Existing | Water Heating | Natural Gas | Water Heater - Solar System | A | Purchases (Incremental) | Achievable Economic UCT Potential | 0 | 0 | 0.39845 | 0.46551 | 0.54643 | 0.61275 | 0.67924 | 0.77571 | 0.83482 | 0.83962 | 0.84061 | 0.74632 | 0.58593 | 0.40325 | 0.24019 | 0.14587 | 0 | 0 | 0 | 0 | 0 | 0 | 0 | 0 | 0 | 0 | 0
F11_Commercial_Interruptible - Miscellaneous_Existing_Water Heating_Natural Gas_Water Heater - Solar System_A_Achievable Economic UCT Potential | F11 | Commercial | Interruptible - Miscellaneous | Existing | Water Heating | Natural Gas | Water Heater - Solar System | A | Purchases (Cumulative) | Achievable Economic UCT Potential | 0 | 0 | 0.39845 | 0.86396 | 1.4104 | 2.0231 | 2.7024 | 3.4781 | 4.3129 | 5.1525 | 5.9931 | 6.7395 | 7.3254 | 7.7286 | 7.9688 | 8.1147 | 8.1147 | 8.1147 | 8.1147 | 8.1147 | 8.1147 | 8.1147 | 8.1147 | 8.1147 | 8.1147 | 8.1147 | 8.1147
F1_Commercial_Interruptible - Miscellaneous_Existing_Water Heating_Natural Gas_Commercial Laundry - Ozone Treatment_A_Achievable Economic UCT Potential | F1 | Commercial | Interruptible - Miscellaneous | Existing | Water Heating | Natural Gas | Commercial Laundry - Ozone Treatment | A | Integrated Unit Energy Savings (kWh or therms) | Achievable Economic UCT Potential | 0 | 0 | 144.9171 | 141.5821 | 138.4854 | 135.6352 | 132.6151 | 129.6077 | 126.7652 | 124.1118 | 121.68 | 119.5594 | 117.8628 | 116.5813 | 115.7703 | 115.0329 | 114.5423 | 114.1526 | 113.8472 | 113.6014 | 113.4267 | 113.3029 | 113.215 | 113.1522 | 113.0676 | 113.0463 | 113.0292
F2_Commercial_Interruptible - Miscellaneous_Existing_Water Heating_Natural Gas_Commercial Laundry - Ozone Treatment_A_Achievable Economic UCT Potential | F2 | Commercial | Interruptible - Miscellaneous | Existing | Water Heating | Natural Gas | Commercial Laundry - Ozone Treatment | A | Integrated Unit Summer Peak Savings (kW) | Achievable Economic UCT Potential | 0 | 0 | 0 | 0 | 0 | 0 | 0 | 0 | 0 | 0 | 0 | 0 | 0 | 0 | 0 | 0 | 0 | 0 | 0 | 0 | 0 | 0 | 0 | 0 | 0 | 0 | 0
F3_Commercial_Interruptible - Miscellaneous_Existing_Water Heating_Natural Gas_Commercial Laundry - Ozone Treatment_A_Achievable Economic UCT Potential | F3 | Commercial | Interruptible - Miscellaneous | Existing | Water Heating | Natural Gas | Commercial Laundry - Ozone Treatment | A | Integrated Unit Winter Peak Savings (kW) | Achievable Economic UCT Potential | 0 | 0 | 0 | 0 | 0 | 0 | 0 | 0 | 0 | 0 | 0 | 0 | 0 | 0 | 0 | 0 | 0 | 0 | 0 | 0 | 0 | 0 | 0 | 0 | 0 | 0 | 0
F4_Commercial_Interruptible - Miscellaneous_Existing_Water Heating_Natural Gas_Commercial Laundry - Ozone Treatment_A_Achievable Economic UCT Potential | F4 | Commercial | Interruptible - Miscellaneous | Existing | Water Heating | Natural Gas | Commercial Laundry - Ozone Treatment | A | Incremental Energy Savings (MWh or mTherms) | Achievable Economic UCT Potential | 0 | 0 | 0 | 0 | 0 | 0 | 0 | 0 | 0 | 0 | 0 | 0 | 0 | 0 | 0 | 0 | 0 | 0 | 0 | 0 | 0 | 0 | 0 | 0 | 0 | 0 | 0
F5_Commercial_Interruptible - Miscellaneous_Existing_Water Heating_Natural Gas_Commercial Laundry - Ozone Treatment_A_Achievable Economic UCT Potential | F5 | Commercial | Interruptible - Miscellaneous | Existing | Water Heating | Natural Gas | Commercial Laundry - Ozone Treatment | A | Incremental Summer Peak Savings (MW) | Achievable Economic UCT Potential | 0 | 0 | 0 | 0 | 0 | 0 | 0 | 0 | 0 | 0 | 0 | 0 | 0 | 0 | 0 | 0 | 0 | 0 | 0 | 0 | 0 | 0 | 0 | 0 | 0 | 0 | 0
F6_Commercial_Interruptible - Miscellaneous_Existing_Water Heating_Natural Gas_Commercial Laundry - Ozone Treatment_A_Achievable Economic UCT Potential | F6 | Commercial | Interruptible - Miscellaneous | Existing | Water Heating | Natural Gas | Commercial Laundry - Ozone Treatment | A | Incremental Winter Peak Savings (MW) | Achievable Economic UCT Potential | 0 | 0 | 0 | 0 | 0 | 0 | 0 | 0 | 0 | 0 | 0 | 0 | 0 | 0 | 0 | 0 | 0 | 0 | 0 | 0 | 0 | 0 | 0 | 0 | 0 | 0 | 0
F7_Commercial_Interruptible - Miscellaneous_Existing_Water Heating_Natural Gas_Commercial Laundry - Ozone Treatment_A_Achievable Economic UCT Potential | F7 | Commercial | Interruptible - Miscellaneous | Existing | Water Heating | Natural Gas | Commercial Laundry - Ozone Treatment | A | Cumulative Energy Savings (MWh or mTherms) | Achievable Economic UCT Potential | 0 | 0 | 0 | 0 | 0 | 0 | 0 | 0 | 0 | 0 | 0 | 0 | 0 | 0 | 0 | 0 | 0 | 0 | 0 | 0 | 0 | 0 | 0 | 0 | 0 | 0 | 0
F8_Commercial_Interruptible - Miscellaneous_Existing_Water Heating_Natural Gas_Commercial Laundry - Ozone Treatment_A_Achievable Economic UCT Potential | F8 | Commercial | Interruptible - Miscellaneous | Existing | Water Heating | Natural Gas | Commercial Laundry - Ozone Treatment | A | Cumulative Summer Peak Savings (MW) | Achievable Economic UCT Potential | 0 | 0 | 0 | 0 | 0 | 0 | 0 | 0 | 0 | 0 | 0 | 0 | 0 | 0 | 0 | 0 | 0 | 0 | 0 | 0 | 0 | 0 | 0 | 0 | 0 | 0 | 0
F9_Commercial_Interruptible - Miscellaneous_Existing_Water Heating_Natural Gas_Commercial Laundry - Ozone Treatment_A_Achievable Economic UCT Potential | F9 | Commercial | Interruptible - Miscellaneous | Existing | Water Heating | Natural Gas | Commercial Laundry - Ozone Treatment | A | Cumulative Winter Peak Savings (MW) | Achievable Economic UCT Potential | 0 | 0 | 0 | 0 | 0 | 0 | 0 | 0 | 0 | 0 | 0 | 0 | 0 | 0 | 0 | 0 | 0 | 0 | 0 | 0 | 0 | 0 | 0 | 0 | 0 | 0 | 0
F10_Commercial_Interruptible - Miscellaneous_Existing_Water Heating_Natural Gas_Commercial Laundry - Ozone Treatment_A_Achievable Economic UCT Potential | F10 | Commercial | Interruptible - Miscellaneous | Existing | Water Heating | Natural Gas | Commercial Laundry - Ozone Treatment | A | Purchases (Incremental) | Achievable Economic UCT Potential | 0 | 0 | 0 | 0 | 0 | 0 | 0 | 0 | 0 | 0 | 0 | 0 | 0 | 0 | 0 | 0 | 0 | 0 | 0 | 0 | 0 | 0 | 0 | 0 | 0 | 0 | 0
F11_Commercial_Interruptible - Miscellaneous_Existing_Water Heating_Natural Gas_Commercial Laundry - Ozone Treatment_A_Achievable Economic UCT Potential | F11 | Commercial | Interruptible - Miscellaneous | Existing | Water Heating | Natural Gas | Commercial Laundry - Ozone Treatment | A | Purchases (Cumulative) | Achievable Economic UCT Potential | 0 | 0 | 0 | 0 | 0 | 0 | 0 | 0 | 0 | 0 | 0 | 0 | 0 | 0 | 0 | 0 | 0 | 0 | 0 | 0 | 0 | 0 | 0 | 0 | 0 | 0 | 0
F1_Commercial_Interruptible - Miscellaneous_Existing_Water Heating_Natural Gas_Commercial Laundry - ENERGY STAR Washer_A_Achievable Economic UCT Potential | F1 | Commercial | Interruptible - Miscellaneous | Existing | Water Heating | Natural Gas | Commercial Laundry - ENERGY STAR Washer | A | Integrated Unit Energy Savings (kWh or therms) | Achievable Economic UCT Potential | 0 | 0 | 34.0341 | 33.2509 | 32.5236 | 31.8542 | 31.1449 | 30.4386 | 29.7711 | 29.1479 | 28.5768 | 28.0788 | 27.6803 | 27.3794 | 27.1889 | 27.0157 | 26.9005 | 26.809 | 26.7372 | 26.6795 | 26.6385 | 26.6094 | 26.5888 | 26.574 | 26.5542 | 26.5492 | 26.5451
F2_Commercial_Interruptible - Miscellaneous_Existing_Water Heating_Natural Gas_Commercial Laundry - ENERGY STAR Washer_A_Achievable Economic UCT Potential | F2 | Commercial | Interruptible - Miscellaneous | Existing | Water Heating | Natural Gas | Commercial Laundry - ENERGY STAR Washer | A | Integrated Unit Summer Peak Savings (kW) | Achievable Economic UCT Potential | 0 | 0 | 0 | 0 | 0 | 0 | 0 | 0 | 0 | 0 | 0 | 0 | 0 | 0 | 0 | 0 | 0 | 0 | 0 | 0 | 0 | 0 | 0 | 0 | 0 | 0 | 0
F3_Commercial_Interruptible - Miscellaneous_Existing_Water Heating_Natural Gas_Commercial Laundry - ENERGY STAR Washer_A_Achievable Economic UCT Potential | F3 | Commercial | Interruptible - Miscellaneous | Existing | Water Heating | Natural Gas | Commercial Laundry - ENERGY STAR Washer | A | Integrated Unit Winter Peak Savings (kW) | Achievable Economic UCT Potential | 0 | 0 | 0 | 0 | 0 | 0 | 0 | 0 | 0 | 0 | 0 | 0 | 0 | 0 | 0 | 0 | 0 | 0 | 0 | 0 | 0 | 0 | 0 | 0 | 0 | 0 | 0
F4_Commercial_Interruptible - Miscellaneous_Existing_Water Heating_Natural Gas_Commercial Laundry - ENERGY STAR Washer_A_Achievable Economic UCT Potential | F4 | Commercial | Interruptible - Miscellaneous | Existing | Water Heating | Natural Gas | Commercial Laundry - ENERGY STAR Washer | A | Incremental Energy Savings (MWh or mTherms) | Achievable Economic UCT Potential | 0 | 0 | 0 | 0.00010295 | 0.00012323 | 0.0001401 | 0.00015625 | 0.00017853 | 0.00019156 | 0.00019159 | 8.8534e-05 | 4.312e-05 | 0 | 0 | 0 | 0 | 0 | 0 | 0 | 0 | 0 | 0 | 0 | 0 | 0 | 0 | 0
F5_Commercial_Interruptible - Miscellaneous_Existing_Water Heating_Natural Gas_Commercial Laundry - ENERGY STAR Washer_A_Achievable Economic UCT Potential | F5 | Commercial | Interruptible - Miscellaneous | Existing | Water Heating | Natural Gas | Commercial Laundry - ENERGY STAR Washer | A | Incremental Summer Peak Savings (MW) | Achievable Economic UCT Potential | 0 | 0 | 0 | 0 | 0 | 0 | 0 | 0 | 0 | 0 | 0 | 0 | 0 | 0 | 0 | 0 | 0 | 0 | 0 | 0 | 0 | 0 | 0 | 0 | 0 | 0 | 0
F6_Commercial_Interruptible - Miscellaneous_Existing_Water Heating_Natural Gas_Commercial Laundry - ENERGY STAR Washer_A_Achievable Economic UCT Potential | F6 | Commercial | Interruptible - Miscellaneous | Existing | Water Heating | Natural Gas | Commercial Laundry - ENERGY STAR Washer | A | Incremental Winter Peak Savings (MW) | Achievable Economic UCT Potential | 0 | 0 | 0 | 0 | 0 | 0 | 0 | 0 | 0 | 0 | 0 | 0 | 0 | 0 | 0 | 0 | 0 | 0 | 0 | 0 | 0 | 0 | 0 | 0 | 0 | 0 | 0
F7_Commercial_Interruptible - Miscellaneous_Existing_Water Heating_Natural Gas_Commercial Laundry - ENERGY STAR Washer_A_Achievable Economic UCT Potential | F7 | Commercial | Interruptible - Miscellaneous | Existing | Water Heating | Natural Gas | Commercial Laundry - ENERGY STAR Washer | A | Cumulative Energy Savings (MWh or mTherms) | Achievable Economic UCT Potential | 0 | 0 | 0 | 0.00010295 | 0.00022393 | 0.00035943 | 0.00050767 | 0.00067469 | 0.00085145 | 0.0010252 | 0.0010937 | 0.0011177 | 0.0011019 | 0.0010899 | 0.0010823 | 0.0010754 | 0.0010708 | 0.0010672 | 0.0010643 | 0.001062 | 0.0010604 | 0.0010592 | 0.0010584 | 0.0010578 | 0.001057 | 0.0010568 | 0.0010567
F8_Commercial_Interruptible - Miscellaneous_Existing_Water Heating_Natural Gas_Commercial Laundry - ENERGY STAR Washer_A_Achievable Economic UCT Potential | F8 | Commercial | Interruptible - Miscellaneous | Existing | Water Heating | Natural Gas | Commercial Laundry - ENERGY STAR Washer | A | Cumulative Summer Peak Savings (MW) | Achievable Economic UCT Potential | 0 | 0 | 0 | 0 | 0 | 0 | 0 | 0 | 0 | 0 | 0 | 0 | 0 | 0 | 0 | 0 | 0 | 0 | 0 | 0 | 0 | 0 | 0 | 0 | 0 | 0 | 0
F9_Commercial_Interruptible - Miscellaneous_Existing_Water Heating_Natural Gas_Commercial Laundry - ENERGY STAR Washer_A_Achievable Economic UCT Potential | F9 | Commercial | Interruptible - Miscellaneous | Existing | Water Heating | Natural Gas | Commercial Laundry - ENERGY STAR Washer | A | Cumulative Winter Peak Savings (MW) | Achievable Economic UCT Potential | 0 | 0 | 0 | 0 | 0 | 0 | 0 | 0 | 0 | 0 | 0 | 0 | 0 | 0 | 0 | 0 | 0 | 0 | 0 | 0 | 0 | 0 | 0 | 0 | 0 | 0 | 0
F10_Commercial_Interruptible - Miscellaneous_Existing_Water Heating_Natural Gas_Commercial Laundry - ENERGY STAR Washer_A_Achievable Economic UCT Potential | F10 | Commercial | Interruptible - Miscellaneous | Existing | Water Heating | Natural Gas | Commercial Laundry - ENERGY STAR Washer | A | Purchases (Incremental) | Achievable Economic UCT Potential | 0 | 0 | 0 | 0.0030962 | 0.0037889 | 0.0043983 | 0.0050168 | 0.0058653 | 0.0064343 | 0.0065731 | 0.0030981 | 0.0015357 | 0 | 0 | 0 | 0 | 0 | 0 | 0 | 0 | 0 | 0 | 0 | 0 | 0 | 0 | 0
F11_Commercial_Interruptible - Miscellaneous_Existing_Water Heating_Natural Gas_Commercial Laundry - ENERGY STAR Washer_A_Achievable Economic UCT Potential | F11 | Commercial | Interruptible - Miscellaneous | Existing | Water Heating | Natural Gas | Commercial Laundry - ENERGY STAR Washer | A | Purchases (Cumulative) | Achievable Economic UCT Potential | 0 | 0 | 0 | 0.0030962 | 0.0068851 | 0.011283 | 0.0163 | 0.022166 | 0.0286 | 0.035173 | 0.038271 | 0.039807 | 0.039807 | 0.039807 | 0.039807 | 0.039807 | 0.039807 | 0.039807 | 0.039807 | 0.039807 | 0.039807 | 0.039807 | 0.039807 | 0.039807 | 0.039807 | 0.039807 | 0.039807
F1_Commercial_Interruptible - Miscellaneous_Existing_Water Heating_Natural Gas_Water Heater - Efficient Dishwasher_A_Achievable Economic UCT Potential | F1 | Commercial | Interruptible - Miscellaneous | Existing | Water Heating | Natural Gas | Water Heater - Efficient Dishwasher | A | Integrated Unit Energy Savings (kWh or therms) | Achievable Economic UCT Potential | 0 | 0 | 98.5463 | 96.2784 | 94.1726 | 92.2344 | 90.4578 | 88.7252 | 87.1239 | 85.6477 | 84.2932 | 83.0994 | 82.1314 | 81.3824 | 80.9021 | 80.4266 | 80.0837 | 79.8112 | 79.5976 | 79.4258 | 79.3037 | 79.2171 | 79.1557 | 79.1118 | 79.0526 | 79.0377 | 79.0257
F2_Commercial_Interruptible - Miscellaneous_Existing_Water Heating_Natural Gas_Water Heater - Efficient Dishwasher_A_Achievable Economic UCT Potential | F2 | Commercial | Interruptible - Miscellaneous | Existing | Water Heating | Natural Gas | Water Heater - Efficient Dishwasher | A | Integrated Unit Summer Peak Savings (kW) | Achievable Economic UCT Potential | 0 | 0 | 0 | 0 | 0 | 0 | 0 | 0 | 0 | 0 | 0 | 0 | 0 | 0 | 0 | 0 | 0 | 0 | 0 | 0 | 0 | 0 | 0 | 0 | 0 | 0 | 0
F3_Commercial_Interruptible - Miscellaneous_Existing_Water Heating_Natural Gas_Water Heater - Efficient Dishwasher_A_Achievable Economic UCT Potential | F3 | Commercial | Interruptible - Miscellaneous | Existing | Water Heating | Natural Gas | Water Heater - Efficient Dishwasher | A | Integrated Unit Winter Peak Savings (kW) | Achievable Economic UCT Potential | 0 | 0 | 0 | 0 | 0 | 0 | 0 | 0 | 0 | 0 | 0 | 0 | 0 | 0 | 0 | 0 | 0 | 0 | 0 | 0 | 0 | 0 | 0 | 0 | 0 | 0 | 0
F4_Commercial_Interruptible - Miscellaneous_Existing_Water Heating_Natural Gas_Water Heater - Efficient Dishwasher_A_Achievable Economic UCT Potential | F4 | Commercial | Interruptible - Miscellaneous | Existing | Water Heating | Natural Gas | Water Heater - Efficient Dishwasher | A | Incremental Energy Savings (MWh or mTherms) | Achievable Economic UCT Potential | 0 | 0 | 0 | 0 | 0 | 0 | 0.056358 | 0.064627 | 0.069617 | 0.069914 | 0.064843 | 0.054949 | 0.042027 | 0.028579 | 0.017001 | 0.0078939 | 0 | 0 | 0 | 0 | 0 | 0 | 0 | 0 | 0 | 0 | 0
F5_Commercial_Interruptible - Miscellaneous_Existing_Water Heating_Natural Gas_Water Heater - Efficient Dishwasher_A_Achievable Economic UCT Potential | F5 | Commercial | Interruptible - Miscellaneous | Existing | Water Heating | Natural Gas | Water Heater - Efficient Dishwasher | A | Incremental Summer Peak Savings (MW) | Achievable Economic UCT Potential | 0 | 0 | 0 | 0 | 0 | 0 | 0 | 0 | 0 | 0 | 0 | 0 | 0 | 0 | 0 | 0 | 0 | 0 | 0 | 0 | 0 | 0 | 0 | 0 | 0 | 0 | 0
F6_Commercial_Interruptible - Miscellaneous_Existing_Water Heating_Natural Gas_Water Heater - Efficient Dishwasher_A_Achievable Economic UCT Potential | F6 | Commercial | Interruptible - Miscellaneous | Existing | Water Heating | Natural Gas | Water Heater - Efficient Dishwasher | A | Incremental Winter Peak Savings (MW) | Achievable Economic UCT Potential | 0 | 0 | 0 | 0 | 0 | 0 | 0 | 0 | 0 | 0 | 0 | 0 | 0 | 0 | 0 | 0 | 0 | 0 | 0 | 0 | 0 | 0 | 0 | 0 | 0 | 0 | 0
F7_Commercial_Interruptible - Miscellaneous_Existing_Water Heating_Natural Gas_Water Heater - Efficient Dishwasher_A_Achievable Economic UCT Potential | F7 | Commercial | Interruptible - Miscellaneous | Existing | Water Heating | Natural Gas | Water Heater - Efficient Dishwasher | A | Cumulative Energy Savings (MWh or mTherms) | Achievable Economic UCT Potential | 0 | 0 | 0 | 0 | 0 | 0 | 0.056358 | 0.11991 | 0.18736 | 0.2541 | 0.31492 | 0.36541 | 0.40318 | 0.42808 | 0.44256 | 0.44785 | 0.44594 | 0.44442 | 0.44324 | 0.44228 | 0.4416 | 0.44112 | 0.44077 | 0.44053 | 0.4402 | 0.44012 | 0.44005
F8_Commercial_Interruptible - Miscellaneous_Existing_Water Heating_Natural Gas_Water Heater - Efficient Dishwasher_A_Achievable Economic UCT Potential | F8 | Commercial | Interruptible - Miscellaneous | Existing | Water Heating | Natural Gas | Water Heater - Efficient Dishwasher | A | Cumulative Summer Peak Savings (MW) | Achievable Economic UCT Potential | 0 | 0 | 0 | 0 | 0 | 0 | 0 | 0 | 0 | 0 | 0 | 0 | 0 | 0 | 0 | 0 | 0 | 0 | 0 | 0 | 0 | 0 | 0 | 0 | 0 | 0 | 0
F9_Commercial_Interruptible - Miscellaneous_Existing_Water Heating_Natural Gas_Water Heater - Efficient Dishwasher_A_Achievable Economic UCT Potential | F9 | Commercial | Interruptible - Miscellaneous | Existing | Water Heating | Natural Gas | Water Heater - Efficient Dishwasher | A | Cumulative Winter Peak Savings (MW) | Achievable Economic UCT Potential | 0 | 0 | 0 | 0 | 0 | 0 | 0 | 0 | 0 | 0 | 0 | 0 | 0 | 0 | 0 | 0 | 0 | 0 | 0 | 0 | 0 | 0 | 0 | 0 | 0 | 0 | 0
F10_Commercial_Interruptible - Miscellaneous_Existing_Water Heating_Natural Gas_Water Heater - Efficient Dishwasher_A_Achievable Economic UCT Potential | F10 | Commercial | Interruptible - Miscellaneous | Existing | Water Heating | Natural Gas | Water Heater - Efficient Dishwasher | A | Purchases (Incremental) | Achievable Economic UCT Potential | 0 | 0 | 0 | 0 | 0 | 0 | 0.62303 | 0.72839 | 0.79906 | 0.8163 | 0.76926 | 0.66125 | 0.5117 | 0.35117 | 0.21014 | 0.09815 | 0 | 0 | 0 | 0 | 0 | 0 | 0 | 0 | 0 | 0 | 0
F11_Commercial_Interruptible - Miscellaneous_Existing_Water Heating_Natural Gas_Water Heater - Efficient Dishwasher_A_Achievable Economic UCT Potential | F11 | Commercial | Interruptible - Miscellaneous | Existing | Water Heating | Natural Gas | Water Heater - Efficient Dishwasher | A | Purchases (Cumulative) | Achievable Economic UCT Potential | 0 | 0 | 0 | 0 | 0 | 0 | 0.62303 | 1.3514 | 2.1505 | 2.9668 | 3.736 | 4.3973 | 4.909 | 5.2602 | 5.4703 | 5.5684 | 5.5684 | 5.5684 | 5.5684 | 5.5684 | 5.5684 | 5.5684 | 5.5684 | 5.5684 | 5.5684 | 5.5684 | 5.5684
F1_Commercial_Interruptible - Miscellaneous_Existing_Water Heating_Natural Gas_Commercial Laundry - Alternative Dry-Cleaning Methods_A_Achievable Economic UCT Potential | F1 | Commercial | Interruptible - Miscellaneous | Existing | Water Heating | Natural Gas | Commercial Laundry - Alternative Dry-Cleaning Methods | A | Integrated Unit Energy Savings (kWh or therms) | Achievable Economic UCT Potential | 0 | 0 | 0 | 0 | 0 | 0 | 0 | 0 | 0 | 0 | 0 | 0 | 0 | 0 | 0 | 0 | 0 | 0 | 0 | 0 | 0 | 0 | 0 | 0 | 0 | 0 | 0
F2_Commercial_Interruptible - Miscellaneous_Existing_Water Heating_Natural Gas_Commercial Laundry - Alternative Dry-Cleaning Methods_A_Achievable Economic UCT Potential | F2 | Commercial | Interruptible - Miscellaneous | Existing | Water Heating | Natural Gas | Commercial Laundry - Alternative Dry-Cleaning Methods | A | Integrated Unit Summer Peak Savings (kW) | Achievable Economic UCT Potential | 0 | 0 | 0 | 0 | 0 | 0 | 0 | 0 | 0 | 0 | 0 | 0 | 0 | 0 | 0 | 0 | 0 | 0 | 0 | 0 | 0 | 0 | 0 | 0 | 0 | 0 | 0
F3_Commercial_Interruptible - Miscellaneous_Existing_Water Heating_Natural Gas_Commercial Laundry - Alternative Dry-Cleaning Methods_A_Achievable Economic UCT Potential | F3 | Commercial | Interruptible - Miscellaneous | Existing | Water Heating | Natural Gas | Commercial Laundry - Alternative Dry-Cleaning Methods | A | Integrated Unit Winter Peak Savings (kW) | Achievable Economic UCT Potential | 0 | 0 | 0 | 0 | 0 | 0 | 0 | 0 | 0 | 0 | 0 | 0 | 0 | 0 | 0 | 0 | 0 | 0 | 0 | 0 | 0 | 0 | 0 | 0 | 0 | 0 | 0
F4_Commercial_Interruptible - Miscellaneous_Existing_Water Heating_Natural Gas_Commercial Laundry - Alternative Dry-Cleaning Methods_A_Achievable Economic UCT Potential | F4 | Commercial | Interruptible - Miscellaneous | Existing | Water Heating | Natural Gas | Commercial Laundry - Alternative Dry-Cleaning Methods | A | Incremental Energy Savings (MWh or mTherms) | Achievable Economic UCT Potential | 0 | 0 | 0 | 0 | 0 | 0 | 0 | 0 | 0 | 0 | 0 | 0 | 0 | 0 | 0 | 0 | 0 | 0 | 0 | 0 | 0 | 0 | 0 | 0 | 0 | 0 | 0
F5_Commercial_Interruptible - Miscellaneous_Existing_Water Heating_Natural Gas_Commercial Laundry - Alternative Dry-Cleaning Methods_A_Achievable Economic UCT Potential | F5 | Commercial | Interruptible - Miscellaneous | Existing | Water Heating | Natural Gas | Commercial Laundry - Alternative Dry-Cleaning Methods | A | Incremental Summer Peak Savings (MW) | Achievable Economic UCT Potential | 0 | 0 | 0 | 0 | 0 | 0 | 0 | 0 | 0 | 0 | 0 | 0 | 0 | 0 | 0 | 0 | 0 | 0 | 0 | 0 | 0 | 0 | 0 | 0 | 0 | 0 | 0
F6_Commercial_Interruptible - Miscellaneous_Existing_Water Heating_Natural Gas_Commercial Laundry - Alternative Dry-Cleaning Methods_A_Achievable Economic UCT Potential | F6 | Commercial | Interruptible - Miscellaneous | Existing | Water Heating | Natural Gas | Commercial Laundry - Alternative Dry-Cleaning Methods | A | Incremental Winter Peak Savings (MW) | Achievable Economic UCT Potential | 0 | 0 | 0 | 0 | 0 | 0 | 0 | 0 | 0 | 0 | 0 | 0 | 0 | 0 | 0 | 0 | 0 | 0 | 0 | 0 | 0 | 0 | 0 | 0 | 0 | 0 | 0
F7_Commercial_Interruptible - Miscellaneous_Existing_Water Heating_Natural Gas_Commercial Laundry - Alternative Dry-Cleaning Methods_A_Achievable Economic UCT Potential | F7 | Commercial | Interruptible - Miscellaneous | Existing | Water Heating | Natural Gas | Commercial Laundry - Alternative Dry-Cleaning Methods | A | Cumulative Energy Savings (MWh or mTherms) | Achievable Economic UCT Potential | 0 | 0 | 0 | 0 | 0 | 0 | 0 | 0 | 0 | 0 | 0 | 0 | 0 | 0 | 0 | 0 | 0 | 0 | 0 | 0 | 0 | 0 | 0 | 0 | 0 | 0 | 0
F8_Commercial_Interruptible - Miscellaneous_Existing_Water Heating_Natural Gas_Commercial Laundry - Alternative Dry-Cleaning Methods_A_Achievable Economic UCT Potential | F8 | Commercial | Interruptible - Miscellaneous | Existing | Water Heating | Natural Gas | Commercial Laundry - Alternative Dry-Cleaning Methods | A | Cumulative Summer Peak Savings (MW) | Achievable Economic UCT Potential | 0 | 0 | 0 | 0 | 0 | 0 | 0 | 0 | 0 | 0 | 0 | 0 | 0 | 0 | 0 | 0 | 0 | 0 | 0 | 0 | 0 | 0 | 0 | 0 | 0 | 0 | 0
F9_Commercial_Interruptible - Miscellaneous_Existing_Water Heating_Natural Gas_Commercial Laundry - Alternative Dry-Cleaning Methods_A_Achievable Economic UCT Potential | F9 | Commercial | Interruptible - Miscellaneous | Existing | Water Heating | Natural Gas | Commercial Laundry - Alternative Dry-Cleaning Methods | A | Cumulative Winter Peak Savings (MW) | Achievable Economic UCT Potential | 0 | 0 | 0 | 0 | 0 | 0 | 0 | 0 | 0 | 0 | 0 | 0 | 0 | 0 | 0 | 0 | 0 | 0 | 0 | 0 | 0 | 0 | 0 | 0 | 0 | 0 | 0
F10_Commercial_Interruptible - Miscellaneous_Existing_Water Heating_Natural Gas_Commercial Laundry - Alternative Dry-Cleaning Methods_A_Achievable Economic UCT Potential | F10 | Commercial | Interruptible - Miscellaneous | Existing | Water Heating | Natural Gas | Commercial Laundry - Alternative Dry-Cleaning Methods | A | Purchases (Incremental) | Achievable Economic UCT Potential | 0 | 0 | 0 | 0 | 0 | 0 | 0 | 0 | 0 | 0 | 0 | 0 | 0 | 0 | 0 | 0 | 0 | 0 | 0 | 0 | 0 | 0 | 0 | 0 | 0 | 0 | 0
F11_Commercial_Interruptible - Miscellaneous_Existing_Water Heating_Natural Gas_Commercial Laundry - Alternative Dry-Cleaning Methods_A_Achievable Economic UCT Potential | F11 | Commercial | Interruptible - Miscellaneous | Existing | Water Heating | Natural Gas | Commercial Laundry - Alternative Dry-Cleaning Methods | A | Purchases (Cumulative) | Achievable Economic UCT Potential | 0 | 0 | 0 | 0 | 0 | 0 | 0 | 0 | 0 | 0 | 0 | 0 | 0 | 0 | 0 | 0 | 0 | 0 | 0 | 0 | 0 | 0 | 0 | 0 | 0 | 0 | 0
F1_Commercial_Interruptible - Miscellaneous_Existing_Space Heating_Natural Gas_Advanced Kitchen Ventilation Controls_A_Achievable Economic UCT Potential | F1 | Commercial | Interruptible - Miscellaneous | Existing | Space Heating | Natural Gas | Advanced Kitchen Ventilation Controls | A | Integrated Unit Energy Savings (kWh or therms) | Achievable Economic UCT Potential | 0 | 0 | 0.059947 | 0.059676 | 0.059359 | 0.059001 | 0.058595 | 0.058135 | 0.057614 | 0.057029 | 0.056378 | 0.055666 | 0.054906 | 0.054115 | 0.053319 | 0.052543 | 0.05181 | 0.051153 | 0.05058 | 0.050075 | 0.049648 | 0.049254 | 0.048952 | 0.048665 | 0.048391 | 0.048129 | 0.047878
F2_Commercial_Interruptible - Miscellaneous_Existing_Space Heating_Natural Gas_Advanced Kitchen Ventilation Controls_A_Achievable Economic UCT Potential | F2 | Commercial | Interruptible - Miscellaneous | Existing | Space Heating | Natural Gas | Advanced Kitchen Ventilation Controls | A | Integrated Unit Summer Peak Savings (kW) | Achievable Economic UCT Potential | 0 | 0 | 0 | 0 | 0 | 0 | 0 | 0 | 0 | 0 | 0 | 0 | 0 | 0 | 0 | 0 | 0 | 0 | 0 | 0 | 0 | 0 | 0 | 0 | 0 | 0 | 0
F3_Commercial_Interruptible - Miscellaneous_Existing_Space Heating_Natural Gas_Advanced Kitchen Ventilation Controls_A_Achievable Economic UCT Potential | F3 | Commercial | Interruptible - Miscellaneous | Existing | Space Heating | Natural Gas | Advanced Kitchen Ventilation Controls | A | Integrated Unit Winter Peak Savings (kW) | Achievable Economic UCT Potential | 0 | 0 | 0 | 0 | 0 | 0 | 0 | 0 | 0 | 0 | 0 | 0 | 0 | 0 | 0 | 0 | 0 | 0 | 0 | 0 | 0 | 0 | 0 | 0 | 0 | 0 | 0
F4_Commercial_Interruptible - Miscellaneous_Existing_Space Heating_Natural Gas_Advanced Kitchen Ventilation Controls_A_Achievable Economic UCT Potential | F4 | Commercial | Interruptible - Miscellaneous | Existing | Space Heating | Natural Gas | Advanced Kitchen Ventilation Controls | A | Incremental Energy Savings (MWh or mTherms) | Achievable Economic UCT Potential | 0 | 0 | 0 | 0 | 0 | 0 | 0 | 0 | 0 | 0 | 0 | 0 | 0 | 0 | 0 | 0 | 0 | 0 | 0 | 0 | 0 | 0 | 0 | 0 | 0 | 0 | 0
F5_Commercial_Interruptible - Miscellaneous_Existing_Space Heating_Natural Gas_Advanced Kitchen Ventilation Controls_A_Achievable Economic UCT Potential | F5 | Commercial | Interruptible - Miscellaneous | Existing | Space Heating | Natural Gas | Advanced Kitchen Ventilation Controls | A | Incremental Summer Peak Savings (MW) | Achievable Economic UCT Potential | 0 | 0 | 0 | 0 | 0 | 0 | 0 | 0 | 0 | 0 | 0 | 0 | 0 | 0 | 0 | 0 | 0 | 0 | 0 | 0 | 0 | 0 | 0 | 0 | 0 | 0 | 0
F6_Commercial_Interruptible - Miscellaneous_Existing_Space Heating_Natural Gas_Advanced Kitchen Ventilation Controls_A_Achievable Economic UCT Potential | F6 | Commercial | Interruptible - Miscellaneous | Existing | Space Heating | Natural Gas | Advanced Kitchen Ventilation Controls | A | Incremental Winter Peak Savings (MW) | Achievable Economic UCT Potential | 0 | 0 | 0 | 0 | 0 | 0 | 0 | 0 | 0 | 0 | 0 | 0 | 0 | 0 | 0 | 0 | 0 | 0 | 0 | 0 | 0 | 0 | 0 | 0 | 0 | 0 | 0
F7_Commercial_Interruptible - Miscellaneous_Existing_Space Heating_Natural Gas_Advanced Kitchen Ventilation Controls_A_Achievable Economic UCT Potential | F7 | Commercial | Interruptible - Miscellaneous | Existing | Space Heating | Natural Gas | Advanced Kitchen Ventilation Controls | A | Cumulative Energy Savings (MWh or mTherms) | Achievable Economic UCT Potential | 0 | 0 | 0 | 0 | 0 | 0 | 0 | 0 | 0 | 0 | 0 | 0 | 0 | 0 | 0 | 0 | 0 | 0 | 0 | 0 | 0 | 0 | 0 | 0 | 0 | 0 | 0
F8_Commercial_Interruptible - Miscellaneous_Existing_Space Heating_Natural Gas_Advanced Kitchen Ventilation Controls_A_Achievable Economic UCT Potential | F8 | Commercial | Interruptible - Miscellaneous | Existing | Space Heating | Natural Gas | Advanced Kitchen Ventilation Controls | A | Cumulative Summer Peak Savings (MW) | Achievable Economic UCT Potential | 0 | 0 | 0 | 0 | 0 | 0 | 0 | 0 | 0 | 0 | 0 | 0 | 0 | 0 | 0 | 0 | 0 | 0 | 0 | 0 | 0 | 0 | 0 | 0 | 0 | 0 | 0
F9_Commercial_Interruptible - Miscellaneous_Existing_Space Heating_Natural Gas_Advanced Kitchen Ventilation Controls_A_Achievable Economic UCT Potential | F9 | Commercial | Interruptible - Miscellaneous | Existing | Space Heating | Natural Gas | Advanced Kitchen Ventilation Controls | A | Cumulative Winter Peak Savings (MW) | Achievable Economic UCT Potential | 0 | 0 | 0 | 0 | 0 | 0 | 0 | 0 | 0 | 0 | 0 | 0 | 0 | 0 | 0 | 0 | 0 | 0 | 0 | 0 | 0 | 0 | 0 | 0 | 0 | 0 | 0
F10_Commercial_Interruptible - Miscellaneous_Existing_Space Heating_Natural Gas_Advanced Kitchen Ventilation Controls_A_Achievable Economic UCT Potential | F10 | Commercial | Interruptible - Miscellaneous | Existing | Space Heating | Natural Gas | Advanced Kitchen Ventilation Controls | A | Purchases (Incremental) | Achievable Economic UCT Potential | 0 | 0 | 0 | 0 | 0 | 0 | 0 | 0 | 0 | 0 | 0 | 0 | 0 | 0 | 0 | 0 | 0 | 0 | 0 | 0 | 0 | 0 | 0 | 0 | 0 | 0 | 0
F11_Commercial_Interruptible - Miscellaneous_Existing_Space Heating_Natural Gas_Advanced Kitchen Ventilation Controls_A_Achievable Economic UCT Potential | F11 | Commercial | Interruptible - Miscellaneous | Existing | Space Heating | Natural Gas | Advanced Kitchen Ventilation Controls | A | Purchases (Cumulative) | Achievable Economic UCT Potential | 0 | 0 | 0 | 0 | 0 | 0 | 0 | 0 | 0 | 0 | 0 | 0 | 0 | 0 | 0 | 0 | 0 | 0 | 0 | 0 | 0 | 0 | 0 | 0 | 0 | 0 | 0
F1_Commercial_Interruptible - Miscellaneous_Existing_Space Heating_Natural Gas_Infiltration Control - Loading Dock Sealing_A_Achievable Economic UCT Potential | F1 | Commercial | Interruptible - Miscellaneous | Existing | Space Heating | Natural Gas | Infiltration Control - Loading Dock Sealing | A | Integrated Unit Energy Savings (kWh or therms) | Achievable Economic UCT Potential | 0 | 0 | 213.7115 | 211.6882 | 209.3317 | 206.6914 | 203.7156 | 200.4473 | 196.7895 | 192.7664 | 188.4244 | 183.856 | 179.2188 | 174.5807 | 170.0463 | 165.7401 | 161.8048 | 158.4496 | 155.7006 | 153.3611 | 151.529 | 149.8379 | 148.9106 | 148.0287 | 147.1877 | 146.3838 | 145.6131
F2_Commercial_Interruptible - Miscellaneous_Existing_Space Heating_Natural Gas_Infiltration Control - Loading Dock Sealing_A_Achievable Economic UCT Potential | F2 | Commercial | Interruptible - Miscellaneous | Existing | Space Heating | Natural Gas | Infiltration Control - Loading Dock Sealing | A | Integrated Unit Summer Peak Savings (kW) | Achievable Economic UCT Potential | 0 | 0 | 0 | 0 | 0 | 0 | 0 | 0 | 0 | 0 | 0 | 0 | 0 | 0 | 0 | 0 | 0 | 0 | 0 | 0 | 0 | 0 | 0 | 0 | 0 | 0 | 0
F3_Commercial_Interruptible - Miscellaneous_Existing_Space Heating_Natural Gas_Infiltration Control - Loading Dock Sealing_A_Achievable Economic UCT Potential | F3 | Commercial | Interruptible - Miscellaneous | Existing | Space Heating | Natural Gas | Infiltration Control - Loading Dock Sealing | A | Integrated Unit Winter Peak Savings (kW) | Achievable Economic UCT Potential | 0 | 0 | 0 | 0 | 0 | 0 | 0 | 0 | 0 | 0 | 0 | 0 | 0 | 0 | 0 | 0 | 0 | 0 | 0 | 0 | 0 | 0 | 0 | 0 | 0 | 0 | 0
F4_Commercial_Interruptible - Miscellaneous_Existing_Space Heating_Natural Gas_Infiltration Control - Loading Dock Sealing_A_Achievable Economic UCT Potential | F4 | Commercial | Interruptible - Miscellaneous | Existing | Space Heating | Natural Gas | Infiltration Control - Loading Dock Sealing | A | Incremental Energy Savings (MWh or mTherms) | Achievable Economic UCT Potential | 0 | 0 | 0 | 0 | 0 | 0 | 0 | 0 | 0 | 0 | 0 | 0 | 0 | 0 | 0 | 0 | 0 | 0 | 0 | 0 | 0 | 0 | 0 | 0 | 0 | 0 | 0
F5_Commercial_Interruptible - Miscellaneous_Existing_Space Heating_Natural Gas_Infiltration Control - Loading Dock Sealing_A_Achievable Economic UCT Potential | F5 | Commercial | Interruptible - Miscellaneous | Existing | Space Heating | Natural Gas | Infiltration Control - Loading Dock Sealing | A | Incremental Summer Peak Savings (MW) | Achievable Economic UCT Potential | 0 | 0 | 0 | 0 | 0 | 0 | 0 | 0 | 0 | 0 | 0 | 0 | 0 | 0 | 0 | 0 | 0 | 0 | 0 | 0 | 0 | 0 | 0 | 0 | 0 | 0 | 0
F6_Commercial_Interruptible - Miscellaneous_Existing_Space Heating_Natural Gas_Infiltration Control - Loading Dock Sealing_A_Achievable Economic UCT Potential | F6 | Commercial | Interruptible - Miscellaneous | Existing | Space Heating | Natural Gas | Infiltration Control - Loading Dock Sealing | A | Incremental Winter Peak Savings (MW) | Achievable Economic UCT Potential | 0 | 0 | 0 | 0 | 0 | 0 | 0 | 0 | 0 | 0 | 0 | 0 | 0 | 0 | 0 | 0 | 0 | 0 | 0 | 0 | 0 | 0 | 0 | 0 | 0 | 0 | 0
F7_Commercial_Interruptible - Miscellaneous_Existing_Space Heating_Natural Gas_Infiltration Control - Loading Dock Sealing_A_Achievable Economic UCT Potential | F7 | Commercial | Interruptible - Miscellaneous | Existing | Space Heating | Natural Gas | Infiltration Control - Loading Dock Sealing | A | Cumulative Energy Savings (MWh or mTherms) | Achievable Economic UCT Potential | 0 | 0 | 0 | 0 | 0 | 0 | 0 | 0 | 0 | 0 | 0 | 0 | 0 | 0 | 0 | 0 | 0 | 0 | 0 | 0 | 0 | 0 | 0 | 0 | 0 | 0 | 0
F8_Commercial_Interruptible - Miscellaneous_Existing_Space Heating_Natural Gas_Infiltration Control - Loading Dock Sealing_A_Achievable Economic UCT Potential | F8 | Commercial | Interruptible - Miscellaneous | Existing | Space Heating | Natural Gas | Infiltration Control - Loading Dock Sealing | A | Cumulative Summer Peak Savings (MW) | Achievable Economic UCT Potential | 0 | 0 | 0 | 0 | 0 | 0 | 0 | 0 | 0 | 0 | 0 | 0 | 0 | 0 | 0 | 0 | 0 | 0 | 0 | 0 | 0 | 0 | 0 | 0 | 0 | 0 | 0
F9_Commercial_Interruptible - Miscellaneous_Existing_Space Heating_Natural Gas_Infiltration Control - Loading Dock Sealing_A_Achievable Economic UCT Potential | F9 | Commercial | Interruptible - Miscellaneous | Existing | Space Heating | Natural Gas | Infiltration Control - Loading Dock Sealing | A | Cumulative Winter Peak Savings (MW) | Achievable Economic UCT Potential | 0 | 0 | 0 | 0 | 0 | 0 | 0 | 0 | 0 | 0 | 0 | 0 | 0 | 0 | 0 | 0 | 0 | 0 | 0 | 0 | 0 | 0 | 0 | 0 | 0 | 0 | 0
F10_Commercial_Interruptible - Miscellaneous_Existing_Space Heating_Natural Gas_Infiltration Control - Loading Dock Sealing_A_Achievable Economic UCT Potential | F10 | Commercial | Interruptible - Miscellaneous | Existing | Space Heating | Natural Gas | Infiltration Control - Loading Dock Sealing | A | Purchases (Incremental) | Achievable Economic UCT Potential | 0 | 0 | 0 | 0 | 0 | 0 | 0 | 0 | 0 | 0 | 0 | 0 | 0 | 0 | 0 | 0 | 0 | 0 | 0 | 0 | 0 | 0 | 0 | 0 | 0 | 0 | 0
F11_Commercial_Interruptible - Miscellaneous_Existing_Space Heating_Natural Gas_Infiltration Control - Loading Dock Sealing_A_Achievable Economic UCT Potential | F11 | Commercial | Interruptible - Miscellaneous | Existing | Space Heating | Natural Gas | Infiltration Control - Loading Dock Sealing | A | Purchases (Cumulative) | Achievable Economic UCT Potential | 0 | 0 | 0 | 0 | 0 | 0 | 0 | 0 | 0 | 0 | 0 | 0 | 0 | 0 | 0 | 0 | 0 | 0 | 0 | 0 | 0 | 0 | 0 | 0 | 0 | 0 | 0
F1_Commercial_Interruptible - Miscellaneous_Existing_Space Heating_Natural Gas_Greenhouse Heat Curtain_A_Achievable Economic UCT Potential | F1 | Commercial | Interruptible - Miscellaneous | Existing | Space Heating | Natural Gas | Greenhouse Heat Curtain | A | Integrated Unit Energy Savings (kWh or therms) | Achievable Economic UCT Potential | 0 | 0 | 186.8504 | 185.4585 | 183.8372 | 182.0184 | 179.9652 | 177.631 | 175.0052 | 172.0895 | 168.9054 | 165.507 | 162.0627 | 158.5835 | 155.1331 | 151.8308 | 148.7824 | 146.1531 | 143.9674 | 142.0825 | 140.5776 | 139.1795 | 138.3225 | 137.5073 | 136.7297 | 135.9864 | 135.2735
F2_Commercial_Interruptible - Miscellaneous_Existing_Space Heating_Natural Gas_Greenhouse Heat Curtain_A_Achievable Economic UCT Potential | F2 | Commercial | Interruptible - Miscellaneous | Existing | Space Heating | Natural Gas | Greenhouse Heat Curtain | A | Integrated Unit Summer Peak Savings (kW) | Achievable Economic UCT Potential | 0 | 0 | 0 | 0 | 0 | 0 | 0 | 0 | 0 | 0 | 0 | 0 | 0 | 0 | 0 | 0 | 0 | 0 | 0 | 0 | 0 | 0 | 0 | 0 | 0 | 0 | 0
F3_Commercial_Interruptible - Miscellaneous_Existing_Space Heating_Natural Gas_Greenhouse Heat Curtain_A_Achievable Economic UCT Potential | F3 | Commercial | Interruptible - Miscellaneous | Existing | Space Heating | Natural Gas | Greenhouse Heat Curtain | A | Integrated Unit Winter Peak Savings (kW) | Achievable Economic UCT Potential | 0 | 0 | 0 | 0 | 0 | 0 | 0 | 0 | 0 | 0 | 0 | 0 | 0 | 0 | 0 | 0 | 0 | 0 | 0 | 0 | 0 | 0 | 0 | 0 | 0 | 0 | 0
F4_Commercial_Interruptible - Miscellaneous_Existing_Space Heating_Natural Gas_Greenhouse Heat Curtain_A_Achievable Economic UCT Potential | F4 | Commercial | Interruptible - Miscellaneous | Existing | Space Heating | Natural Gas | Greenhouse Heat Curtain | A | Incremental Energy Savings (MWh or mTherms) | Achievable Economic UCT Potential | 0 | 0 | 0 | 0 | 0 | 0 | 0 | 0 | 0 | 0 | 0 | 0 | 0 | 0 | 0 | 0 | 0 | 0 | 0 | 0 | 0 | 0 | 0 | 0 | 0 | 0 | 0
F5_Commercial_Interruptible - Miscellaneous_Existing_Space Heating_Natural Gas_Greenhouse Heat Curtain_A_Achievable Economic UCT Potential | F5 | Commercial | Interruptible - Miscellaneous | Existing | Space Heating | Natural Gas | Greenhouse Heat Curtain | A | Incremental Summer Peak Savings (MW) | Achievable Economic UCT Potential | 0 | 0 | 0 | 0 | 0 | 0 | 0 | 0 | 0 | 0 | 0 | 0 | 0 | 0 | 0 | 0 | 0 | 0 | 0 | 0 | 0 | 0 | 0 | 0 | 0 | 0 | 0
F6_Commercial_Interruptible - Miscellaneous_Existing_Space Heating_Natural Gas_Greenhouse Heat Curtain_A_Achievable Economic UCT Potential | F6 | Commercial | Interruptible - Miscellaneous | Existing | Space Heating | Natural Gas | Greenhouse Heat Curtain | A | Incremental Winter Peak Savings (MW) | Achievable Economic UCT Potential | 0 | 0 | 0 | 0 | 0 | 0 | 0 | 0 | 0 | 0 | 0 | 0 | 0 | 0 | 0 | 0 | 0 | 0 | 0 | 0 | 0 | 0 | 0 | 0 | 0 | 0 | 0
F7_Commercial_Interruptible - Miscellaneous_Existing_Space Heating_Natural Gas_Greenhouse Heat Curtain_A_Achievable Economic UCT Potential | F7 | Commercial | Interruptible - Miscellaneous | Existing | Space Heating | Natural Gas | Greenhouse Heat Curtain | A | Cumulative Energy Savings (MWh or mTherms) | Achievable Economic UCT Potential | 0 | 0 | 0 | 0 | 0 | 0 | 0 | 0 | 0 | 0 | 0 | 0 | 0 | 0 | 0 | 0 | 0 | 0 | 0 | 0 | 0 | 0 | 0 | 0 | 0 | 0 | 0
F8_Commercial_Interruptible - Miscellaneous_Existing_Space Heating_Natural Gas_Greenhouse Heat Curtain_A_Achievable Economic UCT Potential | F8 | Commercial | Interruptible - Miscellaneous | Existing | Space Heating | Natural Gas | Greenhouse Heat Curtain | A | Cumulative Summer Peak Savings (MW) | Achievable Economic UCT Potential | 0 | 0 | 0 | 0 | 0 | 0 | 0 | 0 | 0 | 0 | 0 | 0 | 0 | 0 | 0 | 0 | 0 | 0 | 0 | 0 | 0 | 0 | 0 | 0 | 0 | 0 | 0
F9_Commercial_Interruptible - Miscellaneous_Existing_Space Heating_Natural Gas_Greenhouse Heat Curtain_A_Achievable Economic UCT Potential | F9 | Commercial | Interruptible - Miscellaneous | Existing | Space Heating | Natural Gas | Greenhouse Heat Curtain | A | Cumulative Winter Peak Savings (MW) | Achievable Economic UCT Potential | 0 | 0 | 0 | 0 | 0 | 0 | 0 | 0 | 0 | 0 | 0 | 0 | 0 | 0 | 0 | 0 | 0 | 0 | 0 | 0 | 0 | 0 | 0 | 0 | 0 | 0 | 0
F10_Commercial_Interruptible - Miscellaneous_Existing_Space Heating_Natural Gas_Greenhouse Heat Curtain_A_Achievable Economic UCT Potential | F10 | Commercial | Interruptible - Miscellaneous | Existing | Space Heating | Natural Gas | Greenhouse Heat Curtain | A | Purchases (Incremental) | Achievable Economic UCT Potential | 0 | 0 | 0 | 0 | 0 | 0 | 0 | 0 | 0 | 0 | 0 | 0 | 0 | 0 | 0 | 0 | 0 | 0 | 0 | 0 | 0 | 0 | 0 | 0 | 0 | 0 | 0
F11_Commercial_Interruptible - Miscellaneous_Existing_Space Heating_Natural Gas_Greenhouse Heat Curtain_A_Achievable Economic UCT Potential | F11 | Commercial | Interruptible - Miscellaneous | Existing | Space Heating | Natural Gas | Greenhouse Heat Curtain | A | Purchases (Cumulative) | Achievable Economic UCT Potential | 0 | 0 | 0 | 0 | 0 | 0 | 0 | 0 | 0 | 0 | 0 | 0 | 0 | 0 | 0 | 0 | 0 | 0 | 0 | 0 | 0 | 0 | 0 | 0 | 0 | 0 | 0
F1_Commercial_Interruptible - Miscellaneous_Existing_Space Heating_Natural Gas_Ventilation - Parking Garages, Demand Controlled_A_Achievable Economic UCT Potential | F1 | Commercial | Interruptible - Miscellaneous | Existing | Space Heating | Natural Gas | Ventilation - Parking Garages, Demand Controlled | A | Integrated Unit Energy Savings (kWh or therms) | Achievable Economic UCT Potential | 0 | 0 | 0 | 0 | 0 | 0 | 0 | 0 | 0 | 0 | 0 | 0 | 0 | 0 | 0 | 0 | 0 | 0 | 0 | 0 | 0 | 0 | 0 | 0 | 0 | 0 | 0
F2_Commercial_Interruptible - Miscellaneous_Existing_Space Heating_Natural Gas_Ventilation - Parking Garages, Demand Controlled_A_Achievable Economic UCT Potential | F2 | Commercial | Interruptible - Miscellaneous | Existing | Space Heating | Natural Gas | Ventilation - Parking Garages, Demand Controlled | A | Integrated Unit Summer Peak Savings (kW) | Achievable Economic UCT Potential | 0 | 0 | 0 | 0 | 0 | 0 | 0 | 0 | 0 | 0 | 0 | 0 | 0 | 0 | 0 | 0 | 0 | 0 | 0 | 0 | 0 | 0 | 0 | 0 | 0 | 0 | 0
F3_Commercial_Interruptible - Miscellaneous_Existing_Space Heating_Natural Gas_Ventilation - Parking Garages, Demand Controlled_A_Achievable Economic UCT Potential | F3 | Commercial | Interruptible - Miscellaneous | Existing | Space Heating | Natural Gas | Ventilation - Parking Garages, Demand Controlled | A | Integrated Unit Winter Peak Savings (kW) | Achievable Economic UCT Potential | 0 | 0 | 0 | 0 | 0 | 0 | 0 | 0 | 0 | 0 | 0 | 0 | 0 | 0 | 0 | 0 | 0 | 0 | 0 | 0 | 0 | 0 | 0 | 0 | 0 | 0 | 0
F4_Commercial_Interruptible - Miscellaneous_Existing_Space Heating_Natural Gas_Ventilation - Parking Garages, Demand Controlled_A_Achievable Economic UCT Potential | F4 | Commercial | Interruptible - Miscellaneous | Existing | Space Heating | Natural Gas | Ventilation - Parking Garages, Demand Controlled | A | Incremental Energy Savings (MWh or mTherms) | Achievable Economic UCT Potential | 0 | 0 | 0 | 0 | 0 | 0 | 0 | 0 | 0 | 0 | 0 | 0 | 0 | 0 | 0 | 0 | 0 | 0 | 0 | 0 | 0 | 0 | 0 | 0 | 0 | 0 | 0
F5_Commercial_Interruptible - Miscellaneous_Existing_Space Heating_Natural Gas_Ventilation - Parking Garages, Demand Controlled_A_Achievable Economic UCT Potential | F5 | Commercial | Interruptible - Miscellaneous | Existing | Space Heating | Natural Gas | Ventilation - Parking Garages, Demand Controlled | A | Incremental Summer Peak Savings (MW) | Achievable Economic UCT Potential | 0 | 0 | 0 | 0 | 0 | 0 | 0 | 0 | 0 | 0 | 0 | 0 | 0 | 0 | 0 | 0 | 0 | 0 | 0 | 0 | 0 | 0 | 0 | 0 | 0 | 0 | 0
F6_Commercial_Interruptible - Miscellaneous_Existing_Space Heating_Natural Gas_Ventilation - Parking Garages, Demand Controlled_A_Achievable Economic UCT Potential | F6 | Commercial | Interruptible - Miscellaneous | Existing | Space Heating | Natural Gas | Ventilation - Parking Garages, Demand Controlled | A | Incremental Winter Peak Savings (MW) | Achievable Economic UCT Potential | 0 | 0 | 0 | 0 | 0 | 0 | 0 | 0 | 0 | 0 | 0 | 0 | 0 | 0 | 0 | 0 | 0 | 0 | 0 | 0 | 0 | 0 | 0 | 0 | 0 | 0 | 0
F7_Commercial_Interruptible - Miscellaneous_Existing_Space Heating_Natural Gas_Ventilation - Parking Garages, Demand Controlled_A_Achievable Economic UCT Potential | F7 | Commercial | Interruptible - Miscellaneous | Existing | Space Heating | Natural Gas | Ventilation - Parking Garages, Demand Controlled | A | Cumulative Energy Savings (MWh or mTherms) | Achievable Economic UCT Potential | 0 | 0 | 0 | 0 | 0 | 0 | 0 | 0 | 0 | 0 | 0 | 0 | 0 | 0 | 0 | 0 | 0 | 0 | 0 | 0 | 0 | 0 | 0 | 0 | 0 | 0 | 0
F8_Commercial_Interruptible - Miscellaneous_Existing_Space Heating_Natural Gas_Ventilation - Parking Garages, Demand Controlled_A_Achievable Economic UCT Potential | F8 | Commercial | Interruptible - Miscellaneous | Existing | Space Heating | Natural Gas | Ventilation - Parking Garages, Demand Controlled | A | Cumulative Summer Peak Savings (MW) | Achievable Economic UCT Potential | 0 | 0 | 0 | 0 | 0 | 0 | 0 | 0 | 0 | 0 | 0 | 0 | 0 | 0 | 0 | 0 | 0 | 0 | 0 | 0 | 0 | 0 | 0 | 0 | 0 | 0 | 0
F9_Commercial_Interruptible - Miscellaneous_Existing_Space Heating_Natural Gas_Ventilation - Parking Garages, Demand Controlled_A_Achievable Economic UCT Potential | F9 | Commercial | Interruptible - Miscellaneous | Existing | Space Heating | Natural Gas | Ventilation - Parking Garages, Demand Controlled | A | Cumulative Winter Peak Savings (MW) | Achievable Economic UCT Potential | 0 | 0 | 0 | 0 | 0 | 0 | 0 | 0 | 0 | 0 | 0 | 0 | 0 | 0 | 0 | 0 | 0 | 0 | 0 | 0 | 0 | 0 | 0 | 0 | 0 | 0 | 0
F10_Commercial_Interruptible - Miscellaneous_Existing_Space Heating_Natural Gas_Ventilation - Parking Garages, Demand Controlled_A_Achievable Economic UCT Potential | F10 | Commercial | Interruptible - Miscellaneous | Existing | Space Heating | Natural Gas | Ventilation - Parking Garages, Demand Controlled | A | Purchases (Incremental) | Achievable Economic UCT Potential | 0 | 0 | 0 | 0 | 0 | 0 | 0 | 0 | 0 | 0 | 0 | 0 | 0 | 0 | 0 | 0 | 0 | 0 | 0 | 0 | 0 | 0 | 0 | 0 | 0 | 0 | 0
F11_Commercial_Interruptible - Miscellaneous_Existing_Space Heating_Natural Gas_Ventilation - Parking Garages, Demand Controlled_A_Achievable Economic UCT Potential | F11 | Commercial | Interruptible - Miscellaneous | Existing | Space Heating | Natural Gas | Ventilation - Parking Garages, Demand Controlled | A | Purchases (Cumulative) | Achievable Economic UCT Potential | 0 | 0 | 0 | 0 | 0 | 0 | 0 | 0 | 0 | 0 | 0 | 0 | 0 | 0 | 0 | 0 | 0 | 0 | 0 | 0 | 0 | 0 | 0 | 0 | 0 | 0 | 0
F1_Commercial_Interruptible - Miscellaneous_Existing_Miscellaneous_Natural Gas_Pool Heater - Night Covers_A_Achievable Economic UCT Potential | F1 | Commercial | Interruptible - Miscellaneous | Existing | Miscellaneous | Natural Gas | Pool Heater - Night Covers | A | Integrated Unit Energy Savings (kWh or therms) | Achievable Economic UCT Potential | 0 | 0 | 0.024915 | 0.024915 | 0.024915 | 0.024915 | 0.024915 | 0.024914 | 0.024913 | 0.024912 | 0.024911 | 0.024908 | 0.024906 | 0.024903 | 0.024899 | 0.024896 | 0.024892 | 0.024888 | 0.024885 | 0.024882 | 0.02488 | 0.024878 | 0.024876 | 0.024875 | 0.024875 | 0.024875 | 0.024875
F2_Commercial_Interruptible - Miscellaneous_Existing_Miscellaneous_Natural Gas_Pool Heater - Night Covers_A_Achievable Economic UCT Potential | F2 | Commercial | Interruptible - Miscellaneous | Existing | Miscellaneous | Natural Gas | Pool Heater - Night Covers | A | Integrated Unit Summer Peak Savings (kW) | Achievable Economic UCT Potential | 0 | 0 | 0 | 0 | 0 | 0 | 0 | 0 | 0 | 0 | 0 | 0 | 0 | 0 | 0 | 0 | 0 | 0 | 0 | 0 | 0 | 0 | 0 | 0 | 0 | 0 | 0
F3_Commercial_Interruptible - Miscellaneous_Existing_Miscellaneous_Natural Gas_Pool Heater - Night Covers_A_Achievable Economic UCT Potential | F3 | Commercial | Interruptible - Miscellaneous | Existing | Miscellaneous | Natural Gas | Pool Heater - Night Covers | A | Integrated Unit Winter Peak Savings (kW) | Achievable Economic UCT Potential | 0 | 0 | 0 | 0 | 0 | 0 | 0 | 0 | 0 | 0 | 0 | 0 | 0 | 0 | 0 | 0 | 0 | 0 | 0 | 0 | 0 | 0 | 0 | 0 | 0 | 0 | 0
F4_Commercial_Interruptible - Miscellaneous_Existing_Miscellaneous_Natural Gas_Pool Heater - Night Covers_A_Achievable Economic UCT Potential | F4 | Commercial | Interruptible - Miscellaneous | Existing | Miscellaneous | Natural Gas | Pool Heater - Night Covers | A | Incremental Energy Savings (MWh or mTherms) | Achievable Economic UCT Potential | 0 | 0 | 0 | 0 | 0 | 0 | 0 | 0 | 0 | 0 | 0 | 0 | 0 | 0 | 0 | 0 | 0 | 0 | 0 | 0 | 0 | 0 | 0 | 0 | 0 | 0 | 0
F5_Commercial_Interruptible - Miscellaneous_Existing_Miscellaneous_Natural Gas_Pool Heater - Night Covers_A_Achievable Economic UCT Potential | F5 | Commercial | Interruptible - Miscellaneous | Existing | Miscellaneous | Natural Gas | Pool Heater - Night Covers | A | Incremental Summer Peak Savings (MW) | Achievable Economic UCT Potential | 0 | 0 | 0 | 0 | 0 | 0 | 0 | 0 | 0 | 0 | 0 | 0 | 0 | 0 | 0 | 0 | 0 | 0 | 0 | 0 | 0 | 0 | 0 | 0 | 0 | 0 | 0
F6_Commercial_Interruptible - Miscellaneous_Existing_Miscellaneous_Natural Gas_Pool Heater - Night Covers_A_Achievable Economic UCT Potential | F6 | Commercial | Interruptible - Miscellaneous | Existing | Miscellaneous | Natural Gas | Pool Heater - Night Covers | A | Incremental Winter Peak Savings (MW) | Achievable Economic UCT Potential | 0 | 0 | 0 | 0 | 0 | 0 | 0 | 0 | 0 | 0 | 0 | 0 | 0 | 0 | 0 | 0 | 0 | 0 | 0 | 0 | 0 | 0 | 0 | 0 | 0 | 0 | 0
F7_Commercial_Interruptible - Miscellaneous_Existing_Miscellaneous_Natural Gas_Pool Heater - Night Covers_A_Achievable Economic UCT Potential | F7 | Commercial | Interruptible - Miscellaneous | Existing | Miscellaneous | Natural Gas | Pool Heater - Night Covers | A | Cumulative Energy Savings (MWh or mTherms) | Achievable Economic UCT Potential | 0 | 0 | 0 | 0 | 0 | 0 | 0 | 0 | 0 | 0 | 0 | 0 | 0 | 0 | 0 | 0 | 0 | 0 | 0 | 0 | 0 | 0 | 0 | 0 | 0 | 0 | 0
F8_Commercial_Interruptible - Miscellaneous_Existing_Miscellaneous_Natural Gas_Pool Heater - Night Covers_A_Achievable Economic UCT Potential | F8 | Commercial | Interruptible - Miscellaneous | Existing | Miscellaneous | Natural Gas | Pool Heater - Night Covers | A | Cumulative Summer Peak Savings (MW) | Achievable Economic UCT Potential | 0 | 0 | 0 | 0 | 0 | 0 | 0 | 0 | 0 | 0 | 0 | 0 | 0 | 0 | 0 | 0 | 0 | 0 | 0 | 0 | 0 | 0 | 0 | 0 | 0 | 0 | 0
F9_Commercial_Interruptible - Miscellaneous_Existing_Miscellaneous_Natural Gas_Pool Heater - Night Covers_A_Achievable Economic UCT Potential | F9 | Commercial | Interruptible - Miscellaneous | Existing | Miscellaneous | Natural Gas | Pool Heater - Night Covers | A | Cumulative Winter Peak Savings (MW) | Achievable Economic UCT Potential | 0 | 0 | 0 | 0 | 0 | 0 | 0 | 0 | 0 | 0 | 0 | 0 | 0 | 0 | 0 | 0 | 0 | 0 | 0 | 0 | 0 | 0 | 0 | 0 | 0 | 0 | 0
F10_Commercial_Interruptible - Miscellaneous_Existing_Miscellaneous_Natural Gas_Pool Heater - Night Covers_A_Achievable Economic UCT Potential | F10 | Commercial | Interruptible - Miscellaneous | Existing | Miscellaneous | Natural Gas | Pool Heater - Night Covers | A | Purchases (Incremental) | Achievable Economic UCT Potential | 0 | 0 | 0 | 0 | 0 | 0 | 0 | 0 | 0 | 0 | 0 | 0 | 0 | 0 | 0 | 0 | 0 | 0 | 0 | 0 | 0 | 0 | 0 | 0 | 0 | 0 | 0
F11_Commercial_Interruptible - Miscellaneous_Existing_Miscellaneous_Natural Gas_Pool Heater - Night Covers_A_Achievable Economic UCT Potential | F11 | Commercial | Interruptible - Miscellaneous | Existing | Miscellaneous | Natural Gas | Pool Heater - Night Covers | A | Purchases (Cumulative) | Achievable Economic UCT Potential | 0 | 0 | 0 | 0 | 0 | 0 | 0 | 0 | 0 | 0 | 0 | 0 | 0 | 0 | 0 | 0 | 0 | 0 | 0 | 0 | 0 | 0 | 0 | 0 | 0 | 0 | 0
F1_Commercial_Interruptible - Miscellaneous_Existing_Space Heating_Natural Gas_Advanced New Construction Designs_A_Achievable Economic UCT Potential | F1 | Commercial | Interruptible - Miscellaneous | Existing | Space Heating | Natural Gas | Advanced New Construction Designs | A | Integrated Unit Energy Savings (kWh or therms) | Achievable Economic UCT Potential | 0 | 0 | 0 | 0 | 0 | 0 | 0 | 0 | 0 | 0 | 0 | 0 | 0 | 0 | 0 | 0 | 0 | 0 | 0 | 0 | 0 | 0 | 0 | 0 | 0 | 0 | 0
F2_Commercial_Interruptible - Miscellaneous_Existing_Space Heating_Natural Gas_Advanced New Construction Designs_A_Achievable Economic UCT Potential | F2 | Commercial | Interruptible - Miscellaneous | Existing | Space Heating | Natural Gas | Advanced New Construction Designs | A | Integrated Unit Summer Peak Savings (kW) | Achievable Economic UCT Potential | 0 | 0 | 0 | 0 | 0 | 0 | 0 | 0 | 0 | 0 | 0 | 0 | 0 | 0 | 0 | 0 | 0 | 0 | 0 | 0 | 0 | 0 | 0 | 0 | 0 | 0 | 0
F3_Commercial_Interruptible - Miscellaneous_Existing_Space Heating_Natural Gas_Advanced New Construction Designs_A_Achievable Economic UCT Potential | F3 | Commercial | Interruptible - Miscellaneous | Existing | Space Heating | Natural Gas | Advanced New Construction Designs | A | Integrated Unit Winter Peak Savings (kW) | Achievable Economic UCT Potential | 0 | 0 | 0 | 0 | 0 | 0 | 0 | 0 | 0 | 0 | 0 | 0 | 0 | 0 | 0 | 0 | 0 | 0 | 0 | 0 | 0 | 0 | 0 | 0 | 0 | 0 | 0
F4_Commercial_Interruptible - Miscellaneous_Existing_Space Heating_Natural Gas_Advanced New Construction Designs_A_Achievable Economic UCT Potential | F4 | Commercial | Interruptible - Miscellaneous | Existing | Space Heating | Natural Gas | Advanced New Construction Designs | A | Incremental Energy Savings (MWh or mTherms) | Achievable Economic UCT Potential | 0 | 0 | 0 | 0 | 0 | 0 | 0 | 0 | 0 | 0 | 0 | 0 | 0 | 0 | 0 | 0 | 0 | 0 | 0 | 0 | 0 | 0 | 0 | 0 | 0 | 0 | 0
F5_Commercial_Interruptible - Miscellaneous_Existing_Space Heating_Natural Gas_Advanced New Construction Designs_A_Achievable Economic UCT Potential | F5 | Commercial | Interruptible - Miscellaneous | Existing | Space Heating | Natural Gas | Advanced New Construction Designs | A | Incremental Summer Peak Savings (MW) | Achievable Economic UCT Potential | 0 | 0 | 0 | 0 | 0 | 0 | 0 | 0 | 0 | 0 | 0 | 0 | 0 | 0 | 0 | 0 | 0 | 0 | 0 | 0 | 0 | 0 | 0 | 0 | 0 | 0 | 0
F6_Commercial_Interruptible - Miscellaneous_Existing_Space Heating_Natural Gas_Advanced New Construction Designs_A_Achievable Economic UCT Potential | F6 | Commercial | Interruptible - Miscellaneous | Existing | Space Heating | Natural Gas | Advanced New Construction Designs | A | Incremental Winter Peak Savings (MW) | Achievable Economic UCT Potential | 0 | 0 | 0 | 0 | 0 | 0 | 0 | 0 | 0 | 0 | 0 | 0 | 0 | 0 | 0 | 0 | 0 | 0 | 0 | 0 | 0 | 0 | 0 | 0 | 0 | 0 | 0
F7_Commercial_Interruptible - Miscellaneous_Existing_Space Heating_Natural Gas_Advanced New Construction Designs_A_Achievable Economic UCT Potential | F7 | Commercial | Interruptible - Miscellaneous | Existing | Space Heating | Natural Gas | Advanced New Construction Designs | A | Cumulative Energy Savings (MWh or mTherms) | Achievable Economic UCT Potential | 0 | 0 | 0 | 0 | 0 | 0 | 0 | 0 | 0 | 0 | 0 | 0 | 0 | 0 | 0 | 0 | 0 | 0 | 0 | 0 | 0 | 0 | 0 | 0 | 0 | 0 | 0
F8_Commercial_Interruptible - Miscellaneous_Existing_Space Heating_Natural Gas_Advanced New Construction Designs_A_Achievable Economic UCT Potential | F8 | Commercial | Interruptible - Miscellaneous | Existing | Space Heating | Natural Gas | Advanced New Construction Designs | A | Cumulative Summer Peak Savings (MW) | Achievable Economic UCT Potential | 0 | 0 | 0 | 0 | 0 | 0 | 0 | 0 | 0 | 0 | 0 | 0 | 0 | 0 | 0 | 0 | 0 | 0 | 0 | 0 | 0 | 0 | 0 | 0 | 0 | 0 | 0
F9_Commercial_Interruptible - Miscellaneous_Existing_Space Heating_Natural Gas_Advanced New Construction Designs_A_Achievable Economic UCT Potential | F9 | Commercial | Interruptible - Miscellaneous | Existing | Space Heating | Natural Gas | Advanced New Construction Designs | A | Cumulative Winter Peak Savings (MW) | Achievable Economic UCT Potential | 0 | 0 | 0 | 0 | 0 | 0 | 0 | 0 | 0 | 0 | 0 | 0 | 0 | 0 | 0 | 0 | 0 | 0 | 0 | 0 | 0 | 0 | 0 | 0 | 0 | 0 | 0
F10_Commercial_Interruptible - Miscellaneous_Existing_Space Heating_Natural Gas_Advanced New Construction Designs_A_Achievable Economic UCT Potential | F10 | Commercial | Interruptible - Miscellaneous | Existing | Space Heating | Natural Gas | Advanced New Construction Designs | A | Purchases (Incremental) | Achievable Economic UCT Potential | 0 | 0 | 0 | 0 | 0 | 0 | 0 | 0 | 0 | 0 | 0 | 0 | 0 | 0 | 0 | 0 | 0 | 0 | 0 | 0 | 0 | 0 | 0 | 0 | 0 | 0 | 0
F11_Commercial_Interruptible - Miscellaneous_Existing_Space Heating_Natural Gas_Advanced New Construction Designs_A_Achievable Economic UCT Potential | F11 | Commercial | Interruptible - Miscellaneous | Existing | Space Heating | Natural Gas | Advanced New Construction Designs | A | Purchases (Cumulative) | Achievable Economic UCT Potential | 0 | 0 | 0 | 0 | 0 | 0 | 0 | 0 | 0 | 0 | 0 | 0 | 0 | 0 | 0 | 0 | 0 | 0 | 0 | 0 | 0 | 0 | 0 | 0 | 0 | 0 | 0
F1_Commercial_Interruptible - Miscellaneous_Existing_Water Heating_Natural Gas_Advanced New Construction Designs_A_Achievable Economic UCT Potential | F1 | Commercial | Interruptible - Miscellaneous | Existing | Water Heating | Natural Gas | Advanced New Construction Designs | A | Integrated Unit Energy Savings (kWh or therms) | Achievable Economic UCT Potential | 0 | 0 | 0 | 0 | 0 | 0 | 0 | 0 | 0 | 0 | 0 | 0 | 0 | 0 | 0 | 0 | 0 | 0 | 0 | 0 | 0 | 0 | 0 | 0 | 0 | 0 | 0
F2_Commercial_Interruptible - Miscellaneous_Existing_Water Heating_Natural Gas_Advanced New Construction Designs_A_Achievable Economic UCT Potential | F2 | Commercial | Interruptible - Miscellaneous | Existing | Water Heating | Natural Gas | Advanced New Construction Designs | A | Integrated Unit Summer Peak Savings (kW) | Achievable Economic UCT Potential | 0 | 0 | 0 | 0 | 0 | 0 | 0 | 0 | 0 | 0 | 0 | 0 | 0 | 0 | 0 | 0 | 0 | 0 | 0 | 0 | 0 | 0 | 0 | 0 | 0 | 0 | 0
F3_Commercial_Interruptible - Miscellaneous_Existing_Water Heating_Natural Gas_Advanced New Construction Designs_A_Achievable Economic UCT Potential | F3 | Commercial | Interruptible - Miscellaneous | Existing | Water Heating | Natural Gas | Advanced New Construction Designs | A | Integrated Unit Winter Peak Savings (kW) | Achievable Economic UCT Potential | 0 | 0 | 0 | 0 | 0 | 0 | 0 | 0 | 0 | 0 | 0 | 0 | 0 | 0 | 0 | 0 | 0 | 0 | 0 | 0 | 0 | 0 | 0 | 0 | 0 | 0 | 0
F4_Commercial_Interruptible - Miscellaneous_Existing_Water Heating_Natural Gas_Advanced New Construction Designs_A_Achievable Economic UCT Potential | F4 | Commercial | Interruptible - Miscellaneous | Existing | Water Heating | Natural Gas | Advanced New Construction Designs | A | Incremental Energy Savings (MWh or mTherms) | Achievable Economic UCT Potential | 0 | 0 | 0 | 0 | 0 | 0 | 0 | 0 | 0 | 0 | 0 | 0 | 0 | 0 | 0 | 0 | 0 | 0 | 0 | 0 | 0 | 0 | 0 | 0 | 0 | 0 | 0
F5_Commercial_Interruptible - Miscellaneous_Existing_Water Heating_Natural Gas_Advanced New Construction Designs_A_Achievable Economic UCT Potential | F5 | Commercial | Interruptible - Miscellaneous | Existing | Water Heating | Natural Gas | Advanced New Construction Designs | A | Incremental Summer Peak Savings (MW) | Achievable Economic UCT Potential | 0 | 0 | 0 | 0 | 0 | 0 | 0 | 0 | 0 | 0 | 0 | 0 | 0 | 0 | 0 | 0 | 0 | 0 | 0 | 0 | 0 | 0 | 0 | 0 | 0 | 0 | 0
F6_Commercial_Interruptible - Miscellaneous_Existing_Water Heating_Natural Gas_Advanced New Construction Designs_A_Achievable Economic UCT Potential | F6 | Commercial | Interruptible - Miscellaneous | Existing | Water Heating | Natural Gas | Advanced New Construction Designs | A | Incremental Winter Peak Savings (MW) | Achievable Economic UCT Potential | 0 | 0 | 0 | 0 | 0 | 0 | 0 | 0 | 0 | 0 | 0 | 0 | 0 | 0 | 0 | 0 | 0 | 0 | 0 | 0 | 0 | 0 | 0 | 0 | 0 | 0 | 0
F7_Commercial_Interruptible - Miscellaneous_Existing_Water Heating_Natural Gas_Advanced New Construction Designs_A_Achievable Economic UCT Potential | F7 | Commercial | Interruptible - Miscellaneous | Existing | Water Heating | Natural Gas | Advanced New Construction Designs | A | Cumulative Energy Savings (MWh or mTherms) | Achievable Economic UCT Potential | 0 | 0 | 0 | 0 | 0 | 0 | 0 | 0 | 0 | 0 | 0 | 0 | 0 | 0 | 0 | 0 | 0 | 0 | 0 | 0 | 0 | 0 | 0 | 0 | 0 | 0 | 0
F8_Commercial_Interruptible - Miscellaneous_Existing_Water Heating_Natural Gas_Advanced New Construction Designs_A_Achievable Economic UCT Potential | F8 | Commercial | Interruptible - Miscellaneous | Existing | Water Heating | Natural Gas | Advanced New Construction Designs | A | Cumulative Summer Peak Savings (MW) | Achievable Economic UCT Potential | 0 | 0 | 0 | 0 | 0 | 0 | 0 | 0 | 0 | 0 | 0 | 0 | 0 | 0 | 0 | 0 | 0 | 0 | 0 | 0 | 0 | 0 | 0 | 0 | 0 | 0 | 0
F9_Commercial_Interruptible - Miscellaneous_Existing_Water Heating_Natural Gas_Advanced New Construction Designs_A_Achievable Economic UCT Potential | F9 | Commercial | Interruptible - Miscellaneous | Existing | Water Heating | Natural Gas | Advanced New Construction Designs | A | Cumulative Winter Peak Savings (MW) | Achievable Economic UCT Potential | 0 | 0 | 0 | 0 | 0 | 0 | 0 | 0 | 0 | 0 | 0 | 0 | 0 | 0 | 0 | 0 | 0 | 0 | 0 | 0 | 0 | 0 | 0 | 0 | 0 | 0 | 0
F10_Commercial_Interruptible - Miscellaneous_Existing_Water Heating_Natural Gas_Advanced New Construction Designs_A_Achievable Economic UCT Potential | F10 | Commercial | Interruptible - Miscellaneous | Existing | Water Heating | Natural Gas | Advanced New Construction Designs | A | Purchases (Incremental) | Achievable Economic UCT Potential | 0 | 0 | 0 | 0 | 0 | 0 | 0 | 0 | 0 | 0 | 0 | 0 | 0 | 0 | 0 | 0 | 0 | 0 | 0 | 0 | 0 | 0 | 0 | 0 | 0 | 0 | 0
F11_Commercial_Interruptible - Miscellaneous_Existing_Water Heating_Natural Gas_Advanced New Construction Designs_A_Achievable Economic UCT Potential | F11 | Commercial | Interruptible - Miscellaneous | Existing | Water Heating | Natural Gas | Advanced New Construction Designs | A | Purchases (Cumulative) | Achievable Economic UCT Potential | 0 | 0 | 0 | 0 | 0 | 0 | 0 | 0 | 0 | 0 | 0 | 0 | 0 | 0 | 0 | 0 | 0 | 0 | 0 | 0 | 0 | 0 | 0 | 0 | 0 | 0 | 0
F1_Commercial_Interruptible - Miscellaneous_Existing_Space Heating_Natural Gas_Strategic Energy Management_A_Achievable Economic UCT Potential | F1 | Commercial | Interruptible - Miscellaneous | Existing | Space Heating | Natural Gas | Strategic Energy Management | A | Integrated Unit Energy Savings (kWh or therms) | Achievable Economic UCT Potential | 0 | 0 | 0.03649 | 0.036134 | 0.035718 | 0.035253 | 0.034733 | 0.034162 | 0.033523 | 0.032822 | 0.032068 | 0.031279 | 0.030481 | 0.029686 | 0.028911 | 0.028177 | 0.027508 | 0.026937 | 0.026469 | 0.026071 | 0.02576 | 0.025472 | 0.025314 | 0.025164 | 0.025021 | 0.024884 | 0.024753
F2_Commercial_Interruptible - Miscellaneous_Existing_Space Heating_Natural Gas_Strategic Energy Management_A_Achievable Economic UCT Potential | F2 | Commercial | Interruptible - Miscellaneous | Existing | Space Heating | Natural Gas | Strategic Energy Management | A | Integrated Unit Summer Peak Savings (kW) | Achievable Economic UCT Potential | 0 | 0 | 0 | 0 | 0 | 0 | 0 | 0 | 0 | 0 | 0 | 0 | 0 | 0 | 0 | 0 | 0 | 0 | 0 | 0 | 0 | 0 | 0 | 0 | 0 | 0 | 0
F3_Commercial_Interruptible - Miscellaneous_Existing_Space Heating_Natural Gas_Strategic Energy Management_A_Achievable Economic UCT Potential | F3 | Commercial | Interruptible - Miscellaneous | Existing | Space Heating | Natural Gas | Strategic Energy Management | A | Integrated Unit Winter Peak Savings (kW) | Achievable Economic UCT Potential | 0 | 0 | 0 | 0 | 0 | 0 | 0 | 0 | 0 | 0 | 0 | 0 | 0 | 0 | 0 | 0 | 0 | 0 | 0 | 0 | 0 | 0 | 0 | 0 | 0 | 0 | 0
F4_Commercial_Interruptible - Miscellaneous_Existing_Space Heating_Natural Gas_Strategic Energy Management_A_Achievable Economic UCT Potential | F4 | Commercial | Interruptible - Miscellaneous | Existing | Space Heating | Natural Gas | Strategic Energy Management | A | Incremental Energy Savings (MWh or mTherms) | Achievable Economic UCT Potential | 0 | 0 | 0.046061 | 0.093621 | 0.092545 | 0.046841 | 0 | 0 | 0 | 0 | 0 | 0 | 0 | 0 | 0 | 0 | 0 | 0 | 0 | 0 | 0 | 0 | 0 | 0 | 0 | 0 | 0
F5_Commercial_Interruptible - Miscellaneous_Existing_Space Heating_Natural Gas_Strategic Energy Management_A_Achievable Economic UCT Potential | F5 | Commercial | Interruptible - Miscellaneous | Existing | Space Heating | Natural Gas | Strategic Energy Management | A | Incremental Summer Peak Savings (MW) | Achievable Economic UCT Potential | 0 | 0 | 0 | 0 | 0 | 0 | 0 | 0 | 0 | 0 | 0 | 0 | 0 | 0 | 0 | 0 | 0 | 0 | 0 | 0 | 0 | 0 | 0 | 0 | 0 | 0 | 0
F6_Commercial_Interruptible - Miscellaneous_Existing_Space Heating_Natural Gas_Strategic Energy Management_A_Achievable Economic UCT Potential | F6 | Commercial | Interruptible - Miscellaneous | Existing | Space Heating | Natural Gas | Strategic Energy Management | A | Incremental Winter Peak Savings (MW) | Achievable Economic UCT Potential | 0 | 0 | 0 | 0 | 0 | 0 | 0 | 0 | 0 | 0 | 0 | 0 | 0 | 0 | 0 | 0 | 0 | 0 | 0 | 0 | 0 | 0 | 0 | 0 | 0 | 0 | 0
F7_Commercial_Interruptible - Miscellaneous_Existing_Space Heating_Natural Gas_Strategic Energy Management_A_Achievable Economic UCT Potential | F7 | Commercial | Interruptible - Miscellaneous | Existing | Space Heating | Natural Gas | Strategic Energy Management | A | Cumulative Energy Savings (MWh or mTherms) | Achievable Economic UCT Potential | 0 | 0 | 0.046061 | 0.13923 | 0.23018 | 0.27402 | 0.26998 | 0.26554 | 0.26057 | 0.25512 | 0.24926 | 0.24313 | 0.23692 | 0.23074 | 0.22472 | 0.21902 | 0.21381 | 0.20938 | 0.20574 | 0.20265 | 0.20023 | 0.19799 | 0.19677 | 0.1956 | 0.19449 | 0.19342 | 0.1924
F8_Commercial_Interruptible - Miscellaneous_Existing_Space Heating_Natural Gas_Strategic Energy Management_A_Achievable Economic UCT Potential | F8 | Commercial | Interruptible - Miscellaneous | Existing | Space Heating | Natural Gas | Strategic Energy Management | A | Cumulative Summer Peak Savings (MW) | Achievable Economic UCT Potential | 0 | 0 | 0 | 0 | 0 | 0 | 0 | 0 | 0 | 0 | 0 | 0 | 0 | 0 | 0 | 0 | 0 | 0 | 0 | 0 | 0 | 0 | 0 | 0 | 0 | 0 | 0
F9_Commercial_Interruptible - Miscellaneous_Existing_Space Heating_Natural Gas_Strategic Energy Management_A_Achievable Economic UCT Potential | F9 | Commercial | Interruptible - Miscellaneous | Existing | Space Heating | Natural Gas | Strategic Energy Management | A | Cumulative Winter Peak Savings (MW) | Achievable Economic UCT Potential | 0 | 0 | 0 | 0 | 0 | 0 | 0 | 0 | 0 | 0 | 0 | 0 | 0 | 0 | 0 | 0 | 0 | 0 | 0 | 0 | 0 | 0 | 0 | 0 | 0 | 0 | 0
F10_Commercial_Interruptible - Miscellaneous_Existing_Space Heating_Natural Gas_Strategic Energy Management_A_Achievable Economic UCT Potential | F10 | Commercial | Interruptible - Miscellaneous | Existing | Space Heating | Natural Gas | Strategic Energy Management | A | Purchases (Incremental) | Achievable Economic UCT Potential | 0 | 0 | 1262.269 | 2590.9733 | 2590.9733 | 1328.7043 | 0 | 0 | 0 | 0 | 0 | 0 | 0 | 0 | 0 | 0 | 0 | 0 | 0 | 0 | 0 | 0 | 0 | 0 | 0 | 0 | 0
F11_Commercial_Interruptible - Miscellaneous_Existing_Space Heating_Natural Gas_Strategic Energy Management_A_Achievable Economic UCT Potential | F11 | Commercial | Interruptible - Miscellaneous | Existing | Space Heating | Natural Gas | Strategic Energy Management | A | Purchases (Cumulative) | Achievable Economic UCT Potential | 0 | 0 | 1262.269 | 3853.2423 | 6444.2156 | 7772.9199 | 7772.9199 | 7772.9199 | 7772.9199 | 7772.9199 | 7772.9199 | 7772.9199 | 7772.9199 | 7772.9199 | 7772.9199 | 7772.9199 | 7772.9199 | 7772.9199 | 7772.9199 | 7772.9199 | 7772.9199 | 7772.9199 | 7772.9199 | 7772.9199 | 7772.9199 | 7772.9199 | 7772.9199
F1_Commercial_Interruptible - Miscellaneous_Existing_Water Heating_Natural Gas_Strategic Energy Management_A_Achievable Economic UCT Potential | F1 | Commercial | Interruptible - Miscellaneous | Existing | Water Heating | Natural Gas | Strategic Energy Management | A | Integrated Unit Energy Savings (kWh or therms) | Achievable Economic UCT Potential | 0 | 0 | 0.017158 | 0.01679 | 0.01645 | 0.016125 | 0.015815 | 0.015512 | 0.015232 | 0.014974 | 0.014737 | 0.014528 | 0.014359 | 0.014228 | 0.014144 | 0.014061 | 0.014001 | 0.013953 | 0.013916 | 0.013886 | 0.013865 | 0.013849 | 0.013839 | 0.013831 | 0.013821 | 0.013818 | 0.013816
F2_Commercial_Interruptible - Miscellaneous_Existing_Water Heating_Natural Gas_Strategic Energy Management_A_Achievable Economic UCT Potential | F2 | Commercial | Interruptible - Miscellaneous | Existing | Water Heating | Natural Gas | Strategic Energy Management | A | Integrated Unit Summer Peak Savings (kW) | Achievable Economic UCT Potential | 0 | 0 | 0 | 0 | 0 | 0 | 0 | 0 | 0 | 0 | 0 | 0 | 0 | 0 | 0 | 0 | 0 | 0 | 0 | 0 | 0 | 0 | 0 | 0 | 0 | 0 | 0
F3_Commercial_Interruptible - Miscellaneous_Existing_Water Heating_Natural Gas_Strategic Energy Management_A_Achievable Economic UCT Potential | F3 | Commercial | Interruptible - Miscellaneous | Existing | Water Heating | Natural Gas | Strategic Energy Management | A | Integrated Unit Winter Peak Savings (kW) | Achievable Economic UCT Potential | 0 | 0 | 0 | 0 | 0 | 0 | 0 | 0 | 0 | 0 | 0 | 0 | 0 | 0 | 0 | 0 | 0 | 0 | 0 | 0 | 0 | 0 | 0 | 0 | 0 | 0 | 0
F4_Commercial_Interruptible - Miscellaneous_Existing_Water Heating_Natural Gas_Strategic Energy Management_A_Achievable Economic UCT Potential | F4 | Commercial | Interruptible - Miscellaneous | Existing | Water Heating | Natural Gas | Strategic Energy Management | A | Incremental Energy Savings (MWh or mTherms) | Achievable Economic UCT Potential | 0 | 0 | 0.016036 | 0.032212 | 0.031559 | 0.015864 | 0 | 0 | 0 | 0 | 0 | 0 | 0 | 0 | 0 | 0 | 0 | 0 | 0 | 0 | 0 | 0 | 0 | 0 | 0 | 0 | 0
F5_Commercial_Interruptible - Miscellaneous_Existing_Water Heating_Natural Gas_Strategic Energy Management_A_Achievable Economic UCT Potential | F5 | Commercial | Interruptible - Miscellaneous | Existing | Water Heating | Natural Gas | Strategic Energy Management | A | Incremental Summer Peak Savings (MW) | Achievable Economic UCT Potential | 0 | 0 | 0 | 0 | 0 | 0 | 0 | 0 | 0 | 0 | 0 | 0 | 0 | 0 | 0 | 0 | 0 | 0 | 0 | 0 | 0 | 0 | 0 | 0 | 0 | 0 | 0
F6_Commercial_Interruptible - Miscellaneous_Existing_Water Heating_Natural Gas_Strategic Energy Management_A_Achievable Economic UCT Potential | F6 | Commercial | Interruptible - Miscellaneous | Existing | Water Heating | Natural Gas | Strategic Energy Management | A | Incremental Winter Peak Savings (MW) | Achievable Economic UCT Potential | 0 | 0 | 0 | 0 | 0 | 0 | 0 | 0 | 0 | 0 | 0 | 0 | 0 | 0 | 0 | 0 | 0 | 0 | 0 | 0 | 0 | 0 | 0 | 0 | 0 | 0 | 0
F7_Commercial_Interruptible - Miscellaneous_Existing_Water Heating_Natural Gas_Strategic Energy Management_A_Achievable Economic UCT Potential | F7 | Commercial | Interruptible - Miscellaneous | Existing | Water Heating | Natural Gas | Strategic Energy Management | A | Cumulative Energy Savings (MWh or mTherms) | Achievable Economic UCT Potential | 0 | 0 | 0.016036 | 0.047905 | 0.078493 | 0.092807 | 0.09102 | 0.089276 | 0.087665 | 0.08618 | 0.084817 | 0.083616 | 0.082642 | 0.081888 | 0.081405 | 0.080926 | 0.080581 | 0.080307 | 0.080092 | 0.079919 | 0.079796 | 0.079709 | 0.079647 | 0.079603 | 0.079544 | 0.079529 | 0.079517
F8_Commercial_Interruptible - Miscellaneous_Existing_Water Heating_Natural Gas_Strategic Energy Management_A_Achievable Economic UCT Potential | F8 | Commercial | Interruptible - Miscellaneous | Existing | Water Heating | Natural Gas | Strategic Energy Management | A | Cumulative Summer Peak Savings (MW) | Achievable Economic UCT Potential | 0 | 0 | 0 | 0 | 0 | 0 | 0 | 0 | 0 | 0 | 0 | 0 | 0 | 0 | 0 | 0 | 0 | 0 | 0 | 0 | 0 | 0 | 0 | 0 | 0 | 0 | 0
F9_Commercial_Interruptible - Miscellaneous_Existing_Water Heating_Natural Gas_Strategic Energy Management_A_Achievable Economic UCT Potential | F9 | Commercial | Interruptible - Miscellaneous | Existing | Water Heating | Natural Gas | Strategic Energy Management | A | Cumulative Winter Peak Savings (MW) | Achievable Economic UCT Potential | 0 | 0 | 0 | 0 | 0 | 0 | 0 | 0 | 0 | 0 | 0 | 0 | 0 | 0 | 0 | 0 | 0 | 0 | 0 | 0 | 0 | 0 | 0 | 0 | 0 | 0 | 0
F10_Commercial_Interruptible - Miscellaneous_Existing_Water Heating_Natural Gas_Strategic Energy Management_A_Achievable Economic UCT Potential | F10 | Commercial | Interruptible - Miscellaneous | Existing | Water Heating | Natural Gas | Strategic Energy Management | A | Purchases (Incremental) | Achievable Economic UCT Potential | 0 | 0 | 934.6353 | 1918.462 | 1918.462 | 983.8267 | 0 | 0 | 0 | 0 | 0 | 0 | 0 | 0 | 0 | 0 | 0 | 0 | 0 | 0 | 0 | 0 | 0 | 0 | 0 | 0 | 0
F11_Commercial_Interruptible - Miscellaneous_Existing_Water Heating_Natural Gas_Strategic Energy Management_A_Achievable Economic UCT Potential | F11 | Commercial | Interruptible - Miscellaneous | Existing | Water Heating | Natural Gas | Strategic Energy Management | A | Purchases (Cumulative) | Achievable Economic UCT Potential | 0 | 0 | 934.6353 | 2853.0973 | 4771.5593 | 5755.3859 | 5755.3859 | 5755.3859 | 5755.3859 | 5755.3859 | 5755.3859 | 5755.3859 | 5755.3859 | 5755.3859 | 5755.3859 | 5755.3859 | 5755.3859 | 5755.3859 | 5755.3859 | 5755.3859 | 5755.3859 | 5755.3859 | 5755.3859 | 5755.3859 | 5755.3859 | 5755.3859 | 5755.3859
F1_Commercial_Interruptible - Miscellaneous_Existing_Space Heating_Natural Gas_Retrocommissioning_A_Achievable Economic UCT Potential | F1 | Commercial | Interruptible - Miscellaneous | Existing | Space Heating | Natural Gas | Retrocommissioning | A | Integrated Unit Energy Savings (kWh or therms) | Achievable Economic UCT Potential | 0 | 0 | 0.044771 | 0.04426 | 0.04368 | 0.043075 | 0.042439 | 0.041741 | 0.04096 | 0.040104 | 0.039183 | 0.038218 | 0.037243 | 0.036272 | 0.035325 | 0.034428 | 0.033611 | 0.032913 | 0.032342 | 0.031856 | 0.031475 | 0.031123 | 0.030931 | 0.030747 | 0.030572 | 0.030405 | 0.030245
F2_Commercial_Interruptible - Miscellaneous_Existing_Space Heating_Natural Gas_Retrocommissioning_A_Achievable Economic UCT Potential | F2 | Commercial | Interruptible - Miscellaneous | Existing | Space Heating | Natural Gas | Retrocommissioning | A | Integrated Unit Summer Peak Savings (kW) | Achievable Economic UCT Potential | 0 | 0 | 0 | 0 | 0 | 0 | 0 | 0 | 0 | 0 | 0 | 0 | 0 | 0 | 0 | 0 | 0 | 0 | 0 | 0 | 0 | 0 | 0 | 0 | 0 | 0 | 0
F3_Commercial_Interruptible - Miscellaneous_Existing_Space Heating_Natural Gas_Retrocommissioning_A_Achievable Economic UCT Potential | F3 | Commercial | Interruptible - Miscellaneous | Existing | Space Heating | Natural Gas | Retrocommissioning | A | Integrated Unit Winter Peak Savings (kW) | Achievable Economic UCT Potential | 0 | 0 | 0 | 0 | 0 | 0 | 0 | 0 | 0 | 0 | 0 | 0 | 0 | 0 | 0 | 0 | 0 | 0 | 0 | 0 | 0 | 0 | 0 | 0 | 0 | 0 | 0
F4_Commercial_Interruptible - Miscellaneous_Existing_Space Heating_Natural Gas_Retrocommissioning_A_Achievable Economic UCT Potential | F4 | Commercial | Interruptible - Miscellaneous | Existing | Space Heating | Natural Gas | Retrocommissioning | A | Incremental Energy Savings (MWh or mTherms) | Achievable Economic UCT Potential | 0 | 0 | 0.056268 | 0.11418 | 0.11268 | 0.056986 | 1.9299e-17 | 0 | 1.8627e-17 | 0 | 0 | 0 | 0 | 0 | 0 | 0 | 0 | 0 | 0 | 0 | 0 | 0 | 0 | 0 | 0 | 0 | 0
F5_Commercial_Interruptible - Miscellaneous_Existing_Space Heating_Natural Gas_Retrocommissioning_A_Achievable Economic UCT Potential | F5 | Commercial | Interruptible - Miscellaneous | Existing | Space Heating | Natural Gas | Retrocommissioning | A | Incremental Summer Peak Savings (MW) | Achievable Economic UCT Potential | 0 | 0 | 0 | 0 | 0 | 0 | 0 | 0 | 0 | 0 | 0 | 0 | 0 | 0 | 0 | 0 | 0 | 0 | 0 | 0 | 0 | 0 | 0 | 0 | 0 | 0 | 0
F6_Commercial_Interruptible - Miscellaneous_Existing_Space Heating_Natural Gas_Retrocommissioning_A_Achievable Economic UCT Potential | F6 | Commercial | Interruptible - Miscellaneous | Existing | Space Heating | Natural Gas | Retrocommissioning | A | Incremental Winter Peak Savings (MW) | Achievable Economic UCT Potential | 0 | 0 | 0 | 0 | 0 | 0 | 0 | 0 | 0 | 0 | 0 | 0 | 0 | 0 | 0 | 0 | 0 | 0 | 0 | 0 | 0 | 0 | 0 | 0 | 0 | 0 | 0
F7_Commercial_Interruptible - Miscellaneous_Existing_Space Heating_Natural Gas_Retrocommissioning_A_Achievable Economic UCT Potential | F7 | Commercial | Interruptible - Miscellaneous | Existing | Space Heating | Natural Gas | Retrocommissioning | A | Cumulative Energy Savings (MWh or mTherms) | Achievable Economic UCT Potential | 0 | 0 | 0.056268 | 0.16981 | 0.28026 | 0.33337 | 0.32845 | 0.32304 | 0.317 | 0.31038 | 0.30325 | 0.29578 | 0.28823 | 0.28072 | 0.27339 | 0.26645 | 0.26012 | 0.25473 | 0.2503 | 0.24654 | 0.24359 | 0.24087 | 0.23938 | 0.23796 | 0.23661 | 0.23531 | 0.23407
F8_Commercial_Interruptible - Miscellaneous_Existing_Space Heating_Natural Gas_Retrocommissioning_A_Achievable Economic UCT Potential | F8 | Commercial | Interruptible - Miscellaneous | Existing | Space Heating | Natural Gas | Retrocommissioning | A | Cumulative Summer Peak Savings (MW) | Achievable Economic UCT Potential | 0 | 0 | 0 | 0 | 0 | 0 | 0 | 0 | 0 | 0 | 0 | 0 | 0 | 0 | 0 | 0 | 0 | 0 | 0 | 0 | 0 | 0 | 0 | 0 | 0 | 0 | 0
F9_Commercial_Interruptible - Miscellaneous_Existing_Space Heating_Natural Gas_Retrocommissioning_A_Achievable Economic UCT Potential | F9 | Commercial | Interruptible - Miscellaneous | Existing | Space Heating | Natural Gas | Retrocommissioning | A | Cumulative Winter Peak Savings (MW) | Achievable Economic UCT Potential | 0 | 0 | 0 | 0 | 0 | 0 | 0 | 0 | 0 | 0 | 0 | 0 | 0 | 0 | 0 | 0 | 0 | 0 | 0 | 0 | 0 | 0 | 0 | 0 | 0 | 0 | 0
F10_Commercial_Interruptible - Miscellaneous_Existing_Space Heating_Natural Gas_Retrocommissioning_A_Achievable Economic UCT Potential | F10 | Commercial | Interruptible - Miscellaneous | Existing | Space Heating | Natural Gas | Retrocommissioning | A | Purchases (Incremental) | Achievable Economic UCT Potential | 0 | 0 | 1256.8047 | 2579.757 | 2579.757 | 1322.9523 | 4.5475e-13 | 0 | 4.5475e-13 | 0 | 0 | 0 | 0 | 0 | 0 | 0 | 0 | 0 | 0 | 0 | 0 | 0 | 0 | 0 | 0 | 0 | 0
F11_Commercial_Interruptible - Miscellaneous_Existing_Space Heating_Natural Gas_Retrocommissioning_A_Achievable Economic UCT Potential | F11 | Commercial | Interruptible - Miscellaneous | Existing | Space Heating | Natural Gas | Retrocommissioning | A | Purchases (Cumulative) | Achievable Economic UCT Potential | 0 | 0 | 1256.8047 | 3836.5616 | 6416.3186 | 7739.2709 | 7739.2709 | 7739.2709 | 7739.2709 | 7739.2709 | 7739.2709 | 7739.2709 | 7739.2709 | 7739.2709 | 7739.2709 | 7739.2709 | 7739.2709 | 7739.2709 | 7739.2709 | 7739.2709 | 7739.2709 | 7739.2709 | 7739.2709 | 7739.2709 | 7739.2709 | 7739.2709 | 7739.2709
F1_Commercial_Interruptible - Miscellaneous_Existing_Water Heating_Natural Gas_Retrocommissioning_A_Achievable Economic UCT Potential | F1 | Commercial | Interruptible - Miscellaneous | Existing | Water Heating | Natural Gas | Retrocommissioning | A | Integrated Unit Energy Savings (kWh or therms) | Achievable Economic UCT Potential | 0 | 0 | 0.021051 | 0.020567 | 0.020117 | 0.019702 | 0.019264 | 0.018827 | 0.018413 | 0.018028 | 0.017675 | 0.017366 | 0.01712 | 0.016934 | 0.016816 | 0.016709 | 0.016638 | 0.016581 | 0.016537 | 0.016501 | 0.016476 | 0.016458 | 0.016445 | 0.016436 | 0.016424 | 0.01642 | 0.016418
F2_Commercial_Interruptible - Miscellaneous_Existing_Water Heating_Natural Gas_Retrocommissioning_A_Achievable Economic UCT Potential | F2 | Commercial | Interruptible - Miscellaneous | Existing | Water Heating | Natural Gas | Retrocommissioning | A | Integrated Unit Summer Peak Savings (kW) | Achievable Economic UCT Potential | 0 | 0 | 0 | 0 | 0 | 0 | 0 | 0 | 0 | 0 | 0 | 0 | 0 | 0 | 0 | 0 | 0 | 0 | 0 | 0 | 0 | 0 | 0 | 0 | 0 | 0 | 0
F3_Commercial_Interruptible - Miscellaneous_Existing_Water Heating_Natural Gas_Retrocommissioning_A_Achievable Economic UCT Potential | F3 | Commercial | Interruptible - Miscellaneous | Existing | Water Heating | Natural Gas | Retrocommissioning | A | Integrated Unit Winter Peak Savings (kW) | Achievable Economic UCT Potential | 0 | 0 | 0 | 0 | 0 | 0 | 0 | 0 | 0 | 0 | 0 | 0 | 0 | 0 | 0 | 0 | 0 | 0 | 0 | 0 | 0 | 0 | 0 | 0 | 0 | 0 | 0
F4_Commercial_Interruptible - Miscellaneous_Existing_Water Heating_Natural Gas_Retrocommissioning_A_Achievable Economic UCT Potential | F4 | Commercial | Interruptible - Miscellaneous | Existing | Water Heating | Natural Gas | Retrocommissioning | A | Incremental Energy Savings (MWh or mTherms) | Achievable Economic UCT Potential | 0 | 0 | 0.01959 | 0.039285 | 0.038426 | 0.0193 | 0 | 0 | 0 | 0 | 0 | 0 | 0 | 0 | 0 | 0 | 0 | 0 | 0 | 0 | 0 | 0 | 0 | 0 | 0 | 0 | 0
F5_Commercial_Interruptible - Miscellaneous_Existing_Water Heating_Natural Gas_Retrocommissioning_A_Achievable Economic UCT Potential | F5 | Commercial | Interruptible - Miscellaneous | Existing | Water Heating | Natural Gas | Retrocommissioning | A | Incremental Summer Peak Savings (MW) | Achievable Economic UCT Potential | 0 | 0 | 0 | 0 | 0 | 0 | 0 | 0 | 0 | 0 | 0 | 0 | 0 | 0 | 0 | 0 | 0 | 0 | 0 | 0 | 0 | 0 | 0 | 0 | 0 | 0 | 0
F6_Commercial_Interruptible - Miscellaneous_Existing_Water Heating_Natural Gas_Retrocommissioning_A_Achievable Economic UCT Potential | F6 | Commercial | Interruptible - Miscellaneous | Existing | Water Heating | Natural Gas | Retrocommissioning | A | Incremental Winter Peak Savings (MW) | Achievable Economic UCT Potential | 0 | 0 | 0 | 0 | 0 | 0 | 0 | 0 | 0 | 0 | 0 | 0 | 0 | 0 | 0 | 0 | 0 | 0 | 0 | 0 | 0 | 0 | 0 | 0 | 0 | 0 | 0
F7_Commercial_Interruptible - Miscellaneous_Existing_Water Heating_Natural Gas_Retrocommissioning_A_Achievable Economic UCT Potential | F7 | Commercial | Interruptible - Miscellaneous | Existing | Water Heating | Natural Gas | Retrocommissioning | A | Cumulative Energy Savings (MWh or mTherms) | Achievable Economic UCT Potential | 0 | 0 | 0.01959 | 0.058425 | 0.095572 | 0.1129 | 0.11039 | 0.10789 | 0.10552 | 0.10331 | 0.10128 | 0.099518 | 0.098106 | 0.097039 | 0.096364 | 0.09575 | 0.095342 | 0.095018 | 0.094763 | 0.094559 | 0.094413 | 0.09431 | 0.094237 | 0.094185 | 0.094114 | 0.094097 | 0.094082
F8_Commercial_Interruptible - Miscellaneous_Existing_Water Heating_Natural Gas_Retrocommissioning_A_Achievable Economic UCT Potential | F8 | Commercial | Interruptible - Miscellaneous | Existing | Water Heating | Natural Gas | Retrocommissioning | A | Cumulative Summer Peak Savings (MW) | Achievable Economic UCT Potential | 0 | 0 | 0 | 0 | 0 | 0 | 0 | 0 | 0 | 0 | 0 | 0 | 0 | 0 | 0 | 0 | 0 | 0 | 0 | 0 | 0 | 0 | 0 | 0 | 0 | 0 | 0
F9_Commercial_Interruptible - Miscellaneous_Existing_Water Heating_Natural Gas_Retrocommissioning_A_Achievable Economic UCT Potential | F9 | Commercial | Interruptible - Miscellaneous | Existing | Water Heating | Natural Gas | Retrocommissioning | A | Cumulative Winter Peak Savings (MW) | Achievable Economic UCT Potential | 0 | 0 | 0 | 0 | 0 | 0 | 0 | 0 | 0 | 0 | 0 | 0 | 0 | 0 | 0 | 0 | 0 | 0 | 0 | 0 | 0 | 0 | 0 | 0 | 0 | 0 | 0
F10_Commercial_Interruptible - Miscellaneous_Existing_Water Heating_Natural Gas_Retrocommissioning_A_Achievable Economic UCT Potential | F10 | Commercial | Interruptible - Miscellaneous | Existing | Water Heating | Natural Gas | Retrocommissioning | A | Purchases (Incremental) | Achievable Economic UCT Potential | 0 | 0 | 930.5893 | 1910.1569 | 1910.1569 | 979.5677 | 0 | 0 | 0 | 0 | 0 | 0 | 0 | 0 | 0 | 0 | 0 | 0 | 0 | 0 | 0 | 0 | 0 | 0 | 0 | 0 | 0
F11_Commercial_Interruptible - Miscellaneous_Existing_Water Heating_Natural Gas_Retrocommissioning_A_Achievable Economic UCT Potential | F11 | Commercial | Interruptible - Miscellaneous | Existing | Water Heating | Natural Gas | Retrocommissioning | A | Purchases (Cumulative) | Achievable Economic UCT Potential | 0 | 0 | 930.5893 | 2840.7462 | 4750.9032 | 5730.4708 | 5730.4708 | 5730.4708 | 5730.4708 | 5730.4708 | 5730.4708 | 5730.4708 | 5730.4708 | 5730.4708 | 5730.4708 | 5730.4708 | 5730.4708 | 5730.4708 | 5730.4708 | 5730.4708 | 5730.4708 | 5730.4708 | 5730.4708 | 5730.4708 | 5730.4708 | 5730.4708 | 5730.4708
F1_Commercial_Interruptible - Miscellaneous_New_Space Heating_Natural Gas_Insulation - Ceiling_A_Achievable Economic UCT Potential | F1 | Commercial | Interruptible - Miscellaneous | New | Space Heating | Natural Gas | Insulation - Ceiling | A | Integrated Unit Energy Savings (kWh or therms) | Achievable Economic UCT Potential | 0 | 0 | 0 | 0 | 0 | 0 | 0 | 0 | 0 | 0 | 0 | 0 | 0 | 0 | 0 | 0 | 0 | 0 | 0 | 0 | 0 | 0 | 0 | 0 | 0 | 0 | 0
F2_Commercial_Interruptible - Miscellaneous_New_Space Heating_Natural Gas_Insulation - Ceiling_A_Achievable Economic UCT Potential | F2 | Commercial | Interruptible - Miscellaneous | New | Space Heating | Natural Gas | Insulation - Ceiling | A | Integrated Unit Summer Peak Savings (kW) | Achievable Economic UCT Potential | 0 | 0 | 0 | 0 | 0 | 0 | 0 | 0 | 0 | 0 | 0 | 0 | 0 | 0 | 0 | 0 | 0 | 0 | 0 | 0 | 0 | 0 | 0 | 0 | 0 | 0 | 0
F3_Commercial_Interruptible - Miscellaneous_New_Space Heating_Natural Gas_Insulation - Ceiling_A_Achievable Economic UCT Potential | F3 | Commercial | Interruptible - Miscellaneous | New | Space Heating | Natural Gas | Insulation - Ceiling | A | Integrated Unit Winter Peak Savings (kW) | Achievable Economic UCT Potential | 0 | 0 | 0 | 0 | 0 | 0 | 0 | 0 | 0 | 0 | 0 | 0 | 0 | 0 | 0 | 0 | 0 | 0 | 0 | 0 | 0 | 0 | 0 | 0 | 0 | 0 | 0
F4_Commercial_Interruptible - Miscellaneous_New_Space Heating_Natural Gas_Insulation - Ceiling_A_Achievable Economic UCT Potential | F4 | Commercial | Interruptible - Miscellaneous | New | Space Heating | Natural Gas | Insulation - Ceiling | A | Incremental Energy Savings (MWh or mTherms) | Achievable Economic UCT Potential | 0 | 0 | 0 | 0 | 0 | 0 | 0 | 0 | 0 | 0 | 0 | 0 | 0 | 0 | 0 | 0 | 0 | 0 | 0 | 0 | 0 | 0 | 0 | 0 | 0 | 0 | 0
F5_Commercial_Interruptible - Miscellaneous_New_Space Heating_Natural Gas_Insulation - Ceiling_A_Achievable Economic UCT Potential | F5 | Commercial | Interruptible - Miscellaneous | New | Space Heating | Natural Gas | Insulation - Ceiling | A | Incremental Summer Peak Savings (MW) | Achievable Economic UCT Potential | 0 | 0 | 0 | 0 | 0 | 0 | 0 | 0 | 0 | 0 | 0 | 0 | 0 | 0 | 0 | 0 | 0 | 0 | 0 | 0 | 0 | 0 | 0 | 0 | 0 | 0 | 0
F6_Commercial_Interruptible - Miscellaneous_New_Space Heating_Natural Gas_Insulation - Ceiling_A_Achievable Economic UCT Potential | F6 | Commercial | Interruptible - Miscellaneous | New | Space Heating | Natural Gas | Insulation - Ceiling | A | Incremental Winter Peak Savings (MW) | Achievable Economic UCT Potential | 0 | 0 | 0 | 0 | 0 | 0 | 0 | 0 | 0 | 0 | 0 | 0 | 0 | 0 | 0 | 0 | 0 | 0 | 0 | 0 | 0 | 0 | 0 | 0 | 0 | 0 | 0
F7_Commercial_Interruptible - Miscellaneous_New_Space Heating_Natural Gas_Insulation - Ceiling_A_Achievable Economic UCT Potential | F7 | Commercial | Interruptible - Miscellaneous | New | Space Heating | Natural Gas | Insulation - Ceiling | A | Cumulative Energy Savings (MWh or mTherms) | Achievable Economic UCT Potential | 0 | 0 | 0 | 0 | 0 | 0 | 0 | 0 | 0 | 0 | 0 | 0 | 0 | 0 | 0 | 0 | 0 | 0 | 0 | 0 | 0 | 0 | 0 | 0 | 0 | 0 | 0
F8_Commercial_Interruptible - Miscellaneous_New_Space Heating_Natural Gas_Insulation - Ceiling_A_Achievable Economic UCT Potential | F8 | Commercial | Interruptible - Miscellaneous | New | Space Heating | Natural Gas | Insulation - Ceiling | A | Cumulative Summer Peak Savings (MW) | Achievable Economic UCT Potential | 0 | 0 | 0 | 0 | 0 | 0 | 0 | 0 | 0 | 0 | 0 | 0 | 0 | 0 | 0 | 0 | 0 | 0 | 0 | 0 | 0 | 0 | 0 | 0 | 0 | 0 | 0
F9_Commercial_Interruptible - Miscellaneous_New_Space Heating_Natural Gas_Insulation - Ceiling_A_Achievable Economic UCT Potential | F9 | Commercial | Interruptible - Miscellaneous | New | Space Heating | Natural Gas | Insulation - Ceiling | A | Cumulative Winter Peak Savings (MW) | Achievable Economic UCT Potential | 0 | 0 | 0 | 0 | 0 | 0 | 0 | 0 | 0 | 0 | 0 | 0 | 0 | 0 | 0 | 0 | 0 | 0 | 0 | 0 | 0 | 0 | 0 | 0 | 0 | 0 | 0
F10_Commercial_Interruptible - Miscellaneous_New_Space Heating_Natural Gas_Insulation - Ceiling_A_Achievable Economic UCT Potential | F10 | Commercial | Interruptible - Miscellaneous | New | Space Heating | Natural Gas | Insulation - Ceiling | A | Purchases (Incremental) | Achievable Economic UCT Potential | 0 | 0 | 0 | 0 | 0 | 0 | 0 | 0 | 0 | 0 | 0 | 0 | 0 | 0 | 0 | 0 | 0 | 0 | 0 | 0 | 0 | 0 | 0 | 0 | 0 | 0 | 0
F11_Commercial_Interruptible - Miscellaneous_New_Space Heating_Natural Gas_Insulation - Ceiling_A_Achievable Economic UCT Potential | F11 | Commercial | Interruptible - Miscellaneous | New | Space Heating | Natural Gas | Insulation - Ceiling | A | Purchases (Cumulative) | Achievable Economic UCT Potential | 0 | 0 | 0 | 0 | 0 | 0 | 0 | 0 | 0 | 0 | 0 | 0 | 0 | 0 | 0 | 0 | 0 | 0 | 0 | 0 | 0 | 0 | 0 | 0 | 0 | 0 | 0
F1_Commercial_Interruptible - Miscellaneous_New_Space Heating_Natural Gas_Insulation - Ducting_A_Achievable Economic UCT Potential | F1 | Commercial | Interruptible - Miscellaneous | New | Space Heating | Natural Gas | Insulation - Ducting | A | Integrated Unit Energy Savings (kWh or therms) | Achievable Economic UCT Potential | 0 | 0 | 0 | 0 | 0 | 0 | 0 | 0 | 0 | 0 | 0 | 0 | 0 | 0 | 0 | 0 | 0 | 0 | 0 | 0 | 0 | 0 | 0 | 0 | 0 | 0 | 0
F2_Commercial_Interruptible - Miscellaneous_New_Space Heating_Natural Gas_Insulation - Ducting_A_Achievable Economic UCT Potential | F2 | Commercial | Interruptible - Miscellaneous | New | Space Heating | Natural Gas | Insulation - Ducting | A | Integrated Unit Summer Peak Savings (kW) | Achievable Economic UCT Potential | 0 | 0 | 0 | 0 | 0 | 0 | 0 | 0 | 0 | 0 | 0 | 0 | 0 | 0 | 0 | 0 | 0 | 0 | 0 | 0 | 0 | 0 | 0 | 0 | 0 | 0 | 0
F3_Commercial_Interruptible - Miscellaneous_New_Space Heating_Natural Gas_Insulation - Ducting_A_Achievable Economic UCT Potential | F3 | Commercial | Interruptible - Miscellaneous | New | Space Heating | Natural Gas | Insulation - Ducting | A | Integrated Unit Winter Peak Savings (kW) | Achievable Economic UCT Potential | 0 | 0 | 0 | 0 | 0 | 0 | 0 | 0 | 0 | 0 | 0 | 0 | 0 | 0 | 0 | 0 | 0 | 0 | 0 | 0 | 0 | 0 | 0 | 0 | 0 | 0 | 0
F4_Commercial_Interruptible - Miscellaneous_New_Space Heating_Natural Gas_Insulation - Ducting_A_Achievable Economic UCT Potential | F4 | Commercial | Interruptible - Miscellaneous | New | Space Heating | Natural Gas | Insulation - Ducting | A | Incremental Energy Savings (MWh or mTherms) | Achievable Economic UCT Potential | 0 | 0 | 0 | 0 | 0 | 0 | 0 | 0 | 0 | 0 | 0 | 0 | 0 | 0 | 0 | 0 | 0 | 0 | 0 | 0 | 0 | 0 | 0 | 0 | 0 | 0 | 0
F5_Commercial_Interruptible - Miscellaneous_New_Space Heating_Natural Gas_Insulation - Ducting_A_Achievable Economic UCT Potential | F5 | Commercial | Interruptible - Miscellaneous | New | Space Heating | Natural Gas | Insulation - Ducting | A | Incremental Summer Peak Savings (MW) | Achievable Economic UCT Potential | 0 | 0 | 0 | 0 | 0 | 0 | 0 | 0 | 0 | 0 | 0 | 0 | 0 | 0 | 0 | 0 | 0 | 0 | 0 | 0 | 0 | 0 | 0 | 0 | 0 | 0 | 0
F6_Commercial_Interruptible - Miscellaneous_New_Space Heating_Natural Gas_Insulation - Ducting_A_Achievable Economic UCT Potential | F6 | Commercial | Interruptible - Miscellaneous | New | Space Heating | Natural Gas | Insulation - Ducting | A | Incremental Winter Peak Savings (MW) | Achievable Economic UCT Potential | 0 | 0 | 0 | 0 | 0 | 0 | 0 | 0 | 0 | 0 | 0 | 0 | 0 | 0 | 0 | 0 | 0 | 0 | 0 | 0 | 0 | 0 | 0 | 0 | 0 | 0 | 0
F7_Commercial_Interruptible - Miscellaneous_New_Space Heating_Natural Gas_Insulation - Ducting_A_Achievable Economic UCT Potential | F7 | Commercial | Interruptible - Miscellaneous | New | Space Heating | Natural Gas | Insulation - Ducting | A | Cumulative Energy Savings (MWh or mTherms) | Achievable Economic UCT Potential | 0 | 0 | 0 | 0 | 0 | 0 | 0 | 0 | 0 | 0 | 0 | 0 | 0 | 0 | 0 | 0 | 0 | 0 | 0 | 0 | 0 | 0 | 0 | 0 | 0 | 0 | 0
F8_Commercial_Interruptible - Miscellaneous_New_Space Heating_Natural Gas_Insulation - Ducting_A_Achievable Economic UCT Potential | F8 | Commercial | Interruptible - Miscellaneous | New | Space Heating | Natural Gas | Insulation - Ducting | A | Cumulative Summer Peak Savings (MW) | Achievable Economic UCT Potential | 0 | 0 | 0 | 0 | 0 | 0 | 0 | 0 | 0 | 0 | 0 | 0 | 0 | 0 | 0 | 0 | 0 | 0 | 0 | 0 | 0 | 0 | 0 | 0 | 0 | 0 | 0
F9_Commercial_Interruptible - Miscellaneous_New_Space Heating_Natural Gas_Insulation - Ducting_A_Achievable Economic UCT Potential | F9 | Commercial | Interruptible - Miscellaneous | New | Space Heating | Natural Gas | Insulation - Ducting | A | Cumulative Winter Peak Savings (MW) | Achievable Economic UCT Potential | 0 | 0 | 0 | 0 | 0 | 0 | 0 | 0 | 0 | 0 | 0 | 0 | 0 | 0 | 0 | 0 | 0 | 0 | 0 | 0 | 0 | 0 | 0 | 0 | 0 | 0 | 0
F10_Commercial_Interruptible - Miscellaneous_New_Space Heating_Natural Gas_Insulation - Ducting_A_Achievable Economic UCT Potential | F10 | Commercial | Interruptible - Miscellaneous | New | Space Heating | Natural Gas | Insulation - Ducting | A | Purchases (Incremental) | Achievable Economic UCT Potential | 0 | 0 | 0 | 0 | 0 | 0 | 0 | 0 | 0 | 0 | 0 | 0 | 0 | 0 | 0 | 0 | 0 | 0 | 0 | 0 | 0 | 0 | 0 | 0 | 0 | 0 | 0
F11_Commercial_Interruptible - Miscellaneous_New_Space Heating_Natural Gas_Insulation - Ducting_A_Achievable Economic UCT Potential | F11 | Commercial | Interruptible - Miscellaneous | New | Space Heating | Natural Gas | Insulation - Ducting | A | Purchases (Cumulative) | Achievable Economic UCT Potential | 0 | 0 | 0 | 0 | 0 | 0 | 0 | 0 | 0 | 0 | 0 | 0 | 0 | 0 | 0 | 0 | 0 | 0 | 0 | 0 | 0 | 0 | 0 | 0 | 0 | 0 | 0
F1_Commercial_Interruptible - Miscellaneous_New_Space Heating_Natural Gas_Insulation - Wall Cavity_A_Achievable Economic UCT Potential | F1 | Commercial | Interruptible - Miscellaneous | New | Space Heating | Natural Gas | Insulation - Wall Cavity | A | Integrated Unit Energy Savings (kWh or therms) | Achievable Economic UCT Potential | 0 | 0 | 0 | 0 | 0 | 0 | 0 | 0 | 0 | 0 | 0 | 0 | 0 | 0 | 0 | 0 | 0 | 0 | 0 | 0 | 0 | 0 | 0 | 0 | 0 | 0 | 0
F2_Commercial_Interruptible - Miscellaneous_New_Space Heating_Natural Gas_Insulation - Wall Cavity_A_Achievable Economic UCT Potential | F2 | Commercial | Interruptible - Miscellaneous | New | Space Heating | Natural Gas | Insulation - Wall Cavity | A | Integrated Unit Summer Peak Savings (kW) | Achievable Economic UCT Potential | 0 | 0 | 0 | 0 | 0 | 0 | 0 | 0 | 0 | 0 | 0 | 0 | 0 | 0 | 0 | 0 | 0 | 0 | 0 | 0 | 0 | 0 | 0 | 0 | 0 | 0 | 0
F3_Commercial_Interruptible - Miscellaneous_New_Space Heating_Natural Gas_Insulation - Wall Cavity_A_Achievable Economic UCT Potential | F3 | Commercial | Interruptible - Miscellaneous | New | Space Heating | Natural Gas | Insulation - Wall Cavity | A | Integrated Unit Winter Peak Savings (kW) | Achievable Economic UCT Potential | 0 | 0 | 0 | 0 | 0 | 0 | 0 | 0 | 0 | 0 | 0 | 0 | 0 | 0 | 0 | 0 | 0 | 0 | 0 | 0 | 0 | 0 | 0 | 0 | 0 | 0 | 0
F4_Commercial_Interruptible - Miscellaneous_New_Space Heating_Natural Gas_Insulation - Wall Cavity_A_Achievable Economic UCT Potential | F4 | Commercial | Interruptible - Miscellaneous | New | Space Heating | Natural Gas | Insulation - Wall Cavity | A | Incremental Energy Savings (MWh or mTherms) | Achievable Economic UCT Potential | 0 | 0 | 0 | 0 | 0 | 0 | 0 | 0 | 0 | 0 | 0 | 0 | 0 | 0 | 0 | 0 | 0 | 0 | 0 | 0 | 0 | 0 | 0 | 0 | 0 | 0 | 0
F5_Commercial_Interruptible - Miscellaneous_New_Space Heating_Natural Gas_Insulation - Wall Cavity_A_Achievable Economic UCT Potential | F5 | Commercial | Interruptible - Miscellaneous | New | Space Heating | Natural Gas | Insulation - Wall Cavity | A | Incremental Summer Peak Savings (MW) | Achievable Economic UCT Potential | 0 | 0 | 0 | 0 | 0 | 0 | 0 | 0 | 0 | 0 | 0 | 0 | 0 | 0 | 0 | 0 | 0 | 0 | 0 | 0 | 0 | 0 | 0 | 0 | 0 | 0 | 0
F6_Commercial_Interruptible - Miscellaneous_New_Space Heating_Natural Gas_Insulation - Wall Cavity_A_Achievable Economic UCT Potential | F6 | Commercial | Interruptible - Miscellaneous | New | Space Heating | Natural Gas | Insulation - Wall Cavity | A | Incremental Winter Peak Savings (MW) | Achievable Economic UCT Potential | 0 | 0 | 0 | 0 | 0 | 0 | 0 | 0 | 0 | 0 | 0 | 0 | 0 | 0 | 0 | 0 | 0 | 0 | 0 | 0 | 0 | 0 | 0 | 0 | 0 | 0 | 0
F7_Commercial_Interruptible - Miscellaneous_New_Space Heating_Natural Gas_Insulation - Wall Cavity_A_Achievable Economic UCT Potential | F7 | Commercial | Interruptible - Miscellaneous | New | Space Heating | Natural Gas | Insulation - Wall Cavity | A | Cumulative Energy Savings (MWh or mTherms) | Achievable Economic UCT Potential | 0 | 0 | 0 | 0 | 0 | 0 | 0 | 0 | 0 | 0 | 0 | 0 | 0 | 0 | 0 | 0 | 0 | 0 | 0 | 0 | 0 | 0 | 0 | 0 | 0 | 0 | 0
F8_Commercial_Interruptible - Miscellaneous_New_Space Heating_Natural Gas_Insulation - Wall Cavity_A_Achievable Economic UCT Potential | F8 | Commercial | Interruptible - Miscellaneous | New | Space Heating | Natural Gas | Insulation - Wall Cavity | A | Cumulative Summer Peak Savings (MW) | Achievable Economic UCT Potential | 0 | 0 | 0 | 0 | 0 | 0 | 0 | 0 | 0 | 0 | 0 | 0 | 0 | 0 | 0 | 0 | 0 | 0 | 0 | 0 | 0 | 0 | 0 | 0 | 0 | 0 | 0
F9_Commercial_Interruptible - Miscellaneous_New_Space Heating_Natural Gas_Insulation - Wall Cavity_A_Achievable Economic UCT Potential | F9 | Commercial | Interruptible - Miscellaneous | New | Space Heating | Natural Gas | Insulation - Wall Cavity | A | Cumulative Winter Peak Savings (MW) | Achievable Economic UCT Potential | 0 | 0 | 0 | 0 | 0 | 0 | 0 | 0 | 0 | 0 | 0 | 0 | 0 | 0 | 0 | 0 | 0 | 0 | 0 | 0 | 0 | 0 | 0 | 0 | 0 | 0 | 0
F10_Commercial_Interruptible - Miscellaneous_New_Space Heating_Natural Gas_Insulation - Wall Cavity_A_Achievable Economic UCT Potential | F10 | Commercial | Interruptible - Miscellaneous | New | Space Heating | Natural Gas | Insulation - Wall Cavity | A | Purchases (Incremental) | Achievable Economic UCT Potential | 0 | 0 | 0 | 0 | 0 | 0 | 0 | 0 | 0 | 0 | 0 | 0 | 0 | 0 | 0 | 0 | 0 | 0 | 0 | 0 | 0 | 0 | 0 | 0 | 0 | 0 | 0
F11_Commercial_Interruptible - Miscellaneous_New_Space Heating_Natural Gas_Insulation - Wall Cavity_A_Achievable Economic UCT Potential | F11 | Commercial | Interruptible - Miscellaneous | New | Space Heating | Natural Gas | Insulation - Wall Cavity | A | Purchases (Cumulative) | Achievable Economic UCT Potential | 0 | 0 | 0 | 0 | 0 | 0 | 0 | 0 | 0 | 0 | 0 | 0 | 0 | 0 | 0 | 0 | 0 | 0 | 0 | 0 | 0 | 0 | 0 | 0 | 0 | 0 | 0
F1_Commercial_Interruptible - Miscellaneous_New_Space Heating_Natural Gas_Green Roof - Vegetated Rooftop_A_Achievable Economic UCT Potential | F1 | Commercial | Interruptible - Miscellaneous | New | Space Heating | Natural Gas | Green Roof - Vegetated Rooftop | A | Integrated Unit Energy Savings (kWh or therms) | Achievable Economic UCT Potential | 0 | 0 | 0 | 0 | 0 | 0 | 0 | 0 | 0 | 0 | 0 | 0 | 0 | 0 | 0 | 0 | 0 | 0 | 0 | 0 | 0 | 0 | 0 | 0 | 0 | 0 | 0
F2_Commercial_Interruptible - Miscellaneous_New_Space Heating_Natural Gas_Green Roof - Vegetated Rooftop_A_Achievable Economic UCT Potential | F2 | Commercial | Interruptible - Miscellaneous | New | Space Heating | Natural Gas | Green Roof - Vegetated Rooftop | A | Integrated Unit Summer Peak Savings (kW) | Achievable Economic UCT Potential | 0 | 0 | 0 | 0 | 0 | 0 | 0 | 0 | 0 | 0 | 0 | 0 | 0 | 0 | 0 | 0 | 0 | 0 | 0 | 0 | 0 | 0 | 0 | 0 | 0 | 0 | 0
F3_Commercial_Interruptible - Miscellaneous_New_Space Heating_Natural Gas_Green Roof - Vegetated Rooftop_A_Achievable Economic UCT Potential | F3 | Commercial | Interruptible - Miscellaneous | New | Space Heating | Natural Gas | Green Roof - Vegetated Rooftop | A | Integrated Unit Winter Peak Savings (kW) | Achievable Economic UCT Potential | 0 | 0 | 0 | 0 | 0 | 0 | 0 | 0 | 0 | 0 | 0 | 0 | 0 | 0 | 0 | 0 | 0 | 0 | 0 | 0 | 0 | 0 | 0 | 0 | 0 | 0 | 0
F4_Commercial_Interruptible - Miscellaneous_New_Space Heating_Natural Gas_Green Roof - Vegetated Rooftop_A_Achievable Economic UCT Potential | F4 | Commercial | Interruptible - Miscellaneous | New | Space Heating | Natural Gas | Green Roof - Vegetated Rooftop | A | Incremental Energy Savings (MWh or mTherms) | Achievable Economic UCT Potential | 0 | 0 | 0 | 0 | 0 | 0 | 0 | 0 | 0 | 0 | 0 | 0 | 0 | 0 | 0 | 0 | 0 | 0 | 0 | 0 | 0 | 0 | 0 | 0 | 0 | 0 | 0
F5_Commercial_Interruptible - Miscellaneous_New_Space Heating_Natural Gas_Green Roof - Vegetated Rooftop_A_Achievable Economic UCT Potential | F5 | Commercial | Interruptible - Miscellaneous | New | Space Heating | Natural Gas | Green Roof - Vegetated Rooftop | A | Incremental Summer Peak Savings (MW) | Achievable Economic UCT Potential | 0 | 0 | 0 | 0 | 0 | 0 | 0 | 0 | 0 | 0 | 0 | 0 | 0 | 0 | 0 | 0 | 0 | 0 | 0 | 0 | 0 | 0 | 0 | 0 | 0 | 0 | 0
F6_Commercial_Interruptible - Miscellaneous_New_Space Heating_Natural Gas_Green Roof - Vegetated Rooftop_A_Achievable Economic UCT Potential | F6 | Commercial | Interruptible - Miscellaneous | New | Space Heating | Natural Gas | Green Roof - Vegetated Rooftop | A | Incremental Winter Peak Savings (MW) | Achievable Economic UCT Potential | 0 | 0 | 0 | 0 | 0 | 0 | 0 | 0 | 0 | 0 | 0 | 0 | 0 | 0 | 0 | 0 | 0 | 0 | 0 | 0 | 0 | 0 | 0 | 0 | 0 | 0 | 0
F7_Commercial_Interruptible - Miscellaneous_New_Space Heating_Natural Gas_Green Roof - Vegetated Rooftop_A_Achievable Economic UCT Potential | F7 | Commercial | Interruptible - Miscellaneous | New | Space Heating | Natural Gas | Green Roof - Vegetated Rooftop | A | Cumulative Energy Savings (MWh or mTherms) | Achievable Economic UCT Potential | 0 | 0 | 0 | 0 | 0 | 0 | 0 | 0 | 0 | 0 | 0 | 0 | 0 | 0 | 0 | 0 | 0 | 0 | 0 | 0 | 0 | 0 | 0 | 0 | 0 | 0 | 0
F8_Commercial_Interruptible - Miscellaneous_New_Space Heating_Natural Gas_Green Roof - Vegetated Rooftop_A_Achievable Economic UCT Potential | F8 | Commercial | Interruptible - Miscellaneous | New | Space Heating | Natural Gas | Green Roof - Vegetated Rooftop | A | Cumulative Summer Peak Savings (MW) | Achievable Economic UCT Potential | 0 | 0 | 0 | 0 | 0 | 0 | 0 | 0 | 0 | 0 | 0 | 0 | 0 | 0 | 0 | 0 | 0 | 0 | 0 | 0 | 0 | 0 | 0 | 0 | 0 | 0 | 0
F9_Commercial_Interruptible - Miscellaneous_New_Space Heating_Natural Gas_Green Roof - Vegetated Rooftop_A_Achievable Economic UCT Potential | F9 | Commercial | Interruptible - Miscellaneous | New | Space Heating | Natural Gas | Green Roof - Vegetated Rooftop | A | Cumulative Winter Peak Savings (MW) | Achievable Economic UCT Potential | 0 | 0 | 0 | 0 | 0 | 0 | 0 | 0 | 0 | 0 | 0 | 0 | 0 | 0 | 0 | 0 | 0 | 0 | 0 | 0 | 0 | 0 | 0 | 0 | 0 | 0 | 0
F10_Commercial_Interruptible - Miscellaneous_New_Space Heating_Natural Gas_Green Roof - Vegetated Rooftop_A_Achievable Economic UCT Potential | F10 | Commercial | Interruptible - Miscellaneous | New | Space Heating | Natural Gas | Green Roof - Vegetated Rooftop | A | Purchases (Incremental) | Achievable Economic UCT Potential | 0 | 0 | 0 | 0 | 0 | 0 | 0 | 0 | 0 | 0 | 0 | 0 | 0 | 0 | 0 | 0 | 0 | 0 | 0 | 0 | 0 | 0 | 0 | 0 | 0 | 0 | 0
F11_Commercial_Interruptible - Miscellaneous_New_Space Heating_Natural Gas_Green Roof - Vegetated Rooftop_A_Achievable Economic UCT Potential | F11 | Commercial | Interruptible - Miscellaneous | New | Space Heating | Natural Gas | Green Roof - Vegetated Rooftop | A | Purchases (Cumulative) | Achievable Economic UCT Potential | 0 | 0 | 0 | 0 | 0 | 0 | 0 | 0 | 0 | 0 | 0 | 0 | 0 | 0 | 0 | 0 | 0 | 0 | 0 | 0 | 0 | 0 | 0 | 0 | 0 | 0 | 0
F1_Commercial_Interruptible - Miscellaneous_New_Space Heating_Natural Gas_Ducting - Repair and Sealing_A_Achievable Economic UCT Potential | F1 | Commercial | Interruptible - Miscellaneous | New | Space Heating | Natural Gas | Ducting - Repair and Sealing | A | Integrated Unit Energy Savings (kWh or therms) | Achievable Economic UCT Potential | 0 | 0 | 0 | 0 | 0 | 0 | 0 | 0 | 0 | 0 | 0 | 0 | 0 | 0 | 0 | 0 | 0 | 0 | 0 | 0 | 0 | 0 | 0 | 0 | 0 | 0 | 0
F2_Commercial_Interruptible - Miscellaneous_New_Space Heating_Natural Gas_Ducting - Repair and Sealing_A_Achievable Economic UCT Potential | F2 | Commercial | Interruptible - Miscellaneous | New | Space Heating | Natural Gas | Ducting - Repair and Sealing | A | Integrated Unit Summer Peak Savings (kW) | Achievable Economic UCT Potential | 0 | 0 | 0 | 0 | 0 | 0 | 0 | 0 | 0 | 0 | 0 | 0 | 0 | 0 | 0 | 0 | 0 | 0 | 0 | 0 | 0 | 0 | 0 | 0 | 0 | 0 | 0
F3_Commercial_Interruptible - Miscellaneous_New_Space Heating_Natural Gas_Ducting - Repair and Sealing_A_Achievable Economic UCT Potential | F3 | Commercial | Interruptible - Miscellaneous | New | Space Heating | Natural Gas | Ducting - Repair and Sealing | A | Integrated Unit Winter Peak Savings (kW) | Achievable Economic UCT Potential | 0 | 0 | 0 | 0 | 0 | 0 | 0 | 0 | 0 | 0 | 0 | 0 | 0 | 0 | 0 | 0 | 0 | 0 | 0 | 0 | 0 | 0 | 0 | 0 | 0 | 0 | 0
F4_Commercial_Interruptible - Miscellaneous_New_Space Heating_Natural Gas_Ducting - Repair and Sealing_A_Achievable Economic UCT Potential | F4 | Commercial | Interruptible - Miscellaneous | New | Space Heating | Natural Gas | Ducting - Repair and Sealing | A | Incremental Energy Savings (MWh or mTherms) | Achievable Economic UCT Potential | 0 | 0 | 0 | 0 | 0 | 0 | 0 | 0 | 0 | 0 | 0 | 0 | 0 | 0 | 0 | 0 | 0 | 0 | 0 | 0 | 0 | 0 | 0 | 0 | 0 | 0 | 0
F5_Commercial_Interruptible - Miscellaneous_New_Space Heating_Natural Gas_Ducting - Repair and Sealing_A_Achievable Economic UCT Potential | F5 | Commercial | Interruptible - Miscellaneous | New | Space Heating | Natural Gas | Ducting - Repair and Sealing | A | Incremental Summer Peak Savings (MW) | Achievable Economic UCT Potential | 0 | 0 | 0 | 0 | 0 | 0 | 0 | 0 | 0 | 0 | 0 | 0 | 0 | 0 | 0 | 0 | 0 | 0 | 0 | 0 | 0 | 0 | 0 | 0 | 0 | 0 | 0
F6_Commercial_Interruptible - Miscellaneous_New_Space Heating_Natural Gas_Ducting - Repair and Sealing_A_Achievable Economic UCT Potential | F6 | Commercial | Interruptible - Miscellaneous | New | Space Heating | Natural Gas | Ducting - Repair and Sealing | A | Incremental Winter Peak Savings (MW) | Achievable Economic UCT Potential | 0 | 0 | 0 | 0 | 0 | 0 | 0 | 0 | 0 | 0 | 0 | 0 | 0 | 0 | 0 | 0 | 0 | 0 | 0 | 0 | 0 | 0 | 0 | 0 | 0 | 0 | 0
F7_Commercial_Interruptible - Miscellaneous_New_Space Heating_Natural Gas_Ducting - Repair and Sealing_A_Achievable Economic UCT Potential | F7 | Commercial | Interruptible - Miscellaneous | New | Space Heating | Natural Gas | Ducting - Repair and Sealing | A | Cumulative Energy Savings (MWh or mTherms) | Achievable Economic UCT Potential | 0 | 0 | 0 | 0 | 0 | 0 | 0 | 0 | 0 | 0 | 0 | 0 | 0 | 0 | 0 | 0 | 0 | 0 | 0 | 0 | 0 | 0 | 0 | 0 | 0 | 0 | 0
F8_Commercial_Interruptible - Miscellaneous_New_Space Heating_Natural Gas_Ducting - Repair and Sealing_A_Achievable Economic UCT Potential | F8 | Commercial | Interruptible - Miscellaneous | New | Space Heating | Natural Gas | Ducting - Repair and Sealing | A | Cumulative Summer Peak Savings (MW) | Achievable Economic UCT Potential | 0 | 0 | 0 | 0 | 0 | 0 | 0 | 0 | 0 | 0 | 0 | 0 | 0 | 0 | 0 | 0 | 0 | 0 | 0 | 0 | 0 | 0 | 0 | 0 | 0 | 0 | 0
F9_Commercial_Interruptible - Miscellaneous_New_Space Heating_Natural Gas_Ducting - Repair and Sealing_A_Achievable Economic UCT Potential | F9 | Commercial | Interruptible - Miscellaneous | New | Space Heating | Natural Gas | Ducting - Repair and Sealing | A | Cumulative Winter Peak Savings (MW) | Achievable Economic UCT Potential | 0 | 0 | 0 | 0 | 0 | 0 | 0 | 0 | 0 | 0 | 0 | 0 | 0 | 0 | 0 | 0 | 0 | 0 | 0 | 0 | 0 | 0 | 0 | 0 | 0 | 0 | 0
F10_Commercial_Interruptible - Miscellaneous_New_Space Heating_Natural Gas_Ducting - Repair and Sealing_A_Achievable Economic UCT Potential | F10 | Commercial | Interruptible - Miscellaneous | New | Space Heating | Natural Gas | Ducting - Repair and Sealing | A | Purchases (Incremental) | Achievable Economic UCT Potential | 0 | 0 | 0 | 0 | 0 | 0 | 0 | 0 | 0 | 0 | 0 | 0 | 0 | 0 | 0 | 0 | 0 | 0 | 0 | 0 | 0 | 0 | 0 | 0 | 0 | 0 | 0
F11_Commercial_Interruptible - Miscellaneous_New_Space Heating_Natural Gas_Ducting - Repair and Sealing_A_Achievable Economic UCT Potential | F11 | Commercial | Interruptible - Miscellaneous | New | Space Heating | Natural Gas | Ducting - Repair and Sealing | A | Purchases (Cumulative) | Achievable Economic UCT Potential | 0 | 0 | 0 | 0 | 0 | 0 | 0 | 0 | 0 | 0 | 0 | 0 | 0 | 0 | 0 | 0 | 0 | 0 | 0 | 0 | 0 | 0 | 0 | 0 | 0 | 0 | 0
F1_Commercial_Interruptible - Miscellaneous_New_Space Heating_Natural Gas_Windows - High Efficiency Glazing_A_Achievable Economic UCT Potential | F1 | Commercial | Interruptible - Miscellaneous | New | Space Heating | Natural Gas | Windows - High Efficiency Glazing | A | Integrated Unit Energy Savings (kWh or therms) | Achievable Economic UCT Potential | 0 | 0 | 0 | 0 | 0 | 0 | 0 | 0 | 0 | 0 | 0 | 0 | 0 | 0 | 0 | 0 | 0 | 0 | 0 | 0 | 0 | 0 | 0 | 0 | 0 | 0 | 0
F2_Commercial_Interruptible - Miscellaneous_New_Space Heating_Natural Gas_Windows - High Efficiency Glazing_A_Achievable Economic UCT Potential | F2 | Commercial | Interruptible - Miscellaneous | New | Space Heating | Natural Gas | Windows - High Efficiency Glazing | A | Integrated Unit Summer Peak Savings (kW) | Achievable Economic UCT Potential | 0 | 0 | 0 | 0 | 0 | 0 | 0 | 0 | 0 | 0 | 0 | 0 | 0 | 0 | 0 | 0 | 0 | 0 | 0 | 0 | 0 | 0 | 0 | 0 | 0 | 0 | 0
F3_Commercial_Interruptible - Miscellaneous_New_Space Heating_Natural Gas_Windows - High Efficiency Glazing_A_Achievable Economic UCT Potential | F3 | Commercial | Interruptible - Miscellaneous | New | Space Heating | Natural Gas | Windows - High Efficiency Glazing | A | Integrated Unit Winter Peak Savings (kW) | Achievable Economic UCT Potential | 0 | 0 | 0 | 0 | 0 | 0 | 0 | 0 | 0 | 0 | 0 | 0 | 0 | 0 | 0 | 0 | 0 | 0 | 0 | 0 | 0 | 0 | 0 | 0 | 0 | 0 | 0
F4_Commercial_Interruptible - Miscellaneous_New_Space Heating_Natural Gas_Windows - High Efficiency Glazing_A_Achievable Economic UCT Potential | F4 | Commercial | Interruptible - Miscellaneous | New | Space Heating | Natural Gas | Windows - High Efficiency Glazing | A | Incremental Energy Savings (MWh or mTherms) | Achievable Economic UCT Potential | 0 | 0 | 0 | 0 | 0 | 0 | 0 | 0 | 0 | 0 | 0 | 0 | 0 | 0 | 0 | 0 | 0 | 0 | 0 | 0 | 0 | 0 | 0 | 0 | 0 | 0 | 0
F5_Commercial_Interruptible - Miscellaneous_New_Space Heating_Natural Gas_Windows - High Efficiency Glazing_A_Achievable Economic UCT Potential | F5 | Commercial | Interruptible - Miscellaneous | New | Space Heating | Natural Gas | Windows - High Efficiency Glazing | A | Incremental Summer Peak Savings (MW) | Achievable Economic UCT Potential | 0 | 0 | 0 | 0 | 0 | 0 | 0 | 0 | 0 | 0 | 0 | 0 | 0 | 0 | 0 | 0 | 0 | 0 | 0 | 0 | 0 | 0 | 0 | 0 | 0 | 0 | 0
F6_Commercial_Interruptible - Miscellaneous_New_Space Heating_Natural Gas_Windows - High Efficiency Glazing_A_Achievable Economic UCT Potential | F6 | Commercial | Interruptible - Miscellaneous | New | Space Heating | Natural Gas | Windows - High Efficiency Glazing | A | Incremental Winter Peak Savings (MW) | Achievable Economic UCT Potential | 0 | 0 | 0 | 0 | 0 | 0 | 0 | 0 | 0 | 0 | 0 | 0 | 0 | 0 | 0 | 0 | 0 | 0 | 0 | 0 | 0 | 0 | 0 | 0 | 0 | 0 | 0
F7_Commercial_Interruptible - Miscellaneous_New_Space Heating_Natural Gas_Windows - High Efficiency Glazing_A_Achievable Economic UCT Potential | F7 | Commercial | Interruptible - Miscellaneous | New | Space Heating | Natural Gas | Windows - High Efficiency Glazing | A | Cumulative Energy Savings (MWh or mTherms) | Achievable Economic UCT Potential | 0 | 0 | 0 | 0 | 0 | 0 | 0 | 0 | 0 | 0 | 0 | 0 | 0 | 0 | 0 | 0 | 0 | 0 | 0 | 0 | 0 | 0 | 0 | 0 | 0 | 0 | 0
F8_Commercial_Interruptible - Miscellaneous_New_Space Heating_Natural Gas_Windows - High Efficiency Glazing_A_Achievable Economic UCT Potential | F8 | Commercial | Interruptible - Miscellaneous | New | Space Heating | Natural Gas | Windows - High Efficiency Glazing | A | Cumulative Summer Peak Savings (MW) | Achievable Economic UCT Potential | 0 | 0 | 0 | 0 | 0 | 0 | 0 | 0 | 0 | 0 | 0 | 0 | 0 | 0 | 0 | 0 | 0 | 0 | 0 | 0 | 0 | 0 | 0 | 0 | 0 | 0 | 0
F9_Commercial_Interruptible - Miscellaneous_New_Space Heating_Natural Gas_Windows - High Efficiency Glazing_A_Achievable Economic UCT Potential | F9 | Commercial | Interruptible - Miscellaneous | New | Space Heating | Natural Gas | Windows - High Efficiency Glazing | A | Cumulative Winter Peak Savings (MW) | Achievable Economic UCT Potential | 0 | 0 | 0 | 0 | 0 | 0 | 0 | 0 | 0 | 0 | 0 | 0 | 0 | 0 | 0 | 0 | 0 | 0 | 0 | 0 | 0 | 0 | 0 | 0 | 0 | 0 | 0
F10_Commercial_Interruptible - Miscellaneous_New_Space Heating_Natural Gas_Windows - High Efficiency Glazing_A_Achievable Economic UCT Potential | F10 | Commercial | Interruptible - Miscellaneous | New | Space Heating | Natural Gas | Windows - High Efficiency Glazing | A | Purchases (Incremental) | Achievable Economic UCT Potential | 0 | 0 | 0 | 0 | 0 | 0 | 0 | 0 | 0 | 0 | 0 | 0 | 0 | 0 | 0 | 0 | 0 | 0 | 0 | 0 | 0 | 0 | 0 | 0 | 0 | 0 | 0
F11_Commercial_Interruptible - Miscellaneous_New_Space Heating_Natural Gas_Windows - High Efficiency Glazing_A_Achievable Economic UCT Potential | F11 | Commercial | Interruptible - Miscellaneous | New | Space Heating | Natural Gas | Windows - High Efficiency Glazing | A | Purchases (Cumulative) | Achievable Economic UCT Potential | 0 | 0 | 0 | 0 | 0 | 0 | 0 | 0 | 0 | 0 | 0 | 0 | 0 | 0 | 0 | 0 | 0 | 0 | 0 | 0 | 0 | 0 | 0 | 0 | 0 | 0 | 0
F1_Commercial_Interruptible - Miscellaneous_New_Space Heating_Natural Gas_Windows - Secondary Glazing Systems_A_Achievable Economic UCT Potential | F1 | Commercial | Interruptible - Miscellaneous | New | Space Heating | Natural Gas | Windows - Secondary Glazing Systems | A | Integrated Unit Energy Savings (kWh or therms) | Achievable Economic UCT Potential | 0 | 0 | 0 | 0 | 0 | 0 | 0 | 0 | 0 | 0 | 0 | 0 | 0 | 0 | 0 | 0 | 0 | 0 | 0 | 0 | 0 | 0 | 0 | 0 | 0 | 0 | 0
F2_Commercial_Interruptible - Miscellaneous_New_Space Heating_Natural Gas_Windows - Secondary Glazing Systems_A_Achievable Economic UCT Potential | F2 | Commercial | Interruptible - Miscellaneous | New | Space Heating | Natural Gas | Windows - Secondary Glazing Systems | A | Integrated Unit Summer Peak Savings (kW) | Achievable Economic UCT Potential | 0 | 0 | 0 | 0 | 0 | 0 | 0 | 0 | 0 | 0 | 0 | 0 | 0 | 0 | 0 | 0 | 0 | 0 | 0 | 0 | 0 | 0 | 0 | 0 | 0 | 0 | 0
F3_Commercial_Interruptible - Miscellaneous_New_Space Heating_Natural Gas_Windows - Secondary Glazing Systems_A_Achievable Economic UCT Potential | F3 | Commercial | Interruptible - Miscellaneous | New | Space Heating | Natural Gas | Windows - Secondary Glazing Systems | A | Integrated Unit Winter Peak Savings (kW) | Achievable Economic UCT Potential | 0 | 0 | 0 | 0 | 0 | 0 | 0 | 0 | 0 | 0 | 0 | 0 | 0 | 0 | 0 | 0 | 0 | 0 | 0 | 0 | 0 | 0 | 0 | 0 | 0 | 0 | 0
F4_Commercial_Interruptible - Miscellaneous_New_Space Heating_Natural Gas_Windows - Secondary Glazing Systems_A_Achievable Economic UCT Potential | F4 | Commercial | Interruptible - Miscellaneous | New | Space Heating | Natural Gas | Windows - Secondary Glazing Systems | A | Incremental Energy Savings (MWh or mTherms) | Achievable Economic UCT Potential | 0 | 0 | 0 | 0 | 0 | 0 | 0 | 0 | 0 | 0 | 0 | 0 | 0 | 0 | 0 | 0 | 0 | 0 | 0 | 0 | 0 | 0 | 0 | 0 | 0 | 0 | 0
F5_Commercial_Interruptible - Miscellaneous_New_Space Heating_Natural Gas_Windows - Secondary Glazing Systems_A_Achievable Economic UCT Potential | F5 | Commercial | Interruptible - Miscellaneous | New | Space Heating | Natural Gas | Windows - Secondary Glazing Systems | A | Incremental Summer Peak Savings (MW) | Achievable Economic UCT Potential | 0 | 0 | 0 | 0 | 0 | 0 | 0 | 0 | 0 | 0 | 0 | 0 | 0 | 0 | 0 | 0 | 0 | 0 | 0 | 0 | 0 | 0 | 0 | 0 | 0 | 0 | 0
F6_Commercial_Interruptible - Miscellaneous_New_Space Heating_Natural Gas_Windows - Secondary Glazing Systems_A_Achievable Economic UCT Potential | F6 | Commercial | Interruptible - Miscellaneous | New | Space Heating | Natural Gas | Windows - Secondary Glazing Systems | A | Incremental Winter Peak Savings (MW) | Achievable Economic UCT Potential | 0 | 0 | 0 | 0 | 0 | 0 | 0 | 0 | 0 | 0 | 0 | 0 | 0 | 0 | 0 | 0 | 0 | 0 | 0 | 0 | 0 | 0 | 0 | 0 | 0 | 0 | 0
F7_Commercial_Interruptible - Miscellaneous_New_Space Heating_Natural Gas_Windows - Secondary Glazing Systems_A_Achievable Economic UCT Potential | F7 | Commercial | Interruptible - Miscellaneous | New | Space Heating | Natural Gas | Windows - Secondary Glazing Systems | A | Cumulative Energy Savings (MWh or mTherms) | Achievable Economic UCT Potential | 0 | 0 | 0 | 0 | 0 | 0 | 0 | 0 | 0 | 0 | 0 | 0 | 0 | 0 | 0 | 0 | 0 | 0 | 0 | 0 | 0 | 0 | 0 | 0 | 0 | 0 | 0
F8_Commercial_Interruptible - Miscellaneous_New_Space Heating_Natural Gas_Windows - Secondary Glazing Systems_A_Achievable Economic UCT Potential | F8 | Commercial | Interruptible - Miscellaneous | New | Space Heating | Natural Gas | Windows - Secondary Glazing Systems | A | Cumulative Summer Peak Savings (MW) | Achievable Economic UCT Potential | 0 | 0 | 0 | 0 | 0 | 0 | 0 | 0 | 0 | 0 | 0 | 0 | 0 | 0 | 0 | 0 | 0 | 0 | 0 | 0 | 0 | 0 | 0 | 0 | 0 | 0 | 0
F9_Commercial_Interruptible - Miscellaneous_New_Space Heating_Natural Gas_Windows - Secondary Glazing Systems_A_Achievable Economic UCT Potential | F9 | Commercial | Interruptible - Miscellaneous | New | Space Heating | Natural Gas | Windows - Secondary Glazing Systems | A | Cumulative Winter Peak Savings (MW) | Achievable Economic UCT Potential | 0 | 0 | 0 | 0 | 0 | 0 | 0 | 0 | 0 | 0 | 0 | 0 | 0 | 0 | 0 | 0 | 0 | 0 | 0 | 0 | 0 | 0 | 0 | 0 | 0 | 0 | 0
F10_Commercial_Interruptible - Miscellaneous_New_Space Heating_Natural Gas_Windows - Secondary Glazing Systems_A_Achievable Economic UCT Potential | F10 | Commercial | Interruptible - Miscellaneous | New | Space Heating | Natural Gas | Windows - Secondary Glazing Systems | A | Purchases (Incremental) | Achievable Economic UCT Potential | 0 | 0 | 0 | 0 | 0 | 0 | 0 | 0 | 0 | 0 | 0 | 0 | 0 | 0 | 0 | 0 | 0 | 0 | 0 | 0 | 0 | 0 | 0 | 0 | 0 | 0 | 0
F11_Commercial_Interruptible - Miscellaneous_New_Space Heating_Natural Gas_Windows - Secondary Glazing Systems_A_Achievable Economic UCT Potential | F11 | Commercial | Interruptible - Miscellaneous | New | Space Heating | Natural Gas | Windows - Secondary Glazing Systems | A | Purchases (Cumulative) | Achievable Economic UCT Potential | 0 | 0 | 0 | 0 | 0 | 0 | 0 | 0 | 0 | 0 | 0 | 0 | 0 | 0 | 0 | 0 | 0 | 0 | 0 | 0 | 0 | 0 | 0 | 0 | 0 | 0 | 0
F1_Commercial_Interruptible - Miscellaneous_New_Space Heating_Natural Gas_HVAC - Energy Recovery Ventilator_A_Achievable Economic UCT Potential | F1 | Commercial | Interruptible - Miscellaneous | New | Space Heating | Natural Gas | HVAC - Energy Recovery Ventilator | A | Integrated Unit Energy Savings (kWh or therms) | Achievable Economic UCT Potential | 0 | 0 | 0 | 0 | 0 | 0 | 0 | 0 | 0 | 0 | 0 | 0 | 0 | 0 | 0 | 0 | 0 | 0 | 0 | 0 | 0 | 0 | 0 | 0 | 0 | 0 | 0
F2_Commercial_Interruptible - Miscellaneous_New_Space Heating_Natural Gas_HVAC - Energy Recovery Ventilator_A_Achievable Economic UCT Potential | F2 | Commercial | Interruptible - Miscellaneous | New | Space Heating | Natural Gas | HVAC - Energy Recovery Ventilator | A | Integrated Unit Summer Peak Savings (kW) | Achievable Economic UCT Potential | 0 | 0 | 0 | 0 | 0 | 0 | 0 | 0 | 0 | 0 | 0 | 0 | 0 | 0 | 0 | 0 | 0 | 0 | 0 | 0 | 0 | 0 | 0 | 0 | 0 | 0 | 0
F3_Commercial_Interruptible - Miscellaneous_New_Space Heating_Natural Gas_HVAC - Energy Recovery Ventilator_A_Achievable Economic UCT Potential | F3 | Commercial | Interruptible - Miscellaneous | New | Space Heating | Natural Gas | HVAC - Energy Recovery Ventilator | A | Integrated Unit Winter Peak Savings (kW) | Achievable Economic UCT Potential | 0 | 0 | 0 | 0 | 0 | 0 | 0 | 0 | 0 | 0 | 0 | 0 | 0 | 0 | 0 | 0 | 0 | 0 | 0 | 0 | 0 | 0 | 0 | 0 | 0 | 0 | 0
F4_Commercial_Interruptible - Miscellaneous_New_Space Heating_Natural Gas_HVAC - Energy Recovery Ventilator_A_Achievable Economic UCT Potential | F4 | Commercial | Interruptible - Miscellaneous | New | Space Heating | Natural Gas | HVAC - Energy Recovery Ventilator | A | Incremental Energy Savings (MWh or mTherms) | Achievable Economic UCT Potential | 0 | 0 | 0 | 0 | 0 | 0 | 0 | 0 | 0 | 0 | 0 | 0 | 0 | 0 | 0 | 0 | 0 | 0 | 0 | 0 | 0 | 0 | 0 | 0 | 0 | 0 | 0
F5_Commercial_Interruptible - Miscellaneous_New_Space Heating_Natural Gas_HVAC - Energy Recovery Ventilator_A_Achievable Economic UCT Potential | F5 | Commercial | Interruptible - Miscellaneous | New | Space Heating | Natural Gas | HVAC - Energy Recovery Ventilator | A | Incremental Summer Peak Savings (MW) | Achievable Economic UCT Potential | 0 | 0 | 0 | 0 | 0 | 0 | 0 | 0 | 0 | 0 | 0 | 0 | 0 | 0 | 0 | 0 | 0 | 0 | 0 | 0 | 0 | 0 | 0 | 0 | 0 | 0 | 0
F6_Commercial_Interruptible - Miscellaneous_New_Space Heating_Natural Gas_HVAC - Energy Recovery Ventilator_A_Achievable Economic UCT Potential | F6 | Commercial | Interruptible - Miscellaneous | New | Space Heating | Natural Gas | HVAC - Energy Recovery Ventilator | A | Incremental Winter Peak Savings (MW) | Achievable Economic UCT Potential | 0 | 0 | 0 | 0 | 0 | 0 | 0 | 0 | 0 | 0 | 0 | 0 | 0 | 0 | 0 | 0 | 0 | 0 | 0 | 0 | 0 | 0 | 0 | 0 | 0 | 0 | 0
F7_Commercial_Interruptible - Miscellaneous_New_Space Heating_Natural Gas_HVAC - Energy Recovery Ventilator_A_Achievable Economic UCT Potential | F7 | Commercial | Interruptible - Miscellaneous | New | Space Heating | Natural Gas | HVAC - Energy Recovery Ventilator | A | Cumulative Energy Savings (MWh or mTherms) | Achievable Economic UCT Potential | 0 | 0 | 0 | 0 | 0 | 0 | 0 | 0 | 0 | 0 | 0 | 0 | 0 | 0 | 0 | 0 | 0 | 0 | 0 | 0 | 0 | 0 | 0 | 0 | 0 | 0 | 0
F8_Commercial_Interruptible - Miscellaneous_New_Space Heating_Natural Gas_HVAC - Energy Recovery Ventilator_A_Achievable Economic UCT Potential | F8 | Commercial | Interruptible - Miscellaneous | New | Space Heating | Natural Gas | HVAC - Energy Recovery Ventilator | A | Cumulative Summer Peak Savings (MW) | Achievable Economic UCT Potential | 0 | 0 | 0 | 0 | 0 | 0 | 0 | 0 | 0 | 0 | 0 | 0 | 0 | 0 | 0 | 0 | 0 | 0 | 0 | 0 | 0 | 0 | 0 | 0 | 0 | 0 | 0
F9_Commercial_Interruptible - Miscellaneous_New_Space Heating_Natural Gas_HVAC - Energy Recovery Ventilator_A_Achievable Economic UCT Potential | F9 | Commercial | Interruptible - Miscellaneous | New | Space Heating | Natural Gas | HVAC - Energy Recovery Ventilator | A | Cumulative Winter Peak Savings (MW) | Achievable Economic UCT Potential | 0 | 0 | 0 | 0 | 0 | 0 | 0 | 0 | 0 | 0 | 0 | 0 | 0 | 0 | 0 | 0 | 0 | 0 | 0 | 0 | 0 | 0 | 0 | 0 | 0 | 0 | 0
F10_Commercial_Interruptible - Miscellaneous_New_Space Heating_Natural Gas_HVAC - Energy Recovery Ventilator_A_Achievable Economic UCT Potential | F10 | Commercial | Interruptible - Miscellaneous | New | Space Heating | Natural Gas | HVAC - Energy Recovery Ventilator | A | Purchases (Incremental) | Achievable Economic UCT Potential | 0 | 0 | 0 | 0 | 0 | 0 | 0 | 0 | 0 | 0 | 0 | 0 | 0 | 0 | 0 | 0 | 0 | 0 | 0 | 0 | 0 | 0 | 0 | 0 | 0 | 0 | 0
F11_Commercial_Interruptible - Miscellaneous_New_Space Heating_Natural Gas_HVAC - Energy Recovery Ventilator_A_Achievable Economic UCT Potential | F11 | Commercial | Interruptible - Miscellaneous | New | Space Heating | Natural Gas | HVAC - Energy Recovery Ventilator | A | Purchases (Cumulative) | Achievable Economic UCT Potential | 0 | 0 | 0 | 0 | 0 | 0 | 0 | 0 | 0 | 0 | 0 | 0 | 0 | 0 | 0 | 0 | 0 | 0 | 0 | 0 | 0 | 0 | 0 | 0 | 0 | 0 | 0
F1_Commercial_Interruptible - Miscellaneous_New_Space Heating_Natural Gas_Building Shell - Air Sealing (Infiltration Control)_A_Achievable Economic UCT Potential | F1 | Commercial | Interruptible - Miscellaneous | New | Space Heating | Natural Gas | Building Shell - Air Sealing (Infiltration Control) | A | Integrated Unit Energy Savings (kWh or therms) | Achievable Economic UCT Potential | 0 | 0 | 0 | 0 | 0 | 0 | 0 | 0 | 0 | 0 | 0 | 0 | 0 | 0 | 0 | 0 | 0 | 0 | 0 | 0 | 0 | 0 | 0 | 0 | 0 | 0 | 0
F2_Commercial_Interruptible - Miscellaneous_New_Space Heating_Natural Gas_Building Shell - Air Sealing (Infiltration Control)_A_Achievable Economic UCT Potential | F2 | Commercial | Interruptible - Miscellaneous | New | Space Heating | Natural Gas | Building Shell - Air Sealing (Infiltration Control) | A | Integrated Unit Summer Peak Savings (kW) | Achievable Economic UCT Potential | 0 | 0 | 0 | 0 | 0 | 0 | 0 | 0 | 0 | 0 | 0 | 0 | 0 | 0 | 0 | 0 | 0 | 0 | 0 | 0 | 0 | 0 | 0 | 0 | 0 | 0 | 0
F3_Commercial_Interruptible - Miscellaneous_New_Space Heating_Natural Gas_Building Shell - Air Sealing (Infiltration Control)_A_Achievable Economic UCT Potential | F3 | Commercial | Interruptible - Miscellaneous | New | Space Heating | Natural Gas | Building Shell - Air Sealing (Infiltration Control) | A | Integrated Unit Winter Peak Savings (kW) | Achievable Economic UCT Potential | 0 | 0 | 0 | 0 | 0 | 0 | 0 | 0 | 0 | 0 | 0 | 0 | 0 | 0 | 0 | 0 | 0 | 0 | 0 | 0 | 0 | 0 | 0 | 0 | 0 | 0 | 0
F4_Commercial_Interruptible - Miscellaneous_New_Space Heating_Natural Gas_Building Shell - Air Sealing (Infiltration Control)_A_Achievable Economic UCT Potential | F4 | Commercial | Interruptible - Miscellaneous | New | Space Heating | Natural Gas | Building Shell - Air Sealing (Infiltration Control) | A | Incremental Energy Savings (MWh or mTherms) | Achievable Economic UCT Potential | 0 | 0 | 0 | 0 | 0 | 0 | 0 | 0 | 0 | 0 | 0 | 0 | 0 | 0 | 0 | 0 | 0 | 0 | 0 | 0 | 0 | 0 | 0 | 0 | 0 | 0 | 0
F5_Commercial_Interruptible - Miscellaneous_New_Space Heating_Natural Gas_Building Shell - Air Sealing (Infiltration Control)_A_Achievable Economic UCT Potential | F5 | Commercial | Interruptible - Miscellaneous | New | Space Heating | Natural Gas | Building Shell - Air Sealing (Infiltration Control) | A | Incremental Summer Peak Savings (MW) | Achievable Economic UCT Potential | 0 | 0 | 0 | 0 | 0 | 0 | 0 | 0 | 0 | 0 | 0 | 0 | 0 | 0 | 0 | 0 | 0 | 0 | 0 | 0 | 0 | 0 | 0 | 0 | 0 | 0 | 0
F6_Commercial_Interruptible - Miscellaneous_New_Space Heating_Natural Gas_Building Shell - Air Sealing (Infiltration Control)_A_Achievable Economic UCT Potential | F6 | Commercial | Interruptible - Miscellaneous | New | Space Heating | Natural Gas | Building Shell - Air Sealing (Infiltration Control) | A | Incremental Winter Peak Savings (MW) | Achievable Economic UCT Potential | 0 | 0 | 0 | 0 | 0 | 0 | 0 | 0 | 0 | 0 | 0 | 0 | 0 | 0 | 0 | 0 | 0 | 0 | 0 | 0 | 0 | 0 | 0 | 0 | 0 | 0 | 0
F7_Commercial_Interruptible - Miscellaneous_New_Space Heating_Natural Gas_Building Shell - Air Sealing (Infiltration Control)_A_Achievable Economic UCT Potential | F7 | Commercial | Interruptible - Miscellaneous | New | Space Heating | Natural Gas | Building Shell - Air Sealing (Infiltration Control) | A | Cumulative Energy Savings (MWh or mTherms) | Achievable Economic UCT Potential | 0 | 0 | 0 | 0 | 0 | 0 | 0 | 0 | 0 | 0 | 0 | 0 | 0 | 0 | 0 | 0 | 0 | 0 | 0 | 0 | 0 | 0 | 0 | 0 | 0 | 0 | 0
F8_Commercial_Interruptible - Miscellaneous_New_Space Heating_Natural Gas_Building Shell - Air Sealing (Infiltration Control)_A_Achievable Economic UCT Potential | F8 | Commercial | Interruptible - Miscellaneous | New | Space Heating | Natural Gas | Building Shell - Air Sealing (Infiltration Control) | A | Cumulative Summer Peak Savings (MW) | Achievable Economic UCT Potential | 0 | 0 | 0 | 0 | 0 | 0 | 0 | 0 | 0 | 0 | 0 | 0 | 0 | 0 | 0 | 0 | 0 | 0 | 0 | 0 | 0 | 0 | 0 | 0 | 0 | 0 | 0
F9_Commercial_Interruptible - Miscellaneous_New_Space Heating_Natural Gas_Building Shell - Air Sealing (Infiltration Control)_A_Achievable Economic UCT Potential | F9 | Commercial | Interruptible - Miscellaneous | New | Space Heating | Natural Gas | Building Shell - Air Sealing (Infiltration Control) | A | Cumulative Winter Peak Savings (MW) | Achievable Economic UCT Potential | 0 | 0 | 0 | 0 | 0 | 0 | 0 | 0 | 0 | 0 | 0 | 0 | 0 | 0 | 0 | 0 | 0 | 0 | 0 | 0 | 0 | 0 | 0 | 0 | 0 | 0 | 0
F10_Commercial_Interruptible - Miscellaneous_New_Space Heating_Natural Gas_Building Shell - Air Sealing (Infiltration Control)_A_Achievable Economic UCT Potential | F10 | Commercial | Interruptible - Miscellaneous | New | Space Heating | Natural Gas | Building Shell - Air Sealing (Infiltration Control) | A | Purchases (Incremental) | Achievable Economic UCT Potential | 0 | 0 | 0 | 0 | 0 | 0 | 0 | 0 | 0 | 0 | 0 | 0 | 0 | 0 | 0 | 0 | 0 | 0 | 0 | 0 | 0 | 0 | 0 | 0 | 0 | 0 | 0
F11_Commercial_Interruptible - Miscellaneous_New_Space Heating_Natural Gas_Building Shell - Air Sealing (Infiltration Control)_A_Achievable Economic UCT Potential | F11 | Commercial | Interruptible - Miscellaneous | New | Space Heating | Natural Gas | Building Shell - Air Sealing (Infiltration Control) | A | Purchases (Cumulative) | Achievable Economic UCT Potential | 0 | 0 | 0 | 0 | 0 | 0 | 0 | 0 | 0 | 0 | 0 | 0 | 0 | 0 | 0 | 0 | 0 | 0 | 0 | 0 | 0 | 0 | 0 | 0 | 0 | 0 | 0
F1_Commercial_Interruptible - Miscellaneous_New_Space Heating_Natural Gas_Ventilation - Demand Controlled_A_Achievable Economic UCT Potential | F1 | Commercial | Interruptible - Miscellaneous | New | Space Heating | Natural Gas | Ventilation - Demand Controlled | A | Integrated Unit Energy Savings (kWh or therms) | Achievable Economic UCT Potential | 0 | 0 | 0 | 0 | 0 | 0 | 0 | 0 | 0 | 0 | 0 | 0 | 0 | 0 | 0 | 0 | 0 | 0 | 0 | 0 | 0 | 0 | 0 | 0 | 0 | 0 | 0
F2_Commercial_Interruptible - Miscellaneous_New_Space Heating_Natural Gas_Ventilation - Demand Controlled_A_Achievable Economic UCT Potential | F2 | Commercial | Interruptible - Miscellaneous | New | Space Heating | Natural Gas | Ventilation - Demand Controlled | A | Integrated Unit Summer Peak Savings (kW) | Achievable Economic UCT Potential | 0 | 0 | 0 | 0 | 0 | 0 | 0 | 0 | 0 | 0 | 0 | 0 | 0 | 0 | 0 | 0 | 0 | 0 | 0 | 0 | 0 | 0 | 0 | 0 | 0 | 0 | 0
F3_Commercial_Interruptible - Miscellaneous_New_Space Heating_Natural Gas_Ventilation - Demand Controlled_A_Achievable Economic UCT Potential | F3 | Commercial | Interruptible - Miscellaneous | New | Space Heating | Natural Gas | Ventilation - Demand Controlled | A | Integrated Unit Winter Peak Savings (kW) | Achievable Economic UCT Potential | 0 | 0 | 0 | 0 | 0 | 0 | 0 | 0 | 0 | 0 | 0 | 0 | 0 | 0 | 0 | 0 | 0 | 0 | 0 | 0 | 0 | 0 | 0 | 0 | 0 | 0 | 0
F4_Commercial_Interruptible - Miscellaneous_New_Space Heating_Natural Gas_Ventilation - Demand Controlled_A_Achievable Economic UCT Potential | F4 | Commercial | Interruptible - Miscellaneous | New | Space Heating | Natural Gas | Ventilation - Demand Controlled | A | Incremental Energy Savings (MWh or mTherms) | Achievable Economic UCT Potential | 0 | 0 | 0 | 0 | 0 | 0 | 0 | 0 | 0 | 0 | 0 | 0 | 0 | 0 | 0 | 0 | 0 | 0 | 0 | 0 | 0 | 0 | 0 | 0 | 0 | 0 | 0
F5_Commercial_Interruptible - Miscellaneous_New_Space Heating_Natural Gas_Ventilation - Demand Controlled_A_Achievable Economic UCT Potential | F5 | Commercial | Interruptible - Miscellaneous | New | Space Heating | Natural Gas | Ventilation - Demand Controlled | A | Incremental Summer Peak Savings (MW) | Achievable Economic UCT Potential | 0 | 0 | 0 | 0 | 0 | 0 | 0 | 0 | 0 | 0 | 0 | 0 | 0 | 0 | 0 | 0 | 0 | 0 | 0 | 0 | 0 | 0 | 0 | 0 | 0 | 0 | 0
F6_Commercial_Interruptible - Miscellaneous_New_Space Heating_Natural Gas_Ventilation - Demand Controlled_A_Achievable Economic UCT Potential | F6 | Commercial | Interruptible - Miscellaneous | New | Space Heating | Natural Gas | Ventilation - Demand Controlled | A | Incremental Winter Peak Savings (MW) | Achievable Economic UCT Potential | 0 | 0 | 0 | 0 | 0 | 0 | 0 | 0 | 0 | 0 | 0 | 0 | 0 | 0 | 0 | 0 | 0 | 0 | 0 | 0 | 0 | 0 | 0 | 0 | 0 | 0 | 0
F7_Commercial_Interruptible - Miscellaneous_New_Space Heating_Natural Gas_Ventilation - Demand Controlled_A_Achievable Economic UCT Potential | F7 | Commercial | Interruptible - Miscellaneous | New | Space Heating | Natural Gas | Ventilation - Demand Controlled | A | Cumulative Energy Savings (MWh or mTherms) | Achievable Economic UCT Potential | 0 | 0 | 0 | 0 | 0 | 0 | 0 | 0 | 0 | 0 | 0 | 0 | 0 | 0 | 0 | 0 | 0 | 0 | 0 | 0 | 0 | 0 | 0 | 0 | 0 | 0 | 0
F8_Commercial_Interruptible - Miscellaneous_New_Space Heating_Natural Gas_Ventilation - Demand Controlled_A_Achievable Economic UCT Potential | F8 | Commercial | Interruptible - Miscellaneous | New | Space Heating | Natural Gas | Ventilation - Demand Controlled | A | Cumulative Summer Peak Savings (MW) | Achievable Economic UCT Potential | 0 | 0 | 0 | 0 | 0 | 0 | 0 | 0 | 0 | 0 | 0 | 0 | 0 | 0 | 0 | 0 | 0 | 0 | 0 | 0 | 0 | 0 | 0 | 0 | 0 | 0 | 0
F9_Commercial_Interruptible - Miscellaneous_New_Space Heating_Natural Gas_Ventilation - Demand Controlled_A_Achievable Economic UCT Potential | F9 | Commercial | Interruptible - Miscellaneous | New | Space Heating | Natural Gas | Ventilation - Demand Controlled | A | Cumulative Winter Peak Savings (MW) | Achievable Economic UCT Potential | 0 | 0 | 0 | 0 | 0 | 0 | 0 | 0 | 0 | 0 | 0 | 0 | 0 | 0 | 0 | 0 | 0 | 0 | 0 | 0 | 0 | 0 | 0 | 0 | 0 | 0 | 0
F10_Commercial_Interruptible - Miscellaneous_New_Space Heating_Natural Gas_Ventilation - Demand Controlled_A_Achievable Economic UCT Potential | F10 | Commercial | Interruptible - Miscellaneous | New | Space Heating | Natural Gas | Ventilation - Demand Controlled | A | Purchases (Incremental) | Achievable Economic UCT Potential | 0 | 0 | 0 | 0 | 0 | 0 | 0 | 0 | 0 | 0 | 0 | 0 | 0 | 0 | 0 | 0 | 0 | 0 | 0 | 0 | 0 | 0 | 0 | 0 | 0 | 0 | 0
F11_Commercial_Interruptible - Miscellaneous_New_Space Heating_Natural Gas_Ventilation - Demand Controlled_A_Achievable Economic UCT Potential | F11 | Commercial | Interruptible - Miscellaneous | New | Space Heating | Natural Gas | Ventilation - Demand Controlled | A | Purchases (Cumulative) | Achievable Economic UCT Potential | 0 | 0 | 0 | 0 | 0 | 0 | 0 | 0 | 0 | 0 | 0 | 0 | 0 | 0 | 0 | 0 | 0 | 0 | 0 | 0 | 0 | 0 | 0 | 0 | 0 | 0 | 0
F1_Commercial_Interruptible - Miscellaneous_New_Space Heating_Natural Gas_HVAC - Dedicated Outdoor Air System (DOAS)_A_Achievable Economic UCT Potential | F1 | Commercial | Interruptible - Miscellaneous | New | Space Heating | Natural Gas | HVAC - Dedicated Outdoor Air System (DOAS) | A | Integrated Unit Energy Savings (kWh or therms) | Achievable Economic UCT Potential | 0 | 0 | 0 | 0 | 0 | 0 | 0 | 0 | 0 | 0 | 0 | 0 | 0 | 0 | 0 | 0 | 0 | 0 | 0 | 0 | 0 | 0 | 0 | 0 | 0 | 0 | 0
F2_Commercial_Interruptible - Miscellaneous_New_Space Heating_Natural Gas_HVAC - Dedicated Outdoor Air System (DOAS)_A_Achievable Economic UCT Potential | F2 | Commercial | Interruptible - Miscellaneous | New | Space Heating | Natural Gas | HVAC - Dedicated Outdoor Air System (DOAS) | A | Integrated Unit Summer Peak Savings (kW) | Achievable Economic UCT Potential | 0 | 0 | 0 | 0 | 0 | 0 | 0 | 0 | 0 | 0 | 0 | 0 | 0 | 0 | 0 | 0 | 0 | 0 | 0 | 0 | 0 | 0 | 0 | 0 | 0 | 0 | 0
F3_Commercial_Interruptible - Miscellaneous_New_Space Heating_Natural Gas_HVAC - Dedicated Outdoor Air System (DOAS)_A_Achievable Economic UCT Potential | F3 | Commercial | Interruptible - Miscellaneous | New | Space Heating | Natural Gas | HVAC - Dedicated Outdoor Air System (DOAS) | A | Integrated Unit Winter Peak Savings (kW) | Achievable Economic UCT Potential | 0 | 0 | 0 | 0 | 0 | 0 | 0 | 0 | 0 | 0 | 0 | 0 | 0 | 0 | 0 | 0 | 0 | 0 | 0 | 0 | 0 | 0 | 0 | 0 | 0 | 0 | 0
F4_Commercial_Interruptible - Miscellaneous_New_Space Heating_Natural Gas_HVAC - Dedicated Outdoor Air System (DOAS)_A_Achievable Economic UCT Potential | F4 | Commercial | Interruptible - Miscellaneous | New | Space Heating | Natural Gas | HVAC - Dedicated Outdoor Air System (DOAS) | A | Incremental Energy Savings (MWh or mTherms) | Achievable Economic UCT Potential | 0 | 0 | 0 | 0 | 0 | 0 | 0 | 0 | 0 | 0 | 0 | 0 | 0 | 0 | 0 | 0 | 0 | 0 | 0 | 0 | 0 | 0 | 0 | 0 | 0 | 0 | 0
F5_Commercial_Interruptible - Miscellaneous_New_Space Heating_Natural Gas_HVAC - Dedicated Outdoor Air System (DOAS)_A_Achievable Economic UCT Potential | F5 | Commercial | Interruptible - Miscellaneous | New | Space Heating | Natural Gas | HVAC - Dedicated Outdoor Air System (DOAS) | A | Incremental Summer Peak Savings (MW) | Achievable Economic UCT Potential | 0 | 0 | 0 | 0 | 0 | 0 | 0 | 0 | 0 | 0 | 0 | 0 | 0 | 0 | 0 | 0 | 0 | 0 | 0 | 0 | 0 | 0 | 0 | 0 | 0 | 0 | 0
F6_Commercial_Interruptible - Miscellaneous_New_Space Heating_Natural Gas_HVAC - Dedicated Outdoor Air System (DOAS)_A_Achievable Economic UCT Potential | F6 | Commercial | Interruptible - Miscellaneous | New | Space Heating | Natural Gas | HVAC - Dedicated Outdoor Air System (DOAS) | A | Incremental Winter Peak Savings (MW) | Achievable Economic UCT Potential | 0 | 0 | 0 | 0 | 0 | 0 | 0 | 0 | 0 | 0 | 0 | 0 | 0 | 0 | 0 | 0 | 0 | 0 | 0 | 0 | 0 | 0 | 0 | 0 | 0 | 0 | 0
F7_Commercial_Interruptible - Miscellaneous_New_Space Heating_Natural Gas_HVAC - Dedicated Outdoor Air System (DOAS)_A_Achievable Economic UCT Potential | F7 | Commercial | Interruptible - Miscellaneous | New | Space Heating | Natural Gas | HVAC - Dedicated Outdoor Air System (DOAS) | A | Cumulative Energy Savings (MWh or mTherms) | Achievable Economic UCT Potential | 0 | 0 | 0 | 0 | 0 | 0 | 0 | 0 | 0 | 0 | 0 | 0 | 0 | 0 | 0 | 0 | 0 | 0 | 0 | 0 | 0 | 0 | 0 | 0 | 0 | 0 | 0
F8_Commercial_Interruptible - Miscellaneous_New_Space Heating_Natural Gas_HVAC - Dedicated Outdoor Air System (DOAS)_A_Achievable Economic UCT Potential | F8 | Commercial | Interruptible - Miscellaneous | New | Space Heating | Natural Gas | HVAC - Dedicated Outdoor Air System (DOAS) | A | Cumulative Summer Peak Savings (MW) | Achievable Economic UCT Potential | 0 | 0 | 0 | 0 | 0 | 0 | 0 | 0 | 0 | 0 | 0 | 0 | 0 | 0 | 0 | 0 | 0 | 0 | 0 | 0 | 0 | 0 | 0 | 0 | 0 | 0 | 0
F9_Commercial_Interruptible - Miscellaneous_New_Space Heating_Natural Gas_HVAC - Dedicated Outdoor Air System (DOAS)_A_Achievable Economic UCT Potential | F9 | Commercial | Interruptible - Miscellaneous | New | Space Heating | Natural Gas | HVAC - Dedicated Outdoor Air System (DOAS) | A | Cumulative Winter Peak Savings (MW) | Achievable Economic UCT Potential | 0 | 0 | 0 | 0 | 0 | 0 | 0 | 0 | 0 | 0 | 0 | 0 | 0 | 0 | 0 | 0 | 0 | 0 | 0 | 0 | 0 | 0 | 0 | 0 | 0 | 0 | 0
F10_Commercial_Interruptible - Miscellaneous_New_Space Heating_Natural Gas_HVAC - Dedicated Outdoor Air System (DOAS)_A_Achievable Economic UCT Potential | F10 | Commercial | Interruptible - Miscellaneous | New | Space Heating | Natural Gas | HVAC - Dedicated Outdoor Air System (DOAS) | A | Purchases (Incremental) | Achievable Economic UCT Potential | 0 | 0 | 0 | 0 | 0 | 0 | 0 | 0 | 0 | 0 | 0 | 0 | 0 | 0 | 0 | 0 | 0 | 0 | 0 | 0 | 0 | 0 | 0 | 0 | 0 | 0 | 0
F11_Commercial_Interruptible - Miscellaneous_New_Space Heating_Natural Gas_HVAC - Dedicated Outdoor Air System (DOAS)_A_Achievable Economic UCT Potential | F11 | Commercial | Interruptible - Miscellaneous | New | Space Heating | Natural Gas | HVAC - Dedicated Outdoor Air System (DOAS) | A | Purchases (Cumulative) | Achievable Economic UCT Potential | 0 | 0 | 0 | 0 | 0 | 0 | 0 | 0 | 0 | 0 | 0 | 0 | 0 | 0 | 0 | 0 | 0 | 0 | 0 | 0 | 0 | 0 | 0 | 0 | 0 | 0 | 0
F1_Commercial_Interruptible - Miscellaneous_New_Space Heating_Natural Gas_Destratification Fans (HVLS)_A_Achievable Economic UCT Potential | F1 | Commercial | Interruptible - Miscellaneous | New | Space Heating | Natural Gas | Destratification Fans (HVLS) | A | Integrated Unit Energy Savings (kWh or therms) | Achievable Economic UCT Potential | 0 | 0 | 0 | 0 | 0 | 0 | 0 | 0 | 0 | 0 | 0 | 0 | 0 | 0 | 0 | 0 | 0 | 0 | 0 | 0 | 0 | 0 | 0 | 0 | 0 | 0 | 0
F2_Commercial_Interruptible - Miscellaneous_New_Space Heating_Natural Gas_Destratification Fans (HVLS)_A_Achievable Economic UCT Potential | F2 | Commercial | Interruptible - Miscellaneous | New | Space Heating | Natural Gas | Destratification Fans (HVLS) | A | Integrated Unit Summer Peak Savings (kW) | Achievable Economic UCT Potential | 0 | 0 | 0 | 0 | 0 | 0 | 0 | 0 | 0 | 0 | 0 | 0 | 0 | 0 | 0 | 0 | 0 | 0 | 0 | 0 | 0 | 0 | 0 | 0 | 0 | 0 | 0
F3_Commercial_Interruptible - Miscellaneous_New_Space Heating_Natural Gas_Destratification Fans (HVLS)_A_Achievable Economic UCT Potential | F3 | Commercial | Interruptible - Miscellaneous | New | Space Heating | Natural Gas | Destratification Fans (HVLS) | A | Integrated Unit Winter Peak Savings (kW) | Achievable Economic UCT Potential | 0 | 0 | 0 | 0 | 0 | 0 | 0 | 0 | 0 | 0 | 0 | 0 | 0 | 0 | 0 | 0 | 0 | 0 | 0 | 0 | 0 | 0 | 0 | 0 | 0 | 0 | 0
F4_Commercial_Interruptible - Miscellaneous_New_Space Heating_Natural Gas_Destratification Fans (HVLS)_A_Achievable Economic UCT Potential | F4 | Commercial | Interruptible - Miscellaneous | New | Space Heating | Natural Gas | Destratification Fans (HVLS) | A | Incremental Energy Savings (MWh or mTherms) | Achievable Economic UCT Potential | 0 | 0 | 0 | 0 | 0 | 0 | 0 | 0 | 0 | 0 | 0 | 0 | 0 | 0 | 0 | 0 | 0 | 0 | 0 | 0 | 0 | 0 | 0 | 0 | 0 | 0 | 0
F5_Commercial_Interruptible - Miscellaneous_New_Space Heating_Natural Gas_Destratification Fans (HVLS)_A_Achievable Economic UCT Potential | F5 | Commercial | Interruptible - Miscellaneous | New | Space Heating | Natural Gas | Destratification Fans (HVLS) | A | Incremental Summer Peak Savings (MW) | Achievable Economic UCT Potential | 0 | 0 | 0 | 0 | 0 | 0 | 0 | 0 | 0 | 0 | 0 | 0 | 0 | 0 | 0 | 0 | 0 | 0 | 0 | 0 | 0 | 0 | 0 | 0 | 0 | 0 | 0
F6_Commercial_Interruptible - Miscellaneous_New_Space Heating_Natural Gas_Destratification Fans (HVLS)_A_Achievable Economic UCT Potential | F6 | Commercial | Interruptible - Miscellaneous | New | Space Heating | Natural Gas | Destratification Fans (HVLS) | A | Incremental Winter Peak Savings (MW) | Achievable Economic UCT Potential | 0 | 0 | 0 | 0 | 0 | 0 | 0 | 0 | 0 | 0 | 0 | 0 | 0 | 0 | 0 | 0 | 0 | 0 | 0 | 0 | 0 | 0 | 0 | 0 | 0 | 0 | 0
F7_Commercial_Interruptible - Miscellaneous_New_Space Heating_Natural Gas_Destratification Fans (HVLS)_A_Achievable Economic UCT Potential | F7 | Commercial | Interruptible - Miscellaneous | New | Space Heating | Natural Gas | Destratification Fans (HVLS) | A | Cumulative Energy Savings (MWh or mTherms) | Achievable Economic UCT Potential | 0 | 0 | 0 | 0 | 0 | 0 | 0 | 0 | 0 | 0 | 0 | 0 | 0 | 0 | 0 | 0 | 0 | 0 | 0 | 0 | 0 | 0 | 0 | 0 | 0 | 0 | 0
F8_Commercial_Interruptible - Miscellaneous_New_Space Heating_Natural Gas_Destratification Fans (HVLS)_A_Achievable Economic UCT Potential | F8 | Commercial | Interruptible - Miscellaneous | New | Space Heating | Natural Gas | Destratification Fans (HVLS) | A | Cumulative Summer Peak Savings (MW) | Achievable Economic UCT Potential | 0 | 0 | 0 | 0 | 0 | 0 | 0 | 0 | 0 | 0 | 0 | 0 | 0 | 0 | 0 | 0 | 0 | 0 | 0 | 0 | 0 | 0 | 0 | 0 | 0 | 0 | 0
F9_Commercial_Interruptible - Miscellaneous_New_Space Heating_Natural Gas_Destratification Fans (HVLS)_A_Achievable Economic UCT Potential | F9 | Commercial | Interruptible - Miscellaneous | New | Space Heating | Natural Gas | Destratification Fans (HVLS) | A | Cumulative Winter Peak Savings (MW) | Achievable Economic UCT Potential | 0 | 0 | 0 | 0 | 0 | 0 | 0 | 0 | 0 | 0 | 0 | 0 | 0 | 0 | 0 | 0 | 0 | 0 | 0 | 0 | 0 | 0 | 0 | 0 | 0 | 0 | 0
F10_Commercial_Interruptible - Miscellaneous_New_Space Heating_Natural Gas_Destratification Fans (HVLS)_A_Achievable Economic UCT Potential | F10 | Commercial | Interruptible - Miscellaneous | New | Space Heating | Natural Gas | Destratification Fans (HVLS) | A | Purchases (Incremental) | Achievable Economic UCT Potential | 0 | 0 | 0 | 0 | 0 | 0 | 0 | 0 | 0 | 0 | 0 | 0 | 0 | 0 | 0 | 0 | 0 | 0 | 0 | 0 | 0 | 0 | 0 | 0 | 0 | 0 | 0
F11_Commercial_Interruptible - Miscellaneous_New_Space Heating_Natural Gas_Destratification Fans (HVLS)_A_Achievable Economic UCT Potential | F11 | Commercial | Interruptible - Miscellaneous | New | Space Heating | Natural Gas | Destratification Fans (HVLS) | A | Purchases (Cumulative) | Achievable Economic UCT Potential | 0 | 0 | 0 | 0 | 0 | 0 | 0 | 0 | 0 | 0 | 0 | 0 | 0 | 0 | 0 | 0 | 0 | 0 | 0 | 0 | 0 | 0 | 0 | 0 | 0 | 0 | 0
F1_Commercial_Interruptible - Miscellaneous_New_Space Heating_Natural Gas_Gas Boiler - Maintenance_A_Achievable Economic UCT Potential | F1 | Commercial | Interruptible - Miscellaneous | New | Space Heating | Natural Gas | Gas Boiler - Maintenance | A | Integrated Unit Energy Savings (kWh or therms) | Achievable Economic UCT Potential | 0 | 0 | 0 | 0 | 0 | 0 | 0 | 0 | 0 | 0 | 0 | 0 | 0 | 0 | 0 | 0 | 0 | 0 | 0 | 0 | 0 | 0 | 0 | 0 | 0 | 0 | 0
F2_Commercial_Interruptible - Miscellaneous_New_Space Heating_Natural Gas_Gas Boiler - Maintenance_A_Achievable Economic UCT Potential | F2 | Commercial | Interruptible - Miscellaneous | New | Space Heating | Natural Gas | Gas Boiler - Maintenance | A | Integrated Unit Summer Peak Savings (kW) | Achievable Economic UCT Potential | 0 | 0 | 0 | 0 | 0 | 0 | 0 | 0 | 0 | 0 | 0 | 0 | 0 | 0 | 0 | 0 | 0 | 0 | 0 | 0 | 0 | 0 | 0 | 0 | 0 | 0 | 0
F3_Commercial_Interruptible - Miscellaneous_New_Space Heating_Natural Gas_Gas Boiler - Maintenance_A_Achievable Economic UCT Potential | F3 | Commercial | Interruptible - Miscellaneous | New | Space Heating | Natural Gas | Gas Boiler - Maintenance | A | Integrated Unit Winter Peak Savings (kW) | Achievable Economic UCT Potential | 0 | 0 | 0 | 0 | 0 | 0 | 0 | 0 | 0 | 0 | 0 | 0 | 0 | 0 | 0 | 0 | 0 | 0 | 0 | 0 | 0 | 0 | 0 | 0 | 0 | 0 | 0
F4_Commercial_Interruptible - Miscellaneous_New_Space Heating_Natural Gas_Gas Boiler - Maintenance_A_Achievable Economic UCT Potential | F4 | Commercial | Interruptible - Miscellaneous | New | Space Heating | Natural Gas | Gas Boiler - Maintenance | A | Incremental Energy Savings (MWh or mTherms) | Achievable Economic UCT Potential | 0 | 0 | 0 | 0 | 0 | 0 | 0 | 0 | 0 | 0 | 0 | 0 | 0 | 0 | 0 | 0 | 0 | 0 | 0 | 0 | 0 | 0 | 0 | 0 | 0 | 0 | 0
F5_Commercial_Interruptible - Miscellaneous_New_Space Heating_Natural Gas_Gas Boiler - Maintenance_A_Achievable Economic UCT Potential | F5 | Commercial | Interruptible - Miscellaneous | New | Space Heating | Natural Gas | Gas Boiler - Maintenance | A | Incremental Summer Peak Savings (MW) | Achievable Economic UCT Potential | 0 | 0 | 0 | 0 | 0 | 0 | 0 | 0 | 0 | 0 | 0 | 0 | 0 | 0 | 0 | 0 | 0 | 0 | 0 | 0 | 0 | 0 | 0 | 0 | 0 | 0 | 0
F6_Commercial_Interruptible - Miscellaneous_New_Space Heating_Natural Gas_Gas Boiler - Maintenance_A_Achievable Economic UCT Potential | F6 | Commercial | Interruptible - Miscellaneous | New | Space Heating | Natural Gas | Gas Boiler - Maintenance | A | Incremental Winter Peak Savings (MW) | Achievable Economic UCT Potential | 0 | 0 | 0 | 0 | 0 | 0 | 0 | 0 | 0 | 0 | 0 | 0 | 0 | 0 | 0 | 0 | 0 | 0 | 0 | 0 | 0 | 0 | 0 | 0 | 0 | 0 | 0
F7_Commercial_Interruptible - Miscellaneous_New_Space Heating_Natural Gas_Gas Boiler - Maintenance_A_Achievable Economic UCT Potential | F7 | Commercial | Interruptible - Miscellaneous | New | Space Heating | Natural Gas | Gas Boiler - Maintenance | A | Cumulative Energy Savings (MWh or mTherms) | Achievable Economic UCT Potential | 0 | 0 | 0 | 0 | 0 | 0 | 0 | 0 | 0 | 0 | 0 | 0 | 0 | 0 | 0 | 0 | 0 | 0 | 0 | 0 | 0 | 0 | 0 | 0 | 0 | 0 | 0
F8_Commercial_Interruptible - Miscellaneous_New_Space Heating_Natural Gas_Gas Boiler - Maintenance_A_Achievable Economic UCT Potential | F8 | Commercial | Interruptible - Miscellaneous | New | Space Heating | Natural Gas | Gas Boiler - Maintenance | A | Cumulative Summer Peak Savings (MW) | Achievable Economic UCT Potential | 0 | 0 | 0 | 0 | 0 | 0 | 0 | 0 | 0 | 0 | 0 | 0 | 0 | 0 | 0 | 0 | 0 | 0 | 0 | 0 | 0 | 0 | 0 | 0 | 0 | 0 | 0
F9_Commercial_Interruptible - Miscellaneous_New_Space Heating_Natural Gas_Gas Boiler - Maintenance_A_Achievable Economic UCT Potential | F9 | Commercial | Interruptible - Miscellaneous | New | Space Heating | Natural Gas | Gas Boiler - Maintenance | A | Cumulative Winter Peak Savings (MW) | Achievable Economic UCT Potential | 0 | 0 | 0 | 0 | 0 | 0 | 0 | 0 | 0 | 0 | 0 | 0 | 0 | 0 | 0 | 0 | 0 | 0 | 0 | 0 | 0 | 0 | 0 | 0 | 0 | 0 | 0
F10_Commercial_Interruptible - Miscellaneous_New_Space Heating_Natural Gas_Gas Boiler - Maintenance_A_Achievable Economic UCT Potential | F10 | Commercial | Interruptible - Miscellaneous | New | Space Heating | Natural Gas | Gas Boiler - Maintenance | A | Purchases (Incremental) | Achievable Economic UCT Potential | 0 | 0 | 0 | 0 | 0 | 0 | 0 | 0 | 0 | 0 | 0 | 0 | 0 | 0 | 0 | 0 | 0 | 0 | 0 | 0 | 0 | 0 | 0 | 0 | 0 | 0 | 0
F11_Commercial_Interruptible - Miscellaneous_New_Space Heating_Natural Gas_Gas Boiler - Maintenance_A_Achievable Economic UCT Potential | F11 | Commercial | Interruptible - Miscellaneous | New | Space Heating | Natural Gas | Gas Boiler - Maintenance | A | Purchases (Cumulative) | Achievable Economic UCT Potential | 0 | 0 | 0 | 0 | 0 | 0 | 0 | 0 | 0 | 0 | 0 | 0 | 0 | 0 | 0 | 0 | 0 | 0 | 0 | 0 | 0 | 0 | 0 | 0 | 0 | 0 | 0
F1_Commercial_Interruptible - Miscellaneous_New_Space Heating_Natural Gas_Gas Furnace - Maintenance_A_Achievable Economic UCT Potential | F1 | Commercial | Interruptible - Miscellaneous | New | Space Heating | Natural Gas | Gas Furnace - Maintenance | A | Integrated Unit Energy Savings (kWh or therms) | Achievable Economic UCT Potential | 0 | 0 | 0 | 0 | 0 | 0 | 0 | 0 | 0 | 0 | 0 | 0 | 0 | 0 | 0 | 0 | 0 | 0 | 0 | 0 | 0 | 0 | 0 | 0 | 0 | 0 | 0
F2_Commercial_Interruptible - Miscellaneous_New_Space Heating_Natural Gas_Gas Furnace - Maintenance_A_Achievable Economic UCT Potential | F2 | Commercial | Interruptible - Miscellaneous | New | Space Heating | Natural Gas | Gas Furnace - Maintenance | A | Integrated Unit Summer Peak Savings (kW) | Achievable Economic UCT Potential | 0 | 0 | 0 | 0 | 0 | 0 | 0 | 0 | 0 | 0 | 0 | 0 | 0 | 0 | 0 | 0 | 0 | 0 | 0 | 0 | 0 | 0 | 0 | 0 | 0 | 0 | 0
F3_Commercial_Interruptible - Miscellaneous_New_Space Heating_Natural Gas_Gas Furnace - Maintenance_A_Achievable Economic UCT Potential | F3 | Commercial | Interruptible - Miscellaneous | New | Space Heating | Natural Gas | Gas Furnace - Maintenance | A | Integrated Unit Winter Peak Savings (kW) | Achievable Economic UCT Potential | 0 | 0 | 0 | 0 | 0 | 0 | 0 | 0 | 0 | 0 | 0 | 0 | 0 | 0 | 0 | 0 | 0 | 0 | 0 | 0 | 0 | 0 | 0 | 0 | 0 | 0 | 0
F4_Commercial_Interruptible - Miscellaneous_New_Space Heating_Natural Gas_Gas Furnace - Maintenance_A_Achievable Economic UCT Potential | F4 | Commercial | Interruptible - Miscellaneous | New | Space Heating | Natural Gas | Gas Furnace - Maintenance | A | Incremental Energy Savings (MWh or mTherms) | Achievable Economic UCT Potential | 0 | 0 | 0 | 0 | 0 | 0 | 0 | 0 | 0 | 0 | 0 | 0 | 0 | 0 | 0 | 0 | 0 | 0 | 0 | 0 | 0 | 0 | 0 | 0 | 0 | 0 | 0
F5_Commercial_Interruptible - Miscellaneous_New_Space Heating_Natural Gas_Gas Furnace - Maintenance_A_Achievable Economic UCT Potential | F5 | Commercial | Interruptible - Miscellaneous | New | Space Heating | Natural Gas | Gas Furnace - Maintenance | A | Incremental Summer Peak Savings (MW) | Achievable Economic UCT Potential | 0 | 0 | 0 | 0 | 0 | 0 | 0 | 0 | 0 | 0 | 0 | 0 | 0 | 0 | 0 | 0 | 0 | 0 | 0 | 0 | 0 | 0 | 0 | 0 | 0 | 0 | 0
F6_Commercial_Interruptible - Miscellaneous_New_Space Heating_Natural Gas_Gas Furnace - Maintenance_A_Achievable Economic UCT Potential | F6 | Commercial | Interruptible - Miscellaneous | New | Space Heating | Natural Gas | Gas Furnace - Maintenance | A | Incremental Winter Peak Savings (MW) | Achievable Economic UCT Potential | 0 | 0 | 0 | 0 | 0 | 0 | 0 | 0 | 0 | 0 | 0 | 0 | 0 | 0 | 0 | 0 | 0 | 0 | 0 | 0 | 0 | 0 | 0 | 0 | 0 | 0 | 0
F7_Commercial_Interruptible - Miscellaneous_New_Space Heating_Natural Gas_Gas Furnace - Maintenance_A_Achievable Economic UCT Potential | F7 | Commercial | Interruptible - Miscellaneous | New | Space Heating | Natural Gas | Gas Furnace - Maintenance | A | Cumulative Energy Savings (MWh or mTherms) | Achievable Economic UCT Potential | 0 | 0 | 0 | 0 | 0 | 0 | 0 | 0 | 0 | 0 | 0 | 0 | 0 | 0 | 0 | 0 | 0 | 0 | 0 | 0 | 0 | 0 | 0 | 0 | 0 | 0 | 0
F8_Commercial_Interruptible - Miscellaneous_New_Space Heating_Natural Gas_Gas Furnace - Maintenance_A_Achievable Economic UCT Potential | F8 | Commercial | Interruptible - Miscellaneous | New | Space Heating | Natural Gas | Gas Furnace - Maintenance | A | Cumulative Summer Peak Savings (MW) | Achievable Economic UCT Potential | 0 | 0 | 0 | 0 | 0 | 0 | 0 | 0 | 0 | 0 | 0 | 0 | 0 | 0 | 0 | 0 | 0 | 0 | 0 | 0 | 0 | 0 | 0 | 0 | 0 | 0 | 0
F9_Commercial_Interruptible - Miscellaneous_New_Space Heating_Natural Gas_Gas Furnace - Maintenance_A_Achievable Economic UCT Potential | F9 | Commercial | Interruptible - Miscellaneous | New | Space Heating | Natural Gas | Gas Furnace - Maintenance | A | Cumulative Winter Peak Savings (MW) | Achievable Economic UCT Potential | 0 | 0 | 0 | 0 | 0 | 0 | 0 | 0 | 0 | 0 | 0 | 0 | 0 | 0 | 0 | 0 | 0 | 0 | 0 | 0 | 0 | 0 | 0 | 0 | 0 | 0 | 0
F10_Commercial_Interruptible - Miscellaneous_New_Space Heating_Natural Gas_Gas Furnace - Maintenance_A_Achievable Economic UCT Potential | F10 | Commercial | Interruptible - Miscellaneous | New | Space Heating | Natural Gas | Gas Furnace - Maintenance | A | Purchases (Incremental) | Achievable Economic UCT Potential | 0 | 0 | 0 | 0 | 0 | 0 | 0 | 0 | 0 | 0 | 0 | 0 | 0 | 0 | 0 | 0 | 0 | 0 | 0 | 0 | 0 | 0 | 0 | 0 | 0 | 0 | 0
F11_Commercial_Interruptible - Miscellaneous_New_Space Heating_Natural Gas_Gas Furnace - Maintenance_A_Achievable Economic UCT Potential | F11 | Commercial | Interruptible - Miscellaneous | New | Space Heating | Natural Gas | Gas Furnace - Maintenance | A | Purchases (Cumulative) | Achievable Economic UCT Potential | 0 | 0 | 0 | 0 | 0 | 0 | 0 | 0 | 0 | 0 | 0 | 0 | 0 | 0 | 0 | 0 | 0 | 0 | 0 | 0 | 0 | 0 | 0 | 0 | 0 | 0 | 0
F1_Commercial_Interruptible - Miscellaneous_New_Space Heating_Natural Gas_Gas Boiler - Hot Water Reset_A_Achievable Economic UCT Potential | F1 | Commercial | Interruptible - Miscellaneous | New | Space Heating | Natural Gas | Gas Boiler - Hot Water Reset | A | Integrated Unit Energy Savings (kWh or therms) | Achievable Economic UCT Potential | 0 | 0 | 0 | 0 | 0 | 0 | 0 | 0 | 0 | 0 | 0 | 0 | 0 | 0 | 0 | 0 | 0 | 0 | 0 | 0 | 0 | 0 | 0 | 0 | 0 | 0 | 0
F2_Commercial_Interruptible - Miscellaneous_New_Space Heating_Natural Gas_Gas Boiler - Hot Water Reset_A_Achievable Economic UCT Potential | F2 | Commercial | Interruptible - Miscellaneous | New | Space Heating | Natural Gas | Gas Boiler - Hot Water Reset | A | Integrated Unit Summer Peak Savings (kW) | Achievable Economic UCT Potential | 0 | 0 | 0 | 0 | 0 | 0 | 0 | 0 | 0 | 0 | 0 | 0 | 0 | 0 | 0 | 0 | 0 | 0 | 0 | 0 | 0 | 0 | 0 | 0 | 0 | 0 | 0
F3_Commercial_Interruptible - Miscellaneous_New_Space Heating_Natural Gas_Gas Boiler - Hot Water Reset_A_Achievable Economic UCT Potential | F3 | Commercial | Interruptible - Miscellaneous | New | Space Heating | Natural Gas | Gas Boiler - Hot Water Reset | A | Integrated Unit Winter Peak Savings (kW) | Achievable Economic UCT Potential | 0 | 0 | 0 | 0 | 0 | 0 | 0 | 0 | 0 | 0 | 0 | 0 | 0 | 0 | 0 | 0 | 0 | 0 | 0 | 0 | 0 | 0 | 0 | 0 | 0 | 0 | 0
F4_Commercial_Interruptible - Miscellaneous_New_Space Heating_Natural Gas_Gas Boiler - Hot Water Reset_A_Achievable Economic UCT Potential | F4 | Commercial | Interruptible - Miscellaneous | New | Space Heating | Natural Gas | Gas Boiler - Hot Water Reset | A | Incremental Energy Savings (MWh or mTherms) | Achievable Economic UCT Potential | 0 | 0 | 0 | 0 | 0 | 0 | 0 | 0 | 0 | 0 | 0 | 0 | 0 | 0 | 0 | 0 | 0 | 0 | 0 | 0 | 0 | 0 | 0 | 0 | 0 | 0 | 0
F5_Commercial_Interruptible - Miscellaneous_New_Space Heating_Natural Gas_Gas Boiler - Hot Water Reset_A_Achievable Economic UCT Potential | F5 | Commercial | Interruptible - Miscellaneous | New | Space Heating | Natural Gas | Gas Boiler - Hot Water Reset | A | Incremental Summer Peak Savings (MW) | Achievable Economic UCT Potential | 0 | 0 | 0 | 0 | 0 | 0 | 0 | 0 | 0 | 0 | 0 | 0 | 0 | 0 | 0 | 0 | 0 | 0 | 0 | 0 | 0 | 0 | 0 | 0 | 0 | 0 | 0
F6_Commercial_Interruptible - Miscellaneous_New_Space Heating_Natural Gas_Gas Boiler - Hot Water Reset_A_Achievable Economic UCT Potential | F6 | Commercial | Interruptible - Miscellaneous | New | Space Heating | Natural Gas | Gas Boiler - Hot Water Reset | A | Incremental Winter Peak Savings (MW) | Achievable Economic UCT Potential | 0 | 0 | 0 | 0 | 0 | 0 | 0 | 0 | 0 | 0 | 0 | 0 | 0 | 0 | 0 | 0 | 0 | 0 | 0 | 0 | 0 | 0 | 0 | 0 | 0 | 0 | 0
F7_Commercial_Interruptible - Miscellaneous_New_Space Heating_Natural Gas_Gas Boiler - Hot Water Reset_A_Achievable Economic UCT Potential | F7 | Commercial | Interruptible - Miscellaneous | New | Space Heating | Natural Gas | Gas Boiler - Hot Water Reset | A | Cumulative Energy Savings (MWh or mTherms) | Achievable Economic UCT Potential | 0 | 0 | 0 | 0 | 0 | 0 | 0 | 0 | 0 | 0 | 0 | 0 | 0 | 0 | 0 | 0 | 0 | 0 | 0 | 0 | 0 | 0 | 0 | 0 | 0 | 0 | 0
F8_Commercial_Interruptible - Miscellaneous_New_Space Heating_Natural Gas_Gas Boiler - Hot Water Reset_A_Achievable Economic UCT Potential | F8 | Commercial | Interruptible - Miscellaneous | New | Space Heating | Natural Gas | Gas Boiler - Hot Water Reset | A | Cumulative Summer Peak Savings (MW) | Achievable Economic UCT Potential | 0 | 0 | 0 | 0 | 0 | 0 | 0 | 0 | 0 | 0 | 0 | 0 | 0 | 0 | 0 | 0 | 0 | 0 | 0 | 0 | 0 | 0 | 0 | 0 | 0 | 0 | 0
F9_Commercial_Interruptible - Miscellaneous_New_Space Heating_Natural Gas_Gas Boiler - Hot Water Reset_A_Achievable Economic UCT Potential | F9 | Commercial | Interruptible - Miscellaneous | New | Space Heating | Natural Gas | Gas Boiler - Hot Water Reset | A | Cumulative Winter Peak Savings (MW) | Achievable Economic UCT Potential | 0 | 0 | 0 | 0 | 0 | 0 | 0 | 0 | 0 | 0 | 0 | 0 | 0 | 0 | 0 | 0 | 0 | 0 | 0 | 0 | 0 | 0 | 0 | 0 | 0 | 0 | 0
F10_Commercial_Interruptible - Miscellaneous_New_Space Heating_Natural Gas_Gas Boiler - Hot Water Reset_A_Achievable Economic UCT Potential | F10 | Commercial | Interruptible - Miscellaneous | New | Space Heating | Natural Gas | Gas Boiler - Hot Water Reset | A | Purchases (Incremental) | Achievable Economic UCT Potential | 0 | 0 | 0 | 0 | 0 | 0 | 0 | 0 | 0 | 0 | 0 | 0 | 0 | 0 | 0 | 0 | 0 | 0 | 0 | 0 | 0 | 0 | 0 | 0 | 0 | 0 | 0
F11_Commercial_Interruptible - Miscellaneous_New_Space Heating_Natural Gas_Gas Boiler - Hot Water Reset_A_Achievable Economic UCT Potential | F11 | Commercial | Interruptible - Miscellaneous | New | Space Heating | Natural Gas | Gas Boiler - Hot Water Reset | A | Purchases (Cumulative) | Achievable Economic UCT Potential | 0 | 0 | 0 | 0 | 0 | 0 | 0 | 0 | 0 | 0 | 0 | 0 | 0 | 0 | 0 | 0 | 0 | 0 | 0 | 0 | 0 | 0 | 0 | 0 | 0 | 0 | 0
F1_Commercial_Interruptible - Miscellaneous_New_Space Heating_Natural Gas_Gas Boiler - Steam Trap Replacement_A_Achievable Economic UCT Potential | F1 | Commercial | Interruptible - Miscellaneous | New | Space Heating | Natural Gas | Gas Boiler - Steam Trap Replacement | A | Integrated Unit Energy Savings (kWh or therms) | Achievable Economic UCT Potential | 0 | 0 | 0 | 0 | 0 | 0 | 0 | 0 | 0 | 0 | 0 | 0 | 0 | 0 | 0 | 0 | 0 | 0 | 0 | 0 | 0 | 0 | 0 | 0 | 0 | 0 | 0
F2_Commercial_Interruptible - Miscellaneous_New_Space Heating_Natural Gas_Gas Boiler - Steam Trap Replacement_A_Achievable Economic UCT Potential | F2 | Commercial | Interruptible - Miscellaneous | New | Space Heating | Natural Gas | Gas Boiler - Steam Trap Replacement | A | Integrated Unit Summer Peak Savings (kW) | Achievable Economic UCT Potential | 0 | 0 | 0 | 0 | 0 | 0 | 0 | 0 | 0 | 0 | 0 | 0 | 0 | 0 | 0 | 0 | 0 | 0 | 0 | 0 | 0 | 0 | 0 | 0 | 0 | 0 | 0
F3_Commercial_Interruptible - Miscellaneous_New_Space Heating_Natural Gas_Gas Boiler - Steam Trap Replacement_A_Achievable Economic UCT Potential | F3 | Commercial | Interruptible - Miscellaneous | New | Space Heating | Natural Gas | Gas Boiler - Steam Trap Replacement | A | Integrated Unit Winter Peak Savings (kW) | Achievable Economic UCT Potential | 0 | 0 | 0 | 0 | 0 | 0 | 0 | 0 | 0 | 0 | 0 | 0 | 0 | 0 | 0 | 0 | 0 | 0 | 0 | 0 | 0 | 0 | 0 | 0 | 0 | 0 | 0
F4_Commercial_Interruptible - Miscellaneous_New_Space Heating_Natural Gas_Gas Boiler - Steam Trap Replacement_A_Achievable Economic UCT Potential | F4 | Commercial | Interruptible - Miscellaneous | New | Space Heating | Natural Gas | Gas Boiler - Steam Trap Replacement | A | Incremental Energy Savings (MWh or mTherms) | Achievable Economic UCT Potential | 0 | 0 | 0 | 0 | 0 | 0 | 0 | 0 | 0 | 0 | 0 | 0 | 0 | 0 | 0 | 0 | 0 | 0 | 0 | 0 | 0 | 0 | 0 | 0 | 0 | 0 | 0
F5_Commercial_Interruptible - Miscellaneous_New_Space Heating_Natural Gas_Gas Boiler - Steam Trap Replacement_A_Achievable Economic UCT Potential | F5 | Commercial | Interruptible - Miscellaneous | New | Space Heating | Natural Gas | Gas Boiler - Steam Trap Replacement | A | Incremental Summer Peak Savings (MW) | Achievable Economic UCT Potential | 0 | 0 | 0 | 0 | 0 | 0 | 0 | 0 | 0 | 0 | 0 | 0 | 0 | 0 | 0 | 0 | 0 | 0 | 0 | 0 | 0 | 0 | 0 | 0 | 0 | 0 | 0
F6_Commercial_Interruptible - Miscellaneous_New_Space Heating_Natural Gas_Gas Boiler - Steam Trap Replacement_A_Achievable Economic UCT Potential | F6 | Commercial | Interruptible - Miscellaneous | New | Space Heating | Natural Gas | Gas Boiler - Steam Trap Replacement | A | Incremental Winter Peak Savings (MW) | Achievable Economic UCT Potential | 0 | 0 | 0 | 0 | 0 | 0 | 0 | 0 | 0 | 0 | 0 | 0 | 0 | 0 | 0 | 0 | 0 | 0 | 0 | 0 | 0 | 0 | 0 | 0 | 0 | 0 | 0
F7_Commercial_Interruptible - Miscellaneous_New_Space Heating_Natural Gas_Gas Boiler - Steam Trap Replacement_A_Achievable Economic UCT Potential | F7 | Commercial | Interruptible - Miscellaneous | New | Space Heating | Natural Gas | Gas Boiler - Steam Trap Replacement | A | Cumulative Energy Savings (MWh or mTherms) | Achievable Economic UCT Potential | 0 | 0 | 0 | 0 | 0 | 0 | 0 | 0 | 0 | 0 | 0 | 0 | 0 | 0 | 0 | 0 | 0 | 0 | 0 | 0 | 0 | 0 | 0 | 0 | 0 | 0 | 0
F8_Commercial_Interruptible - Miscellaneous_New_Space Heating_Natural Gas_Gas Boiler - Steam Trap Replacement_A_Achievable Economic UCT Potential | F8 | Commercial | Interruptible - Miscellaneous | New | Space Heating | Natural Gas | Gas Boiler - Steam Trap Replacement | A | Cumulative Summer Peak Savings (MW) | Achievable Economic UCT Potential | 0 | 0 | 0 | 0 | 0 | 0 | 0 | 0 | 0 | 0 | 0 | 0 | 0 | 0 | 0 | 0 | 0 | 0 | 0 | 0 | 0 | 0 | 0 | 0 | 0 | 0 | 0
F9_Commercial_Interruptible - Miscellaneous_New_Space Heating_Natural Gas_Gas Boiler - Steam Trap Replacement_A_Achievable Economic UCT Potential | F9 | Commercial | Interruptible - Miscellaneous | New | Space Heating | Natural Gas | Gas Boiler - Steam Trap Replacement | A | Cumulative Winter Peak Savings (MW) | Achievable Economic UCT Potential | 0 | 0 | 0 | 0 | 0 | 0 | 0 | 0 | 0 | 0 | 0 | 0 | 0 | 0 | 0 | 0 | 0 | 0 | 0 | 0 | 0 | 0 | 0 | 0 | 0 | 0 | 0
F10_Commercial_Interruptible - Miscellaneous_New_Space Heating_Natural Gas_Gas Boiler - Steam Trap Replacement_A_Achievable Economic UCT Potential | F10 | Commercial | Interruptible - Miscellaneous | New | Space Heating | Natural Gas | Gas Boiler - Steam Trap Replacement | A | Purchases (Incremental) | Achievable Economic UCT Potential | 0 | 0 | 0 | 0 | 0 | 0 | 0 | 0 | 0 | 0 | 0 | 0 | 0 | 0 | 0 | 0 | 0 | 0 | 0 | 0 | 0 | 0 | 0 | 0 | 0 | 0 | 0
F11_Commercial_Interruptible - Miscellaneous_New_Space Heating_Natural Gas_Gas Boiler - Steam Trap Replacement_A_Achievable Economic UCT Potential | F11 | Commercial | Interruptible - Miscellaneous | New | Space Heating | Natural Gas | Gas Boiler - Steam Trap Replacement | A | Purchases (Cumulative) | Achievable Economic UCT Potential | 0 | 0 | 0 | 0 | 0 | 0 | 0 | 0 | 0 | 0 | 0 | 0 | 0 | 0 | 0 | 0 | 0 | 0 | 0 | 0 | 0 | 0 | 0 | 0 | 0 | 0 | 0
F1_Commercial_Interruptible - Miscellaneous_New_Space Heating_Natural Gas_Gas Boiler - High Turndown Burner_A_Achievable Economic UCT Potential | F1 | Commercial | Interruptible - Miscellaneous | New | Space Heating | Natural Gas | Gas Boiler - High Turndown Burner | A | Integrated Unit Energy Savings (kWh or therms) | Achievable Economic UCT Potential | 0 | 0 | 0 | 0 | 0 | 0 | 0 | 0 | 0 | 0 | 0 | 0 | 0 | 0 | 0 | 0 | 0 | 0 | 0 | 0 | 0 | 0 | 0 | 0 | 0 | 0 | 0
F2_Commercial_Interruptible - Miscellaneous_New_Space Heating_Natural Gas_Gas Boiler - High Turndown Burner_A_Achievable Economic UCT Potential | F2 | Commercial | Interruptible - Miscellaneous | New | Space Heating | Natural Gas | Gas Boiler - High Turndown Burner | A | Integrated Unit Summer Peak Savings (kW) | Achievable Economic UCT Potential | 0 | 0 | 0 | 0 | 0 | 0 | 0 | 0 | 0 | 0 | 0 | 0 | 0 | 0 | 0 | 0 | 0 | 0 | 0 | 0 | 0 | 0 | 0 | 0 | 0 | 0 | 0
F3_Commercial_Interruptible - Miscellaneous_New_Space Heating_Natural Gas_Gas Boiler - High Turndown Burner_A_Achievable Economic UCT Potential | F3 | Commercial | Interruptible - Miscellaneous | New | Space Heating | Natural Gas | Gas Boiler - High Turndown Burner | A | Integrated Unit Winter Peak Savings (kW) | Achievable Economic UCT Potential | 0 | 0 | 0 | 0 | 0 | 0 | 0 | 0 | 0 | 0 | 0 | 0 | 0 | 0 | 0 | 0 | 0 | 0 | 0 | 0 | 0 | 0 | 0 | 0 | 0 | 0 | 0
F4_Commercial_Interruptible - Miscellaneous_New_Space Heating_Natural Gas_Gas Boiler - High Turndown Burner_A_Achievable Economic UCT Potential | F4 | Commercial | Interruptible - Miscellaneous | New | Space Heating | Natural Gas | Gas Boiler - High Turndown Burner | A | Incremental Energy Savings (MWh or mTherms) | Achievable Economic UCT Potential | 0 | 0 | 0 | 0 | 0 | 0 | 0 | 0 | 0 | 0 | 0 | 0 | 0 | 0 | 0 | 0 | 0 | 0 | 0 | 0 | 0 | 0 | 0 | 0 | 0 | 0 | 0
F5_Commercial_Interruptible - Miscellaneous_New_Space Heating_Natural Gas_Gas Boiler - High Turndown Burner_A_Achievable Economic UCT Potential | F5 | Commercial | Interruptible - Miscellaneous | New | Space Heating | Natural Gas | Gas Boiler - High Turndown Burner | A | Incremental Summer Peak Savings (MW) | Achievable Economic UCT Potential | 0 | 0 | 0 | 0 | 0 | 0 | 0 | 0 | 0 | 0 | 0 | 0 | 0 | 0 | 0 | 0 | 0 | 0 | 0 | 0 | 0 | 0 | 0 | 0 | 0 | 0 | 0
F6_Commercial_Interruptible - Miscellaneous_New_Space Heating_Natural Gas_Gas Boiler - High Turndown Burner_A_Achievable Economic UCT Potential | F6 | Commercial | Interruptible - Miscellaneous | New | Space Heating | Natural Gas | Gas Boiler - High Turndown Burner | A | Incremental Winter Peak Savings (MW) | Achievable Economic UCT Potential | 0 | 0 | 0 | 0 | 0 | 0 | 0 | 0 | 0 | 0 | 0 | 0 | 0 | 0 | 0 | 0 | 0 | 0 | 0 | 0 | 0 | 0 | 0 | 0 | 0 | 0 | 0
F7_Commercial_Interruptible - Miscellaneous_New_Space Heating_Natural Gas_Gas Boiler - High Turndown Burner_A_Achievable Economic UCT Potential | F7 | Commercial | Interruptible - Miscellaneous | New | Space Heating | Natural Gas | Gas Boiler - High Turndown Burner | A | Cumulative Energy Savings (MWh or mTherms) | Achievable Economic UCT Potential | 0 | 0 | 0 | 0 | 0 | 0 | 0 | 0 | 0 | 0 | 0 | 0 | 0 | 0 | 0 | 0 | 0 | 0 | 0 | 0 | 0 | 0 | 0 | 0 | 0 | 0 | 0
F8_Commercial_Interruptible - Miscellaneous_New_Space Heating_Natural Gas_Gas Boiler - High Turndown Burner_A_Achievable Economic UCT Potential | F8 | Commercial | Interruptible - Miscellaneous | New | Space Heating | Natural Gas | Gas Boiler - High Turndown Burner | A | Cumulative Summer Peak Savings (MW) | Achievable Economic UCT Potential | 0 | 0 | 0 | 0 | 0 | 0 | 0 | 0 | 0 | 0 | 0 | 0 | 0 | 0 | 0 | 0 | 0 | 0 | 0 | 0 | 0 | 0 | 0 | 0 | 0 | 0 | 0
F9_Commercial_Interruptible - Miscellaneous_New_Space Heating_Natural Gas_Gas Boiler - High Turndown Burner_A_Achievable Economic UCT Potential | F9 | Commercial | Interruptible - Miscellaneous | New | Space Heating | Natural Gas | Gas Boiler - High Turndown Burner | A | Cumulative Winter Peak Savings (MW) | Achievable Economic UCT Potential | 0 | 0 | 0 | 0 | 0 | 0 | 0 | 0 | 0 | 0 | 0 | 0 | 0 | 0 | 0 | 0 | 0 | 0 | 0 | 0 | 0 | 0 | 0 | 0 | 0 | 0 | 0
F10_Commercial_Interruptible - Miscellaneous_New_Space Heating_Natural Gas_Gas Boiler - High Turndown Burner_A_Achievable Economic UCT Potential | F10 | Commercial | Interruptible - Miscellaneous | New | Space Heating | Natural Gas | Gas Boiler - High Turndown Burner | A | Purchases (Incremental) | Achievable Economic UCT Potential | 0 | 0 | 0 | 0 | 0 | 0 | 0 | 0 | 0 | 0 | 0 | 0 | 0 | 0 | 0 | 0 | 0 | 0 | 0 | 0 | 0 | 0 | 0 | 0 | 0 | 0 | 0
F11_Commercial_Interruptible - Miscellaneous_New_Space Heating_Natural Gas_Gas Boiler - High Turndown Burner_A_Achievable Economic UCT Potential | F11 | Commercial | Interruptible - Miscellaneous | New | Space Heating | Natural Gas | Gas Boiler - High Turndown Burner | A | Purchases (Cumulative) | Achievable Economic UCT Potential | 0 | 0 | 0 | 0 | 0 | 0 | 0 | 0 | 0 | 0 | 0 | 0 | 0 | 0 | 0 | 0 | 0 | 0 | 0 | 0 | 0 | 0 | 0 | 0 | 0 | 0 | 0
F1_Commercial_Interruptible - Miscellaneous_New_Space Heating_Natural Gas_Gas Boiler - Burner Control Optimization_A_Achievable Economic UCT Potential | F1 | Commercial | Interruptible - Miscellaneous | New | Space Heating | Natural Gas | Gas Boiler - Burner Control Optimization | A | Integrated Unit Energy Savings (kWh or therms) | Achievable Economic UCT Potential | 0 | 0 | 0 | 0 | 0 | 0 | 0 | 0 | 0 | 0 | 0 | 0 | 0 | 0 | 0 | 0 | 0 | 0 | 0 | 0 | 0 | 0 | 0 | 0 | 0 | 0 | 0
F2_Commercial_Interruptible - Miscellaneous_New_Space Heating_Natural Gas_Gas Boiler - Burner Control Optimization_A_Achievable Economic UCT Potential | F2 | Commercial | Interruptible - Miscellaneous | New | Space Heating | Natural Gas | Gas Boiler - Burner Control Optimization | A | Integrated Unit Summer Peak Savings (kW) | Achievable Economic UCT Potential | 0 | 0 | 0 | 0 | 0 | 0 | 0 | 0 | 0 | 0 | 0 | 0 | 0 | 0 | 0 | 0 | 0 | 0 | 0 | 0 | 0 | 0 | 0 | 0 | 0 | 0 | 0
F3_Commercial_Interruptible - Miscellaneous_New_Space Heating_Natural Gas_Gas Boiler - Burner Control Optimization_A_Achievable Economic UCT Potential | F3 | Commercial | Interruptible - Miscellaneous | New | Space Heating | Natural Gas | Gas Boiler - Burner Control Optimization | A | Integrated Unit Winter Peak Savings (kW) | Achievable Economic UCT Potential | 0 | 0 | 0 | 0 | 0 | 0 | 0 | 0 | 0 | 0 | 0 | 0 | 0 | 0 | 0 | 0 | 0 | 0 | 0 | 0 | 0 | 0 | 0 | 0 | 0 | 0 | 0
F4_Commercial_Interruptible - Miscellaneous_New_Space Heating_Natural Gas_Gas Boiler - Burner Control Optimization_A_Achievable Economic UCT Potential | F4 | Commercial | Interruptible - Miscellaneous | New | Space Heating | Natural Gas | Gas Boiler - Burner Control Optimization | A | Incremental Energy Savings (MWh or mTherms) | Achievable Economic UCT Potential | 0 | 0 | 0 | 0 | 0 | 0 | 0 | 0 | 0 | 0 | 0 | 0 | 0 | 0 | 0 | 0 | 0 | 0 | 0 | 0 | 0 | 0 | 0 | 0 | 0 | 0 | 0
F5_Commercial_Interruptible - Miscellaneous_New_Space Heating_Natural Gas_Gas Boiler - Burner Control Optimization_A_Achievable Economic UCT Potential | F5 | Commercial | Interruptible - Miscellaneous | New | Space Heating | Natural Gas | Gas Boiler - Burner Control Optimization | A | Incremental Summer Peak Savings (MW) | Achievable Economic UCT Potential | 0 | 0 | 0 | 0 | 0 | 0 | 0 | 0 | 0 | 0 | 0 | 0 | 0 | 0 | 0 | 0 | 0 | 0 | 0 | 0 | 0 | 0 | 0 | 0 | 0 | 0 | 0
F6_Commercial_Interruptible - Miscellaneous_New_Space Heating_Natural Gas_Gas Boiler - Burner Control Optimization_A_Achievable Economic UCT Potential | F6 | Commercial | Interruptible - Miscellaneous | New | Space Heating | Natural Gas | Gas Boiler - Burner Control Optimization | A | Incremental Winter Peak Savings (MW) | Achievable Economic UCT Potential | 0 | 0 | 0 | 0 | 0 | 0 | 0 | 0 | 0 | 0 | 0 | 0 | 0 | 0 | 0 | 0 | 0 | 0 | 0 | 0 | 0 | 0 | 0 | 0 | 0 | 0 | 0
F7_Commercial_Interruptible - Miscellaneous_New_Space Heating_Natural Gas_Gas Boiler - Burner Control Optimization_A_Achievable Economic UCT Potential | F7 | Commercial | Interruptible - Miscellaneous | New | Space Heating | Natural Gas | Gas Boiler - Burner Control Optimization | A | Cumulative Energy Savings (MWh or mTherms) | Achievable Economic UCT Potential | 0 | 0 | 0 | 0 | 0 | 0 | 0 | 0 | 0 | 0 | 0 | 0 | 0 | 0 | 0 | 0 | 0 | 0 | 0 | 0 | 0 | 0 | 0 | 0 | 0 | 0 | 0
F8_Commercial_Interruptible - Miscellaneous_New_Space Heating_Natural Gas_Gas Boiler - Burner Control Optimization_A_Achievable Economic UCT Potential | F8 | Commercial | Interruptible - Miscellaneous | New | Space Heating | Natural Gas | Gas Boiler - Burner Control Optimization | A | Cumulative Summer Peak Savings (MW) | Achievable Economic UCT Potential | 0 | 0 | 0 | 0 | 0 | 0 | 0 | 0 | 0 | 0 | 0 | 0 | 0 | 0 | 0 | 0 | 0 | 0 | 0 | 0 | 0 | 0 | 0 | 0 | 0 | 0 | 0
F9_Commercial_Interruptible - Miscellaneous_New_Space Heating_Natural Gas_Gas Boiler - Burner Control Optimization_A_Achievable Economic UCT Potential | F9 | Commercial | Interruptible - Miscellaneous | New | Space Heating | Natural Gas | Gas Boiler - Burner Control Optimization | A | Cumulative Winter Peak Savings (MW) | Achievable Economic UCT Potential | 0 | 0 | 0 | 0 | 0 | 0 | 0 | 0 | 0 | 0 | 0 | 0 | 0 | 0 | 0 | 0 | 0 | 0 | 0 | 0 | 0 | 0 | 0 | 0 | 0 | 0 | 0
F10_Commercial_Interruptible - Miscellaneous_New_Space Heating_Natural Gas_Gas Boiler - Burner Control Optimization_A_Achievable Economic UCT Potential | F10 | Commercial | Interruptible - Miscellaneous | New | Space Heating | Natural Gas | Gas Boiler - Burner Control Optimization | A | Purchases (Incremental) | Achievable Economic UCT Potential | 0 | 0 | 0 | 0 | 0 | 0 | 0 | 0 | 0 | 0 | 0 | 0 | 0 | 0 | 0 | 0 | 0 | 0 | 0 | 0 | 0 | 0 | 0 | 0 | 0 | 0 | 0
F11_Commercial_Interruptible - Miscellaneous_New_Space Heating_Natural Gas_Gas Boiler - Burner Control Optimization_A_Achievable Economic UCT Potential | F11 | Commercial | Interruptible - Miscellaneous | New | Space Heating | Natural Gas | Gas Boiler - Burner Control Optimization | A | Purchases (Cumulative) | Achievable Economic UCT Potential | 0 | 0 | 0 | 0 | 0 | 0 | 0 | 0 | 0 | 0 | 0 | 0 | 0 | 0 | 0 | 0 | 0 | 0 | 0 | 0 | 0 | 0 | 0 | 0 | 0 | 0 | 0
F1_Commercial_Interruptible - Miscellaneous_New_Space Heating_Natural Gas_Gas Boiler - Stack Economizer_A_Achievable Economic UCT Potential | F1 | Commercial | Interruptible - Miscellaneous | New | Space Heating | Natural Gas | Gas Boiler - Stack Economizer | A | Integrated Unit Energy Savings (kWh or therms) | Achievable Economic UCT Potential | 0 | 0 | 0 | 0 | 0 | 0 | 0 | 0 | 0 | 0 | 0 | 0 | 0 | 0 | 0 | 0 | 0 | 0 | 0 | 0 | 0 | 0 | 0 | 0 | 0 | 0 | 0
F2_Commercial_Interruptible - Miscellaneous_New_Space Heating_Natural Gas_Gas Boiler - Stack Economizer_A_Achievable Economic UCT Potential | F2 | Commercial | Interruptible - Miscellaneous | New | Space Heating | Natural Gas | Gas Boiler - Stack Economizer | A | Integrated Unit Summer Peak Savings (kW) | Achievable Economic UCT Potential | 0 | 0 | 0 | 0 | 0 | 0 | 0 | 0 | 0 | 0 | 0 | 0 | 0 | 0 | 0 | 0 | 0 | 0 | 0 | 0 | 0 | 0 | 0 | 0 | 0 | 0 | 0
F3_Commercial_Interruptible - Miscellaneous_New_Space Heating_Natural Gas_Gas Boiler - Stack Economizer_A_Achievable Economic UCT Potential | F3 | Commercial | Interruptible - Miscellaneous | New | Space Heating | Natural Gas | Gas Boiler - Stack Economizer | A | Integrated Unit Winter Peak Savings (kW) | Achievable Economic UCT Potential | 0 | 0 | 0 | 0 | 0 | 0 | 0 | 0 | 0 | 0 | 0 | 0 | 0 | 0 | 0 | 0 | 0 | 0 | 0 | 0 | 0 | 0 | 0 | 0 | 0 | 0 | 0
F4_Commercial_Interruptible - Miscellaneous_New_Space Heating_Natural Gas_Gas Boiler - Stack Economizer_A_Achievable Economic UCT Potential | F4 | Commercial | Interruptible - Miscellaneous | New | Space Heating | Natural Gas | Gas Boiler - Stack Economizer | A | Incremental Energy Savings (MWh or mTherms) | Achievable Economic UCT Potential | 0 | 0 | 0 | 0 | 0 | 0 | 0 | 0 | 0 | 0 | 0 | 0 | 0 | 0 | 0 | 0 | 0 | 0 | 0 | 0 | 0 | 0 | 0 | 0 | 0 | 0 | 0
F5_Commercial_Interruptible - Miscellaneous_New_Space Heating_Natural Gas_Gas Boiler - Stack Economizer_A_Achievable Economic UCT Potential | F5 | Commercial | Interruptible - Miscellaneous | New | Space Heating | Natural Gas | Gas Boiler - Stack Economizer | A | Incremental Summer Peak Savings (MW) | Achievable Economic UCT Potential | 0 | 0 | 0 | 0 | 0 | 0 | 0 | 0 | 0 | 0 | 0 | 0 | 0 | 0 | 0 | 0 | 0 | 0 | 0 | 0 | 0 | 0 | 0 | 0 | 0 | 0 | 0
F6_Commercial_Interruptible - Miscellaneous_New_Space Heating_Natural Gas_Gas Boiler - Stack Economizer_A_Achievable Economic UCT Potential | F6 | Commercial | Interruptible - Miscellaneous | New | Space Heating | Natural Gas | Gas Boiler - Stack Economizer | A | Incremental Winter Peak Savings (MW) | Achievable Economic UCT Potential | 0 | 0 | 0 | 0 | 0 | 0 | 0 | 0 | 0 | 0 | 0 | 0 | 0 | 0 | 0 | 0 | 0 | 0 | 0 | 0 | 0 | 0 | 0 | 0 | 0 | 0 | 0
F7_Commercial_Interruptible - Miscellaneous_New_Space Heating_Natural Gas_Gas Boiler - Stack Economizer_A_Achievable Economic UCT Potential | F7 | Commercial | Interruptible - Miscellaneous | New | Space Heating | Natural Gas | Gas Boiler - Stack Economizer | A | Cumulative Energy Savings (MWh or mTherms) | Achievable Economic UCT Potential | 0 | 0 | 0 | 0 | 0 | 0 | 0 | 0 | 0 | 0 | 0 | 0 | 0 | 0 | 0 | 0 | 0 | 0 | 0 | 0 | 0 | 0 | 0 | 0 | 0 | 0 | 0
F8_Commercial_Interruptible - Miscellaneous_New_Space Heating_Natural Gas_Gas Boiler - Stack Economizer_A_Achievable Economic UCT Potential | F8 | Commercial | Interruptible - Miscellaneous | New | Space Heating | Natural Gas | Gas Boiler - Stack Economizer | A | Cumulative Summer Peak Savings (MW) | Achievable Economic UCT Potential | 0 | 0 | 0 | 0 | 0 | 0 | 0 | 0 | 0 | 0 | 0 | 0 | 0 | 0 | 0 | 0 | 0 | 0 | 0 | 0 | 0 | 0 | 0 | 0 | 0 | 0 | 0
F9_Commercial_Interruptible - Miscellaneous_New_Space Heating_Natural Gas_Gas Boiler - Stack Economizer_A_Achievable Economic UCT Potential | F9 | Commercial | Interruptible - Miscellaneous | New | Space Heating | Natural Gas | Gas Boiler - Stack Economizer | A | Cumulative Winter Peak Savings (MW) | Achievable Economic UCT Potential | 0 | 0 | 0 | 0 | 0 | 0 | 0 | 0 | 0 | 0 | 0 | 0 | 0 | 0 | 0 | 0 | 0 | 0 | 0 | 0 | 0 | 0 | 0 | 0 | 0 | 0 | 0
F10_Commercial_Interruptible - Miscellaneous_New_Space Heating_Natural Gas_Gas Boiler - Stack Economizer_A_Achievable Economic UCT Potential | F10 | Commercial | Interruptible - Miscellaneous | New | Space Heating | Natural Gas | Gas Boiler - Stack Economizer | A | Purchases (Incremental) | Achievable Economic UCT Potential | 0 | 0 | 0 | 0 | 0 | 0 | 0 | 0 | 0 | 0 | 0 | 0 | 0 | 0 | 0 | 0 | 0 | 0 | 0 | 0 | 0 | 0 | 0 | 0 | 0 | 0 | 0
F11_Commercial_Interruptible - Miscellaneous_New_Space Heating_Natural Gas_Gas Boiler - Stack Economizer_A_Achievable Economic UCT Potential | F11 | Commercial | Interruptible - Miscellaneous | New | Space Heating | Natural Gas | Gas Boiler - Stack Economizer | A | Purchases (Cumulative) | Achievable Economic UCT Potential | 0 | 0 | 0 | 0 | 0 | 0 | 0 | 0 | 0 | 0 | 0 | 0 | 0 | 0 | 0 | 0 | 0 | 0 | 0 | 0 | 0 | 0 | 0 | 0 | 0 | 0 | 0
F1_Commercial_Interruptible - Miscellaneous_New_Space Heating_Natural Gas_Gas Boiler - Thermostatic Radiator Valves_A_Achievable Economic UCT Potential | F1 | Commercial | Interruptible - Miscellaneous | New | Space Heating | Natural Gas | Gas Boiler - Thermostatic Radiator Valves | A | Integrated Unit Energy Savings (kWh or therms) | Achievable Economic UCT Potential | 0 | 0 | 0 | 0 | 0 | 0 | 0 | 0 | 0 | 0 | 0 | 0 | 0 | 0 | 0 | 0 | 0 | 0 | 0 | 0 | 0 | 0 | 0 | 0 | 0 | 0 | 0
F2_Commercial_Interruptible - Miscellaneous_New_Space Heating_Natural Gas_Gas Boiler - Thermostatic Radiator Valves_A_Achievable Economic UCT Potential | F2 | Commercial | Interruptible - Miscellaneous | New | Space Heating | Natural Gas | Gas Boiler - Thermostatic Radiator Valves | A | Integrated Unit Summer Peak Savings (kW) | Achievable Economic UCT Potential | 0 | 0 | 0 | 0 | 0 | 0 | 0 | 0 | 0 | 0 | 0 | 0 | 0 | 0 | 0 | 0 | 0 | 0 | 0 | 0 | 0 | 0 | 0 | 0 | 0 | 0 | 0
F3_Commercial_Interruptible - Miscellaneous_New_Space Heating_Natural Gas_Gas Boiler - Thermostatic Radiator Valves_A_Achievable Economic UCT Potential | F3 | Commercial | Interruptible - Miscellaneous | New | Space Heating | Natural Gas | Gas Boiler - Thermostatic Radiator Valves | A | Integrated Unit Winter Peak Savings (kW) | Achievable Economic UCT Potential | 0 | 0 | 0 | 0 | 0 | 0 | 0 | 0 | 0 | 0 | 0 | 0 | 0 | 0 | 0 | 0 | 0 | 0 | 0 | 0 | 0 | 0 | 0 | 0 | 0 | 0 | 0
F4_Commercial_Interruptible - Miscellaneous_New_Space Heating_Natural Gas_Gas Boiler - Thermostatic Radiator Valves_A_Achievable Economic UCT Potential | F4 | Commercial | Interruptible - Miscellaneous | New | Space Heating | Natural Gas | Gas Boiler - Thermostatic Radiator Valves | A | Incremental Energy Savings (MWh or mTherms) | Achievable Economic UCT Potential | 0 | 0 | 0 | 0 | 0 | 0 | 0 | 0 | 0 | 0 | 0 | 0 | 0 | 0 | 0 | 0 | 0 | 0 | 0 | 0 | 0 | 0 | 0 | 0 | 0 | 0 | 0
F5_Commercial_Interruptible - Miscellaneous_New_Space Heating_Natural Gas_Gas Boiler - Thermostatic Radiator Valves_A_Achievable Economic UCT Potential | F5 | Commercial | Interruptible - Miscellaneous | New | Space Heating | Natural Gas | Gas Boiler - Thermostatic Radiator Valves | A | Incremental Summer Peak Savings (MW) | Achievable Economic UCT Potential | 0 | 0 | 0 | 0 | 0 | 0 | 0 | 0 | 0 | 0 | 0 | 0 | 0 | 0 | 0 | 0 | 0 | 0 | 0 | 0 | 0 | 0 | 0 | 0 | 0 | 0 | 0
F6_Commercial_Interruptible - Miscellaneous_New_Space Heating_Natural Gas_Gas Boiler - Thermostatic Radiator Valves_A_Achievable Economic UCT Potential | F6 | Commercial | Interruptible - Miscellaneous | New | Space Heating | Natural Gas | Gas Boiler - Thermostatic Radiator Valves | A | Incremental Winter Peak Savings (MW) | Achievable Economic UCT Potential | 0 | 0 | 0 | 0 | 0 | 0 | 0 | 0 | 0 | 0 | 0 | 0 | 0 | 0 | 0 | 0 | 0 | 0 | 0 | 0 | 0 | 0 | 0 | 0 | 0 | 0 | 0
F7_Commercial_Interruptible - Miscellaneous_New_Space Heating_Natural Gas_Gas Boiler - Thermostatic Radiator Valves_A_Achievable Economic UCT Potential | F7 | Commercial | Interruptible - Miscellaneous | New | Space Heating | Natural Gas | Gas Boiler - Thermostatic Radiator Valves | A | Cumulative Energy Savings (MWh or mTherms) | Achievable Economic UCT Potential | 0 | 0 | 0 | 0 | 0 | 0 | 0 | 0 | 0 | 0 | 0 | 0 | 0 | 0 | 0 | 0 | 0 | 0 | 0 | 0 | 0 | 0 | 0 | 0 | 0 | 0 | 0
F8_Commercial_Interruptible - Miscellaneous_New_Space Heating_Natural Gas_Gas Boiler - Thermostatic Radiator Valves_A_Achievable Economic UCT Potential | F8 | Commercial | Interruptible - Miscellaneous | New | Space Heating | Natural Gas | Gas Boiler - Thermostatic Radiator Valves | A | Cumulative Summer Peak Savings (MW) | Achievable Economic UCT Potential | 0 | 0 | 0 | 0 | 0 | 0 | 0 | 0 | 0 | 0 | 0 | 0 | 0 | 0 | 0 | 0 | 0 | 0 | 0 | 0 | 0 | 0 | 0 | 0 | 0 | 0 | 0
F9_Commercial_Interruptible - Miscellaneous_New_Space Heating_Natural Gas_Gas Boiler - Thermostatic Radiator Valves_A_Achievable Economic UCT Potential | F9 | Commercial | Interruptible - Miscellaneous | New | Space Heating | Natural Gas | Gas Boiler - Thermostatic Radiator Valves | A | Cumulative Winter Peak Savings (MW) | Achievable Economic UCT Potential | 0 | 0 | 0 | 0 | 0 | 0 | 0 | 0 | 0 | 0 | 0 | 0 | 0 | 0 | 0 | 0 | 0 | 0 | 0 | 0 | 0 | 0 | 0 | 0 | 0 | 0 | 0
F10_Commercial_Interruptible - Miscellaneous_New_Space Heating_Natural Gas_Gas Boiler - Thermostatic Radiator Valves_A_Achievable Economic UCT Potential | F10 | Commercial | Interruptible - Miscellaneous | New | Space Heating | Natural Gas | Gas Boiler - Thermostatic Radiator Valves | A | Purchases (Incremental) | Achievable Economic UCT Potential | 0 | 0 | 0 | 0 | 0 | 0 | 0 | 0 | 0 | 0 | 0 | 0 | 0 | 0 | 0 | 0 | 0 | 0 | 0 | 0 | 0 | 0 | 0 | 0 | 0 | 0 | 0
F11_Commercial_Interruptible - Miscellaneous_New_Space Heating_Natural Gas_Gas Boiler - Thermostatic Radiator Valves_A_Achievable Economic UCT Potential | F11 | Commercial | Interruptible - Miscellaneous | New | Space Heating | Natural Gas | Gas Boiler - Thermostatic Radiator Valves | A | Purchases (Cumulative) | Achievable Economic UCT Potential | 0 | 0 | 0 | 0 | 0 | 0 | 0 | 0 | 0 | 0 | 0 | 0 | 0 | 0 | 0 | 0 | 0 | 0 | 0 | 0 | 0 | 0 | 0 | 0 | 0 | 0 | 0
F1_Commercial_Interruptible - Miscellaneous_New_Space Heating_Natural Gas_HVAC - Shut Off Damper_A_Achievable Economic UCT Potential | F1 | Commercial | Interruptible - Miscellaneous | New | Space Heating | Natural Gas | HVAC - Shut Off Damper | A | Integrated Unit Energy Savings (kWh or therms) | Achievable Economic UCT Potential | 0 | 0 | 0 | 0 | 0 | 0 | 0 | 0 | 0 | 0 | 0 | 0 | 0 | 0 | 0 | 0 | 0 | 0 | 0 | 0 | 0 | 0 | 0 | 0 | 0 | 0 | 0
F2_Commercial_Interruptible - Miscellaneous_New_Space Heating_Natural Gas_HVAC - Shut Off Damper_A_Achievable Economic UCT Potential | F2 | Commercial | Interruptible - Miscellaneous | New | Space Heating | Natural Gas | HVAC - Shut Off Damper | A | Integrated Unit Summer Peak Savings (kW) | Achievable Economic UCT Potential | 0 | 0 | 0 | 0 | 0 | 0 | 0 | 0 | 0 | 0 | 0 | 0 | 0 | 0 | 0 | 0 | 0 | 0 | 0 | 0 | 0 | 0 | 0 | 0 | 0 | 0 | 0
F3_Commercial_Interruptible - Miscellaneous_New_Space Heating_Natural Gas_HVAC - Shut Off Damper_A_Achievable Economic UCT Potential | F3 | Commercial | Interruptible - Miscellaneous | New | Space Heating | Natural Gas | HVAC - Shut Off Damper | A | Integrated Unit Winter Peak Savings (kW) | Achievable Economic UCT Potential | 0 | 0 | 0 | 0 | 0 | 0 | 0 | 0 | 0 | 0 | 0 | 0 | 0 | 0 | 0 | 0 | 0 | 0 | 0 | 0 | 0 | 0 | 0 | 0 | 0 | 0 | 0
F4_Commercial_Interruptible - Miscellaneous_New_Space Heating_Natural Gas_HVAC - Shut Off Damper_A_Achievable Economic UCT Potential | F4 | Commercial | Interruptible - Miscellaneous | New | Space Heating | Natural Gas | HVAC - Shut Off Damper | A | Incremental Energy Savings (MWh or mTherms) | Achievable Economic UCT Potential | 0 | 0 | 0 | 0 | 0 | 0 | 0 | 0 | 0 | 0 | 0 | 0 | 0 | 0 | 0 | 0 | 0 | 0 | 0 | 0 | 0 | 0 | 0 | 0 | 0 | 0 | 0
F5_Commercial_Interruptible - Miscellaneous_New_Space Heating_Natural Gas_HVAC - Shut Off Damper_A_Achievable Economic UCT Potential | F5 | Commercial | Interruptible - Miscellaneous | New | Space Heating | Natural Gas | HVAC - Shut Off Damper | A | Incremental Summer Peak Savings (MW) | Achievable Economic UCT Potential | 0 | 0 | 0 | 0 | 0 | 0 | 0 | 0 | 0 | 0 | 0 | 0 | 0 | 0 | 0 | 0 | 0 | 0 | 0 | 0 | 0 | 0 | 0 | 0 | 0 | 0 | 0
F6_Commercial_Interruptible - Miscellaneous_New_Space Heating_Natural Gas_HVAC - Shut Off Damper_A_Achievable Economic UCT Potential | F6 | Commercial | Interruptible - Miscellaneous | New | Space Heating | Natural Gas | HVAC - Shut Off Damper | A | Incremental Winter Peak Savings (MW) | Achievable Economic UCT Potential | 0 | 0 | 0 | 0 | 0 | 0 | 0 | 0 | 0 | 0 | 0 | 0 | 0 | 0 | 0 | 0 | 0 | 0 | 0 | 0 | 0 | 0 | 0 | 0 | 0 | 0 | 0
F7_Commercial_Interruptible - Miscellaneous_New_Space Heating_Natural Gas_HVAC - Shut Off Damper_A_Achievable Economic UCT Potential | F7 | Commercial | Interruptible - Miscellaneous | New | Space Heating | Natural Gas | HVAC - Shut Off Damper | A | Cumulative Energy Savings (MWh or mTherms) | Achievable Economic UCT Potential | 0 | 0 | 0 | 0 | 0 | 0 | 0 | 0 | 0 | 0 | 0 | 0 | 0 | 0 | 0 | 0 | 0 | 0 | 0 | 0 | 0 | 0 | 0 | 0 | 0 | 0 | 0
F8_Commercial_Interruptible - Miscellaneous_New_Space Heating_Natural Gas_HVAC - Shut Off Damper_A_Achievable Economic UCT Potential | F8 | Commercial | Interruptible - Miscellaneous | New | Space Heating | Natural Gas | HVAC - Shut Off Damper | A | Cumulative Summer Peak Savings (MW) | Achievable Economic UCT Potential | 0 | 0 | 0 | 0 | 0 | 0 | 0 | 0 | 0 | 0 | 0 | 0 | 0 | 0 | 0 | 0 | 0 | 0 | 0 | 0 | 0 | 0 | 0 | 0 | 0 | 0 | 0
F9_Commercial_Interruptible - Miscellaneous_New_Space Heating_Natural Gas_HVAC - Shut Off Damper_A_Achievable Economic UCT Potential | F9 | Commercial | Interruptible - Miscellaneous | New | Space Heating | Natural Gas | HVAC - Shut Off Damper | A | Cumulative Winter Peak Savings (MW) | Achievable Economic UCT Potential | 0 | 0 | 0 | 0 | 0 | 0 | 0 | 0 | 0 | 0 | 0 | 0 | 0 | 0 | 0 | 0 | 0 | 0 | 0 | 0 | 0 | 0 | 0 | 0 | 0 | 0 | 0
F10_Commercial_Interruptible - Miscellaneous_New_Space Heating_Natural Gas_HVAC - Shut Off Damper_A_Achievable Economic UCT Potential | F10 | Commercial | Interruptible - Miscellaneous | New | Space Heating | Natural Gas | HVAC - Shut Off Damper | A | Purchases (Incremental) | Achievable Economic UCT Potential | 0 | 0 | 0 | 0 | 0 | 0 | 0 | 0 | 0 | 0 | 0 | 0 | 0 | 0 | 0 | 0 | 0 | 0 | 0 | 0 | 0 | 0 | 0 | 0 | 0 | 0 | 0
F11_Commercial_Interruptible - Miscellaneous_New_Space Heating_Natural Gas_HVAC - Shut Off Damper_A_Achievable Economic UCT Potential | F11 | Commercial | Interruptible - Miscellaneous | New | Space Heating | Natural Gas | HVAC - Shut Off Damper | A | Purchases (Cumulative) | Achievable Economic UCT Potential | 0 | 0 | 0 | 0 | 0 | 0 | 0 | 0 | 0 | 0 | 0 | 0 | 0 | 0 | 0 | 0 | 0 | 0 | 0 | 0 | 0 | 0 | 0 | 0 | 0 | 0 | 0
F1_Commercial_Interruptible - Miscellaneous_New_Space Heating_Natural Gas_Gas Furnace - Tube Inserts_A_Achievable Economic UCT Potential | F1 | Commercial | Interruptible - Miscellaneous | New | Space Heating | Natural Gas | Gas Furnace - Tube Inserts | A | Integrated Unit Energy Savings (kWh or therms) | Achievable Economic UCT Potential | 0 | 0 | 0 | 0 | 0 | 0 | 0 | 0 | 0 | 0 | 0 | 0 | 0 | 0 | 0 | 0 | 0 | 0 | 0 | 0 | 0 | 0 | 0 | 0 | 0 | 0 | 0
F2_Commercial_Interruptible - Miscellaneous_New_Space Heating_Natural Gas_Gas Furnace - Tube Inserts_A_Achievable Economic UCT Potential | F2 | Commercial | Interruptible - Miscellaneous | New | Space Heating | Natural Gas | Gas Furnace - Tube Inserts | A | Integrated Unit Summer Peak Savings (kW) | Achievable Economic UCT Potential | 0 | 0 | 0 | 0 | 0 | 0 | 0 | 0 | 0 | 0 | 0 | 0 | 0 | 0 | 0 | 0 | 0 | 0 | 0 | 0 | 0 | 0 | 0 | 0 | 0 | 0 | 0
F3_Commercial_Interruptible - Miscellaneous_New_Space Heating_Natural Gas_Gas Furnace - Tube Inserts_A_Achievable Economic UCT Potential | F3 | Commercial | Interruptible - Miscellaneous | New | Space Heating | Natural Gas | Gas Furnace - Tube Inserts | A | Integrated Unit Winter Peak Savings (kW) | Achievable Economic UCT Potential | 0 | 0 | 0 | 0 | 0 | 0 | 0 | 0 | 0 | 0 | 0 | 0 | 0 | 0 | 0 | 0 | 0 | 0 | 0 | 0 | 0 | 0 | 0 | 0 | 0 | 0 | 0
F4_Commercial_Interruptible - Miscellaneous_New_Space Heating_Natural Gas_Gas Furnace - Tube Inserts_A_Achievable Economic UCT Potential | F4 | Commercial | Interruptible - Miscellaneous | New | Space Heating | Natural Gas | Gas Furnace - Tube Inserts | A | Incremental Energy Savings (MWh or mTherms) | Achievable Economic UCT Potential | 0 | 0 | 0 | 0 | 0 | 0 | 0 | 0 | 0 | 0 | 0 | 0 | 0 | 0 | 0 | 0 | 0 | 0 | 0 | 0 | 0 | 0 | 0 | 0 | 0 | 0 | 0
F5_Commercial_Interruptible - Miscellaneous_New_Space Heating_Natural Gas_Gas Furnace - Tube Inserts_A_Achievable Economic UCT Potential | F5 | Commercial | Interruptible - Miscellaneous | New | Space Heating | Natural Gas | Gas Furnace - Tube Inserts | A | Incremental Summer Peak Savings (MW) | Achievable Economic UCT Potential | 0 | 0 | 0 | 0 | 0 | 0 | 0 | 0 | 0 | 0 | 0 | 0 | 0 | 0 | 0 | 0 | 0 | 0 | 0 | 0 | 0 | 0 | 0 | 0 | 0 | 0 | 0
F6_Commercial_Interruptible - Miscellaneous_New_Space Heating_Natural Gas_Gas Furnace - Tube Inserts_A_Achievable Economic UCT Potential | F6 | Commercial | Interruptible - Miscellaneous | New | Space Heating | Natural Gas | Gas Furnace - Tube Inserts | A | Incremental Winter Peak Savings (MW) | Achievable Economic UCT Potential | 0 | 0 | 0 | 0 | 0 | 0 | 0 | 0 | 0 | 0 | 0 | 0 | 0 | 0 | 0 | 0 | 0 | 0 | 0 | 0 | 0 | 0 | 0 | 0 | 0 | 0 | 0
F7_Commercial_Interruptible - Miscellaneous_New_Space Heating_Natural Gas_Gas Furnace - Tube Inserts_A_Achievable Economic UCT Potential | F7 | Commercial | Interruptible - Miscellaneous | New | Space Heating | Natural Gas | Gas Furnace - Tube Inserts | A | Cumulative Energy Savings (MWh or mTherms) | Achievable Economic UCT Potential | 0 | 0 | 0 | 0 | 0 | 0 | 0 | 0 | 0 | 0 | 0 | 0 | 0 | 0 | 0 | 0 | 0 | 0 | 0 | 0 | 0 | 0 | 0 | 0 | 0 | 0 | 0
F8_Commercial_Interruptible - Miscellaneous_New_Space Heating_Natural Gas_Gas Furnace - Tube Inserts_A_Achievable Economic UCT Potential | F8 | Commercial | Interruptible - Miscellaneous | New | Space Heating | Natural Gas | Gas Furnace - Tube Inserts | A | Cumulative Summer Peak Savings (MW) | Achievable Economic UCT Potential | 0 | 0 | 0 | 0 | 0 | 0 | 0 | 0 | 0 | 0 | 0 | 0 | 0 | 0 | 0 | 0 | 0 | 0 | 0 | 0 | 0 | 0 | 0 | 0 | 0 | 0 | 0
F9_Commercial_Interruptible - Miscellaneous_New_Space Heating_Natural Gas_Gas Furnace - Tube Inserts_A_Achievable Economic UCT Potential | F9 | Commercial | Interruptible - Miscellaneous | New | Space Heating | Natural Gas | Gas Furnace - Tube Inserts | A | Cumulative Winter Peak Savings (MW) | Achievable Economic UCT Potential | 0 | 0 | 0 | 0 | 0 | 0 | 0 | 0 | 0 | 0 | 0 | 0 | 0 | 0 | 0 | 0 | 0 | 0 | 0 | 0 | 0 | 0 | 0 | 0 | 0 | 0 | 0
F10_Commercial_Interruptible - Miscellaneous_New_Space Heating_Natural Gas_Gas Furnace - Tube Inserts_A_Achievable Economic UCT Potential | F10 | Commercial | Interruptible - Miscellaneous | New | Space Heating | Natural Gas | Gas Furnace - Tube Inserts | A | Purchases (Incremental) | Achievable Economic UCT Potential | 0 | 0 | 0 | 0 | 0 | 0 | 0 | 0 | 0 | 0 | 0 | 0 | 0 | 0 | 0 | 0 | 0 | 0 | 0 | 0 | 0 | 0 | 0 | 0 | 0 | 0 | 0
F11_Commercial_Interruptible - Miscellaneous_New_Space Heating_Natural Gas_Gas Furnace - Tube Inserts_A_Achievable Economic UCT Potential | F11 | Commercial | Interruptible - Miscellaneous | New | Space Heating | Natural Gas | Gas Furnace - Tube Inserts | A | Purchases (Cumulative) | Achievable Economic UCT Potential | 0 | 0 | 0 | 0 | 0 | 0 | 0 | 0 | 0 | 0 | 0 | 0 | 0 | 0 | 0 | 0 | 0 | 0 | 0 | 0 | 0 | 0 | 0 | 0 | 0 | 0 | 0
F1_Commercial_Interruptible - Miscellaneous_New_Space Heating_Natural Gas_Gas Boiler - Insulate Steam Lines/Condensate Tank_A_Achievable Economic UCT Potential | F1 | Commercial | Interruptible - Miscellaneous | New | Space Heating | Natural Gas | Gas Boiler - Insulate Steam Lines/Condensate Tank | A | Integrated Unit Energy Savings (kWh or therms) | Achievable Economic UCT Potential | 0 | 0 | 0 | 0 | 0 | 0 | 0 | 0 | 0 | 0 | 0 | 0 | 0 | 0 | 0 | 0 | 0 | 0 | 0 | 0 | 0 | 0 | 0 | 0 | 0 | 0 | 0
F2_Commercial_Interruptible - Miscellaneous_New_Space Heating_Natural Gas_Gas Boiler - Insulate Steam Lines/Condensate Tank_A_Achievable Economic UCT Potential | F2 | Commercial | Interruptible - Miscellaneous | New | Space Heating | Natural Gas | Gas Boiler - Insulate Steam Lines/Condensate Tank | A | Integrated Unit Summer Peak Savings (kW) | Achievable Economic UCT Potential | 0 | 0 | 0 | 0 | 0 | 0 | 0 | 0 | 0 | 0 | 0 | 0 | 0 | 0 | 0 | 0 | 0 | 0 | 0 | 0 | 0 | 0 | 0 | 0 | 0 | 0 | 0
F3_Commercial_Interruptible - Miscellaneous_New_Space Heating_Natural Gas_Gas Boiler - Insulate Steam Lines/Condensate Tank_A_Achievable Economic UCT Potential | F3 | Commercial | Interruptible - Miscellaneous | New | Space Heating | Natural Gas | Gas Boiler - Insulate Steam Lines/Condensate Tank | A | Integrated Unit Winter Peak Savings (kW) | Achievable Economic UCT Potential | 0 | 0 | 0 | 0 | 0 | 0 | 0 | 0 | 0 | 0 | 0 | 0 | 0 | 0 | 0 | 0 | 0 | 0 | 0 | 0 | 0 | 0 | 0 | 0 | 0 | 0 | 0
F4_Commercial_Interruptible - Miscellaneous_New_Space Heating_Natural Gas_Gas Boiler - Insulate Steam Lines/Condensate Tank_A_Achievable Economic UCT Potential | F4 | Commercial | Interruptible - Miscellaneous | New | Space Heating | Natural Gas | Gas Boiler - Insulate Steam Lines/Condensate Tank | A | Incremental Energy Savings (MWh or mTherms) | Achievable Economic UCT Potential | 0 | 0 | 0 | 0 | 0 | 0 | 0 | 0 | 0 | 0 | 0 | 0 | 0 | 0 | 0 | 0 | 0 | 0 | 0 | 0 | 0 | 0 | 0 | 0 | 0 | 0 | 0
F5_Commercial_Interruptible - Miscellaneous_New_Space Heating_Natural Gas_Gas Boiler - Insulate Steam Lines/Condensate Tank_A_Achievable Economic UCT Potential | F5 | Commercial | Interruptible - Miscellaneous | New | Space Heating | Natural Gas | Gas Boiler - Insulate Steam Lines/Condensate Tank | A | Incremental Summer Peak Savings (MW) | Achievable Economic UCT Potential | 0 | 0 | 0 | 0 | 0 | 0 | 0 | 0 | 0 | 0 | 0 | 0 | 0 | 0 | 0 | 0 | 0 | 0 | 0 | 0 | 0 | 0 | 0 | 0 | 0 | 0 | 0
F6_Commercial_Interruptible - Miscellaneous_New_Space Heating_Natural Gas_Gas Boiler - Insulate Steam Lines/Condensate Tank_A_Achievable Economic UCT Potential | F6 | Commercial | Interruptible - Miscellaneous | New | Space Heating | Natural Gas | Gas Boiler - Insulate Steam Lines/Condensate Tank | A | Incremental Winter Peak Savings (MW) | Achievable Economic UCT Potential | 0 | 0 | 0 | 0 | 0 | 0 | 0 | 0 | 0 | 0 | 0 | 0 | 0 | 0 | 0 | 0 | 0 | 0 | 0 | 0 | 0 | 0 | 0 | 0 | 0 | 0 | 0
F7_Commercial_Interruptible - Miscellaneous_New_Space Heating_Natural Gas_Gas Boiler - Insulate Steam Lines/Condensate Tank_A_Achievable Economic UCT Potential | F7 | Commercial | Interruptible - Miscellaneous | New | Space Heating | Natural Gas | Gas Boiler - Insulate Steam Lines/Condensate Tank | A | Cumulative Energy Savings (MWh or mTherms) | Achievable Economic UCT Potential | 0 | 0 | 0 | 0 | 0 | 0 | 0 | 0 | 0 | 0 | 0 | 0 | 0 | 0 | 0 | 0 | 0 | 0 | 0 | 0 | 0 | 0 | 0 | 0 | 0 | 0 | 0
F8_Commercial_Interruptible - Miscellaneous_New_Space Heating_Natural Gas_Gas Boiler - Insulate Steam Lines/Condensate Tank_A_Achievable Economic UCT Potential | F8 | Commercial | Interruptible - Miscellaneous | New | Space Heating | Natural Gas | Gas Boiler - Insulate Steam Lines/Condensate Tank | A | Cumulative Summer Peak Savings (MW) | Achievable Economic UCT Potential | 0 | 0 | 0 | 0 | 0 | 0 | 0 | 0 | 0 | 0 | 0 | 0 | 0 | 0 | 0 | 0 | 0 | 0 | 0 | 0 | 0 | 0 | 0 | 0 | 0 | 0 | 0
F9_Commercial_Interruptible - Miscellaneous_New_Space Heating_Natural Gas_Gas Boiler - Insulate Steam Lines/Condensate Tank_A_Achievable Economic UCT Potential | F9 | Commercial | Interruptible - Miscellaneous | New | Space Heating | Natural Gas | Gas Boiler - Insulate Steam Lines/Condensate Tank | A | Cumulative Winter Peak Savings (MW) | Achievable Economic UCT Potential | 0 | 0 | 0 | 0 | 0 | 0 | 0 | 0 | 0 | 0 | 0 | 0 | 0 | 0 | 0 | 0 | 0 | 0 | 0 | 0 | 0 | 0 | 0 | 0 | 0 | 0 | 0
F10_Commercial_Interruptible - Miscellaneous_New_Space Heating_Natural Gas_Gas Boiler - Insulate Steam Lines/Condensate Tank_A_Achievable Economic UCT Potential | F10 | Commercial | Interruptible - Miscellaneous | New | Space Heating | Natural Gas | Gas Boiler - Insulate Steam Lines/Condensate Tank | A | Purchases (Incremental) | Achievable Economic UCT Potential | 0 | 0 | 0 | 0 | 0 | 0 | 0 | 0 | 0 | 0 | 0 | 0 | 0 | 0 | 0 | 0 | 0 | 0 | 0 | 0 | 0 | 0 | 0 | 0 | 0 | 0 | 0
F11_Commercial_Interruptible - Miscellaneous_New_Space Heating_Natural Gas_Gas Boiler - Insulate Steam Lines/Condensate Tank_A_Achievable Economic UCT Potential | F11 | Commercial | Interruptible - Miscellaneous | New | Space Heating | Natural Gas | Gas Boiler - Insulate Steam Lines/Condensate Tank | A | Purchases (Cumulative) | Achievable Economic UCT Potential | 0 | 0 | 0 | 0 | 0 | 0 | 0 | 0 | 0 | 0 | 0 | 0 | 0 | 0 | 0 | 0 | 0 | 0 | 0 | 0 | 0 | 0 | 0 | 0 | 0 | 0 | 0
F1_Commercial_Interruptible - Miscellaneous_New_Space Heating_Natural Gas_Gas Boiler - Insulate Hot Water Lines_A_Achievable Economic UCT Potential | F1 | Commercial | Interruptible - Miscellaneous | New | Space Heating | Natural Gas | Gas Boiler - Insulate Hot Water Lines | A | Integrated Unit Energy Savings (kWh or therms) | Achievable Economic UCT Potential | 0 | 0 | 0 | 0 | 0 | 0 | 0 | 0 | 0 | 0 | 0 | 0 | 0 | 0 | 0 | 0 | 0 | 0 | 0 | 0 | 0 | 0 | 0 | 0 | 0 | 0 | 0
F2_Commercial_Interruptible - Miscellaneous_New_Space Heating_Natural Gas_Gas Boiler - Insulate Hot Water Lines_A_Achievable Economic UCT Potential | F2 | Commercial | Interruptible - Miscellaneous | New | Space Heating | Natural Gas | Gas Boiler - Insulate Hot Water Lines | A | Integrated Unit Summer Peak Savings (kW) | Achievable Economic UCT Potential | 0 | 0 | 0 | 0 | 0 | 0 | 0 | 0 | 0 | 0 | 0 | 0 | 0 | 0 | 0 | 0 | 0 | 0 | 0 | 0 | 0 | 0 | 0 | 0 | 0 | 0 | 0
F3_Commercial_Interruptible - Miscellaneous_New_Space Heating_Natural Gas_Gas Boiler - Insulate Hot Water Lines_A_Achievable Economic UCT Potential | F3 | Commercial | Interruptible - Miscellaneous | New | Space Heating | Natural Gas | Gas Boiler - Insulate Hot Water Lines | A | Integrated Unit Winter Peak Savings (kW) | Achievable Economic UCT Potential | 0 | 0 | 0 | 0 | 0 | 0 | 0 | 0 | 0 | 0 | 0 | 0 | 0 | 0 | 0 | 0 | 0 | 0 | 0 | 0 | 0 | 0 | 0 | 0 | 0 | 0 | 0
F4_Commercial_Interruptible - Miscellaneous_New_Space Heating_Natural Gas_Gas Boiler - Insulate Hot Water Lines_A_Achievable Economic UCT Potential | F4 | Commercial | Interruptible - Miscellaneous | New | Space Heating | Natural Gas | Gas Boiler - Insulate Hot Water Lines | A | Incremental Energy Savings (MWh or mTherms) | Achievable Economic UCT Potential | 0 | 0 | 0 | 0 | 0 | 0 | 0 | 0 | 0 | 0 | 0 | 0 | 0 | 0 | 0 | 0 | 0 | 0 | 0 | 0 | 0 | 0 | 0 | 0 | 0 | 0 | 0
F5_Commercial_Interruptible - Miscellaneous_New_Space Heating_Natural Gas_Gas Boiler - Insulate Hot Water Lines_A_Achievable Economic UCT Potential | F5 | Commercial | Interruptible - Miscellaneous | New | Space Heating | Natural Gas | Gas Boiler - Insulate Hot Water Lines | A | Incremental Summer Peak Savings (MW) | Achievable Economic UCT Potential | 0 | 0 | 0 | 0 | 0 | 0 | 0 | 0 | 0 | 0 | 0 | 0 | 0 | 0 | 0 | 0 | 0 | 0 | 0 | 0 | 0 | 0 | 0 | 0 | 0 | 0 | 0
F6_Commercial_Interruptible - Miscellaneous_New_Space Heating_Natural Gas_Gas Boiler - Insulate Hot Water Lines_A_Achievable Economic UCT Potential | F6 | Commercial | Interruptible - Miscellaneous | New | Space Heating | Natural Gas | Gas Boiler - Insulate Hot Water Lines | A | Incremental Winter Peak Savings (MW) | Achievable Economic UCT Potential | 0 | 0 | 0 | 0 | 0 | 0 | 0 | 0 | 0 | 0 | 0 | 0 | 0 | 0 | 0 | 0 | 0 | 0 | 0 | 0 | 0 | 0 | 0 | 0 | 0 | 0 | 0
F7_Commercial_Interruptible - Miscellaneous_New_Space Heating_Natural Gas_Gas Boiler - Insulate Hot Water Lines_A_Achievable Economic UCT Potential | F7 | Commercial | Interruptible - Miscellaneous | New | Space Heating | Natural Gas | Gas Boiler - Insulate Hot Water Lines | A | Cumulative Energy Savings (MWh or mTherms) | Achievable Economic UCT Potential | 0 | 0 | 0 | 0 | 0 | 0 | 0 | 0 | 0 | 0 | 0 | 0 | 0 | 0 | 0 | 0 | 0 | 0 | 0 | 0 | 0 | 0 | 0 | 0 | 0 | 0 | 0
F8_Commercial_Interruptible - Miscellaneous_New_Space Heating_Natural Gas_Gas Boiler - Insulate Hot Water Lines_A_Achievable Economic UCT Potential | F8 | Commercial | Interruptible - Miscellaneous | New | Space Heating | Natural Gas | Gas Boiler - Insulate Hot Water Lines | A | Cumulative Summer Peak Savings (MW) | Achievable Economic UCT Potential | 0 | 0 | 0 | 0 | 0 | 0 | 0 | 0 | 0 | 0 | 0 | 0 | 0 | 0 | 0 | 0 | 0 | 0 | 0 | 0 | 0 | 0 | 0 | 0 | 0 | 0 | 0
F9_Commercial_Interruptible - Miscellaneous_New_Space Heating_Natural Gas_Gas Boiler - Insulate Hot Water Lines_A_Achievable Economic UCT Potential | F9 | Commercial | Interruptible - Miscellaneous | New | Space Heating | Natural Gas | Gas Boiler - Insulate Hot Water Lines | A | Cumulative Winter Peak Savings (MW) | Achievable Economic UCT Potential | 0 | 0 | 0 | 0 | 0 | 0 | 0 | 0 | 0 | 0 | 0 | 0 | 0 | 0 | 0 | 0 | 0 | 0 | 0 | 0 | 0 | 0 | 0 | 0 | 0 | 0 | 0
F10_Commercial_Interruptible - Miscellaneous_New_Space Heating_Natural Gas_Gas Boiler - Insulate Hot Water Lines_A_Achievable Economic UCT Potential | F10 | Commercial | Interruptible - Miscellaneous | New | Space Heating | Natural Gas | Gas Boiler - Insulate Hot Water Lines | A | Purchases (Incremental) | Achievable Economic UCT Potential | 0 | 0 | 0 | 0 | 0 | 0 | 0 | 0 | 0 | 0 | 0 | 0 | 0 | 0 | 0 | 0 | 0 | 0 | 0 | 0 | 0 | 0 | 0 | 0 | 0 | 0 | 0
F11_Commercial_Interruptible - Miscellaneous_New_Space Heating_Natural Gas_Gas Boiler - Insulate Hot Water Lines_A_Achievable Economic UCT Potential | F11 | Commercial | Interruptible - Miscellaneous | New | Space Heating | Natural Gas | Gas Boiler - Insulate Hot Water Lines | A | Purchases (Cumulative) | Achievable Economic UCT Potential | 0 | 0 | 0 | 0 | 0 | 0 | 0 | 0 | 0 | 0 | 0 | 0 | 0 | 0 | 0 | 0 | 0 | 0 | 0 | 0 | 0 | 0 | 0 | 0 | 0 | 0 | 0
F1_Commercial_Interruptible - Miscellaneous_New_Space Heating_Natural Gas_Condensing RTU_A_Achievable Economic UCT Potential | F1 | Commercial | Interruptible - Miscellaneous | New | Space Heating | Natural Gas | Condensing RTU | A | Integrated Unit Energy Savings (kWh or therms) | Achievable Economic UCT Potential | 0 | 0 | 0 | 0 | 0 | 0 | 0 | 0 | 0 | 0 | 0 | 0 | 0 | 0 | 0 | 0 | 0 | 0 | 0 | 0 | 0 | 0 | 0 | 0 | 0 | 0 | 0
F2_Commercial_Interruptible - Miscellaneous_New_Space Heating_Natural Gas_Condensing RTU_A_Achievable Economic UCT Potential | F2 | Commercial | Interruptible - Miscellaneous | New | Space Heating | Natural Gas | Condensing RTU | A | Integrated Unit Summer Peak Savings (kW) | Achievable Economic UCT Potential | 0 | 0 | 0 | 0 | 0 | 0 | 0 | 0 | 0 | 0 | 0 | 0 | 0 | 0 | 0 | 0 | 0 | 0 | 0 | 0 | 0 | 0 | 0 | 0 | 0 | 0 | 0
F3_Commercial_Interruptible - Miscellaneous_New_Space Heating_Natural Gas_Condensing RTU_A_Achievable Economic UCT Potential | F3 | Commercial | Interruptible - Miscellaneous | New | Space Heating | Natural Gas | Condensing RTU | A | Integrated Unit Winter Peak Savings (kW) | Achievable Economic UCT Potential | 0 | 0 | 0 | 0 | 0 | 0 | 0 | 0 | 0 | 0 | 0 | 0 | 0 | 0 | 0 | 0 | 0 | 0 | 0 | 0 | 0 | 0 | 0 | 0 | 0 | 0 | 0
F4_Commercial_Interruptible - Miscellaneous_New_Space Heating_Natural Gas_Condensing RTU_A_Achievable Economic UCT Potential | F4 | Commercial | Interruptible - Miscellaneous | New | Space Heating | Natural Gas | Condensing RTU | A | Incremental Energy Savings (MWh or mTherms) | Achievable Economic UCT Potential | 0 | 0 | 0 | 0 | 0 | 0 | 0 | 0 | 0 | 0 | 0 | 0 | 0 | 0 | 0 | 0 | 0 | 0 | 0 | 0 | 0 | 0 | 0 | 0 | 0 | 0 | 0
F5_Commercial_Interruptible - Miscellaneous_New_Space Heating_Natural Gas_Condensing RTU_A_Achievable Economic UCT Potential | F5 | Commercial | Interruptible - Miscellaneous | New | Space Heating | Natural Gas | Condensing RTU | A | Incremental Summer Peak Savings (MW) | Achievable Economic UCT Potential | 0 | 0 | 0 | 0 | 0 | 0 | 0 | 0 | 0 | 0 | 0 | 0 | 0 | 0 | 0 | 0 | 0 | 0 | 0 | 0 | 0 | 0 | 0 | 0 | 0 | 0 | 0
F6_Commercial_Interruptible - Miscellaneous_New_Space Heating_Natural Gas_Condensing RTU_A_Achievable Economic UCT Potential | F6 | Commercial | Interruptible - Miscellaneous | New | Space Heating | Natural Gas | Condensing RTU | A | Incremental Winter Peak Savings (MW) | Achievable Economic UCT Potential | 0 | 0 | 0 | 0 | 0 | 0 | 0 | 0 | 0 | 0 | 0 | 0 | 0 | 0 | 0 | 0 | 0 | 0 | 0 | 0 | 0 | 0 | 0 | 0 | 0 | 0 | 0
F7_Commercial_Interruptible - Miscellaneous_New_Space Heating_Natural Gas_Condensing RTU_A_Achievable Economic UCT Potential | F7 | Commercial | Interruptible - Miscellaneous | New | Space Heating | Natural Gas | Condensing RTU | A | Cumulative Energy Savings (MWh or mTherms) | Achievable Economic UCT Potential | 0 | 0 | 0 | 0 | 0 | 0 | 0 | 0 | 0 | 0 | 0 | 0 | 0 | 0 | 0 | 0 | 0 | 0 | 0 | 0 | 0 | 0 | 0 | 0 | 0 | 0 | 0
F8_Commercial_Interruptible - Miscellaneous_New_Space Heating_Natural Gas_Condensing RTU_A_Achievable Economic UCT Potential | F8 | Commercial | Interruptible - Miscellaneous | New | Space Heating | Natural Gas | Condensing RTU | A | Cumulative Summer Peak Savings (MW) | Achievable Economic UCT Potential | 0 | 0 | 0 | 0 | 0 | 0 | 0 | 0 | 0 | 0 | 0 | 0 | 0 | 0 | 0 | 0 | 0 | 0 | 0 | 0 | 0 | 0 | 0 | 0 | 0 | 0 | 0
F9_Commercial_Interruptible - Miscellaneous_New_Space Heating_Natural Gas_Condensing RTU_A_Achievable Economic UCT Potential | F9 | Commercial | Interruptible - Miscellaneous | New | Space Heating | Natural Gas | Condensing RTU | A | Cumulative Winter Peak Savings (MW) | Achievable Economic UCT Potential | 0 | 0 | 0 | 0 | 0 | 0 | 0 | 0 | 0 | 0 | 0 | 0 | 0 | 0 | 0 | 0 | 0 | 0 | 0 | 0 | 0 | 0 | 0 | 0 | 0 | 0 | 0
F10_Commercial_Interruptible - Miscellaneous_New_Space Heating_Natural Gas_Condensing RTU_A_Achievable Economic UCT Potential | F10 | Commercial | Interruptible - Miscellaneous | New | Space Heating | Natural Gas | Condensing RTU | A | Purchases (Incremental) | Achievable Economic UCT Potential | 0 | 0 | 0 | 0 | 0 | 0 | 0 | 0 | 0 | 0 | 0 | 0 | 0 | 0 | 0 | 0 | 0 | 0 | 0 | 0 | 0 | 0 | 0 | 0 | 0 | 0 | 0
F11_Commercial_Interruptible - Miscellaneous_New_Space Heating_Natural Gas_Condensing RTU_A_Achievable Economic UCT Potential | F11 | Commercial | Interruptible - Miscellaneous | New | Space Heating | Natural Gas | Condensing RTU | A | Purchases (Cumulative) | Achievable Economic UCT Potential | 0 | 0 | 0 | 0 | 0 | 0 | 0 | 0 | 0 | 0 | 0 | 0 | 0 | 0 | 0 | 0 | 0 | 0 | 0 | 0 | 0 | 0 | 0 | 0 | 0 | 0 | 0
F1_Commercial_Interruptible - Miscellaneous_New_Space Heating_Natural Gas_Hydronic Heating Radiator Replacement_A_Achievable Economic UCT Potential | F1 | Commercial | Interruptible - Miscellaneous | New | Space Heating | Natural Gas | Hydronic Heating Radiator Replacement | A | Integrated Unit Energy Savings (kWh or therms) | Achievable Economic UCT Potential | 0 | 0 | 0 | 0 | 0 | 0 | 0 | 0 | 0 | 0 | 0 | 0 | 0 | 0 | 0 | 0 | 0 | 0 | 0 | 0 | 0 | 0 | 0 | 0 | 0 | 0 | 0
F2_Commercial_Interruptible - Miscellaneous_New_Space Heating_Natural Gas_Hydronic Heating Radiator Replacement_A_Achievable Economic UCT Potential | F2 | Commercial | Interruptible - Miscellaneous | New | Space Heating | Natural Gas | Hydronic Heating Radiator Replacement | A | Integrated Unit Summer Peak Savings (kW) | Achievable Economic UCT Potential | 0 | 0 | 0 | 0 | 0 | 0 | 0 | 0 | 0 | 0 | 0 | 0 | 0 | 0 | 0 | 0 | 0 | 0 | 0 | 0 | 0 | 0 | 0 | 0 | 0 | 0 | 0
F3_Commercial_Interruptible - Miscellaneous_New_Space Heating_Natural Gas_Hydronic Heating Radiator Replacement_A_Achievable Economic UCT Potential | F3 | Commercial | Interruptible - Miscellaneous | New | Space Heating | Natural Gas | Hydronic Heating Radiator Replacement | A | Integrated Unit Winter Peak Savings (kW) | Achievable Economic UCT Potential | 0 | 0 | 0 | 0 | 0 | 0 | 0 | 0 | 0 | 0 | 0 | 0 | 0 | 0 | 0 | 0 | 0 | 0 | 0 | 0 | 0 | 0 | 0 | 0 | 0 | 0 | 0
F4_Commercial_Interruptible - Miscellaneous_New_Space Heating_Natural Gas_Hydronic Heating Radiator Replacement_A_Achievable Economic UCT Potential | F4 | Commercial | Interruptible - Miscellaneous | New | Space Heating | Natural Gas | Hydronic Heating Radiator Replacement | A | Incremental Energy Savings (MWh or mTherms) | Achievable Economic UCT Potential | 0 | 0 | 0 | 0 | 0 | 0 | 0 | 0 | 0 | 0 | 0 | 0 | 0 | 0 | 0 | 0 | 0 | 0 | 0 | 0 | 0 | 0 | 0 | 0 | 0 | 0 | 0
F5_Commercial_Interruptible - Miscellaneous_New_Space Heating_Natural Gas_Hydronic Heating Radiator Replacement_A_Achievable Economic UCT Potential | F5 | Commercial | Interruptible - Miscellaneous | New | Space Heating | Natural Gas | Hydronic Heating Radiator Replacement | A | Incremental Summer Peak Savings (MW) | Achievable Economic UCT Potential | 0 | 0 | 0 | 0 | 0 | 0 | 0 | 0 | 0 | 0 | 0 | 0 | 0 | 0 | 0 | 0 | 0 | 0 | 0 | 0 | 0 | 0 | 0 | 0 | 0 | 0 | 0
F6_Commercial_Interruptible - Miscellaneous_New_Space Heating_Natural Gas_Hydronic Heating Radiator Replacement_A_Achievable Economic UCT Potential | F6 | Commercial | Interruptible - Miscellaneous | New | Space Heating | Natural Gas | Hydronic Heating Radiator Replacement | A | Incremental Winter Peak Savings (MW) | Achievable Economic UCT Potential | 0 | 0 | 0 | 0 | 0 | 0 | 0 | 0 | 0 | 0 | 0 | 0 | 0 | 0 | 0 | 0 | 0 | 0 | 0 | 0 | 0 | 0 | 0 | 0 | 0 | 0 | 0
F7_Commercial_Interruptible - Miscellaneous_New_Space Heating_Natural Gas_Hydronic Heating Radiator Replacement_A_Achievable Economic UCT Potential | F7 | Commercial | Interruptible - Miscellaneous | New | Space Heating | Natural Gas | Hydronic Heating Radiator Replacement | A | Cumulative Energy Savings (MWh or mTherms) | Achievable Economic UCT Potential | 0 | 0 | 0 | 0 | 0 | 0 | 0 | 0 | 0 | 0 | 0 | 0 | 0 | 0 | 0 | 0 | 0 | 0 | 0 | 0 | 0 | 0 | 0 | 0 | 0 | 0 | 0
F8_Commercial_Interruptible - Miscellaneous_New_Space Heating_Natural Gas_Hydronic Heating Radiator Replacement_A_Achievable Economic UCT Potential | F8 | Commercial | Interruptible - Miscellaneous | New | Space Heating | Natural Gas | Hydronic Heating Radiator Replacement | A | Cumulative Summer Peak Savings (MW) | Achievable Economic UCT Potential | 0 | 0 | 0 | 0 | 0 | 0 | 0 | 0 | 0 | 0 | 0 | 0 | 0 | 0 | 0 | 0 | 0 | 0 | 0 | 0 | 0 | 0 | 0 | 0 | 0 | 0 | 0
F9_Commercial_Interruptible - Miscellaneous_New_Space Heating_Natural Gas_Hydronic Heating Radiator Replacement_A_Achievable Economic UCT Potential | F9 | Commercial | Interruptible - Miscellaneous | New | Space Heating | Natural Gas | Hydronic Heating Radiator Replacement | A | Cumulative Winter Peak Savings (MW) | Achievable Economic UCT Potential | 0 | 0 | 0 | 0 | 0 | 0 | 0 | 0 | 0 | 0 | 0 | 0 | 0 | 0 | 0 | 0 | 0 | 0 | 0 | 0 | 0 | 0 | 0 | 0 | 0 | 0 | 0
F10_Commercial_Interruptible - Miscellaneous_New_Space Heating_Natural Gas_Hydronic Heating Radiator Replacement_A_Achievable Economic UCT Potential | F10 | Commercial | Interruptible - Miscellaneous | New | Space Heating | Natural Gas | Hydronic Heating Radiator Replacement | A | Purchases (Incremental) | Achievable Economic UCT Potential | 0 | 0 | 0 | 0 | 0 | 0 | 0 | 0 | 0 | 0 | 0 | 0 | 0 | 0 | 0 | 0 | 0 | 0 | 0 | 0 | 0 | 0 | 0 | 0 | 0 | 0 | 0
F11_Commercial_Interruptible - Miscellaneous_New_Space Heating_Natural Gas_Hydronic Heating Radiator Replacement_A_Achievable Economic UCT Potential | F11 | Commercial | Interruptible - Miscellaneous | New | Space Heating | Natural Gas | Hydronic Heating Radiator Replacement | A | Purchases (Cumulative) | Achievable Economic UCT Potential | 0 | 0 | 0 | 0 | 0 | 0 | 0 | 0 | 0 | 0 | 0 | 0 | 0 | 0 | 0 | 0 | 0 | 0 | 0 | 0 | 0 | 0 | 0 | 0 | 0 | 0 | 0
F1_Commercial_Interruptible - Miscellaneous_New_Space Heating_Natural Gas_Thermostat - Connected_A_Achievable Economic UCT Potential | F1 | Commercial | Interruptible - Miscellaneous | New | Space Heating | Natural Gas | Thermostat - Connected | A | Integrated Unit Energy Savings (kWh or therms) | Achievable Economic UCT Potential | 0 | 0 | 0 | 0 | 0 | 0 | 0 | 0 | 0 | 0 | 0 | 0 | 0 | 0 | 0 | 0 | 0 | 0 | 0 | 0 | 0 | 0 | 0 | 0 | 0 | 0 | 0
F2_Commercial_Interruptible - Miscellaneous_New_Space Heating_Natural Gas_Thermostat - Connected_A_Achievable Economic UCT Potential | F2 | Commercial | Interruptible - Miscellaneous | New | Space Heating | Natural Gas | Thermostat - Connected | A | Integrated Unit Summer Peak Savings (kW) | Achievable Economic UCT Potential | 0 | 0 | 0 | 0 | 0 | 0 | 0 | 0 | 0 | 0 | 0 | 0 | 0 | 0 | 0 | 0 | 0 | 0 | 0 | 0 | 0 | 0 | 0 | 0 | 0 | 0 | 0
F3_Commercial_Interruptible - Miscellaneous_New_Space Heating_Natural Gas_Thermostat - Connected_A_Achievable Economic UCT Potential | F3 | Commercial | Interruptible - Miscellaneous | New | Space Heating | Natural Gas | Thermostat - Connected | A | Integrated Unit Winter Peak Savings (kW) | Achievable Economic UCT Potential | 0 | 0 | 0 | 0 | 0 | 0 | 0 | 0 | 0 | 0 | 0 | 0 | 0 | 0 | 0 | 0 | 0 | 0 | 0 | 0 | 0 | 0 | 0 | 0 | 0 | 0 | 0
F4_Commercial_Interruptible - Miscellaneous_New_Space Heating_Natural Gas_Thermostat - Connected_A_Achievable Economic UCT Potential | F4 | Commercial | Interruptible - Miscellaneous | New | Space Heating | Natural Gas | Thermostat - Connected | A | Incremental Energy Savings (MWh or mTherms) | Achievable Economic UCT Potential | 0 | 0 | 0 | 0 | 0 | 0 | 0 | 0 | 0 | 0 | 0 | 0 | 0 | 0 | 0 | 0 | 0 | 0 | 0 | 0 | 0 | 0 | 0 | 0 | 0 | 0 | 0
F5_Commercial_Interruptible - Miscellaneous_New_Space Heating_Natural Gas_Thermostat - Connected_A_Achievable Economic UCT Potential | F5 | Commercial | Interruptible - Miscellaneous | New | Space Heating | Natural Gas | Thermostat - Connected | A | Incremental Summer Peak Savings (MW) | Achievable Economic UCT Potential | 0 | 0 | 0 | 0 | 0 | 0 | 0 | 0 | 0 | 0 | 0 | 0 | 0 | 0 | 0 | 0 | 0 | 0 | 0 | 0 | 0 | 0 | 0 | 0 | 0 | 0 | 0
F6_Commercial_Interruptible - Miscellaneous_New_Space Heating_Natural Gas_Thermostat - Connected_A_Achievable Economic UCT Potential | F6 | Commercial | Interruptible - Miscellaneous | New | Space Heating | Natural Gas | Thermostat - Connected | A | Incremental Winter Peak Savings (MW) | Achievable Economic UCT Potential | 0 | 0 | 0 | 0 | 0 | 0 | 0 | 0 | 0 | 0 | 0 | 0 | 0 | 0 | 0 | 0 | 0 | 0 | 0 | 0 | 0 | 0 | 0 | 0 | 0 | 0 | 0
F7_Commercial_Interruptible - Miscellaneous_New_Space Heating_Natural Gas_Thermostat - Connected_A_Achievable Economic UCT Potential | F7 | Commercial | Interruptible - Miscellaneous | New | Space Heating | Natural Gas | Thermostat - Connected | A | Cumulative Energy Savings (MWh or mTherms) | Achievable Economic UCT Potential | 0 | 0 | 0 | 0 | 0 | 0 | 0 | 0 | 0 | 0 | 0 | 0 | 0 | 0 | 0 | 0 | 0 | 0 | 0 | 0 | 0 | 0 | 0 | 0 | 0 | 0 | 0
F8_Commercial_Interruptible - Miscellaneous_New_Space Heating_Natural Gas_Thermostat - Connected_A_Achievable Economic UCT Potential | F8 | Commercial | Interruptible - Miscellaneous | New | Space Heating | Natural Gas | Thermostat - Connected | A | Cumulative Summer Peak Savings (MW) | Achievable Economic UCT Potential | 0 | 0 | 0 | 0 | 0 | 0 | 0 | 0 | 0 | 0 | 0 | 0 | 0 | 0 | 0 | 0 | 0 | 0 | 0 | 0 | 0 | 0 | 0 | 0 | 0 | 0 | 0
F9_Commercial_Interruptible - Miscellaneous_New_Space Heating_Natural Gas_Thermostat - Connected_A_Achievable Economic UCT Potential | F9 | Commercial | Interruptible - Miscellaneous | New | Space Heating | Natural Gas | Thermostat - Connected | A | Cumulative Winter Peak Savings (MW) | Achievable Economic UCT Potential | 0 | 0 | 0 | 0 | 0 | 0 | 0 | 0 | 0 | 0 | 0 | 0 | 0 | 0 | 0 | 0 | 0 | 0 | 0 | 0 | 0 | 0 | 0 | 0 | 0 | 0 | 0
F10_Commercial_Interruptible - Miscellaneous_New_Space Heating_Natural Gas_Thermostat - Connected_A_Achievable Economic UCT Potential | F10 | Commercial | Interruptible - Miscellaneous | New | Space Heating | Natural Gas | Thermostat - Connected | A | Purchases (Incremental) | Achievable Economic UCT Potential | 0 | 0 | 0 | 0 | 0 | 0 | 0 | 0 | 0 | 0 | 0 | 0 | 0 | 0 | 0 | 0 | 0 | 0 | 0 | 0 | 0 | 0 | 0 | 0 | 0 | 0 | 0
F11_Commercial_Interruptible - Miscellaneous_New_Space Heating_Natural Gas_Thermostat - Connected_A_Achievable Economic UCT Potential | F11 | Commercial | Interruptible - Miscellaneous | New | Space Heating | Natural Gas | Thermostat - Connected | A | Purchases (Cumulative) | Achievable Economic UCT Potential | 0 | 0 | 0 | 0 | 0 | 0 | 0 | 0 | 0 | 0 | 0 | 0 | 0 | 0 | 0 | 0 | 0 | 0 | 0 | 0 | 0 | 0 | 0 | 0 | 0 | 0 | 0
F1_Commercial_Interruptible - Miscellaneous_New_Water Heating_Natural Gas_Water Heater - Thermostatic Shower Restriction Valve_A_Achievable Economic UCT Potential | F1 | Commercial | Interruptible - Miscellaneous | New | Water Heating | Natural Gas | Water Heater - Thermostatic Shower Restriction Valve | A | Integrated Unit Energy Savings (kWh or therms) | Achievable Economic UCT Potential | 0 | 0 | 0 | 0 | 0 | 0 | 0 | 0 | 0 | 0 | 0 | 0 | 0 | 0 | 0 | 0 | 0 | 0 | 0 | 0 | 0 | 0 | 0 | 0 | 0 | 0 | 0
F2_Commercial_Interruptible - Miscellaneous_New_Water Heating_Natural Gas_Water Heater - Thermostatic Shower Restriction Valve_A_Achievable Economic UCT Potential | F2 | Commercial | Interruptible - Miscellaneous | New | Water Heating | Natural Gas | Water Heater - Thermostatic Shower Restriction Valve | A | Integrated Unit Summer Peak Savings (kW) | Achievable Economic UCT Potential | 0 | 0 | 0 | 0 | 0 | 0 | 0 | 0 | 0 | 0 | 0 | 0 | 0 | 0 | 0 | 0 | 0 | 0 | 0 | 0 | 0 | 0 | 0 | 0 | 0 | 0 | 0
F3_Commercial_Interruptible - Miscellaneous_New_Water Heating_Natural Gas_Water Heater - Thermostatic Shower Restriction Valve_A_Achievable Economic UCT Potential | F3 | Commercial | Interruptible - Miscellaneous | New | Water Heating | Natural Gas | Water Heater - Thermostatic Shower Restriction Valve | A | Integrated Unit Winter Peak Savings (kW) | Achievable Economic UCT Potential | 0 | 0 | 0 | 0 | 0 | 0 | 0 | 0 | 0 | 0 | 0 | 0 | 0 | 0 | 0 | 0 | 0 | 0 | 0 | 0 | 0 | 0 | 0 | 0 | 0 | 0 | 0
F4_Commercial_Interruptible - Miscellaneous_New_Water Heating_Natural Gas_Water Heater - Thermostatic Shower Restriction Valve_A_Achievable Economic UCT Potential | F4 | Commercial | Interruptible - Miscellaneous | New | Water Heating | Natural Gas | Water Heater - Thermostatic Shower Restriction Valve | A | Incremental Energy Savings (MWh or mTherms) | Achievable Economic UCT Potential | 0 | 0 | 0 | 0 | 0 | 0 | 0 | 0 | 0 | 0 | 0 | 0 | 0 | 0 | 0 | 0 | 0 | 0 | 0 | 0 | 0 | 0 | 0 | 0 | 0 | 0 | 0
F5_Commercial_Interruptible - Miscellaneous_New_Water Heating_Natural Gas_Water Heater - Thermostatic Shower Restriction Valve_A_Achievable Economic UCT Potential | F5 | Commercial | Interruptible - Miscellaneous | New | Water Heating | Natural Gas | Water Heater - Thermostatic Shower Restriction Valve | A | Incremental Summer Peak Savings (MW) | Achievable Economic UCT Potential | 0 | 0 | 0 | 0 | 0 | 0 | 0 | 0 | 0 | 0 | 0 | 0 | 0 | 0 | 0 | 0 | 0 | 0 | 0 | 0 | 0 | 0 | 0 | 0 | 0 | 0 | 0
F6_Commercial_Interruptible - Miscellaneous_New_Water Heating_Natural Gas_Water Heater - Thermostatic Shower Restriction Valve_A_Achievable Economic UCT Potential | F6 | Commercial | Interruptible - Miscellaneous | New | Water Heating | Natural Gas | Water Heater - Thermostatic Shower Restriction Valve | A | Incremental Winter Peak Savings (MW) | Achievable Economic UCT Potential | 0 | 0 | 0 | 0 | 0 | 0 | 0 | 0 | 0 | 0 | 0 | 0 | 0 | 0 | 0 | 0 | 0 | 0 | 0 | 0 | 0 | 0 | 0 | 0 | 0 | 0 | 0
F7_Commercial_Interruptible - Miscellaneous_New_Water Heating_Natural Gas_Water Heater - Thermostatic Shower Restriction Valve_A_Achievable Economic UCT Potential | F7 | Commercial | Interruptible - Miscellaneous | New | Water Heating | Natural Gas | Water Heater - Thermostatic Shower Restriction Valve | A | Cumulative Energy Savings (MWh or mTherms) | Achievable Economic UCT Potential | 0 | 0 | 0 | 0 | 0 | 0 | 0 | 0 | 0 | 0 | 0 | 0 | 0 | 0 | 0 | 0 | 0 | 0 | 0 | 0 | 0 | 0 | 0 | 0 | 0 | 0 | 0
F8_Commercial_Interruptible - Miscellaneous_New_Water Heating_Natural Gas_Water Heater - Thermostatic Shower Restriction Valve_A_Achievable Economic UCT Potential | F8 | Commercial | Interruptible - Miscellaneous | New | Water Heating | Natural Gas | Water Heater - Thermostatic Shower Restriction Valve | A | Cumulative Summer Peak Savings (MW) | Achievable Economic UCT Potential | 0 | 0 | 0 | 0 | 0 | 0 | 0 | 0 | 0 | 0 | 0 | 0 | 0 | 0 | 0 | 0 | 0 | 0 | 0 | 0 | 0 | 0 | 0 | 0 | 0 | 0 | 0
F9_Commercial_Interruptible - Miscellaneous_New_Water Heating_Natural Gas_Water Heater - Thermostatic Shower Restriction Valve_A_Achievable Economic UCT Potential | F9 | Commercial | Interruptible - Miscellaneous | New | Water Heating | Natural Gas | Water Heater - Thermostatic Shower Restriction Valve | A | Cumulative Winter Peak Savings (MW) | Achievable Economic UCT Potential | 0 | 0 | 0 | 0 | 0 | 0 | 0 | 0 | 0 | 0 | 0 | 0 | 0 | 0 | 0 | 0 | 0 | 0 | 0 | 0 | 0 | 0 | 0 | 0 | 0 | 0 | 0
F10_Commercial_Interruptible - Miscellaneous_New_Water Heating_Natural Gas_Water Heater - Thermostatic Shower Restriction Valve_A_Achievable Economic UCT Potential | F10 | Commercial | Interruptible - Miscellaneous | New | Water Heating | Natural Gas | Water Heater - Thermostatic Shower Restriction Valve | A | Purchases (Incremental) | Achievable Economic UCT Potential | 0 | 0 | 0 | 0 | 0 | 0 | 0 | 0 | 0 | 0 | 0 | 0 | 0 | 0 | 0 | 0 | 0 | 0 | 0 | 0 | 0 | 0 | 0 | 0 | 0 | 0 | 0
F11_Commercial_Interruptible - Miscellaneous_New_Water Heating_Natural Gas_Water Heater - Thermostatic Shower Restriction Valve_A_Achievable Economic UCT Potential | F11 | Commercial | Interruptible - Miscellaneous | New | Water Heating | Natural Gas | Water Heater - Thermostatic Shower Restriction Valve | A | Purchases (Cumulative) | Achievable Economic UCT Potential | 0 | 0 | 0 | 0 | 0 | 0 | 0 | 0 | 0 | 0 | 0 | 0 | 0 | 0 | 0 | 0 | 0 | 0 | 0 | 0 | 0 | 0 | 0 | 0 | 0 | 0 | 0
F1_Commercial_Interruptible - Miscellaneous_New_Water Heating_Natural Gas_Water Heater - Pre-Rinse Spray Valve_A_Achievable Economic UCT Potential | F1 | Commercial | Interruptible - Miscellaneous | New | Water Heating | Natural Gas | Water Heater - Pre-Rinse Spray Valve | A | Integrated Unit Energy Savings (kWh or therms) | Achievable Economic UCT Potential | 0 | 0 | 0 | 0 | 0 | 0 | 0 | 0 | 0 | 0 | 0 | 0 | 0 | 0 | 0 | 0 | 0 | 0 | 0 | 0 | 0 | 0 | 0 | 0 | 0 | 0 | 0
F2_Commercial_Interruptible - Miscellaneous_New_Water Heating_Natural Gas_Water Heater - Pre-Rinse Spray Valve_A_Achievable Economic UCT Potential | F2 | Commercial | Interruptible - Miscellaneous | New | Water Heating | Natural Gas | Water Heater - Pre-Rinse Spray Valve | A | Integrated Unit Summer Peak Savings (kW) | Achievable Economic UCT Potential | 0 | 0 | 0 | 0 | 0 | 0 | 0 | 0 | 0 | 0 | 0 | 0 | 0 | 0 | 0 | 0 | 0 | 0 | 0 | 0 | 0 | 0 | 0 | 0 | 0 | 0 | 0
F3_Commercial_Interruptible - Miscellaneous_New_Water Heating_Natural Gas_Water Heater - Pre-Rinse Spray Valve_A_Achievable Economic UCT Potential | F3 | Commercial | Interruptible - Miscellaneous | New | Water Heating | Natural Gas | Water Heater - Pre-Rinse Spray Valve | A | Integrated Unit Winter Peak Savings (kW) | Achievable Economic UCT Potential | 0 | 0 | 0 | 0 | 0 | 0 | 0 | 0 | 0 | 0 | 0 | 0 | 0 | 0 | 0 | 0 | 0 | 0 | 0 | 0 | 0 | 0 | 0 | 0 | 0 | 0 | 0
F4_Commercial_Interruptible - Miscellaneous_New_Water Heating_Natural Gas_Water Heater - Pre-Rinse Spray Valve_A_Achievable Economic UCT Potential | F4 | Commercial | Interruptible - Miscellaneous | New | Water Heating | Natural Gas | Water Heater - Pre-Rinse Spray Valve | A | Incremental Energy Savings (MWh or mTherms) | Achievable Economic UCT Potential | 0 | 0 | 0 | 0 | 0 | 0 | 0 | 0 | 0 | 0 | 0 | 0 | 0 | 0 | 0 | 0 | 0 | 0 | 0 | 0 | 0 | 0 | 0 | 0 | 0 | 0 | 0
F5_Commercial_Interruptible - Miscellaneous_New_Water Heating_Natural Gas_Water Heater - Pre-Rinse Spray Valve_A_Achievable Economic UCT Potential | F5 | Commercial | Interruptible - Miscellaneous | New | Water Heating | Natural Gas | Water Heater - Pre-Rinse Spray Valve | A | Incremental Summer Peak Savings (MW) | Achievable Economic UCT Potential | 0 | 0 | 0 | 0 | 0 | 0 | 0 | 0 | 0 | 0 | 0 | 0 | 0 | 0 | 0 | 0 | 0 | 0 | 0 | 0 | 0 | 0 | 0 | 0 | 0 | 0 | 0
F6_Commercial_Interruptible - Miscellaneous_New_Water Heating_Natural Gas_Water Heater - Pre-Rinse Spray Valve_A_Achievable Economic UCT Potential | F6 | Commercial | Interruptible - Miscellaneous | New | Water Heating | Natural Gas | Water Heater - Pre-Rinse Spray Valve | A | Incremental Winter Peak Savings (MW) | Achievable Economic UCT Potential | 0 | 0 | 0 | 0 | 0 | 0 | 0 | 0 | 0 | 0 | 0 | 0 | 0 | 0 | 0 | 0 | 0 | 0 | 0 | 0 | 0 | 0 | 0 | 0 | 0 | 0 | 0
F7_Commercial_Interruptible - Miscellaneous_New_Water Heating_Natural Gas_Water Heater - Pre-Rinse Spray Valve_A_Achievable Economic UCT Potential | F7 | Commercial | Interruptible - Miscellaneous | New | Water Heating | Natural Gas | Water Heater - Pre-Rinse Spray Valve | A | Cumulative Energy Savings (MWh or mTherms) | Achievable Economic UCT Potential | 0 | 0 | 0 | 0 | 0 | 0 | 0 | 0 | 0 | 0 | 0 | 0 | 0 | 0 | 0 | 0 | 0 | 0 | 0 | 0 | 0 | 0 | 0 | 0 | 0 | 0 | 0
F8_Commercial_Interruptible - Miscellaneous_New_Water Heating_Natural Gas_Water Heater - Pre-Rinse Spray Valve_A_Achievable Economic UCT Potential | F8 | Commercial | Interruptible - Miscellaneous | New | Water Heating | Natural Gas | Water Heater - Pre-Rinse Spray Valve | A | Cumulative Summer Peak Savings (MW) | Achievable Economic UCT Potential | 0 | 0 | 0 | 0 | 0 | 0 | 0 | 0 | 0 | 0 | 0 | 0 | 0 | 0 | 0 | 0 | 0 | 0 | 0 | 0 | 0 | 0 | 0 | 0 | 0 | 0 | 0
F9_Commercial_Interruptible - Miscellaneous_New_Water Heating_Natural Gas_Water Heater - Pre-Rinse Spray Valve_A_Achievable Economic UCT Potential | F9 | Commercial | Interruptible - Miscellaneous | New | Water Heating | Natural Gas | Water Heater - Pre-Rinse Spray Valve | A | Cumulative Winter Peak Savings (MW) | Achievable Economic UCT Potential | 0 | 0 | 0 | 0 | 0 | 0 | 0 | 0 | 0 | 0 | 0 | 0 | 0 | 0 | 0 | 0 | 0 | 0 | 0 | 0 | 0 | 0 | 0 | 0 | 0 | 0 | 0
F10_Commercial_Interruptible - Miscellaneous_New_Water Heating_Natural Gas_Water Heater - Pre-Rinse Spray Valve_A_Achievable Economic UCT Potential | F10 | Commercial | Interruptible - Miscellaneous | New | Water Heating | Natural Gas | Water Heater - Pre-Rinse Spray Valve | A | Purchases (Incremental) | Achievable Economic UCT Potential | 0 | 0 | 0 | 0 | 0 | 0 | 0 | 0 | 0 | 0 | 0 | 0 | 0 | 0 | 0 | 0 | 0 | 0 | 0 | 0 | 0 | 0 | 0 | 0 | 0 | 0 | 0
F11_Commercial_Interruptible - Miscellaneous_New_Water Heating_Natural Gas_Water Heater - Pre-Rinse Spray Valve_A_Achievable Economic UCT Potential | F11 | Commercial | Interruptible - Miscellaneous | New | Water Heating | Natural Gas | Water Heater - Pre-Rinse Spray Valve | A | Purchases (Cumulative) | Achievable Economic UCT Potential | 0 | 0 | 0 | 0 | 0 | 0 | 0 | 0 | 0 | 0 | 0 | 0 | 0 | 0 | 0 | 0 | 0 | 0 | 0 | 0 | 0 | 0 | 0 | 0 | 0 | 0 | 0
F1_Commercial_Interruptible - Miscellaneous_New_Water Heating_Natural Gas_Water Heater - Temperature Setback_A_Achievable Economic UCT Potential | F1 | Commercial | Interruptible - Miscellaneous | New | Water Heating | Natural Gas | Water Heater - Temperature Setback | A | Integrated Unit Energy Savings (kWh or therms) | Achievable Economic UCT Potential | 0 | 0 | 0 | 0 | 0 | 0 | 0 | 0 | 0 | 0 | 0 | 0 | 0 | 0 | 0 | 0 | 0 | 0 | 0 | 0 | 0 | 0 | 0 | 0 | 0 | 0 | 0
F2_Commercial_Interruptible - Miscellaneous_New_Water Heating_Natural Gas_Water Heater - Temperature Setback_A_Achievable Economic UCT Potential | F2 | Commercial | Interruptible - Miscellaneous | New | Water Heating | Natural Gas | Water Heater - Temperature Setback | A | Integrated Unit Summer Peak Savings (kW) | Achievable Economic UCT Potential | 0 | 0 | 0 | 0 | 0 | 0 | 0 | 0 | 0 | 0 | 0 | 0 | 0 | 0 | 0 | 0 | 0 | 0 | 0 | 0 | 0 | 0 | 0 | 0 | 0 | 0 | 0
F3_Commercial_Interruptible - Miscellaneous_New_Water Heating_Natural Gas_Water Heater - Temperature Setback_A_Achievable Economic UCT Potential | F3 | Commercial | Interruptible - Miscellaneous | New | Water Heating | Natural Gas | Water Heater - Temperature Setback | A | Integrated Unit Winter Peak Savings (kW) | Achievable Economic UCT Potential | 0 | 0 | 0 | 0 | 0 | 0 | 0 | 0 | 0 | 0 | 0 | 0 | 0 | 0 | 0 | 0 | 0 | 0 | 0 | 0 | 0 | 0 | 0 | 0 | 0 | 0 | 0
F4_Commercial_Interruptible - Miscellaneous_New_Water Heating_Natural Gas_Water Heater - Temperature Setback_A_Achievable Economic UCT Potential | F4 | Commercial | Interruptible - Miscellaneous | New | Water Heating | Natural Gas | Water Heater - Temperature Setback | A | Incremental Energy Savings (MWh or mTherms) | Achievable Economic UCT Potential | 0 | 0 | 0 | 0 | 0 | 0 | 0 | 0 | 0 | 0 | 0 | 0 | 0 | 0 | 0 | 0 | 0 | 0 | 0 | 0 | 0 | 0 | 0 | 0 | 0 | 0 | 0
F5_Commercial_Interruptible - Miscellaneous_New_Water Heating_Natural Gas_Water Heater - Temperature Setback_A_Achievable Economic UCT Potential | F5 | Commercial | Interruptible - Miscellaneous | New | Water Heating | Natural Gas | Water Heater - Temperature Setback | A | Incremental Summer Peak Savings (MW) | Achievable Economic UCT Potential | 0 | 0 | 0 | 0 | 0 | 0 | 0 | 0 | 0 | 0 | 0 | 0 | 0 | 0 | 0 | 0 | 0 | 0 | 0 | 0 | 0 | 0 | 0 | 0 | 0 | 0 | 0
F6_Commercial_Interruptible - Miscellaneous_New_Water Heating_Natural Gas_Water Heater - Temperature Setback_A_Achievable Economic UCT Potential | F6 | Commercial | Interruptible - Miscellaneous | New | Water Heating | Natural Gas | Water Heater - Temperature Setback | A | Incremental Winter Peak Savings (MW) | Achievable Economic UCT Potential | 0 | 0 | 0 | 0 | 0 | 0 | 0 | 0 | 0 | 0 | 0 | 0 | 0 | 0 | 0 | 0 | 0 | 0 | 0 | 0 | 0 | 0 | 0 | 0 | 0 | 0 | 0
F7_Commercial_Interruptible - Miscellaneous_New_Water Heating_Natural Gas_Water Heater - Temperature Setback_A_Achievable Economic UCT Potential | F7 | Commercial | Interruptible - Miscellaneous | New | Water Heating | Natural Gas | Water Heater - Temperature Setback | A | Cumulative Energy Savings (MWh or mTherms) | Achievable Economic UCT Potential | 0 | 0 | 0 | 0 | 0 | 0 | 0 | 0 | 0 | 0 | 0 | 0 | 0 | 0 | 0 | 0 | 0 | 0 | 0 | 0 | 0 | 0 | 0 | 0 | 0 | 0 | 0
F8_Commercial_Interruptible - Miscellaneous_New_Water Heating_Natural Gas_Water Heater - Temperature Setback_A_Achievable Economic UCT Potential | F8 | Commercial | Interruptible - Miscellaneous | New | Water Heating | Natural Gas | Water Heater - Temperature Setback | A | Cumulative Summer Peak Savings (MW) | Achievable Economic UCT Potential | 0 | 0 | 0 | 0 | 0 | 0 | 0 | 0 | 0 | 0 | 0 | 0 | 0 | 0 | 0 | 0 | 0 | 0 | 0 | 0 | 0 | 0 | 0 | 0 | 0 | 0 | 0
F9_Commercial_Interruptible - Miscellaneous_New_Water Heating_Natural Gas_Water Heater - Temperature Setback_A_Achievable Economic UCT Potential | F9 | Commercial | Interruptible - Miscellaneous | New | Water Heating | Natural Gas | Water Heater - Temperature Setback | A | Cumulative Winter Peak Savings (MW) | Achievable Economic UCT Potential | 0 | 0 | 0 | 0 | 0 | 0 | 0 | 0 | 0 | 0 | 0 | 0 | 0 | 0 | 0 | 0 | 0 | 0 | 0 | 0 | 0 | 0 | 0 | 0 | 0 | 0 | 0
F10_Commercial_Interruptible - Miscellaneous_New_Water Heating_Natural Gas_Water Heater - Temperature Setback_A_Achievable Economic UCT Potential | F10 | Commercial | Interruptible - Miscellaneous | New | Water Heating | Natural Gas | Water Heater - Temperature Setback | A | Purchases (Incremental) | Achievable Economic UCT Potential | 0 | 0 | 0 | 0 | 0 | 0 | 0 | 0 | 0 | 0 | 0 | 0 | 0 | 0 | 0 | 0 | 0 | 0 | 0 | 0 | 0 | 0 | 0 | 0 | 0 | 0 | 0
F11_Commercial_Interruptible - Miscellaneous_New_Water Heating_Natural Gas_Water Heater - Temperature Setback_A_Achievable Economic UCT Potential | F11 | Commercial | Interruptible - Miscellaneous | New | Water Heating | Natural Gas | Water Heater - Temperature Setback | A | Purchases (Cumulative) | Achievable Economic UCT Potential | 0 | 0 | 0 | 0 | 0 | 0 | 0 | 0 | 0 | 0 | 0 | 0 | 0 | 0 | 0 | 0 | 0 | 0 | 0 | 0 | 0 | 0 | 0 | 0 | 0 | 0 | 0
F1_Commercial_Interruptible - Miscellaneous_New_Water Heating_Natural Gas_Water Heater - Faucet Aerators_A_Achievable Economic UCT Potential | F1 | Commercial | Interruptible - Miscellaneous | New | Water Heating | Natural Gas | Water Heater - Faucet Aerators | A | Integrated Unit Energy Savings (kWh or therms) | Achievable Economic UCT Potential | 0 | 0 | 0 | 0 | 0 | 0 | 0 | 0 | 0 | 0 | 0 | 0 | 0 | 0 | 0 | 0 | 0 | 0 | 0 | 0 | 0 | 0 | 0 | 0 | 0 | 0 | 0
F2_Commercial_Interruptible - Miscellaneous_New_Water Heating_Natural Gas_Water Heater - Faucet Aerators_A_Achievable Economic UCT Potential | F2 | Commercial | Interruptible - Miscellaneous | New | Water Heating | Natural Gas | Water Heater - Faucet Aerators | A | Integrated Unit Summer Peak Savings (kW) | Achievable Economic UCT Potential | 0 | 0 | 0 | 0 | 0 | 0 | 0 | 0 | 0 | 0 | 0 | 0 | 0 | 0 | 0 | 0 | 0 | 0 | 0 | 0 | 0 | 0 | 0 | 0 | 0 | 0 | 0
F3_Commercial_Interruptible - Miscellaneous_New_Water Heating_Natural Gas_Water Heater - Faucet Aerators_A_Achievable Economic UCT Potential | F3 | Commercial | Interruptible - Miscellaneous | New | Water Heating | Natural Gas | Water Heater - Faucet Aerators | A | Integrated Unit Winter Peak Savings (kW) | Achievable Economic UCT Potential | 0 | 0 | 0 | 0 | 0 | 0 | 0 | 0 | 0 | 0 | 0 | 0 | 0 | 0 | 0 | 0 | 0 | 0 | 0 | 0 | 0 | 0 | 0 | 0 | 0 | 0 | 0
F4_Commercial_Interruptible - Miscellaneous_New_Water Heating_Natural Gas_Water Heater - Faucet Aerators_A_Achievable Economic UCT Potential | F4 | Commercial | Interruptible - Miscellaneous | New | Water Heating | Natural Gas | Water Heater - Faucet Aerators | A | Incremental Energy Savings (MWh or mTherms) | Achievable Economic UCT Potential | 0 | 0 | 0 | 0 | 0 | 0 | 0 | 0 | 0 | 0 | 0 | 0 | 0 | 0 | 0 | 0 | 0 | 0 | 0 | 0 | 0 | 0 | 0 | 0 | 0 | 0 | 0
F5_Commercial_Interruptible - Miscellaneous_New_Water Heating_Natural Gas_Water Heater - Faucet Aerators_A_Achievable Economic UCT Potential | F5 | Commercial | Interruptible - Miscellaneous | New | Water Heating | Natural Gas | Water Heater - Faucet Aerators | A | Incremental Summer Peak Savings (MW) | Achievable Economic UCT Potential | 0 | 0 | 0 | 0 | 0 | 0 | 0 | 0 | 0 | 0 | 0 | 0 | 0 | 0 | 0 | 0 | 0 | 0 | 0 | 0 | 0 | 0 | 0 | 0 | 0 | 0 | 0
F6_Commercial_Interruptible - Miscellaneous_New_Water Heating_Natural Gas_Water Heater - Faucet Aerators_A_Achievable Economic UCT Potential | F6 | Commercial | Interruptible - Miscellaneous | New | Water Heating | Natural Gas | Water Heater - Faucet Aerators | A | Incremental Winter Peak Savings (MW) | Achievable Economic UCT Potential | 0 | 0 | 0 | 0 | 0 | 0 | 0 | 0 | 0 | 0 | 0 | 0 | 0 | 0 | 0 | 0 | 0 | 0 | 0 | 0 | 0 | 0 | 0 | 0 | 0 | 0 | 0
F7_Commercial_Interruptible - Miscellaneous_New_Water Heating_Natural Gas_Water Heater - Faucet Aerators_A_Achievable Economic UCT Potential | F7 | Commercial | Interruptible - Miscellaneous | New | Water Heating | Natural Gas | Water Heater - Faucet Aerators | A | Cumulative Energy Savings (MWh or mTherms) | Achievable Economic UCT Potential | 0 | 0 | 0 | 0 | 0 | 0 | 0 | 0 | 0 | 0 | 0 | 0 | 0 | 0 | 0 | 0 | 0 | 0 | 0 | 0 | 0 | 0 | 0 | 0 | 0 | 0 | 0
F8_Commercial_Interruptible - Miscellaneous_New_Water Heating_Natural Gas_Water Heater - Faucet Aerators_A_Achievable Economic UCT Potential | F8 | Commercial | Interruptible - Miscellaneous | New | Water Heating | Natural Gas | Water Heater - Faucet Aerators | A | Cumulative Summer Peak Savings (MW) | Achievable Economic UCT Potential | 0 | 0 | 0 | 0 | 0 | 0 | 0 | 0 | 0 | 0 | 0 | 0 | 0 | 0 | 0 | 0 | 0 | 0 | 0 | 0 | 0 | 0 | 0 | 0 | 0 | 0 | 0
F9_Commercial_Interruptible - Miscellaneous_New_Water Heating_Natural Gas_Water Heater - Faucet Aerators_A_Achievable Economic UCT Potential | F9 | Commercial | Interruptible - Miscellaneous | New | Water Heating | Natural Gas | Water Heater - Faucet Aerators | A | Cumulative Winter Peak Savings (MW) | Achievable Economic UCT Potential | 0 | 0 | 0 | 0 | 0 | 0 | 0 | 0 | 0 | 0 | 0 | 0 | 0 | 0 | 0 | 0 | 0 | 0 | 0 | 0 | 0 | 0 | 0 | 0 | 0 | 0 | 0
F10_Commercial_Interruptible - Miscellaneous_New_Water Heating_Natural Gas_Water Heater - Faucet Aerators_A_Achievable Economic UCT Potential | F10 | Commercial | Interruptible - Miscellaneous | New | Water Heating | Natural Gas | Water Heater - Faucet Aerators | A | Purchases (Incremental) | Achievable Economic UCT Potential | 0 | 0 | 0 | 0 | 0 | 0 | 0 | 0 | 0 | 0 | 0 | 0 | 0 | 0 | 0 | 0 | 0 | 0 | 0 | 0 | 0 | 0 | 0 | 0 | 0 | 0 | 0
F11_Commercial_Interruptible - Miscellaneous_New_Water Heating_Natural Gas_Water Heater - Faucet Aerators_A_Achievable Economic UCT Potential | F11 | Commercial | Interruptible - Miscellaneous | New | Water Heating | Natural Gas | Water Heater - Faucet Aerators | A | Purchases (Cumulative) | Achievable Economic UCT Potential | 0 | 0 | 0 | 0 | 0 | 0 | 0 | 0 | 0 | 0 | 0 | 0 | 0 | 0 | 0 | 0 | 0 | 0 | 0 | 0 | 0 | 0 | 0 | 0 | 0 | 0 | 0
F1_Commercial_Interruptible - Miscellaneous_New_Water Heating_Natural Gas_Water Heater - Low-Flow Showerheads_A_Achievable Economic UCT Potential | F1 | Commercial | Interruptible - Miscellaneous | New | Water Heating | Natural Gas | Water Heater - Low-Flow Showerheads | A | Integrated Unit Energy Savings (kWh or therms) | Achievable Economic UCT Potential | 0 | 0 | 0 | 0 | 0 | 0 | 0 | 0 | 0 | 0 | 0 | 0 | 0 | 0 | 0 | 0 | 0 | 0 | 0 | 0 | 0 | 0 | 0 | 0 | 0 | 0 | 0
F2_Commercial_Interruptible - Miscellaneous_New_Water Heating_Natural Gas_Water Heater - Low-Flow Showerheads_A_Achievable Economic UCT Potential | F2 | Commercial | Interruptible - Miscellaneous | New | Water Heating | Natural Gas | Water Heater - Low-Flow Showerheads | A | Integrated Unit Summer Peak Savings (kW) | Achievable Economic UCT Potential | 0 | 0 | 0 | 0 | 0 | 0 | 0 | 0 | 0 | 0 | 0 | 0 | 0 | 0 | 0 | 0 | 0 | 0 | 0 | 0 | 0 | 0 | 0 | 0 | 0 | 0 | 0
F3_Commercial_Interruptible - Miscellaneous_New_Water Heating_Natural Gas_Water Heater - Low-Flow Showerheads_A_Achievable Economic UCT Potential | F3 | Commercial | Interruptible - Miscellaneous | New | Water Heating | Natural Gas | Water Heater - Low-Flow Showerheads | A | Integrated Unit Winter Peak Savings (kW) | Achievable Economic UCT Potential | 0 | 0 | 0 | 0 | 0 | 0 | 0 | 0 | 0 | 0 | 0 | 0 | 0 | 0 | 0 | 0 | 0 | 0 | 0 | 0 | 0 | 0 | 0 | 0 | 0 | 0 | 0
F4_Commercial_Interruptible - Miscellaneous_New_Water Heating_Natural Gas_Water Heater - Low-Flow Showerheads_A_Achievable Economic UCT Potential | F4 | Commercial | Interruptible - Miscellaneous | New | Water Heating | Natural Gas | Water Heater - Low-Flow Showerheads | A | Incremental Energy Savings (MWh or mTherms) | Achievable Economic UCT Potential | 0 | 0 | 0 | 0 | 0 | 0 | 0 | 0 | 0 | 0 | 0 | 0 | 0 | 0 | 0 | 0 | 0 | 0 | 0 | 0 | 0 | 0 | 0 | 0 | 0 | 0 | 0
F5_Commercial_Interruptible - Miscellaneous_New_Water Heating_Natural Gas_Water Heater - Low-Flow Showerheads_A_Achievable Economic UCT Potential | F5 | Commercial | Interruptible - Miscellaneous | New | Water Heating | Natural Gas | Water Heater - Low-Flow Showerheads | A | Incremental Summer Peak Savings (MW) | Achievable Economic UCT Potential | 0 | 0 | 0 | 0 | 0 | 0 | 0 | 0 | 0 | 0 | 0 | 0 | 0 | 0 | 0 | 0 | 0 | 0 | 0 | 0 | 0 | 0 | 0 | 0 | 0 | 0 | 0
F6_Commercial_Interruptible - Miscellaneous_New_Water Heating_Natural Gas_Water Heater - Low-Flow Showerheads_A_Achievable Economic UCT Potential | F6 | Commercial | Interruptible - Miscellaneous | New | Water Heating | Natural Gas | Water Heater - Low-Flow Showerheads | A | Incremental Winter Peak Savings (MW) | Achievable Economic UCT Potential | 0 | 0 | 0 | 0 | 0 | 0 | 0 | 0 | 0 | 0 | 0 | 0 | 0 | 0 | 0 | 0 | 0 | 0 | 0 | 0 | 0 | 0 | 0 | 0 | 0 | 0 | 0
F7_Commercial_Interruptible - Miscellaneous_New_Water Heating_Natural Gas_Water Heater - Low-Flow Showerheads_A_Achievable Economic UCT Potential | F7 | Commercial | Interruptible - Miscellaneous | New | Water Heating | Natural Gas | Water Heater - Low-Flow Showerheads | A | Cumulative Energy Savings (MWh or mTherms) | Achievable Economic UCT Potential | 0 | 0 | 0 | 0 | 0 | 0 | 0 | 0 | 0 | 0 | 0 | 0 | 0 | 0 | 0 | 0 | 0 | 0 | 0 | 0 | 0 | 0 | 0 | 0 | 0 | 0 | 0
F8_Commercial_Interruptible - Miscellaneous_New_Water Heating_Natural Gas_Water Heater - Low-Flow Showerheads_A_Achievable Economic UCT Potential | F8 | Commercial | Interruptible - Miscellaneous | New | Water Heating | Natural Gas | Water Heater - Low-Flow Showerheads | A | Cumulative Summer Peak Savings (MW) | Achievable Economic UCT Potential | 0 | 0 | 0 | 0 | 0 | 0 | 0 | 0 | 0 | 0 | 0 | 0 | 0 | 0 | 0 | 0 | 0 | 0 | 0 | 0 | 0 | 0 | 0 | 0 | 0 | 0 | 0
F9_Commercial_Interruptible - Miscellaneous_New_Water Heating_Natural Gas_Water Heater - Low-Flow Showerheads_A_Achievable Economic UCT Potential | F9 | Commercial | Interruptible - Miscellaneous | New | Water Heating | Natural Gas | Water Heater - Low-Flow Showerheads | A | Cumulative Winter Peak Savings (MW) | Achievable Economic UCT Potential | 0 | 0 | 0 | 0 | 0 | 0 | 0 | 0 | 0 | 0 | 0 | 0 | 0 | 0 | 0 | 0 | 0 | 0 | 0 | 0 | 0 | 0 | 0 | 0 | 0 | 0 | 0
F10_Commercial_Interruptible - Miscellaneous_New_Water Heating_Natural Gas_Water Heater - Low-Flow Showerheads_A_Achievable Economic UCT Potential | F10 | Commercial | Interruptible - Miscellaneous | New | Water Heating | Natural Gas | Water Heater - Low-Flow Showerheads | A | Purchases (Incremental) | Achievable Economic UCT Potential | 0 | 0 | 0 | 0 | 0 | 0 | 0 | 0 | 0 | 0 | 0 | 0 | 0 | 0 | 0 | 0 | 0 | 0 | 0 | 0 | 0 | 0 | 0 | 0 | 0 | 0 | 0
F11_Commercial_Interruptible - Miscellaneous_New_Water Heating_Natural Gas_Water Heater - Low-Flow Showerheads_A_Achievable Economic UCT Potential | F11 | Commercial | Interruptible - Miscellaneous | New | Water Heating | Natural Gas | Water Heater - Low-Flow Showerheads | A | Purchases (Cumulative) | Achievable Economic UCT Potential | 0 | 0 | 0 | 0 | 0 | 0 | 0 | 0 | 0 | 0 | 0 | 0 | 0 | 0 | 0 | 0 | 0 | 0 | 0 | 0 | 0 | 0 | 0 | 0 | 0 | 0 | 0
F1_Commercial_Interruptible - Miscellaneous_New_Water Heating_Natural Gas_Water Heater - Tank Blanket/Insulation_A_Achievable Economic UCT Potential | F1 | Commercial | Interruptible - Miscellaneous | New | Water Heating | Natural Gas | Water Heater - Tank Blanket/Insulation | A | Integrated Unit Energy Savings (kWh or therms) | Achievable Economic UCT Potential | 0 | 0 | 0 | 0 | 0 | 0 | 0 | 0 | 0 | 0 | 0 | 0 | 0 | 0 | 0 | 0 | 0 | 0 | 0 | 0 | 0 | 0 | 0 | 0 | 0 | 0 | 0
F2_Commercial_Interruptible - Miscellaneous_New_Water Heating_Natural Gas_Water Heater - Tank Blanket/Insulation_A_Achievable Economic UCT Potential | F2 | Commercial | Interruptible - Miscellaneous | New | Water Heating | Natural Gas | Water Heater - Tank Blanket/Insulation | A | Integrated Unit Summer Peak Savings (kW) | Achievable Economic UCT Potential | 0 | 0 | 0 | 0 | 0 | 0 | 0 | 0 | 0 | 0 | 0 | 0 | 0 | 0 | 0 | 0 | 0 | 0 | 0 | 0 | 0 | 0 | 0 | 0 | 0 | 0 | 0
F3_Commercial_Interruptible - Miscellaneous_New_Water Heating_Natural Gas_Water Heater - Tank Blanket/Insulation_A_Achievable Economic UCT Potential | F3 | Commercial | Interruptible - Miscellaneous | New | Water Heating | Natural Gas | Water Heater - Tank Blanket/Insulation | A | Integrated Unit Winter Peak Savings (kW) | Achievable Economic UCT Potential | 0 | 0 | 0 | 0 | 0 | 0 | 0 | 0 | 0 | 0 | 0 | 0 | 0 | 0 | 0 | 0 | 0 | 0 | 0 | 0 | 0 | 0 | 0 | 0 | 0 | 0 | 0
F4_Commercial_Interruptible - Miscellaneous_New_Water Heating_Natural Gas_Water Heater - Tank Blanket/Insulation_A_Achievable Economic UCT Potential | F4 | Commercial | Interruptible - Miscellaneous | New | Water Heating | Natural Gas | Water Heater - Tank Blanket/Insulation | A | Incremental Energy Savings (MWh or mTherms) | Achievable Economic UCT Potential | 0 | 0 | 0 | 0 | 0 | 0 | 0 | 0 | 0 | 0 | 0 | 0 | 0 | 0 | 0 | 0 | 0 | 0 | 0 | 0 | 0 | 0 | 0 | 0 | 0 | 0 | 0
F5_Commercial_Interruptible - Miscellaneous_New_Water Heating_Natural Gas_Water Heater - Tank Blanket/Insulation_A_Achievable Economic UCT Potential | F5 | Commercial | Interruptible - Miscellaneous | New | Water Heating | Natural Gas | Water Heater - Tank Blanket/Insulation | A | Incremental Summer Peak Savings (MW) | Achievable Economic UCT Potential | 0 | 0 | 0 | 0 | 0 | 0 | 0 | 0 | 0 | 0 | 0 | 0 | 0 | 0 | 0 | 0 | 0 | 0 | 0 | 0 | 0 | 0 | 0 | 0 | 0 | 0 | 0
F6_Commercial_Interruptible - Miscellaneous_New_Water Heating_Natural Gas_Water Heater - Tank Blanket/Insulation_A_Achievable Economic UCT Potential | F6 | Commercial | Interruptible - Miscellaneous | New | Water Heating | Natural Gas | Water Heater - Tank Blanket/Insulation | A | Incremental Winter Peak Savings (MW) | Achievable Economic UCT Potential | 0 | 0 | 0 | 0 | 0 | 0 | 0 | 0 | 0 | 0 | 0 | 0 | 0 | 0 | 0 | 0 | 0 | 0 | 0 | 0 | 0 | 0 | 0 | 0 | 0 | 0 | 0
F7_Commercial_Interruptible - Miscellaneous_New_Water Heating_Natural Gas_Water Heater - Tank Blanket/Insulation_A_Achievable Economic UCT Potential | F7 | Commercial | Interruptible - Miscellaneous | New | Water Heating | Natural Gas | Water Heater - Tank Blanket/Insulation | A | Cumulative Energy Savings (MWh or mTherms) | Achievable Economic UCT Potential | 0 | 0 | 0 | 0 | 0 | 0 | 0 | 0 | 0 | 0 | 0 | 0 | 0 | 0 | 0 | 0 | 0 | 0 | 0 | 0 | 0 | 0 | 0 | 0 | 0 | 0 | 0
F8_Commercial_Interruptible - Miscellaneous_New_Water Heating_Natural Gas_Water Heater - Tank Blanket/Insulation_A_Achievable Economic UCT Potential | F8 | Commercial | Interruptible - Miscellaneous | New | Water Heating | Natural Gas | Water Heater - Tank Blanket/Insulation | A | Cumulative Summer Peak Savings (MW) | Achievable Economic UCT Potential | 0 | 0 | 0 | 0 | 0 | 0 | 0 | 0 | 0 | 0 | 0 | 0 | 0 | 0 | 0 | 0 | 0 | 0 | 0 | 0 | 0 | 0 | 0 | 0 | 0 | 0 | 0
F9_Commercial_Interruptible - Miscellaneous_New_Water Heating_Natural Gas_Water Heater - Tank Blanket/Insulation_A_Achievable Economic UCT Potential | F9 | Commercial | Interruptible - Miscellaneous | New | Water Heating | Natural Gas | Water Heater - Tank Blanket/Insulation | A | Cumulative Winter Peak Savings (MW) | Achievable Economic UCT Potential | 0 | 0 | 0 | 0 | 0 | 0 | 0 | 0 | 0 | 0 | 0 | 0 | 0 | 0 | 0 | 0 | 0 | 0 | 0 | 0 | 0 | 0 | 0 | 0 | 0 | 0 | 0
F10_Commercial_Interruptible - Miscellaneous_New_Water Heating_Natural Gas_Water Heater - Tank Blanket/Insulation_A_Achievable Economic UCT Potential | F10 | Commercial | Interruptible - Miscellaneous | New | Water Heating | Natural Gas | Water Heater - Tank Blanket/Insulation | A | Purchases (Incremental) | Achievable Economic UCT Potential | 0 | 0 | 0 | 0 | 0 | 0 | 0 | 0 | 0 | 0 | 0 | 0 | 0 | 0 | 0 | 0 | 0 | 0 | 0 | 0 | 0 | 0 | 0 | 0 | 0 | 0 | 0
F11_Commercial_Interruptible - Miscellaneous_New_Water Heating_Natural Gas_Water Heater - Tank Blanket/Insulation_A_Achievable Economic UCT Potential | F11 | Commercial | Interruptible - Miscellaneous | New | Water Heating | Natural Gas | Water Heater - Tank Blanket/Insulation | A | Purchases (Cumulative) | Achievable Economic UCT Potential | 0 | 0 | 0 | 0 | 0 | 0 | 0 | 0 | 0 | 0 | 0 | 0 | 0 | 0 | 0 | 0 | 0 | 0 | 0 | 0 | 0 | 0 | 0 | 0 | 0 | 0 | 0
F1_Commercial_Interruptible - Miscellaneous_New_Water Heating_Natural Gas_Water Heater - Drainwater Heat Recovery_A_Achievable Economic UCT Potential | F1 | Commercial | Interruptible - Miscellaneous | New | Water Heating | Natural Gas | Water Heater - Drainwater Heat Recovery | A | Integrated Unit Energy Savings (kWh or therms) | Achievable Economic UCT Potential | 0 | 0 | 0 | 0 | 0 | 0 | 0 | 0 | 0 | 0 | 0 | 0 | 0 | 0 | 0 | 0 | 0 | 0 | 0 | 0 | 0 | 0 | 0 | 0 | 0 | 0 | 0
F2_Commercial_Interruptible - Miscellaneous_New_Water Heating_Natural Gas_Water Heater - Drainwater Heat Recovery_A_Achievable Economic UCT Potential | F2 | Commercial | Interruptible - Miscellaneous | New | Water Heating | Natural Gas | Water Heater - Drainwater Heat Recovery | A | Integrated Unit Summer Peak Savings (kW) | Achievable Economic UCT Potential | 0 | 0 | 0 | 0 | 0 | 0 | 0 | 0 | 0 | 0 | 0 | 0 | 0 | 0 | 0 | 0 | 0 | 0 | 0 | 0 | 0 | 0 | 0 | 0 | 0 | 0 | 0
F3_Commercial_Interruptible - Miscellaneous_New_Water Heating_Natural Gas_Water Heater - Drainwater Heat Recovery_A_Achievable Economic UCT Potential | F3 | Commercial | Interruptible - Miscellaneous | New | Water Heating | Natural Gas | Water Heater - Drainwater Heat Recovery | A | Integrated Unit Winter Peak Savings (kW) | Achievable Economic UCT Potential | 0 | 0 | 0 | 0 | 0 | 0 | 0 | 0 | 0 | 0 | 0 | 0 | 0 | 0 | 0 | 0 | 0 | 0 | 0 | 0 | 0 | 0 | 0 | 0 | 0 | 0 | 0
F4_Commercial_Interruptible - Miscellaneous_New_Water Heating_Natural Gas_Water Heater - Drainwater Heat Recovery_A_Achievable Economic UCT Potential | F4 | Commercial | Interruptible - Miscellaneous | New | Water Heating | Natural Gas | Water Heater - Drainwater Heat Recovery | A | Incremental Energy Savings (MWh or mTherms) | Achievable Economic UCT Potential | 0 | 0 | 0 | 0 | 0 | 0 | 0 | 0 | 0 | 0 | 0 | 0 | 0 | 0 | 0 | 0 | 0 | 0 | 0 | 0 | 0 | 0 | 0 | 0 | 0 | 0 | 0
F5_Commercial_Interruptible - Miscellaneous_New_Water Heating_Natural Gas_Water Heater - Drainwater Heat Recovery_A_Achievable Economic UCT Potential | F5 | Commercial | Interruptible - Miscellaneous | New | Water Heating | Natural Gas | Water Heater - Drainwater Heat Recovery | A | Incremental Summer Peak Savings (MW) | Achievable Economic UCT Potential | 0 | 0 | 0 | 0 | 0 | 0 | 0 | 0 | 0 | 0 | 0 | 0 | 0 | 0 | 0 | 0 | 0 | 0 | 0 | 0 | 0 | 0 | 0 | 0 | 0 | 0 | 0
F6_Commercial_Interruptible - Miscellaneous_New_Water Heating_Natural Gas_Water Heater - Drainwater Heat Recovery_A_Achievable Economic UCT Potential | F6 | Commercial | Interruptible - Miscellaneous | New | Water Heating | Natural Gas | Water Heater - Drainwater Heat Recovery | A | Incremental Winter Peak Savings (MW) | Achievable Economic UCT Potential | 0 | 0 | 0 | 0 | 0 | 0 | 0 | 0 | 0 | 0 | 0 | 0 | 0 | 0 | 0 | 0 | 0 | 0 | 0 | 0 | 0 | 0 | 0 | 0 | 0 | 0 | 0
F7_Commercial_Interruptible - Miscellaneous_New_Water Heating_Natural Gas_Water Heater - Drainwater Heat Recovery_A_Achievable Economic UCT Potential | F7 | Commercial | Interruptible - Miscellaneous | New | Water Heating | Natural Gas | Water Heater - Drainwater Heat Recovery | A | Cumulative Energy Savings (MWh or mTherms) | Achievable Economic UCT Potential | 0 | 0 | 0 | 0 | 0 | 0 | 0 | 0 | 0 | 0 | 0 | 0 | 0 | 0 | 0 | 0 | 0 | 0 | 0 | 0 | 0 | 0 | 0 | 0 | 0 | 0 | 0
F8_Commercial_Interruptible - Miscellaneous_New_Water Heating_Natural Gas_Water Heater - Drainwater Heat Recovery_A_Achievable Economic UCT Potential | F8 | Commercial | Interruptible - Miscellaneous | New | Water Heating | Natural Gas | Water Heater - Drainwater Heat Recovery | A | Cumulative Summer Peak Savings (MW) | Achievable Economic UCT Potential | 0 | 0 | 0 | 0 | 0 | 0 | 0 | 0 | 0 | 0 | 0 | 0 | 0 | 0 | 0 | 0 | 0 | 0 | 0 | 0 | 0 | 0 | 0 | 0 | 0 | 0 | 0
F9_Commercial_Interruptible - Miscellaneous_New_Water Heating_Natural Gas_Water Heater - Drainwater Heat Recovery_A_Achievable Economic UCT Potential | F9 | Commercial | Interruptible - Miscellaneous | New | Water Heating | Natural Gas | Water Heater - Drainwater Heat Recovery | A | Cumulative Winter Peak Savings (MW) | Achievable Economic UCT Potential | 0 | 0 | 0 | 0 | 0 | 0 | 0 | 0 | 0 | 0 | 0 | 0 | 0 | 0 | 0 | 0 | 0 | 0 | 0 | 0 | 0 | 0 | 0 | 0 | 0 | 0 | 0
F10_Commercial_Interruptible - Miscellaneous_New_Water Heating_Natural Gas_Water Heater - Drainwater Heat Recovery_A_Achievable Economic UCT Potential | F10 | Commercial | Interruptible - Miscellaneous | New | Water Heating | Natural Gas | Water Heater - Drainwater Heat Recovery | A | Purchases (Incremental) | Achievable Economic UCT Potential | 0 | 0 | 0 | 0 | 0 | 0 | 0 | 0 | 0 | 0 | 0 | 0 | 0 | 0 | 0 | 0 | 0 | 0 | 0 | 0 | 0 | 0 | 0 | 0 | 0 | 0 | 0
F11_Commercial_Interruptible - Miscellaneous_New_Water Heating_Natural Gas_Water Heater - Drainwater Heat Recovery_A_Achievable Economic UCT Potential | F11 | Commercial | Interruptible - Miscellaneous | New | Water Heating | Natural Gas | Water Heater - Drainwater Heat Recovery | A | Purchases (Cumulative) | Achievable Economic UCT Potential | 0 | 0 | 0 | 0 | 0 | 0 | 0 | 0 | 0 | 0 | 0 | 0 | 0 | 0 | 0 | 0 | 0 | 0 | 0 | 0 | 0 | 0 | 0 | 0 | 0 | 0 | 0
F1_Commercial_Interruptible - Miscellaneous_New_Water Heating_Natural Gas_Water Heater - Circulation Pump Controls_A_Achievable Economic UCT Potential | F1 | Commercial | Interruptible - Miscellaneous | New | Water Heating | Natural Gas | Water Heater - Circulation Pump Controls | A | Integrated Unit Energy Savings (kWh or therms) | Achievable Economic UCT Potential | 0 | 0 | 0 | 0 | 0 | 0 | 0 | 0 | 0 | 0 | 0 | 0 | 0 | 0 | 0 | 0 | 0 | 0 | 0 | 0 | 0 | 0 | 0 | 0 | 0 | 0 | 0
F2_Commercial_Interruptible - Miscellaneous_New_Water Heating_Natural Gas_Water Heater - Circulation Pump Controls_A_Achievable Economic UCT Potential | F2 | Commercial | Interruptible - Miscellaneous | New | Water Heating | Natural Gas | Water Heater - Circulation Pump Controls | A | Integrated Unit Summer Peak Savings (kW) | Achievable Economic UCT Potential | 0 | 0 | 0 | 0 | 0 | 0 | 0 | 0 | 0 | 0 | 0 | 0 | 0 | 0 | 0 | 0 | 0 | 0 | 0 | 0 | 0 | 0 | 0 | 0 | 0 | 0 | 0
F3_Commercial_Interruptible - Miscellaneous_New_Water Heating_Natural Gas_Water Heater - Circulation Pump Controls_A_Achievable Economic UCT Potential | F3 | Commercial | Interruptible - Miscellaneous | New | Water Heating | Natural Gas | Water Heater - Circulation Pump Controls | A | Integrated Unit Winter Peak Savings (kW) | Achievable Economic UCT Potential | 0 | 0 | 0 | 0 | 0 | 0 | 0 | 0 | 0 | 0 | 0 | 0 | 0 | 0 | 0 | 0 | 0 | 0 | 0 | 0 | 0 | 0 | 0 | 0 | 0 | 0 | 0
F4_Commercial_Interruptible - Miscellaneous_New_Water Heating_Natural Gas_Water Heater - Circulation Pump Controls_A_Achievable Economic UCT Potential | F4 | Commercial | Interruptible - Miscellaneous | New | Water Heating | Natural Gas | Water Heater - Circulation Pump Controls | A | Incremental Energy Savings (MWh or mTherms) | Achievable Economic UCT Potential | 0 | 0 | 0 | 0 | 0 | 0 | 0 | 0 | 0 | 0 | 0 | 0 | 0 | 0 | 0 | 0 | 0 | 0 | 0 | 0 | 0 | 0 | 0 | 0 | 0 | 0 | 0
F5_Commercial_Interruptible - Miscellaneous_New_Water Heating_Natural Gas_Water Heater - Circulation Pump Controls_A_Achievable Economic UCT Potential | F5 | Commercial | Interruptible - Miscellaneous | New | Water Heating | Natural Gas | Water Heater - Circulation Pump Controls | A | Incremental Summer Peak Savings (MW) | Achievable Economic UCT Potential | 0 | 0 | 0 | 0 | 0 | 0 | 0 | 0 | 0 | 0 | 0 | 0 | 0 | 0 | 0 | 0 | 0 | 0 | 0 | 0 | 0 | 0 | 0 | 0 | 0 | 0 | 0
F6_Commercial_Interruptible - Miscellaneous_New_Water Heating_Natural Gas_Water Heater - Circulation Pump Controls_A_Achievable Economic UCT Potential | F6 | Commercial | Interruptible - Miscellaneous | New | Water Heating | Natural Gas | Water Heater - Circulation Pump Controls | A | Incremental Winter Peak Savings (MW) | Achievable Economic UCT Potential | 0 | 0 | 0 | 0 | 0 | 0 | 0 | 0 | 0 | 0 | 0 | 0 | 0 | 0 | 0 | 0 | 0 | 0 | 0 | 0 | 0 | 0 | 0 | 0 | 0 | 0 | 0
F7_Commercial_Interruptible - Miscellaneous_New_Water Heating_Natural Gas_Water Heater - Circulation Pump Controls_A_Achievable Economic UCT Potential | F7 | Commercial | Interruptible - Miscellaneous | New | Water Heating | Natural Gas | Water Heater - Circulation Pump Controls | A | Cumulative Energy Savings (MWh or mTherms) | Achievable Economic UCT Potential | 0 | 0 | 0 | 0 | 0 | 0 | 0 | 0 | 0 | 0 | 0 | 0 | 0 | 0 | 0 | 0 | 0 | 0 | 0 | 0 | 0 | 0 | 0 | 0 | 0 | 0 | 0
F8_Commercial_Interruptible - Miscellaneous_New_Water Heating_Natural Gas_Water Heater - Circulation Pump Controls_A_Achievable Economic UCT Potential | F8 | Commercial | Interruptible - Miscellaneous | New | Water Heating | Natural Gas | Water Heater - Circulation Pump Controls | A | Cumulative Summer Peak Savings (MW) | Achievable Economic UCT Potential | 0 | 0 | 0 | 0 | 0 | 0 | 0 | 0 | 0 | 0 | 0 | 0 | 0 | 0 | 0 | 0 | 0 | 0 | 0 | 0 | 0 | 0 | 0 | 0 | 0 | 0 | 0
F9_Commercial_Interruptible - Miscellaneous_New_Water Heating_Natural Gas_Water Heater - Circulation Pump Controls_A_Achievable Economic UCT Potential | F9 | Commercial | Interruptible - Miscellaneous | New | Water Heating | Natural Gas | Water Heater - Circulation Pump Controls | A | Cumulative Winter Peak Savings (MW) | Achievable Economic UCT Potential | 0 | 0 | 0 | 0 | 0 | 0 | 0 | 0 | 0 | 0 | 0 | 0 | 0 | 0 | 0 | 0 | 0 | 0 | 0 | 0 | 0 | 0 | 0 | 0 | 0 | 0 | 0
F10_Commercial_Interruptible - Miscellaneous_New_Water Heating_Natural Gas_Water Heater - Circulation Pump Controls_A_Achievable Economic UCT Potential | F10 | Commercial | Interruptible - Miscellaneous | New | Water Heating | Natural Gas | Water Heater - Circulation Pump Controls | A | Purchases (Incremental) | Achievable Economic UCT Potential | 0 | 0 | 0 | 0 | 0 | 0 | 0 | 0 | 0 | 0 | 0 | 0 | 0 | 0 | 0 | 0 | 0 | 0 | 0 | 0 | 0 | 0 | 0 | 0 | 0 | 0 | 0
F11_Commercial_Interruptible - Miscellaneous_New_Water Heating_Natural Gas_Water Heater - Circulation Pump Controls_A_Achievable Economic UCT Potential | F11 | Commercial | Interruptible - Miscellaneous | New | Water Heating | Natural Gas | Water Heater - Circulation Pump Controls | A | Purchases (Cumulative) | Achievable Economic UCT Potential | 0 | 0 | 0 | 0 | 0 | 0 | 0 | 0 | 0 | 0 | 0 | 0 | 0 | 0 | 0 | 0 | 0 | 0 | 0 | 0 | 0 | 0 | 0 | 0 | 0 | 0 | 0
F1_Commercial_Interruptible - Miscellaneous_New_Water Heating_Natural Gas_Water Heater - Pipe Insulation_A_Achievable Economic UCT Potential | F1 | Commercial | Interruptible - Miscellaneous | New | Water Heating | Natural Gas | Water Heater - Pipe Insulation | A | Integrated Unit Energy Savings (kWh or therms) | Achievable Economic UCT Potential | 0 | 0 | 0 | 0 | 0 | 0 | 0 | 0 | 0 | 0 | 0 | 0 | 0 | 0 | 0 | 0 | 0 | 0 | 0 | 0 | 0 | 0 | 0 | 0 | 0 | 0 | 0
F2_Commercial_Interruptible - Miscellaneous_New_Water Heating_Natural Gas_Water Heater - Pipe Insulation_A_Achievable Economic UCT Potential | F2 | Commercial | Interruptible - Miscellaneous | New | Water Heating | Natural Gas | Water Heater - Pipe Insulation | A | Integrated Unit Summer Peak Savings (kW) | Achievable Economic UCT Potential | 0 | 0 | 0 | 0 | 0 | 0 | 0 | 0 | 0 | 0 | 0 | 0 | 0 | 0 | 0 | 0 | 0 | 0 | 0 | 0 | 0 | 0 | 0 | 0 | 0 | 0 | 0
F3_Commercial_Interruptible - Miscellaneous_New_Water Heating_Natural Gas_Water Heater - Pipe Insulation_A_Achievable Economic UCT Potential | F3 | Commercial | Interruptible - Miscellaneous | New | Water Heating | Natural Gas | Water Heater - Pipe Insulation | A | Integrated Unit Winter Peak Savings (kW) | Achievable Economic UCT Potential | 0 | 0 | 0 | 0 | 0 | 0 | 0 | 0 | 0 | 0 | 0 | 0 | 0 | 0 | 0 | 0 | 0 | 0 | 0 | 0 | 0 | 0 | 0 | 0 | 0 | 0 | 0
F4_Commercial_Interruptible - Miscellaneous_New_Water Heating_Natural Gas_Water Heater - Pipe Insulation_A_Achievable Economic UCT Potential | F4 | Commercial | Interruptible - Miscellaneous | New | Water Heating | Natural Gas | Water Heater - Pipe Insulation | A | Incremental Energy Savings (MWh or mTherms) | Achievable Economic UCT Potential | 0 | 0 | 0 | 0 | 0 | 0 | 0 | 0 | 0 | 0 | 0 | 0 | 0 | 0 | 0 | 0 | 0 | 0 | 0 | 0 | 0 | 0 | 0 | 0 | 0 | 0 | 0
F5_Commercial_Interruptible - Miscellaneous_New_Water Heating_Natural Gas_Water Heater - Pipe Insulation_A_Achievable Economic UCT Potential | F5 | Commercial | Interruptible - Miscellaneous | New | Water Heating | Natural Gas | Water Heater - Pipe Insulation | A | Incremental Summer Peak Savings (MW) | Achievable Economic UCT Potential | 0 | 0 | 0 | 0 | 0 | 0 | 0 | 0 | 0 | 0 | 0 | 0 | 0 | 0 | 0 | 0 | 0 | 0 | 0 | 0 | 0 | 0 | 0 | 0 | 0 | 0 | 0
F6_Commercial_Interruptible - Miscellaneous_New_Water Heating_Natural Gas_Water Heater - Pipe Insulation_A_Achievable Economic UCT Potential | F6 | Commercial | Interruptible - Miscellaneous | New | Water Heating | Natural Gas | Water Heater - Pipe Insulation | A | Incremental Winter Peak Savings (MW) | Achievable Economic UCT Potential | 0 | 0 | 0 | 0 | 0 | 0 | 0 | 0 | 0 | 0 | 0 | 0 | 0 | 0 | 0 | 0 | 0 | 0 | 0 | 0 | 0 | 0 | 0 | 0 | 0 | 0 | 0
F7_Commercial_Interruptible - Miscellaneous_New_Water Heating_Natural Gas_Water Heater - Pipe Insulation_A_Achievable Economic UCT Potential | F7 | Commercial | Interruptible - Miscellaneous | New | Water Heating | Natural Gas | Water Heater - Pipe Insulation | A | Cumulative Energy Savings (MWh or mTherms) | Achievable Economic UCT Potential | 0 | 0 | 0 | 0 | 0 | 0 | 0 | 0 | 0 | 0 | 0 | 0 | 0 | 0 | 0 | 0 | 0 | 0 | 0 | 0 | 0 | 0 | 0 | 0 | 0 | 0 | 0
F8_Commercial_Interruptible - Miscellaneous_New_Water Heating_Natural Gas_Water Heater - Pipe Insulation_A_Achievable Economic UCT Potential | F8 | Commercial | Interruptible - Miscellaneous | New | Water Heating | Natural Gas | Water Heater - Pipe Insulation | A | Cumulative Summer Peak Savings (MW) | Achievable Economic UCT Potential | 0 | 0 | 0 | 0 | 0 | 0 | 0 | 0 | 0 | 0 | 0 | 0 | 0 | 0 | 0 | 0 | 0 | 0 | 0 | 0 | 0 | 0 | 0 | 0 | 0 | 0 | 0
F9_Commercial_Interruptible - Miscellaneous_New_Water Heating_Natural Gas_Water Heater - Pipe Insulation_A_Achievable Economic UCT Potential | F9 | Commercial | Interruptible - Miscellaneous | New | Water Heating | Natural Gas | Water Heater - Pipe Insulation | A | Cumulative Winter Peak Savings (MW) | Achievable Economic UCT Potential | 0 | 0 | 0 | 0 | 0 | 0 | 0 | 0 | 0 | 0 | 0 | 0 | 0 | 0 | 0 | 0 | 0 | 0 | 0 | 0 | 0 | 0 | 0 | 0 | 0 | 0 | 0
F10_Commercial_Interruptible - Miscellaneous_New_Water Heating_Natural Gas_Water Heater - Pipe Insulation_A_Achievable Economic UCT Potential | F10 | Commercial | Interruptible - Miscellaneous | New | Water Heating | Natural Gas | Water Heater - Pipe Insulation | A | Purchases (Incremental) | Achievable Economic UCT Potential | 0 | 0 | 0 | 0 | 0 | 0 | 0 | 0 | 0 | 0 | 0 | 0 | 0 | 0 | 0 | 0 | 0 | 0 | 0 | 0 | 0 | 0 | 0 | 0 | 0 | 0 | 0
F11_Commercial_Interruptible - Miscellaneous_New_Water Heating_Natural Gas_Water Heater - Pipe Insulation_A_Achievable Economic UCT Potential | F11 | Commercial | Interruptible - Miscellaneous | New | Water Heating | Natural Gas | Water Heater - Pipe Insulation | A | Purchases (Cumulative) | Achievable Economic UCT Potential | 0 | 0 | 0 | 0 | 0 | 0 | 0 | 0 | 0 | 0 | 0 | 0 | 0 | 0 | 0 | 0 | 0 | 0 | 0 | 0 | 0 | 0 | 0 | 0 | 0 | 0 | 0
F1_Commercial_Interruptible - Miscellaneous_New_Water Heating_Natural Gas_Water Heater - Motion Control Faucet_A_Achievable Economic UCT Potential | F1 | Commercial | Interruptible - Miscellaneous | New | Water Heating | Natural Gas | Water Heater - Motion Control Faucet | A | Integrated Unit Energy Savings (kWh or therms) | Achievable Economic UCT Potential | 0 | 0 | 0 | 0 | 0 | 0 | 0 | 0 | 0 | 0 | 0 | 0 | 0 | 0 | 0 | 0 | 0 | 0 | 0 | 0 | 0 | 0 | 0 | 0 | 0 | 0 | 0
F2_Commercial_Interruptible - Miscellaneous_New_Water Heating_Natural Gas_Water Heater - Motion Control Faucet_A_Achievable Economic UCT Potential | F2 | Commercial | Interruptible - Miscellaneous | New | Water Heating | Natural Gas | Water Heater - Motion Control Faucet | A | Integrated Unit Summer Peak Savings (kW) | Achievable Economic UCT Potential | 0 | 0 | 0 | 0 | 0 | 0 | 0 | 0 | 0 | 0 | 0 | 0 | 0 | 0 | 0 | 0 | 0 | 0 | 0 | 0 | 0 | 0 | 0 | 0 | 0 | 0 | 0
F3_Commercial_Interruptible - Miscellaneous_New_Water Heating_Natural Gas_Water Heater - Motion Control Faucet_A_Achievable Economic UCT Potential | F3 | Commercial | Interruptible - Miscellaneous | New | Water Heating | Natural Gas | Water Heater - Motion Control Faucet | A | Integrated Unit Winter Peak Savings (kW) | Achievable Economic UCT Potential | 0 | 0 | 0 | 0 | 0 | 0 | 0 | 0 | 0 | 0 | 0 | 0 | 0 | 0 | 0 | 0 | 0 | 0 | 0 | 0 | 0 | 0 | 0 | 0 | 0 | 0 | 0
F4_Commercial_Interruptible - Miscellaneous_New_Water Heating_Natural Gas_Water Heater - Motion Control Faucet_A_Achievable Economic UCT Potential | F4 | Commercial | Interruptible - Miscellaneous | New | Water Heating | Natural Gas | Water Heater - Motion Control Faucet | A | Incremental Energy Savings (MWh or mTherms) | Achievable Economic UCT Potential | 0 | 0 | 0 | 0 | 0 | 0 | 0 | 0 | 0 | 0 | 0 | 0 | 0 | 0 | 0 | 0 | 0 | 0 | 0 | 0 | 0 | 0 | 0 | 0 | 0 | 0 | 0
F5_Commercial_Interruptible - Miscellaneous_New_Water Heating_Natural Gas_Water Heater - Motion Control Faucet_A_Achievable Economic UCT Potential | F5 | Commercial | Interruptible - Miscellaneous | New | Water Heating | Natural Gas | Water Heater - Motion Control Faucet | A | Incremental Summer Peak Savings (MW) | Achievable Economic UCT Potential | 0 | 0 | 0 | 0 | 0 | 0 | 0 | 0 | 0 | 0 | 0 | 0 | 0 | 0 | 0 | 0 | 0 | 0 | 0 | 0 | 0 | 0 | 0 | 0 | 0 | 0 | 0
F6_Commercial_Interruptible - Miscellaneous_New_Water Heating_Natural Gas_Water Heater - Motion Control Faucet_A_Achievable Economic UCT Potential | F6 | Commercial | Interruptible - Miscellaneous | New | Water Heating | Natural Gas | Water Heater - Motion Control Faucet | A | Incremental Winter Peak Savings (MW) | Achievable Economic UCT Potential | 0 | 0 | 0 | 0 | 0 | 0 | 0 | 0 | 0 | 0 | 0 | 0 | 0 | 0 | 0 | 0 | 0 | 0 | 0 | 0 | 0 | 0 | 0 | 0 | 0 | 0 | 0
F7_Commercial_Interruptible - Miscellaneous_New_Water Heating_Natural Gas_Water Heater - Motion Control Faucet_A_Achievable Economic UCT Potential | F7 | Commercial | Interruptible - Miscellaneous | New | Water Heating | Natural Gas | Water Heater - Motion Control Faucet | A | Cumulative Energy Savings (MWh or mTherms) | Achievable Economic UCT Potential | 0 | 0 | 0 | 0 | 0 | 0 | 0 | 0 | 0 | 0 | 0 | 0 | 0 | 0 | 0 | 0 | 0 | 0 | 0 | 0 | 0 | 0 | 0 | 0 | 0 | 0 | 0
F8_Commercial_Interruptible - Miscellaneous_New_Water Heating_Natural Gas_Water Heater - Motion Control Faucet_A_Achievable Economic UCT Potential | F8 | Commercial | Interruptible - Miscellaneous | New | Water Heating | Natural Gas | Water Heater - Motion Control Faucet | A | Cumulative Summer Peak Savings (MW) | Achievable Economic UCT Potential | 0 | 0 | 0 | 0 | 0 | 0 | 0 | 0 | 0 | 0 | 0 | 0 | 0 | 0 | 0 | 0 | 0 | 0 | 0 | 0 | 0 | 0 | 0 | 0 | 0 | 0 | 0
F9_Commercial_Interruptible - Miscellaneous_New_Water Heating_Natural Gas_Water Heater - Motion Control Faucet_A_Achievable Economic UCT Potential | F9 | Commercial | Interruptible - Miscellaneous | New | Water Heating | Natural Gas | Water Heater - Motion Control Faucet | A | Cumulative Winter Peak Savings (MW) | Achievable Economic UCT Potential | 0 | 0 | 0 | 0 | 0 | 0 | 0 | 0 | 0 | 0 | 0 | 0 | 0 | 0 | 0 | 0 | 0 | 0 | 0 | 0 | 0 | 0 | 0 | 0 | 0 | 0 | 0
F10_Commercial_Interruptible - Miscellaneous_New_Water Heating_Natural Gas_Water Heater - Motion Control Faucet_A_Achievable Economic UCT Potential | F10 | Commercial | Interruptible - Miscellaneous | New | Water Heating | Natural Gas | Water Heater - Motion Control Faucet | A | Purchases (Incremental) | Achievable Economic UCT Potential | 0 | 0 | 0 | 0 | 0 | 0 | 0 | 0 | 0 | 0 | 0 | 0 | 0 | 0 | 0 | 0 | 0 | 0 | 0 | 0 | 0 | 0 | 0 | 0 | 0 | 0 | 0
F11_Commercial_Interruptible - Miscellaneous_New_Water Heating_Natural Gas_Water Heater - Motion Control Faucet_A_Achievable Economic UCT Potential | F11 | Commercial | Interruptible - Miscellaneous | New | Water Heating | Natural Gas | Water Heater - Motion Control Faucet | A | Purchases (Cumulative) | Achievable Economic UCT Potential | 0 | 0 | 0 | 0 | 0 | 0 | 0 | 0 | 0 | 0 | 0 | 0 | 0 | 0 | 0 | 0 | 0 | 0 | 0 | 0 | 0 | 0 | 0 | 0 | 0 | 0 | 0
F1_Commercial_Interruptible - Miscellaneous_New_Water Heating_Natural Gas_Water Heater - Solar System_A_Achievable Economic UCT Potential | F1 | Commercial | Interruptible - Miscellaneous | New | Water Heating | Natural Gas | Water Heater - Solar System | A | Integrated Unit Energy Savings (kWh or therms) | Achievable Economic UCT Potential | 0 | 0 | 0 | 0 | 0 | 0 | 0 | 0 | 0 | 0 | 0 | 0 | 0 | 0 | 0 | 0 | 0 | 0 | 0 | 0 | 0 | 0 | 0 | 0 | 0 | 0 | 0
F2_Commercial_Interruptible - Miscellaneous_New_Water Heating_Natural Gas_Water Heater - Solar System_A_Achievable Economic UCT Potential | F2 | Commercial | Interruptible - Miscellaneous | New | Water Heating | Natural Gas | Water Heater - Solar System | A | Integrated Unit Summer Peak Savings (kW) | Achievable Economic UCT Potential | 0 | 0 | 0 | 0 | 0 | 0 | 0 | 0 | 0 | 0 | 0 | 0 | 0 | 0 | 0 | 0 | 0 | 0 | 0 | 0 | 0 | 0 | 0 | 0 | 0 | 0 | 0
F3_Commercial_Interruptible - Miscellaneous_New_Water Heating_Natural Gas_Water Heater - Solar System_A_Achievable Economic UCT Potential | F3 | Commercial | Interruptible - Miscellaneous | New | Water Heating | Natural Gas | Water Heater - Solar System | A | Integrated Unit Winter Peak Savings (kW) | Achievable Economic UCT Potential | 0 | 0 | 0 | 0 | 0 | 0 | 0 | 0 | 0 | 0 | 0 | 0 | 0 | 0 | 0 | 0 | 0 | 0 | 0 | 0 | 0 | 0 | 0 | 0 | 0 | 0 | 0
F4_Commercial_Interruptible - Miscellaneous_New_Water Heating_Natural Gas_Water Heater - Solar System_A_Achievable Economic UCT Potential | F4 | Commercial | Interruptible - Miscellaneous | New | Water Heating | Natural Gas | Water Heater - Solar System | A | Incremental Energy Savings (MWh or mTherms) | Achievable Economic UCT Potential | 0 | 0 | 0 | 0 | 0 | 0 | 0 | 0 | 0 | 0 | 0 | 0 | 0 | 0 | 0 | 0 | 0 | 0 | 0 | 0 | 0 | 0 | 0 | 0 | 0 | 0 | 0
F5_Commercial_Interruptible - Miscellaneous_New_Water Heating_Natural Gas_Water Heater - Solar System_A_Achievable Economic UCT Potential | F5 | Commercial | Interruptible - Miscellaneous | New | Water Heating | Natural Gas | Water Heater - Solar System | A | Incremental Summer Peak Savings (MW) | Achievable Economic UCT Potential | 0 | 0 | 0 | 0 | 0 | 0 | 0 | 0 | 0 | 0 | 0 | 0 | 0 | 0 | 0 | 0 | 0 | 0 | 0 | 0 | 0 | 0 | 0 | 0 | 0 | 0 | 0
F6_Commercial_Interruptible - Miscellaneous_New_Water Heating_Natural Gas_Water Heater - Solar System_A_Achievable Economic UCT Potential | F6 | Commercial | Interruptible - Miscellaneous | New | Water Heating | Natural Gas | Water Heater - Solar System | A | Incremental Winter Peak Savings (MW) | Achievable Economic UCT Potential | 0 | 0 | 0 | 0 | 0 | 0 | 0 | 0 | 0 | 0 | 0 | 0 | 0 | 0 | 0 | 0 | 0 | 0 | 0 | 0 | 0 | 0 | 0 | 0 | 0 | 0 | 0
F7_Commercial_Interruptible - Miscellaneous_New_Water Heating_Natural Gas_Water Heater - Solar System_A_Achievable Economic UCT Potential | F7 | Commercial | Interruptible - Miscellaneous | New | Water Heating | Natural Gas | Water Heater - Solar System | A | Cumulative Energy Savings (MWh or mTherms) | Achievable Economic UCT Potential | 0 | 0 | 0 | 0 | 0 | 0 | 0 | 0 | 0 | 0 | 0 | 0 | 0 | 0 | 0 | 0 | 0 | 0 | 0 | 0 | 0 | 0 | 0 | 0 | 0 | 0 | 0
F8_Commercial_Interruptible - Miscellaneous_New_Water Heating_Natural Gas_Water Heater - Solar System_A_Achievable Economic UCT Potential | F8 | Commercial | Interruptible - Miscellaneous | New | Water Heating | Natural Gas | Water Heater - Solar System | A | Cumulative Summer Peak Savings (MW) | Achievable Economic UCT Potential | 0 | 0 | 0 | 0 | 0 | 0 | 0 | 0 | 0 | 0 | 0 | 0 | 0 | 0 | 0 | 0 | 0 | 0 | 0 | 0 | 0 | 0 | 0 | 0 | 0 | 0 | 0
F9_Commercial_Interruptible - Miscellaneous_New_Water Heating_Natural Gas_Water Heater - Solar System_A_Achievable Economic UCT Potential | F9 | Commercial | Interruptible - Miscellaneous | New | Water Heating | Natural Gas | Water Heater - Solar System | A | Cumulative Winter Peak Savings (MW) | Achievable Economic UCT Potential | 0 | 0 | 0 | 0 | 0 | 0 | 0 | 0 | 0 | 0 | 0 | 0 | 0 | 0 | 0 | 0 | 0 | 0 | 0 | 0 | 0 | 0 | 0 | 0 | 0 | 0 | 0
F10_Commercial_Interruptible - Miscellaneous_New_Water Heating_Natural Gas_Water Heater - Solar System_A_Achievable Economic UCT Potential | F10 | Commercial | Interruptible - Miscellaneous | New | Water Heating | Natural Gas | Water Heater - Solar System | A | Purchases (Incremental) | Achievable Economic UCT Potential | 0 | 0 | 0 | 0 | 0 | 0 | 0 | 0 | 0 | 0 | 0 | 0 | 0 | 0 | 0 | 0 | 0 | 0 | 0 | 0 | 0 | 0 | 0 | 0 | 0 | 0 | 0
F11_Commercial_Interruptible - Miscellaneous_New_Water Heating_Natural Gas_Water Heater - Solar System_A_Achievable Economic UCT Potential | F11 | Commercial | Interruptible - Miscellaneous | New | Water Heating | Natural Gas | Water Heater - Solar System | A | Purchases (Cumulative) | Achievable Economic UCT Potential | 0 | 0 | 0 | 0 | 0 | 0 | 0 | 0 | 0 | 0 | 0 | 0 | 0 | 0 | 0 | 0 | 0 | 0 | 0 | 0 | 0 | 0 | 0 | 0 | 0 | 0 | 0
F1_Commercial_Interruptible - Miscellaneous_New_Water Heating_Natural Gas_Commercial Laundry - Ozone Treatment_A_Achievable Economic UCT Potential | F1 | Commercial | Interruptible - Miscellaneous | New | Water Heating | Natural Gas | Commercial Laundry - Ozone Treatment | A | Integrated Unit Energy Savings (kWh or therms) | Achievable Economic UCT Potential | 0 | 0 | 0 | 0 | 0 | 0 | 0 | 0 | 0 | 0 | 0 | 0 | 0 | 0 | 0 | 0 | 0 | 0 | 0 | 0 | 0 | 0 | 0 | 0 | 0 | 0 | 0
F2_Commercial_Interruptible - Miscellaneous_New_Water Heating_Natural Gas_Commercial Laundry - Ozone Treatment_A_Achievable Economic UCT Potential | F2 | Commercial | Interruptible - Miscellaneous | New | Water Heating | Natural Gas | Commercial Laundry - Ozone Treatment | A | Integrated Unit Summer Peak Savings (kW) | Achievable Economic UCT Potential | 0 | 0 | 0 | 0 | 0 | 0 | 0 | 0 | 0 | 0 | 0 | 0 | 0 | 0 | 0 | 0 | 0 | 0 | 0 | 0 | 0 | 0 | 0 | 0 | 0 | 0 | 0
F3_Commercial_Interruptible - Miscellaneous_New_Water Heating_Natural Gas_Commercial Laundry - Ozone Treatment_A_Achievable Economic UCT Potential | F3 | Commercial | Interruptible - Miscellaneous | New | Water Heating | Natural Gas | Commercial Laundry - Ozone Treatment | A | Integrated Unit Winter Peak Savings (kW) | Achievable Economic UCT Potential | 0 | 0 | 0 | 0 | 0 | 0 | 0 | 0 | 0 | 0 | 0 | 0 | 0 | 0 | 0 | 0 | 0 | 0 | 0 | 0 | 0 | 0 | 0 | 0 | 0 | 0 | 0
F4_Commercial_Interruptible - Miscellaneous_New_Water Heating_Natural Gas_Commercial Laundry - Ozone Treatment_A_Achievable Economic UCT Potential | F4 | Commercial | Interruptible - Miscellaneous | New | Water Heating | Natural Gas | Commercial Laundry - Ozone Treatment | A | Incremental Energy Savings (MWh or mTherms) | Achievable Economic UCT Potential | 0 | 0 | 0 | 0 | 0 | 0 | 0 | 0 | 0 | 0 | 0 | 0 | 0 | 0 | 0 | 0 | 0 | 0 | 0 | 0 | 0 | 0 | 0 | 0 | 0 | 0 | 0
F5_Commercial_Interruptible - Miscellaneous_New_Water Heating_Natural Gas_Commercial Laundry - Ozone Treatment_A_Achievable Economic UCT Potential | F5 | Commercial | Interruptible - Miscellaneous | New | Water Heating | Natural Gas | Commercial Laundry - Ozone Treatment | A | Incremental Summer Peak Savings (MW) | Achievable Economic UCT Potential | 0 | 0 | 0 | 0 | 0 | 0 | 0 | 0 | 0 | 0 | 0 | 0 | 0 | 0 | 0 | 0 | 0 | 0 | 0 | 0 | 0 | 0 | 0 | 0 | 0 | 0 | 0
F6_Commercial_Interruptible - Miscellaneous_New_Water Heating_Natural Gas_Commercial Laundry - Ozone Treatment_A_Achievable Economic UCT Potential | F6 | Commercial | Interruptible - Miscellaneous | New | Water Heating | Natural Gas | Commercial Laundry - Ozone Treatment | A | Incremental Winter Peak Savings (MW) | Achievable Economic UCT Potential | 0 | 0 | 0 | 0 | 0 | 0 | 0 | 0 | 0 | 0 | 0 | 0 | 0 | 0 | 0 | 0 | 0 | 0 | 0 | 0 | 0 | 0 | 0 | 0 | 0 | 0 | 0
F7_Commercial_Interruptible - Miscellaneous_New_Water Heating_Natural Gas_Commercial Laundry - Ozone Treatment_A_Achievable Economic UCT Potential | F7 | Commercial | Interruptible - Miscellaneous | New | Water Heating | Natural Gas | Commercial Laundry - Ozone Treatment | A | Cumulative Energy Savings (MWh or mTherms) | Achievable Economic UCT Potential | 0 | 0 | 0 | 0 | 0 | 0 | 0 | 0 | 0 | 0 | 0 | 0 | 0 | 0 | 0 | 0 | 0 | 0 | 0 | 0 | 0 | 0 | 0 | 0 | 0 | 0 | 0
F8_Commercial_Interruptible - Miscellaneous_New_Water Heating_Natural Gas_Commercial Laundry - Ozone Treatment_A_Achievable Economic UCT Potential | F8 | Commercial | Interruptible - Miscellaneous | New | Water Heating | Natural Gas | Commercial Laundry - Ozone Treatment | A | Cumulative Summer Peak Savings (MW) | Achievable Economic UCT Potential | 0 | 0 | 0 | 0 | 0 | 0 | 0 | 0 | 0 | 0 | 0 | 0 | 0 | 0 | 0 | 0 | 0 | 0 | 0 | 0 | 0 | 0 | 0 | 0 | 0 | 0 | 0
F9_Commercial_Interruptible - Miscellaneous_New_Water Heating_Natural Gas_Commercial Laundry - Ozone Treatment_A_Achievable Economic UCT Potential | F9 | Commercial | Interruptible - Miscellaneous | New | Water Heating | Natural Gas | Commercial Laundry - Ozone Treatment | A | Cumulative Winter Peak Savings (MW) | Achievable Economic UCT Potential | 0 | 0 | 0 | 0 | 0 | 0 | 0 | 0 | 0 | 0 | 0 | 0 | 0 | 0 | 0 | 0 | 0 | 0 | 0 | 0 | 0 | 0 | 0 | 0 | 0 | 0 | 0
F10_Commercial_Interruptible - Miscellaneous_New_Water Heating_Natural Gas_Commercial Laundry - Ozone Treatment_A_Achievable Economic UCT Potential | F10 | Commercial | Interruptible - Miscellaneous | New | Water Heating | Natural Gas | Commercial Laundry - Ozone Treatment | A | Purchases (Incremental) | Achievable Economic UCT Potential | 0 | 0 | 0 | 0 | 0 | 0 | 0 | 0 | 0 | 0 | 0 | 0 | 0 | 0 | 0 | 0 | 0 | 0 | 0 | 0 | 0 | 0 | 0 | 0 | 0 | 0 | 0
F11_Commercial_Interruptible - Miscellaneous_New_Water Heating_Natural Gas_Commercial Laundry - Ozone Treatment_A_Achievable Economic UCT Potential | F11 | Commercial | Interruptible - Miscellaneous | New | Water Heating | Natural Gas | Commercial Laundry - Ozone Treatment | A | Purchases (Cumulative) | Achievable Economic UCT Potential | 0 | 0 | 0 | 0 | 0 | 0 | 0 | 0 | 0 | 0 | 0 | 0 | 0 | 0 | 0 | 0 | 0 | 0 | 0 | 0 | 0 | 0 | 0 | 0 | 0 | 0 | 0
F1_Commercial_Interruptible - Miscellaneous_New_Water Heating_Natural Gas_Commercial Laundry - ENERGY STAR Washer_A_Achievable Economic UCT Potential | F1 | Commercial | Interruptible - Miscellaneous | New | Water Heating | Natural Gas | Commercial Laundry - ENERGY STAR Washer | A | Integrated Unit Energy Savings (kWh or therms) | Achievable Economic UCT Potential | 0 | 0 | 0 | 0 | 0 | 0 | 0 | 0 | 0 | 0 | 0 | 0 | 0 | 0 | 0 | 0 | 0 | 0 | 0 | 0 | 0 | 0 | 0 | 0 | 0 | 0 | 0
F2_Commercial_Interruptible - Miscellaneous_New_Water Heating_Natural Gas_Commercial Laundry - ENERGY STAR Washer_A_Achievable Economic UCT Potential | F2 | Commercial | Interruptible - Miscellaneous | New | Water Heating | Natural Gas | Commercial Laundry - ENERGY STAR Washer | A | Integrated Unit Summer Peak Savings (kW) | Achievable Economic UCT Potential | 0 | 0 | 0 | 0 | 0 | 0 | 0 | 0 | 0 | 0 | 0 | 0 | 0 | 0 | 0 | 0 | 0 | 0 | 0 | 0 | 0 | 0 | 0 | 0 | 0 | 0 | 0
F3_Commercial_Interruptible - Miscellaneous_New_Water Heating_Natural Gas_Commercial Laundry - ENERGY STAR Washer_A_Achievable Economic UCT Potential | F3 | Commercial | Interruptible - Miscellaneous | New | Water Heating | Natural Gas | Commercial Laundry - ENERGY STAR Washer | A | Integrated Unit Winter Peak Savings (kW) | Achievable Economic UCT Potential | 0 | 0 | 0 | 0 | 0 | 0 | 0 | 0 | 0 | 0 | 0 | 0 | 0 | 0 | 0 | 0 | 0 | 0 | 0 | 0 | 0 | 0 | 0 | 0 | 0 | 0 | 0
F4_Commercial_Interruptible - Miscellaneous_New_Water Heating_Natural Gas_Commercial Laundry - ENERGY STAR Washer_A_Achievable Economic UCT Potential | F4 | Commercial | Interruptible - Miscellaneous | New | Water Heating | Natural Gas | Commercial Laundry - ENERGY STAR Washer | A | Incremental Energy Savings (MWh or mTherms) | Achievable Economic UCT Potential | 0 | 0 | 0 | 0 | 0 | 0 | 0 | 0 | 0 | 0 | 0 | 0 | 0 | 0 | 0 | 0 | 0 | 0 | 0 | 0 | 0 | 0 | 0 | 0 | 0 | 0 | 0
F5_Commercial_Interruptible - Miscellaneous_New_Water Heating_Natural Gas_Commercial Laundry - ENERGY STAR Washer_A_Achievable Economic UCT Potential | F5 | Commercial | Interruptible - Miscellaneous | New | Water Heating | Natural Gas | Commercial Laundry - ENERGY STAR Washer | A | Incremental Summer Peak Savings (MW) | Achievable Economic UCT Potential | 0 | 0 | 0 | 0 | 0 | 0 | 0 | 0 | 0 | 0 | 0 | 0 | 0 | 0 | 0 | 0 | 0 | 0 | 0 | 0 | 0 | 0 | 0 | 0 | 0 | 0 | 0
F6_Commercial_Interruptible - Miscellaneous_New_Water Heating_Natural Gas_Commercial Laundry - ENERGY STAR Washer_A_Achievable Economic UCT Potential | F6 | Commercial | Interruptible - Miscellaneous | New | Water Heating | Natural Gas | Commercial Laundry - ENERGY STAR Washer | A | Incremental Winter Peak Savings (MW) | Achievable Economic UCT Potential | 0 | 0 | 0 | 0 | 0 | 0 | 0 | 0 | 0 | 0 | 0 | 0 | 0 | 0 | 0 | 0 | 0 | 0 | 0 | 0 | 0 | 0 | 0 | 0 | 0 | 0 | 0
F7_Commercial_Interruptible - Miscellaneous_New_Water Heating_Natural Gas_Commercial Laundry - ENERGY STAR Washer_A_Achievable Economic UCT Potential | F7 | Commercial | Interruptible - Miscellaneous | New | Water Heating | Natural Gas | Commercial Laundry - ENERGY STAR Washer | A | Cumulative Energy Savings (MWh or mTherms) | Achievable Economic UCT Potential | 0 | 0 | 0 | 0 | 0 | 0 | 0 | 0 | 0 | 0 | 0 | 0 | 0 | 0 | 0 | 0 | 0 | 0 | 0 | 0 | 0 | 0 | 0 | 0 | 0 | 0 | 0
F8_Commercial_Interruptible - Miscellaneous_New_Water Heating_Natural Gas_Commercial Laundry - ENERGY STAR Washer_A_Achievable Economic UCT Potential | F8 | Commercial | Interruptible - Miscellaneous | New | Water Heating | Natural Gas | Commercial Laundry - ENERGY STAR Washer | A | Cumulative Summer Peak Savings (MW) | Achievable Economic UCT Potential | 0 | 0 | 0 | 0 | 0 | 0 | 0 | 0 | 0 | 0 | 0 | 0 | 0 | 0 | 0 | 0 | 0 | 0 | 0 | 0 | 0 | 0 | 0 | 0 | 0 | 0 | 0
F9_Commercial_Interruptible - Miscellaneous_New_Water Heating_Natural Gas_Commercial Laundry - ENERGY STAR Washer_A_Achievable Economic UCT Potential | F9 | Commercial | Interruptible - Miscellaneous | New | Water Heating | Natural Gas | Commercial Laundry - ENERGY STAR Washer | A | Cumulative Winter Peak Savings (MW) | Achievable Economic UCT Potential | 0 | 0 | 0 | 0 | 0 | 0 | 0 | 0 | 0 | 0 | 0 | 0 | 0 | 0 | 0 | 0 | 0 | 0 | 0 | 0 | 0 | 0 | 0 | 0 | 0 | 0 | 0
F10_Commercial_Interruptible - Miscellaneous_New_Water Heating_Natural Gas_Commercial Laundry - ENERGY STAR Washer_A_Achievable Economic UCT Potential | F10 | Commercial | Interruptible - Miscellaneous | New | Water Heating | Natural Gas | Commercial Laundry - ENERGY STAR Washer | A | Purchases (Incremental) | Achievable Economic UCT Potential | 0 | 0 | 0 | 0 | 0 | 0 | 0 | 0 | 0 | 0 | 0 | 0 | 0 | 0 | 0 | 0 | 0 | 0 | 0 | 0 | 0 | 0 | 0 | 0 | 0 | 0 | 0
F11_Commercial_Interruptible - Miscellaneous_New_Water Heating_Natural Gas_Commercial Laundry - ENERGY STAR Washer_A_Achievable Economic UCT Potential | F11 | Commercial | Interruptible - Miscellaneous | New | Water Heating | Natural Gas | Commercial Laundry - ENERGY STAR Washer | A | Purchases (Cumulative) | Achievable Economic UCT Potential | 0 | 0 | 0 | 0 | 0 | 0 | 0 | 0 | 0 | 0 | 0 | 0 | 0 | 0 | 0 | 0 | 0 | 0 | 0 | 0 | 0 | 0 | 0 | 0 | 0 | 0 | 0
F1_Commercial_Interruptible - Miscellaneous_New_Water Heating_Natural Gas_Water Heater - Efficient Dishwasher_A_Achievable Economic UCT Potential | F1 | Commercial | Interruptible - Miscellaneous | New | Water Heating | Natural Gas | Water Heater - Efficient Dishwasher | A | Integrated Unit Energy Savings (kWh or therms) | Achievable Economic UCT Potential | 0 | 0 | 0 | 0 | 0 | 0 | 0 | 0 | 0 | 0 | 0 | 0 | 0 | 0 | 0 | 0 | 0 | 0 | 0 | 0 | 0 | 0 | 0 | 0 | 0 | 0 | 0
F2_Commercial_Interruptible - Miscellaneous_New_Water Heating_Natural Gas_Water Heater - Efficient Dishwasher_A_Achievable Economic UCT Potential | F2 | Commercial | Interruptible - Miscellaneous | New | Water Heating | Natural Gas | Water Heater - Efficient Dishwasher | A | Integrated Unit Summer Peak Savings (kW) | Achievable Economic UCT Potential | 0 | 0 | 0 | 0 | 0 | 0 | 0 | 0 | 0 | 0 | 0 | 0 | 0 | 0 | 0 | 0 | 0 | 0 | 0 | 0 | 0 | 0 | 0 | 0 | 0 | 0 | 0
F3_Commercial_Interruptible - Miscellaneous_New_Water Heating_Natural Gas_Water Heater - Efficient Dishwasher_A_Achievable Economic UCT Potential | F3 | Commercial | Interruptible - Miscellaneous | New | Water Heating | Natural Gas | Water Heater - Efficient Dishwasher | A | Integrated Unit Winter Peak Savings (kW) | Achievable Economic UCT Potential | 0 | 0 | 0 | 0 | 0 | 0 | 0 | 0 | 0 | 0 | 0 | 0 | 0 | 0 | 0 | 0 | 0 | 0 | 0 | 0 | 0 | 0 | 0 | 0 | 0 | 0 | 0
F4_Commercial_Interruptible - Miscellaneous_New_Water Heating_Natural Gas_Water Heater - Efficient Dishwasher_A_Achievable Economic UCT Potential | F4 | Commercial | Interruptible - Miscellaneous | New | Water Heating | Natural Gas | Water Heater - Efficient Dishwasher | A | Incremental Energy Savings (MWh or mTherms) | Achievable Economic UCT Potential | 0 | 0 | 0 | 0 | 0 | 0 | 0 | 0 | 0 | 0 | 0 | 0 | 0 | 0 | 0 | 0 | 0 | 0 | 0 | 0 | 0 | 0 | 0 | 0 | 0 | 0 | 0
F5_Commercial_Interruptible - Miscellaneous_New_Water Heating_Natural Gas_Water Heater - Efficient Dishwasher_A_Achievable Economic UCT Potential | F5 | Commercial | Interruptible - Miscellaneous | New | Water Heating | Natural Gas | Water Heater - Efficient Dishwasher | A | Incremental Summer Peak Savings (MW) | Achievable Economic UCT Potential | 0 | 0 | 0 | 0 | 0 | 0 | 0 | 0 | 0 | 0 | 0 | 0 | 0 | 0 | 0 | 0 | 0 | 0 | 0 | 0 | 0 | 0 | 0 | 0 | 0 | 0 | 0
F6_Commercial_Interruptible - Miscellaneous_New_Water Heating_Natural Gas_Water Heater - Efficient Dishwasher_A_Achievable Economic UCT Potential | F6 | Commercial | Interruptible - Miscellaneous | New | Water Heating | Natural Gas | Water Heater - Efficient Dishwasher | A | Incremental Winter Peak Savings (MW) | Achievable Economic UCT Potential | 0 | 0 | 0 | 0 | 0 | 0 | 0 | 0 | 0 | 0 | 0 | 0 | 0 | 0 | 0 | 0 | 0 | 0 | 0 | 0 | 0 | 0 | 0 | 0 | 0 | 0 | 0
F7_Commercial_Interruptible - Miscellaneous_New_Water Heating_Natural Gas_Water Heater - Efficient Dishwasher_A_Achievable Economic UCT Potential | F7 | Commercial | Interruptible - Miscellaneous | New | Water Heating | Natural Gas | Water Heater - Efficient Dishwasher | A | Cumulative Energy Savings (MWh or mTherms) | Achievable Economic UCT Potential | 0 | 0 | 0 | 0 | 0 | 0 | 0 | 0 | 0 | 0 | 0 | 0 | 0 | 0 | 0 | 0 | 0 | 0 | 0 | 0 | 0 | 0 | 0 | 0 | 0 | 0 | 0
F8_Commercial_Interruptible - Miscellaneous_New_Water Heating_Natural Gas_Water Heater - Efficient Dishwasher_A_Achievable Economic UCT Potential | F8 | Commercial | Interruptible - Miscellaneous | New | Water Heating | Natural Gas | Water Heater - Efficient Dishwasher | A | Cumulative Summer Peak Savings (MW) | Achievable Economic UCT Potential | 0 | 0 | 0 | 0 | 0 | 0 | 0 | 0 | 0 | 0 | 0 | 0 | 0 | 0 | 0 | 0 | 0 | 0 | 0 | 0 | 0 | 0 | 0 | 0 | 0 | 0 | 0
F9_Commercial_Interruptible - Miscellaneous_New_Water Heating_Natural Gas_Water Heater - Efficient Dishwasher_A_Achievable Economic UCT Potential | F9 | Commercial | Interruptible - Miscellaneous | New | Water Heating | Natural Gas | Water Heater - Efficient Dishwasher | A | Cumulative Winter Peak Savings (MW) | Achievable Economic UCT Potential | 0 | 0 | 0 | 0 | 0 | 0 | 0 | 0 | 0 | 0 | 0 | 0 | 0 | 0 | 0 | 0 | 0 | 0 | 0 | 0 | 0 | 0 | 0 | 0 | 0 | 0 | 0
F10_Commercial_Interruptible - Miscellaneous_New_Water Heating_Natural Gas_Water Heater - Efficient Dishwasher_A_Achievable Economic UCT Potential | F10 | Commercial | Interruptible - Miscellaneous | New | Water Heating | Natural Gas | Water Heater - Efficient Dishwasher | A | Purchases (Incremental) | Achievable Economic UCT Potential | 0 | 0 | 0 | 0 | 0 | 0 | 0 | 0 | 0 | 0 | 0 | 0 | 0 | 0 | 0 | 0 | 0 | 0 | 0 | 0 | 0 | 0 | 0 | 0 | 0 | 0 | 0
F11_Commercial_Interruptible - Miscellaneous_New_Water Heating_Natural Gas_Water Heater - Efficient Dishwasher_A_Achievable Economic UCT Potential | F11 | Commercial | Interruptible - Miscellaneous | New | Water Heating | Natural Gas | Water Heater - Efficient Dishwasher | A | Purchases (Cumulative) | Achievable Economic UCT Potential | 0 | 0 | 0 | 0 | 0 | 0 | 0 | 0 | 0 | 0 | 0 | 0 | 0 | 0 | 0 | 0 | 0 | 0 | 0 | 0 | 0 | 0 | 0 | 0 | 0 | 0 | 0
F1_Commercial_Interruptible - Miscellaneous_New_Water Heating_Natural Gas_Commercial Laundry - Alternative Dry-Cleaning Methods_A_Achievable Economic UCT Potential | F1 | Commercial | Interruptible - Miscellaneous | New | Water Heating | Natural Gas | Commercial Laundry - Alternative Dry-Cleaning Methods | A | Integrated Unit Energy Savings (kWh or therms) | Achievable Economic UCT Potential | 0 | 0 | 0 | 0 | 0 | 0 | 0 | 0 | 0 | 0 | 0 | 0 | 0 | 0 | 0 | 0 | 0 | 0 | 0 | 0 | 0 | 0 | 0 | 0 | 0 | 0 | 0
F2_Commercial_Interruptible - Miscellaneous_New_Water Heating_Natural Gas_Commercial Laundry - Alternative Dry-Cleaning Methods_A_Achievable Economic UCT Potential | F2 | Commercial | Interruptible - Miscellaneous | New | Water Heating | Natural Gas | Commercial Laundry - Alternative Dry-Cleaning Methods | A | Integrated Unit Summer Peak Savings (kW) | Achievable Economic UCT Potential | 0 | 0 | 0 | 0 | 0 | 0 | 0 | 0 | 0 | 0 | 0 | 0 | 0 | 0 | 0 | 0 | 0 | 0 | 0 | 0 | 0 | 0 | 0 | 0 | 0 | 0 | 0
F3_Commercial_Interruptible - Miscellaneous_New_Water Heating_Natural Gas_Commercial Laundry - Alternative Dry-Cleaning Methods_A_Achievable Economic UCT Potential | F3 | Commercial | Interruptible - Miscellaneous | New | Water Heating | Natural Gas | Commercial Laundry - Alternative Dry-Cleaning Methods | A | Integrated Unit Winter Peak Savings (kW) | Achievable Economic UCT Potential | 0 | 0 | 0 | 0 | 0 | 0 | 0 | 0 | 0 | 0 | 0 | 0 | 0 | 0 | 0 | 0 | 0 | 0 | 0 | 0 | 0 | 0 | 0 | 0 | 0 | 0 | 0
F4_Commercial_Interruptible - Miscellaneous_New_Water Heating_Natural Gas_Commercial Laundry - Alternative Dry-Cleaning Methods_A_Achievable Economic UCT Potential | F4 | Commercial | Interruptible - Miscellaneous | New | Water Heating | Natural Gas | Commercial Laundry - Alternative Dry-Cleaning Methods | A | Incremental Energy Savings (MWh or mTherms) | Achievable Economic UCT Potential | 0 | 0 | 0 | 0 | 0 | 0 | 0 | 0 | 0 | 0 | 0 | 0 | 0 | 0 | 0 | 0 | 0 | 0 | 0 | 0 | 0 | 0 | 0 | 0 | 0 | 0 | 0
F5_Commercial_Interruptible - Miscellaneous_New_Water Heating_Natural Gas_Commercial Laundry - Alternative Dry-Cleaning Methods_A_Achievable Economic UCT Potential | F5 | Commercial | Interruptible - Miscellaneous | New | Water Heating | Natural Gas | Commercial Laundry - Alternative Dry-Cleaning Methods | A | Incremental Summer Peak Savings (MW) | Achievable Economic UCT Potential | 0 | 0 | 0 | 0 | 0 | 0 | 0 | 0 | 0 | 0 | 0 | 0 | 0 | 0 | 0 | 0 | 0 | 0 | 0 | 0 | 0 | 0 | 0 | 0 | 0 | 0 | 0
F6_Commercial_Interruptible - Miscellaneous_New_Water Heating_Natural Gas_Commercial Laundry - Alternative Dry-Cleaning Methods_A_Achievable Economic UCT Potential | F6 | Commercial | Interruptible - Miscellaneous | New | Water Heating | Natural Gas | Commercial Laundry - Alternative Dry-Cleaning Methods | A | Incremental Winter Peak Savings (MW) | Achievable Economic UCT Potential | 0 | 0 | 0 | 0 | 0 | 0 | 0 | 0 | 0 | 0 | 0 | 0 | 0 | 0 | 0 | 0 | 0 | 0 | 0 | 0 | 0 | 0 | 0 | 0 | 0 | 0 | 0
F7_Commercial_Interruptible - Miscellaneous_New_Water Heating_Natural Gas_Commercial Laundry - Alternative Dry-Cleaning Methods_A_Achievable Economic UCT Potential | F7 | Commercial | Interruptible - Miscellaneous | New | Water Heating | Natural Gas | Commercial Laundry - Alternative Dry-Cleaning Methods | A | Cumulative Energy Savings (MWh or mTherms) | Achievable Economic UCT Potential | 0 | 0 | 0 | 0 | 0 | 0 | 0 | 0 | 0 | 0 | 0 | 0 | 0 | 0 | 0 | 0 | 0 | 0 | 0 | 0 | 0 | 0 | 0 | 0 | 0 | 0 | 0
F8_Commercial_Interruptible - Miscellaneous_New_Water Heating_Natural Gas_Commercial Laundry - Alternative Dry-Cleaning Methods_A_Achievable Economic UCT Potential | F8 | Commercial | Interruptible - Miscellaneous | New | Water Heating | Natural Gas | Commercial Laundry - Alternative Dry-Cleaning Methods | A | Cumulative Summer Peak Savings (MW) | Achievable Economic UCT Potential | 0 | 0 | 0 | 0 | 0 | 0 | 0 | 0 | 0 | 0 | 0 | 0 | 0 | 0 | 0 | 0 | 0 | 0 | 0 | 0 | 0 | 0 | 0 | 0 | 0 | 0 | 0
F9_Commercial_Interruptible - Miscellaneous_New_Water Heating_Natural Gas_Commercial Laundry - Alternative Dry-Cleaning Methods_A_Achievable Economic UCT Potential | F9 | Commercial | Interruptible - Miscellaneous | New | Water Heating | Natural Gas | Commercial Laundry - Alternative Dry-Cleaning Methods | A | Cumulative Winter Peak Savings (MW) | Achievable Economic UCT Potential | 0 | 0 | 0 | 0 | 0 | 0 | 0 | 0 | 0 | 0 | 0 | 0 | 0 | 0 | 0 | 0 | 0 | 0 | 0 | 0 | 0 | 0 | 0 | 0 | 0 | 0 | 0
F10_Commercial_Interruptible - Miscellaneous_New_Water Heating_Natural Gas_Commercial Laundry - Alternative Dry-Cleaning Methods_A_Achievable Economic UCT Potential | F10 | Commercial | Interruptible - Miscellaneous | New | Water Heating | Natural Gas | Commercial Laundry - Alternative Dry-Cleaning Methods | A | Purchases (Incremental) | Achievable Economic UCT Potential | 0 | 0 | 0 | 0 | 0 | 0 | 0 | 0 | 0 | 0 | 0 | 0 | 0 | 0 | 0 | 0 | 0 | 0 | 0 | 0 | 0 | 0 | 0 | 0 | 0 | 0 | 0
F11_Commercial_Interruptible - Miscellaneous_New_Water Heating_Natural Gas_Commercial Laundry - Alternative Dry-Cleaning Methods_A_Achievable Economic UCT Potential | F11 | Commercial | Interruptible - Miscellaneous | New | Water Heating | Natural Gas | Commercial Laundry - Alternative Dry-Cleaning Methods | A | Purchases (Cumulative) | Achievable Economic UCT Potential | 0 | 0 | 0 | 0 | 0 | 0 | 0 | 0 | 0 | 0 | 0 | 0 | 0 | 0 | 0 | 0 | 0 | 0 | 0 | 0 | 0 | 0 | 0 | 0 | 0 | 0 | 0
F1_Commercial_Interruptible - Miscellaneous_New_Space Heating_Natural Gas_Advanced Kitchen Ventilation Controls_A_Achievable Economic UCT Potential | F1 | Commercial | Interruptible - Miscellaneous | New | Space Heating | Natural Gas | Advanced Kitchen Ventilation Controls | A | Integrated Unit Energy Savings (kWh or therms) | Achievable Economic UCT Potential | 0 | 0 | 0 | 0 | 0 | 0 | 0 | 0 | 0 | 0 | 0 | 0 | 0 | 0 | 0 | 0 | 0 | 0 | 0 | 0 | 0 | 0 | 0 | 0 | 0 | 0 | 0
F2_Commercial_Interruptible - Miscellaneous_New_Space Heating_Natural Gas_Advanced Kitchen Ventilation Controls_A_Achievable Economic UCT Potential | F2 | Commercial | Interruptible - Miscellaneous | New | Space Heating | Natural Gas | Advanced Kitchen Ventilation Controls | A | Integrated Unit Summer Peak Savings (kW) | Achievable Economic UCT Potential | 0 | 0 | 0 | 0 | 0 | 0 | 0 | 0 | 0 | 0 | 0 | 0 | 0 | 0 | 0 | 0 | 0 | 0 | 0 | 0 | 0 | 0 | 0 | 0 | 0 | 0 | 0
F3_Commercial_Interruptible - Miscellaneous_New_Space Heating_Natural Gas_Advanced Kitchen Ventilation Controls_A_Achievable Economic UCT Potential | F3 | Commercial | Interruptible - Miscellaneous | New | Space Heating | Natural Gas | Advanced Kitchen Ventilation Controls | A | Integrated Unit Winter Peak Savings (kW) | Achievable Economic UCT Potential | 0 | 0 | 0 | 0 | 0 | 0 | 0 | 0 | 0 | 0 | 0 | 0 | 0 | 0 | 0 | 0 | 0 | 0 | 0 | 0 | 0 | 0 | 0 | 0 | 0 | 0 | 0
F4_Commercial_Interruptible - Miscellaneous_New_Space Heating_Natural Gas_Advanced Kitchen Ventilation Controls_A_Achievable Economic UCT Potential | F4 | Commercial | Interruptible - Miscellaneous | New | Space Heating | Natural Gas | Advanced Kitchen Ventilation Controls | A | Incremental Energy Savings (MWh or mTherms) | Achievable Economic UCT Potential | 0 | 0 | 0 | 0 | 0 | 0 | 0 | 0 | 0 | 0 | 0 | 0 | 0 | 0 | 0 | 0 | 0 | 0 | 0 | 0 | 0 | 0 | 0 | 0 | 0 | 0 | 0
F5_Commercial_Interruptible - Miscellaneous_New_Space Heating_Natural Gas_Advanced Kitchen Ventilation Controls_A_Achievable Economic UCT Potential | F5 | Commercial | Interruptible - Miscellaneous | New | Space Heating | Natural Gas | Advanced Kitchen Ventilation Controls | A | Incremental Summer Peak Savings (MW) | Achievable Economic UCT Potential | 0 | 0 | 0 | 0 | 0 | 0 | 0 | 0 | 0 | 0 | 0 | 0 | 0 | 0 | 0 | 0 | 0 | 0 | 0 | 0 | 0 | 0 | 0 | 0 | 0 | 0 | 0
F6_Commercial_Interruptible - Miscellaneous_New_Space Heating_Natural Gas_Advanced Kitchen Ventilation Controls_A_Achievable Economic UCT Potential | F6 | Commercial | Interruptible - Miscellaneous | New | Space Heating | Natural Gas | Advanced Kitchen Ventilation Controls | A | Incremental Winter Peak Savings (MW) | Achievable Economic UCT Potential | 0 | 0 | 0 | 0 | 0 | 0 | 0 | 0 | 0 | 0 | 0 | 0 | 0 | 0 | 0 | 0 | 0 | 0 | 0 | 0 | 0 | 0 | 0 | 0 | 0 | 0 | 0
F7_Commercial_Interruptible - Miscellaneous_New_Space Heating_Natural Gas_Advanced Kitchen Ventilation Controls_A_Achievable Economic UCT Potential | F7 | Commercial | Interruptible - Miscellaneous | New | Space Heating | Natural Gas | Advanced Kitchen Ventilation Controls | A | Cumulative Energy Savings (MWh or mTherms) | Achievable Economic UCT Potential | 0 | 0 | 0 | 0 | 0 | 0 | 0 | 0 | 0 | 0 | 0 | 0 | 0 | 0 | 0 | 0 | 0 | 0 | 0 | 0 | 0 | 0 | 0 | 0 | 0 | 0 | 0
F8_Commercial_Interruptible - Miscellaneous_New_Space Heating_Natural Gas_Advanced Kitchen Ventilation Controls_A_Achievable Economic UCT Potential | F8 | Commercial | Interruptible - Miscellaneous | New | Space Heating | Natural Gas | Advanced Kitchen Ventilation Controls | A | Cumulative Summer Peak Savings (MW) | Achievable Economic UCT Potential | 0 | 0 | 0 | 0 | 0 | 0 | 0 | 0 | 0 | 0 | 0 | 0 | 0 | 0 | 0 | 0 | 0 | 0 | 0 | 0 | 0 | 0 | 0 | 0 | 0 | 0 | 0
F9_Commercial_Interruptible - Miscellaneous_New_Space Heating_Natural Gas_Advanced Kitchen Ventilation Controls_A_Achievable Economic UCT Potential | F9 | Commercial | Interruptible - Miscellaneous | New | Space Heating | Natural Gas | Advanced Kitchen Ventilation Controls | A | Cumulative Winter Peak Savings (MW) | Achievable Economic UCT Potential | 0 | 0 | 0 | 0 | 0 | 0 | 0 | 0 | 0 | 0 | 0 | 0 | 0 | 0 | 0 | 0 | 0 | 0 | 0 | 0 | 0 | 0 | 0 | 0 | 0 | 0 | 0
F10_Commercial_Interruptible - Miscellaneous_New_Space Heating_Natural Gas_Advanced Kitchen Ventilation Controls_A_Achievable Economic UCT Potential | F10 | Commercial | Interruptible - Miscellaneous | New | Space Heating | Natural Gas | Advanced Kitchen Ventilation Controls | A | Purchases (Incremental) | Achievable Economic UCT Potential | 0 | 0 | 0 | 0 | 0 | 0 | 0 | 0 | 0 | 0 | 0 | 0 | 0 | 0 | 0 | 0 | 0 | 0 | 0 | 0 | 0 | 0 | 0 | 0 | 0 | 0 | 0
F11_Commercial_Interruptible - Miscellaneous_New_Space Heating_Natural Gas_Advanced Kitchen Ventilation Controls_A_Achievable Economic UCT Potential | F11 | Commercial | Interruptible - Miscellaneous | New | Space Heating | Natural Gas | Advanced Kitchen Ventilation Controls | A | Purchases (Cumulative) | Achievable Economic UCT Potential | 0 | 0 | 0 | 0 | 0 | 0 | 0 | 0 | 0 | 0 | 0 | 0 | 0 | 0 | 0 | 0 | 0 | 0 | 0 | 0 | 0 | 0 | 0 | 0 | 0 | 0 | 0
F1_Commercial_Interruptible - Miscellaneous_New_Space Heating_Natural Gas_Infiltration Control - Loading Dock Sealing_A_Achievable Economic UCT Potential | F1 | Commercial | Interruptible - Miscellaneous | New | Space Heating | Natural Gas | Infiltration Control - Loading Dock Sealing | A | Integrated Unit Energy Savings (kWh or therms) | Achievable Economic UCT Potential | 0 | 0 | 0 | 0 | 0 | 0 | 0 | 0 | 0 | 0 | 0 | 0 | 0 | 0 | 0 | 0 | 0 | 0 | 0 | 0 | 0 | 0 | 0 | 0 | 0 | 0 | 0
F2_Commercial_Interruptible - Miscellaneous_New_Space Heating_Natural Gas_Infiltration Control - Loading Dock Sealing_A_Achievable Economic UCT Potential | F2 | Commercial | Interruptible - Miscellaneous | New | Space Heating | Natural Gas | Infiltration Control - Loading Dock Sealing | A | Integrated Unit Summer Peak Savings (kW) | Achievable Economic UCT Potential | 0 | 0 | 0 | 0 | 0 | 0 | 0 | 0 | 0 | 0 | 0 | 0 | 0 | 0 | 0 | 0 | 0 | 0 | 0 | 0 | 0 | 0 | 0 | 0 | 0 | 0 | 0
F3_Commercial_Interruptible - Miscellaneous_New_Space Heating_Natural Gas_Infiltration Control - Loading Dock Sealing_A_Achievable Economic UCT Potential | F3 | Commercial | Interruptible - Miscellaneous | New | Space Heating | Natural Gas | Infiltration Control - Loading Dock Sealing | A | Integrated Unit Winter Peak Savings (kW) | Achievable Economic UCT Potential | 0 | 0 | 0 | 0 | 0 | 0 | 0 | 0 | 0 | 0 | 0 | 0 | 0 | 0 | 0 | 0 | 0 | 0 | 0 | 0 | 0 | 0 | 0 | 0 | 0 | 0 | 0
F4_Commercial_Interruptible - Miscellaneous_New_Space Heating_Natural Gas_Infiltration Control - Loading Dock Sealing_A_Achievable Economic UCT Potential | F4 | Commercial | Interruptible - Miscellaneous | New | Space Heating | Natural Gas | Infiltration Control - Loading Dock Sealing | A | Incremental Energy Savings (MWh or mTherms) | Achievable Economic UCT Potential | 0 | 0 | 0 | 0 | 0 | 0 | 0 | 0 | 0 | 0 | 0 | 0 | 0 | 0 | 0 | 0 | 0 | 0 | 0 | 0 | 0 | 0 | 0 | 0 | 0 | 0 | 0
F5_Commercial_Interruptible - Miscellaneous_New_Space Heating_Natural Gas_Infiltration Control - Loading Dock Sealing_A_Achievable Economic UCT Potential | F5 | Commercial | Interruptible - Miscellaneous | New | Space Heating | Natural Gas | Infiltration Control - Loading Dock Sealing | A | Incremental Summer Peak Savings (MW) | Achievable Economic UCT Potential | 0 | 0 | 0 | 0 | 0 | 0 | 0 | 0 | 0 | 0 | 0 | 0 | 0 | 0 | 0 | 0 | 0 | 0 | 0 | 0 | 0 | 0 | 0 | 0 | 0 | 0 | 0
F6_Commercial_Interruptible - Miscellaneous_New_Space Heating_Natural Gas_Infiltration Control - Loading Dock Sealing_A_Achievable Economic UCT Potential | F6 | Commercial | Interruptible - Miscellaneous | New | Space Heating | Natural Gas | Infiltration Control - Loading Dock Sealing | A | Incremental Winter Peak Savings (MW) | Achievable Economic UCT Potential | 0 | 0 | 0 | 0 | 0 | 0 | 0 | 0 | 0 | 0 | 0 | 0 | 0 | 0 | 0 | 0 | 0 | 0 | 0 | 0 | 0 | 0 | 0 | 0 | 0 | 0 | 0
F7_Commercial_Interruptible - Miscellaneous_New_Space Heating_Natural Gas_Infiltration Control - Loading Dock Sealing_A_Achievable Economic UCT Potential | F7 | Commercial | Interruptible - Miscellaneous | New | Space Heating | Natural Gas | Infiltration Control - Loading Dock Sealing | A | Cumulative Energy Savings (MWh or mTherms) | Achievable Economic UCT Potential | 0 | 0 | 0 | 0 | 0 | 0 | 0 | 0 | 0 | 0 | 0 | 0 | 0 | 0 | 0 | 0 | 0 | 0 | 0 | 0 | 0 | 0 | 0 | 0 | 0 | 0 | 0
F8_Commercial_Interruptible - Miscellaneous_New_Space Heating_Natural Gas_Infiltration Control - Loading Dock Sealing_A_Achievable Economic UCT Potential | F8 | Commercial | Interruptible - Miscellaneous | New | Space Heating | Natural Gas | Infiltration Control - Loading Dock Sealing | A | Cumulative Summer Peak Savings (MW) | Achievable Economic UCT Potential | 0 | 0 | 0 | 0 | 0 | 0 | 0 | 0 | 0 | 0 | 0 | 0 | 0 | 0 | 0 | 0 | 0 | 0 | 0 | 0 | 0 | 0 | 0 | 0 | 0 | 0 | 0
F9_Commercial_Interruptible - Miscellaneous_New_Space Heating_Natural Gas_Infiltration Control - Loading Dock Sealing_A_Achievable Economic UCT Potential | F9 | Commercial | Interruptible - Miscellaneous | New | Space Heating | Natural Gas | Infiltration Control - Loading Dock Sealing | A | Cumulative Winter Peak Savings (MW) | Achievable Economic UCT Potential | 0 | 0 | 0 | 0 | 0 | 0 | 0 | 0 | 0 | 0 | 0 | 0 | 0 | 0 | 0 | 0 | 0 | 0 | 0 | 0 | 0 | 0 | 0 | 0 | 0 | 0 | 0
F10_Commercial_Interruptible - Miscellaneous_New_Space Heating_Natural Gas_Infiltration Control - Loading Dock Sealing_A_Achievable Economic UCT Potential | F10 | Commercial | Interruptible - Miscellaneous | New | Space Heating | Natural Gas | Infiltration Control - Loading Dock Sealing | A | Purchases (Incremental) | Achievable Economic UCT Potential | 0 | 0 | 0 | 0 | 0 | 0 | 0 | 0 | 0 | 0 | 0 | 0 | 0 | 0 | 0 | 0 | 0 | 0 | 0 | 0 | 0 | 0 | 0 | 0 | 0 | 0 | 0
F11_Commercial_Interruptible - Miscellaneous_New_Space Heating_Natural Gas_Infiltration Control - Loading Dock Sealing_A_Achievable Economic UCT Potential | F11 | Commercial | Interruptible - Miscellaneous | New | Space Heating | Natural Gas | Infiltration Control - Loading Dock Sealing | A | Purchases (Cumulative) | Achievable Economic UCT Potential | 0 | 0 | 0 | 0 | 0 | 0 | 0 | 0 | 0 | 0 | 0 | 0 | 0 | 0 | 0 | 0 | 0 | 0 | 0 | 0 | 0 | 0 | 0 | 0 | 0 | 0 | 0
F1_Commercial_Interruptible - Miscellaneous_New_Space Heating_Natural Gas_Greenhouse Heat Curtain_A_Achievable Economic UCT Potential | F1 | Commercial | Interruptible - Miscellaneous | New | Space Heating | Natural Gas | Greenhouse Heat Curtain | A | Integrated Unit Energy Savings (kWh or therms) | Achievable Economic UCT Potential | 0 | 0 | 0 | 0 | 0 | 0 | 0 | 0 | 0 | 0 | 0 | 0 | 0 | 0 | 0 | 0 | 0 | 0 | 0 | 0 | 0 | 0 | 0 | 0 | 0 | 0 | 0
F2_Commercial_Interruptible - Miscellaneous_New_Space Heating_Natural Gas_Greenhouse Heat Curtain_A_Achievable Economic UCT Potential | F2 | Commercial | Interruptible - Miscellaneous | New | Space Heating | Natural Gas | Greenhouse Heat Curtain | A | Integrated Unit Summer Peak Savings (kW) | Achievable Economic UCT Potential | 0 | 0 | 0 | 0 | 0 | 0 | 0 | 0 | 0 | 0 | 0 | 0 | 0 | 0 | 0 | 0 | 0 | 0 | 0 | 0 | 0 | 0 | 0 | 0 | 0 | 0 | 0
F3_Commercial_Interruptible - Miscellaneous_New_Space Heating_Natural Gas_Greenhouse Heat Curtain_A_Achievable Economic UCT Potential | F3 | Commercial | Interruptible - Miscellaneous | New | Space Heating | Natural Gas | Greenhouse Heat Curtain | A | Integrated Unit Winter Peak Savings (kW) | Achievable Economic UCT Potential | 0 | 0 | 0 | 0 | 0 | 0 | 0 | 0 | 0 | 0 | 0 | 0 | 0 | 0 | 0 | 0 | 0 | 0 | 0 | 0 | 0 | 0 | 0 | 0 | 0 | 0 | 0
F4_Commercial_Interruptible - Miscellaneous_New_Space Heating_Natural Gas_Greenhouse Heat Curtain_A_Achievable Economic UCT Potential | F4 | Commercial | Interruptible - Miscellaneous | New | Space Heating | Natural Gas | Greenhouse Heat Curtain | A | Incremental Energy Savings (MWh or mTherms) | Achievable Economic UCT Potential | 0 | 0 | 0 | 0 | 0 | 0 | 0 | 0 | 0 | 0 | 0 | 0 | 0 | 0 | 0 | 0 | 0 | 0 | 0 | 0 | 0 | 0 | 0 | 0 | 0 | 0 | 0
F5_Commercial_Interruptible - Miscellaneous_New_Space Heating_Natural Gas_Greenhouse Heat Curtain_A_Achievable Economic UCT Potential | F5 | Commercial | Interruptible - Miscellaneous | New | Space Heating | Natural Gas | Greenhouse Heat Curtain | A | Incremental Summer Peak Savings (MW) | Achievable Economic UCT Potential | 0 | 0 | 0 | 0 | 0 | 0 | 0 | 0 | 0 | 0 | 0 | 0 | 0 | 0 | 0 | 0 | 0 | 0 | 0 | 0 | 0 | 0 | 0 | 0 | 0 | 0 | 0
F6_Commercial_Interruptible - Miscellaneous_New_Space Heating_Natural Gas_Greenhouse Heat Curtain_A_Achievable Economic UCT Potential | F6 | Commercial | Interruptible - Miscellaneous | New | Space Heating | Natural Gas | Greenhouse Heat Curtain | A | Incremental Winter Peak Savings (MW) | Achievable Economic UCT Potential | 0 | 0 | 0 | 0 | 0 | 0 | 0 | 0 | 0 | 0 | 0 | 0 | 0 | 0 | 0 | 0 | 0 | 0 | 0 | 0 | 0 | 0 | 0 | 0 | 0 | 0 | 0
F7_Commercial_Interruptible - Miscellaneous_New_Space Heating_Natural Gas_Greenhouse Heat Curtain_A_Achievable Economic UCT Potential | F7 | Commercial | Interruptible - Miscellaneous | New | Space Heating | Natural Gas | Greenhouse Heat Curtain | A | Cumulative Energy Savings (MWh or mTherms) | Achievable Economic UCT Potential | 0 | 0 | 0 | 0 | 0 | 0 | 0 | 0 | 0 | 0 | 0 | 0 | 0 | 0 | 0 | 0 | 0 | 0 | 0 | 0 | 0 | 0 | 0 | 0 | 0 | 0 | 0
F8_Commercial_Interruptible - Miscellaneous_New_Space Heating_Natural Gas_Greenhouse Heat Curtain_A_Achievable Economic UCT Potential | F8 | Commercial | Interruptible - Miscellaneous | New | Space Heating | Natural Gas | Greenhouse Heat Curtain | A | Cumulative Summer Peak Savings (MW) | Achievable Economic UCT Potential | 0 | 0 | 0 | 0 | 0 | 0 | 0 | 0 | 0 | 0 | 0 | 0 | 0 | 0 | 0 | 0 | 0 | 0 | 0 | 0 | 0 | 0 | 0 | 0 | 0 | 0 | 0
F9_Commercial_Interruptible - Miscellaneous_New_Space Heating_Natural Gas_Greenhouse Heat Curtain_A_Achievable Economic UCT Potential | F9 | Commercial | Interruptible - Miscellaneous | New | Space Heating | Natural Gas | Greenhouse Heat Curtain | A | Cumulative Winter Peak Savings (MW) | Achievable Economic UCT Potential | 0 | 0 | 0 | 0 | 0 | 0 | 0 | 0 | 0 | 0 | 0 | 0 | 0 | 0 | 0 | 0 | 0 | 0 | 0 | 0 | 0 | 0 | 0 | 0 | 0 | 0 | 0
F10_Commercial_Interruptible - Miscellaneous_New_Space Heating_Natural Gas_Greenhouse Heat Curtain_A_Achievable Economic UCT Potential | F10 | Commercial | Interruptible - Miscellaneous | New | Space Heating | Natural Gas | Greenhouse Heat Curtain | A | Purchases (Incremental) | Achievable Economic UCT Potential | 0 | 0 | 0 | 0 | 0 | 0 | 0 | 0 | 0 | 0 | 0 | 0 | 0 | 0 | 0 | 0 | 0 | 0 | 0 | 0 | 0 | 0 | 0 | 0 | 0 | 0 | 0
F11_Commercial_Interruptible - Miscellaneous_New_Space Heating_Natural Gas_Greenhouse Heat Curtain_A_Achievable Economic UCT Potential | F11 | Commercial | Interruptible - Miscellaneous | New | Space Heating | Natural Gas | Greenhouse Heat Curtain | A | Purchases (Cumulative) | Achievable Economic UCT Potential | 0 | 0 | 0 | 0 | 0 | 0 | 0 | 0 | 0 | 0 | 0 | 0 | 0 | 0 | 0 | 0 | 0 | 0 | 0 | 0 | 0 | 0 | 0 | 0 | 0 | 0 | 0
F1_Commercial_Interruptible - Miscellaneous_New_Space Heating_Natural Gas_Ventilation - Parking Garages, Demand Controlled_A_Achievable Economic UCT Potential | F1 | Commercial | Interruptible - Miscellaneous | New | Space Heating | Natural Gas | Ventilation - Parking Garages, Demand Controlled | A | Integrated Unit Energy Savings (kWh or therms) | Achievable Economic UCT Potential | 0 | 0 | 0 | 0 | 0 | 0 | 0 | 0 | 0 | 0 | 0 | 0 | 0 | 0 | 0 | 0 | 0 | 0 | 0 | 0 | 0 | 0 | 0 | 0 | 0 | 0 | 0
F2_Commercial_Interruptible - Miscellaneous_New_Space Heating_Natural Gas_Ventilation - Parking Garages, Demand Controlled_A_Achievable Economic UCT Potential | F2 | Commercial | Interruptible - Miscellaneous | New | Space Heating | Natural Gas | Ventilation - Parking Garages, Demand Controlled | A | Integrated Unit Summer Peak Savings (kW) | Achievable Economic UCT Potential | 0 | 0 | 0 | 0 | 0 | 0 | 0 | 0 | 0 | 0 | 0 | 0 | 0 | 0 | 0 | 0 | 0 | 0 | 0 | 0 | 0 | 0 | 0 | 0 | 0 | 0 | 0
F3_Commercial_Interruptible - Miscellaneous_New_Space Heating_Natural Gas_Ventilation - Parking Garages, Demand Controlled_A_Achievable Economic UCT Potential | F3 | Commercial | Interruptible - Miscellaneous | New | Space Heating | Natural Gas | Ventilation - Parking Garages, Demand Controlled | A | Integrated Unit Winter Peak Savings (kW) | Achievable Economic UCT Potential | 0 | 0 | 0 | 0 | 0 | 0 | 0 | 0 | 0 | 0 | 0 | 0 | 0 | 0 | 0 | 0 | 0 | 0 | 0 | 0 | 0 | 0 | 0 | 0 | 0 | 0 | 0
F4_Commercial_Interruptible - Miscellaneous_New_Space Heating_Natural Gas_Ventilation - Parking Garages, Demand Controlled_A_Achievable Economic UCT Potential | F4 | Commercial | Interruptible - Miscellaneous | New | Space Heating | Natural Gas | Ventilation - Parking Garages, Demand Controlled | A | Incremental Energy Savings (MWh or mTherms) | Achievable Economic UCT Potential | 0 | 0 | 0 | 0 | 0 | 0 | 0 | 0 | 0 | 0 | 0 | 0 | 0 | 0 | 0 | 0 | 0 | 0 | 0 | 0 | 0 | 0 | 0 | 0 | 0 | 0 | 0
F5_Commercial_Interruptible - Miscellaneous_New_Space Heating_Natural Gas_Ventilation - Parking Garages, Demand Controlled_A_Achievable Economic UCT Potential | F5 | Commercial | Interruptible - Miscellaneous | New | Space Heating | Natural Gas | Ventilation - Parking Garages, Demand Controlled | A | Incremental Summer Peak Savings (MW) | Achievable Economic UCT Potential | 0 | 0 | 0 | 0 | 0 | 0 | 0 | 0 | 0 | 0 | 0 | 0 | 0 | 0 | 0 | 0 | 0 | 0 | 0 | 0 | 0 | 0 | 0 | 0 | 0 | 0 | 0
F6_Commercial_Interruptible - Miscellaneous_New_Space Heating_Natural Gas_Ventilation - Parking Garages, Demand Controlled_A_Achievable Economic UCT Potential | F6 | Commercial | Interruptible - Miscellaneous | New | Space Heating | Natural Gas | Ventilation - Parking Garages, Demand Controlled | A | Incremental Winter Peak Savings (MW) | Achievable Economic UCT Potential | 0 | 0 | 0 | 0 | 0 | 0 | 0 | 0 | 0 | 0 | 0 | 0 | 0 | 0 | 0 | 0 | 0 | 0 | 0 | 0 | 0 | 0 | 0 | 0 | 0 | 0 | 0
F7_Commercial_Interruptible - Miscellaneous_New_Space Heating_Natural Gas_Ventilation - Parking Garages, Demand Controlled_A_Achievable Economic UCT Potential | F7 | Commercial | Interruptible - Miscellaneous | New | Space Heating | Natural Gas | Ventilation - Parking Garages, Demand Controlled | A | Cumulative Energy Savings (MWh or mTherms) | Achievable Economic UCT Potential | 0 | 0 | 0 | 0 | 0 | 0 | 0 | 0 | 0 | 0 | 0 | 0 | 0 | 0 | 0 | 0 | 0 | 0 | 0 | 0 | 0 | 0 | 0 | 0 | 0 | 0 | 0
F8_Commercial_Interruptible - Miscellaneous_New_Space Heating_Natural Gas_Ventilation - Parking Garages, Demand Controlled_A_Achievable Economic UCT Potential | F8 | Commercial | Interruptible - Miscellaneous | New | Space Heating | Natural Gas | Ventilation - Parking Garages, Demand Controlled | A | Cumulative Summer Peak Savings (MW) | Achievable Economic UCT Potential | 0 | 0 | 0 | 0 | 0 | 0 | 0 | 0 | 0 | 0 | 0 | 0 | 0 | 0 | 0 | 0 | 0 | 0 | 0 | 0 | 0 | 0 | 0 | 0 | 0 | 0 | 0
F9_Commercial_Interruptible - Miscellaneous_New_Space Heating_Natural Gas_Ventilation - Parking Garages, Demand Controlled_A_Achievable Economic UCT Potential | F9 | Commercial | Interruptible - Miscellaneous | New | Space Heating | Natural Gas | Ventilation - Parking Garages, Demand Controlled | A | Cumulative Winter Peak Savings (MW) | Achievable Economic UCT Potential | 0 | 0 | 0 | 0 | 0 | 0 | 0 | 0 | 0 | 0 | 0 | 0 | 0 | 0 | 0 | 0 | 0 | 0 | 0 | 0 | 0 | 0 | 0 | 0 | 0 | 0 | 0
F10_Commercial_Interruptible - Miscellaneous_New_Space Heating_Natural Gas_Ventilation - Parking Garages, Demand Controlled_A_Achievable Economic UCT Potential | F10 | Commercial | Interruptible - Miscellaneous | New | Space Heating | Natural Gas | Ventilation - Parking Garages, Demand Controlled | A | Purchases (Incremental) | Achievable Economic UCT Potential | 0 | 0 | 0 | 0 | 0 | 0 | 0 | 0 | 0 | 0 | 0 | 0 | 0 | 0 | 0 | 0 | 0 | 0 | 0 | 0 | 0 | 0 | 0 | 0 | 0 | 0 | 0
F11_Commercial_Interruptible - Miscellaneous_New_Space Heating_Natural Gas_Ventilation - Parking Garages, Demand Controlled_A_Achievable Economic UCT Potential | F11 | Commercial | Interruptible - Miscellaneous | New | Space Heating | Natural Gas | Ventilation - Parking Garages, Demand Controlled | A | Purchases (Cumulative) | Achievable Economic UCT Potential | 0 | 0 | 0 | 0 | 0 | 0 | 0 | 0 | 0 | 0 | 0 | 0 | 0 | 0 | 0 | 0 | 0 | 0 | 0 | 0 | 0 | 0 | 0 | 0 | 0 | 0 | 0
F1_Commercial_Interruptible - Miscellaneous_New_Miscellaneous_Natural Gas_Pool Heater - Night Covers_A_Achievable Economic UCT Potential | F1 | Commercial | Interruptible - Miscellaneous | New | Miscellaneous | Natural Gas | Pool Heater - Night Covers | A | Integrated Unit Energy Savings (kWh or therms) | Achievable Economic UCT Potential | 0 | 0 | 0 | 0 | 0 | 0 | 0 | 0 | 0 | 0 | 0 | 0 | 0 | 0 | 0 | 0 | 0 | 0 | 0 | 0 | 0 | 0 | 0 | 0 | 0 | 0 | 0
F2_Commercial_Interruptible - Miscellaneous_New_Miscellaneous_Natural Gas_Pool Heater - Night Covers_A_Achievable Economic UCT Potential | F2 | Commercial | Interruptible - Miscellaneous | New | Miscellaneous | Natural Gas | Pool Heater - Night Covers | A | Integrated Unit Summer Peak Savings (kW) | Achievable Economic UCT Potential | 0 | 0 | 0 | 0 | 0 | 0 | 0 | 0 | 0 | 0 | 0 | 0 | 0 | 0 | 0 | 0 | 0 | 0 | 0 | 0 | 0 | 0 | 0 | 0 | 0 | 0 | 0
F3_Commercial_Interruptible - Miscellaneous_New_Miscellaneous_Natural Gas_Pool Heater - Night Covers_A_Achievable Economic UCT Potential | F3 | Commercial | Interruptible - Miscellaneous | New | Miscellaneous | Natural Gas | Pool Heater - Night Covers | A | Integrated Unit Winter Peak Savings (kW) | Achievable Economic UCT Potential | 0 | 0 | 0 | 0 | 0 | 0 | 0 | 0 | 0 | 0 | 0 | 0 | 0 | 0 | 0 | 0 | 0 | 0 | 0 | 0 | 0 | 0 | 0 | 0 | 0 | 0 | 0
F4_Commercial_Interruptible - Miscellaneous_New_Miscellaneous_Natural Gas_Pool Heater - Night Covers_A_Achievable Economic UCT Potential | F4 | Commercial | Interruptible - Miscellaneous | New | Miscellaneous | Natural Gas | Pool Heater - Night Covers | A | Incremental Energy Savings (MWh or mTherms) | Achievable Economic UCT Potential | 0 | 0 | 0 | 0 | 0 | 0 | 0 | 0 | 0 | 0 | 0 | 0 | 0 | 0 | 0 | 0 | 0 | 0 | 0 | 0 | 0 | 0 | 0 | 0 | 0 | 0 | 0
F5_Commercial_Interruptible - Miscellaneous_New_Miscellaneous_Natural Gas_Pool Heater - Night Covers_A_Achievable Economic UCT Potential | F5 | Commercial | Interruptible - Miscellaneous | New | Miscellaneous | Natural Gas | Pool Heater - Night Covers | A | Incremental Summer Peak Savings (MW) | Achievable Economic UCT Potential | 0 | 0 | 0 | 0 | 0 | 0 | 0 | 0 | 0 | 0 | 0 | 0 | 0 | 0 | 0 | 0 | 0 | 0 | 0 | 0 | 0 | 0 | 0 | 0 | 0 | 0 | 0
F6_Commercial_Interruptible - Miscellaneous_New_Miscellaneous_Natural Gas_Pool Heater - Night Covers_A_Achievable Economic UCT Potential | F6 | Commercial | Interruptible - Miscellaneous | New | Miscellaneous | Natural Gas | Pool Heater - Night Covers | A | Incremental Winter Peak Savings (MW) | Achievable Economic UCT Potential | 0 | 0 | 0 | 0 | 0 | 0 | 0 | 0 | 0 | 0 | 0 | 0 | 0 | 0 | 0 | 0 | 0 | 0 | 0 | 0 | 0 | 0 | 0 | 0 | 0 | 0 | 0
F7_Commercial_Interruptible - Miscellaneous_New_Miscellaneous_Natural Gas_Pool Heater - Night Covers_A_Achievable Economic UCT Potential | F7 | Commercial | Interruptible - Miscellaneous | New | Miscellaneous | Natural Gas | Pool Heater - Night Covers | A | Cumulative Energy Savings (MWh or mTherms) | Achievable Economic UCT Potential | 0 | 0 | 0 | 0 | 0 | 0 | 0 | 0 | 0 | 0 | 0 | 0 | 0 | 0 | 0 | 0 | 0 | 0 | 0 | 0 | 0 | 0 | 0 | 0 | 0 | 0 | 0
F8_Commercial_Interruptible - Miscellaneous_New_Miscellaneous_Natural Gas_Pool Heater - Night Covers_A_Achievable Economic UCT Potential | F8 | Commercial | Interruptible - Miscellaneous | New | Miscellaneous | Natural Gas | Pool Heater - Night Covers | A | Cumulative Summer Peak Savings (MW) | Achievable Economic UCT Potential | 0 | 0 | 0 | 0 | 0 | 0 | 0 | 0 | 0 | 0 | 0 | 0 | 0 | 0 | 0 | 0 | 0 | 0 | 0 | 0 | 0 | 0 | 0 | 0 | 0 | 0 | 0
F9_Commercial_Interruptible - Miscellaneous_New_Miscellaneous_Natural Gas_Pool Heater - Night Covers_A_Achievable Economic UCT Potential | F9 | Commercial | Interruptible - Miscellaneous | New | Miscellaneous | Natural Gas | Pool Heater - Night Covers | A | Cumulative Winter Peak Savings (MW) | Achievable Economic UCT Potential | 0 | 0 | 0 | 0 | 0 | 0 | 0 | 0 | 0 | 0 | 0 | 0 | 0 | 0 | 0 | 0 | 0 | 0 | 0 | 0 | 0 | 0 | 0 | 0 | 0 | 0 | 0
F10_Commercial_Interruptible - Miscellaneous_New_Miscellaneous_Natural Gas_Pool Heater - Night Covers_A_Achievable Economic UCT Potential | F10 | Commercial | Interruptible - Miscellaneous | New | Miscellaneous | Natural Gas | Pool Heater - Night Covers | A | Purchases (Incremental) | Achievable Economic UCT Potential | 0 | 0 | 0 | 0 | 0 | 0 | 0 | 0 | 0 | 0 | 0 | 0 | 0 | 0 | 0 | 0 | 0 | 0 | 0 | 0 | 0 | 0 | 0 | 0 | 0 | 0 | 0
F11_Commercial_Interruptible - Miscellaneous_New_Miscellaneous_Natural Gas_Pool Heater - Night Covers_A_Achievable Economic UCT Potential | F11 | Commercial | Interruptible - Miscellaneous | New | Miscellaneous | Natural Gas | Pool Heater - Night Covers | A | Purchases (Cumulative) | Achievable Economic UCT Potential | 0 | 0 | 0 | 0 | 0 | 0 | 0 | 0 | 0 | 0 | 0 | 0 | 0 | 0 | 0 | 0 | 0 | 0 | 0 | 0 | 0 | 0 | 0 | 0 | 0 | 0 | 0
F1_Commercial_Interruptible - Miscellaneous_New_Space Heating_Natural Gas_Advanced New Construction Designs_A_Achievable Economic UCT Potential | F1 | Commercial | Interruptible - Miscellaneous | New | Space Heating | Natural Gas | Advanced New Construction Designs | A | Integrated Unit Energy Savings (kWh or therms) | Achievable Economic UCT Potential | 0 | 0 | 0 | 0 | 0 | 0 | 0 | 0 | 0 | 0 | 0 | 0 | 0 | 0 | 0 | 0 | 0 | 0 | 0 | 0 | 0 | 0 | 0 | 0 | 0 | 0 | 0
F2_Commercial_Interruptible - Miscellaneous_New_Space Heating_Natural Gas_Advanced New Construction Designs_A_Achievable Economic UCT Potential | F2 | Commercial | Interruptible - Miscellaneous | New | Space Heating | Natural Gas | Advanced New Construction Designs | A | Integrated Unit Summer Peak Savings (kW) | Achievable Economic UCT Potential | 0 | 0 | 0 | 0 | 0 | 0 | 0 | 0 | 0 | 0 | 0 | 0 | 0 | 0 | 0 | 0 | 0 | 0 | 0 | 0 | 0 | 0 | 0 | 0 | 0 | 0 | 0
F3_Commercial_Interruptible - Miscellaneous_New_Space Heating_Natural Gas_Advanced New Construction Designs_A_Achievable Economic UCT Potential | F3 | Commercial | Interruptible - Miscellaneous | New | Space Heating | Natural Gas | Advanced New Construction Designs | A | Integrated Unit Winter Peak Savings (kW) | Achievable Economic UCT Potential | 0 | 0 | 0 | 0 | 0 | 0 | 0 | 0 | 0 | 0 | 0 | 0 | 0 | 0 | 0 | 0 | 0 | 0 | 0 | 0 | 0 | 0 | 0 | 0 | 0 | 0 | 0
F4_Commercial_Interruptible - Miscellaneous_New_Space Heating_Natural Gas_Advanced New Construction Designs_A_Achievable Economic UCT Potential | F4 | Commercial | Interruptible - Miscellaneous | New | Space Heating | Natural Gas | Advanced New Construction Designs | A | Incremental Energy Savings (MWh or mTherms) | Achievable Economic UCT Potential | 0 | 0 | 0 | 0 | 0 | 0 | 0 | 0 | 0 | 0 | 0 | 0 | 0 | 0 | 0 | 0 | 0 | 0 | 0 | 0 | 0 | 0 | 0 | 0 | 0 | 0 | 0
F5_Commercial_Interruptible - Miscellaneous_New_Space Heating_Natural Gas_Advanced New Construction Designs_A_Achievable Economic UCT Potential | F5 | Commercial | Interruptible - Miscellaneous | New | Space Heating | Natural Gas | Advanced New Construction Designs | A | Incremental Summer Peak Savings (MW) | Achievable Economic UCT Potential | 0 | 0 | 0 | 0 | 0 | 0 | 0 | 0 | 0 | 0 | 0 | 0 | 0 | 0 | 0 | 0 | 0 | 0 | 0 | 0 | 0 | 0 | 0 | 0 | 0 | 0 | 0
F6_Commercial_Interruptible - Miscellaneous_New_Space Heating_Natural Gas_Advanced New Construction Designs_A_Achievable Economic UCT Potential | F6 | Commercial | Interruptible - Miscellaneous | New | Space Heating | Natural Gas | Advanced New Construction Designs | A | Incremental Winter Peak Savings (MW) | Achievable Economic UCT Potential | 0 | 0 | 0 | 0 | 0 | 0 | 0 | 0 | 0 | 0 | 0 | 0 | 0 | 0 | 0 | 0 | 0 | 0 | 0 | 0 | 0 | 0 | 0 | 0 | 0 | 0 | 0
F7_Commercial_Interruptible - Miscellaneous_New_Space Heating_Natural Gas_Advanced New Construction Designs_A_Achievable Economic UCT Potential | F7 | Commercial | Interruptible - Miscellaneous | New | Space Heating | Natural Gas | Advanced New Construction Designs | A | Cumulative Energy Savings (MWh or mTherms) | Achievable Economic UCT Potential | 0 | 0 | 0 | 0 | 0 | 0 | 0 | 0 | 0 | 0 | 0 | 0 | 0 | 0 | 0 | 0 | 0 | 0 | 0 | 0 | 0 | 0 | 0 | 0 | 0 | 0 | 0
F8_Commercial_Interruptible - Miscellaneous_New_Space Heating_Natural Gas_Advanced New Construction Designs_A_Achievable Economic UCT Potential | F8 | Commercial | Interruptible - Miscellaneous | New | Space Heating | Natural Gas | Advanced New Construction Designs | A | Cumulative Summer Peak Savings (MW) | Achievable Economic UCT Potential | 0 | 0 | 0 | 0 | 0 | 0 | 0 | 0 | 0 | 0 | 0 | 0 | 0 | 0 | 0 | 0 | 0 | 0 | 0 | 0 | 0 | 0 | 0 | 0 | 0 | 0 | 0
F9_Commercial_Interruptible - Miscellaneous_New_Space Heating_Natural Gas_Advanced New Construction Designs_A_Achievable Economic UCT Potential | F9 | Commercial | Interruptible - Miscellaneous | New | Space Heating | Natural Gas | Advanced New Construction Designs | A | Cumulative Winter Peak Savings (MW) | Achievable Economic UCT Potential | 0 | 0 | 0 | 0 | 0 | 0 | 0 | 0 | 0 | 0 | 0 | 0 | 0 | 0 | 0 | 0 | 0 | 0 | 0 | 0 | 0 | 0 | 0 | 0 | 0 | 0 | 0
F10_Commercial_Interruptible - Miscellaneous_New_Space Heating_Natural Gas_Advanced New Construction Designs_A_Achievable Economic UCT Potential | F10 | Commercial | Interruptible - Miscellaneous | New | Space Heating | Natural Gas | Advanced New Construction Designs | A | Purchases (Incremental) | Achievable Economic UCT Potential | 0 | 0 | 0 | 0 | 0 | 0 | 0 | 0 | 0 | 0 | 0 | 0 | 0 | 0 | 0 | 0 | 0 | 0 | 0 | 0 | 0 | 0 | 0 | 0 | 0 | 0 | 0
F11_Commercial_Interruptible - Miscellaneous_New_Space Heating_Natural Gas_Advanced New Construction Designs_A_Achievable Economic UCT Potential | F11 | Commercial | Interruptible - Miscellaneous | New | Space Heating | Natural Gas | Advanced New Construction Designs | A | Purchases (Cumulative) | Achievable Economic UCT Potential | 0 | 0 | 0 | 0 | 0 | 0 | 0 | 0 | 0 | 0 | 0 | 0 | 0 | 0 | 0 | 0 | 0 | 0 | 0 | 0 | 0 | 0 | 0 | 0 | 0 | 0 | 0
F1_Commercial_Interruptible - Miscellaneous_New_Water Heating_Natural Gas_Advanced New Construction Designs_A_Achievable Economic UCT Potential | F1 | Commercial | Interruptible - Miscellaneous | New | Water Heating | Natural Gas | Advanced New Construction Designs | A | Integrated Unit Energy Savings (kWh or therms) | Achievable Economic UCT Potential | 0 | 0 | 0 | 0 | 0 | 0 | 0 | 0 | 0 | 0 | 0 | 0 | 0 | 0 | 0 | 0 | 0 | 0 | 0 | 0 | 0 | 0 | 0 | 0 | 0 | 0 | 0
F2_Commercial_Interruptible - Miscellaneous_New_Water Heating_Natural Gas_Advanced New Construction Designs_A_Achievable Economic UCT Potential | F2 | Commercial | Interruptible - Miscellaneous | New | Water Heating | Natural Gas | Advanced New Construction Designs | A | Integrated Unit Summer Peak Savings (kW) | Achievable Economic UCT Potential | 0 | 0 | 0 | 0 | 0 | 0 | 0 | 0 | 0 | 0 | 0 | 0 | 0 | 0 | 0 | 0 | 0 | 0 | 0 | 0 | 0 | 0 | 0 | 0 | 0 | 0 | 0
F3_Commercial_Interruptible - Miscellaneous_New_Water Heating_Natural Gas_Advanced New Construction Designs_A_Achievable Economic UCT Potential | F3 | Commercial | Interruptible - Miscellaneous | New | Water Heating | Natural Gas | Advanced New Construction Designs | A | Integrated Unit Winter Peak Savings (kW) | Achievable Economic UCT Potential | 0 | 0 | 0 | 0 | 0 | 0 | 0 | 0 | 0 | 0 | 0 | 0 | 0 | 0 | 0 | 0 | 0 | 0 | 0 | 0 | 0 | 0 | 0 | 0 | 0 | 0 | 0
F4_Commercial_Interruptible - Miscellaneous_New_Water Heating_Natural Gas_Advanced New Construction Designs_A_Achievable Economic UCT Potential | F4 | Commercial | Interruptible - Miscellaneous | New | Water Heating | Natural Gas | Advanced New Construction Designs | A | Incremental Energy Savings (MWh or mTherms) | Achievable Economic UCT Potential | 0 | 0 | 0 | 0 | 0 | 0 | 0 | 0 | 0 | 0 | 0 | 0 | 0 | 0 | 0 | 0 | 0 | 0 | 0 | 0 | 0 | 0 | 0 | 0 | 0 | 0 | 0
F5_Commercial_Interruptible - Miscellaneous_New_Water Heating_Natural Gas_Advanced New Construction Designs_A_Achievable Economic UCT Potential | F5 | Commercial | Interruptible - Miscellaneous | New | Water Heating | Natural Gas | Advanced New Construction Designs | A | Incremental Summer Peak Savings (MW) | Achievable Economic UCT Potential | 0 | 0 | 0 | 0 | 0 | 0 | 0 | 0 | 0 | 0 | 0 | 0 | 0 | 0 | 0 | 0 | 0 | 0 | 0 | 0 | 0 | 0 | 0 | 0 | 0 | 0 | 0
F6_Commercial_Interruptible - Miscellaneous_New_Water Heating_Natural Gas_Advanced New Construction Designs_A_Achievable Economic UCT Potential | F6 | Commercial | Interruptible - Miscellaneous | New | Water Heating | Natural Gas | Advanced New Construction Designs | A | Incremental Winter Peak Savings (MW) | Achievable Economic UCT Potential | 0 | 0 | 0 | 0 | 0 | 0 | 0 | 0 | 0 | 0 | 0 | 0 | 0 | 0 | 0 | 0 | 0 | 0 | 0 | 0 | 0 | 0 | 0 | 0 | 0 | 0 | 0
F7_Commercial_Interruptible - Miscellaneous_New_Water Heating_Natural Gas_Advanced New Construction Designs_A_Achievable Economic UCT Potential | F7 | Commercial | Interruptible - Miscellaneous | New | Water Heating | Natural Gas | Advanced New Construction Designs | A | Cumulative Energy Savings (MWh or mTherms) | Achievable Economic UCT Potential | 0 | 0 | 0 | 0 | 0 | 0 | 0 | 0 | 0 | 0 | 0 | 0 | 0 | 0 | 0 | 0 | 0 | 0 | 0 | 0 | 0 | 0 | 0 | 0 | 0 | 0 | 0
F8_Commercial_Interruptible - Miscellaneous_New_Water Heating_Natural Gas_Advanced New Construction Designs_A_Achievable Economic UCT Potential | F8 | Commercial | Interruptible - Miscellaneous | New | Water Heating | Natural Gas | Advanced New Construction Designs | A | Cumulative Summer Peak Savings (MW) | Achievable Economic UCT Potential | 0 | 0 | 0 | 0 | 0 | 0 | 0 | 0 | 0 | 0 | 0 | 0 | 0 | 0 | 0 | 0 | 0 | 0 | 0 | 0 | 0 | 0 | 0 | 0 | 0 | 0 | 0
F9_Commercial_Interruptible - Miscellaneous_New_Water Heating_Natural Gas_Advanced New Construction Designs_A_Achievable Economic UCT Potential | F9 | Commercial | Interruptible - Miscellaneous | New | Water Heating | Natural Gas | Advanced New Construction Designs | A | Cumulative Winter Peak Savings (MW) | Achievable Economic UCT Potential | 0 | 0 | 0 | 0 | 0 | 0 | 0 | 0 | 0 | 0 | 0 | 0 | 0 | 0 | 0 | 0 | 0 | 0 | 0 | 0 | 0 | 0 | 0 | 0 | 0 | 0 | 0
F10_Commercial_Interruptible - Miscellaneous_New_Water Heating_Natural Gas_Advanced New Construction Designs_A_Achievable Economic UCT Potential | F10 | Commercial | Interruptible - Miscellaneous | New | Water Heating | Natural Gas | Advanced New Construction Designs | A | Purchases (Incremental) | Achievable Economic UCT Potential | 0 | 0 | 0 | 0 | 0 | 0 | 0 | 0 | 0 | 0 | 0 | 0 | 0 | 0 | 0 | 0 | 0 | 0 | 0 | 0 | 0 | 0 | 0 | 0 | 0 | 0 | 0
F11_Commercial_Interruptible - Miscellaneous_New_Water Heating_Natural Gas_Advanced New Construction Designs_A_Achievable Economic UCT Potential | F11 | Commercial | Interruptible - Miscellaneous | New | Water Heating | Natural Gas | Advanced New Construction Designs | A | Purchases (Cumulative) | Achievable Economic UCT Potential | 0 | 0 | 0 | 0 | 0 | 0 | 0 | 0 | 0 | 0 | 0 | 0 | 0 | 0 | 0 | 0 | 0 | 0 | 0 | 0 | 0 | 0 | 0 | 0 | 0 | 0 | 0
F1_Commercial_Interruptible - Miscellaneous_New_Space Heating_Natural Gas_Strategic Energy Management_A_Achievable Economic UCT Potential | F1 | Commercial | Interruptible - Miscellaneous | New | Space Heating | Natural Gas | Strategic Energy Management | A | Integrated Unit Energy Savings (kWh or therms) | Achievable Economic UCT Potential | 0 | 0 | 0 | 0 | 0 | 0 | 0 | 0 | 0 | 0 | 0 | 0 | 0 | 0 | 0 | 0 | 0 | 0 | 0 | 0 | 0 | 0 | 0 | 0 | 0 | 0 | 0
F2_Commercial_Interruptible - Miscellaneous_New_Space Heating_Natural Gas_Strategic Energy Management_A_Achievable Economic UCT Potential | F2 | Commercial | Interruptible - Miscellaneous | New | Space Heating | Natural Gas | Strategic Energy Management | A | Integrated Unit Summer Peak Savings (kW) | Achievable Economic UCT Potential | 0 | 0 | 0 | 0 | 0 | 0 | 0 | 0 | 0 | 0 | 0 | 0 | 0 | 0 | 0 | 0 | 0 | 0 | 0 | 0 | 0 | 0 | 0 | 0 | 0 | 0 | 0
F3_Commercial_Interruptible - Miscellaneous_New_Space Heating_Natural Gas_Strategic Energy Management_A_Achievable Economic UCT Potential | F3 | Commercial | Interruptible - Miscellaneous | New | Space Heating | Natural Gas | Strategic Energy Management | A | Integrated Unit Winter Peak Savings (kW) | Achievable Economic UCT Potential | 0 | 0 | 0 | 0 | 0 | 0 | 0 | 0 | 0 | 0 | 0 | 0 | 0 | 0 | 0 | 0 | 0 | 0 | 0 | 0 | 0 | 0 | 0 | 0 | 0 | 0 | 0
F4_Commercial_Interruptible - Miscellaneous_New_Space Heating_Natural Gas_Strategic Energy Management_A_Achievable Economic UCT Potential | F4 | Commercial | Interruptible - Miscellaneous | New | Space Heating | Natural Gas | Strategic Energy Management | A | Incremental Energy Savings (MWh or mTherms) | Achievable Economic UCT Potential | 0 | 0 | 0 | 0 | 0 | 0 | 0 | 0 | 0 | 0 | 0 | 0 | 0 | 0 | 0 | 0 | 0 | 0 | 0 | 0 | 0 | 0 | 0 | 0 | 0 | 0 | 0
F5_Commercial_Interruptible - Miscellaneous_New_Space Heating_Natural Gas_Strategic Energy Management_A_Achievable Economic UCT Potential | F5 | Commercial | Interruptible - Miscellaneous | New | Space Heating | Natural Gas | Strategic Energy Management | A | Incremental Summer Peak Savings (MW) | Achievable Economic UCT Potential | 0 | 0 | 0 | 0 | 0 | 0 | 0 | 0 | 0 | 0 | 0 | 0 | 0 | 0 | 0 | 0 | 0 | 0 | 0 | 0 | 0 | 0 | 0 | 0 | 0 | 0 | 0
F6_Commercial_Interruptible - Miscellaneous_New_Space Heating_Natural Gas_Strategic Energy Management_A_Achievable Economic UCT Potential | F6 | Commercial | Interruptible - Miscellaneous | New | Space Heating | Natural Gas | Strategic Energy Management | A | Incremental Winter Peak Savings (MW) | Achievable Economic UCT Potential | 0 | 0 | 0 | 0 | 0 | 0 | 0 | 0 | 0 | 0 | 0 | 0 | 0 | 0 | 0 | 0 | 0 | 0 | 0 | 0 | 0 | 0 | 0 | 0 | 0 | 0 | 0
F7_Commercial_Interruptible - Miscellaneous_New_Space Heating_Natural Gas_Strategic Energy Management_A_Achievable Economic UCT Potential | F7 | Commercial | Interruptible - Miscellaneous | New | Space Heating | Natural Gas | Strategic Energy Management | A | Cumulative Energy Savings (MWh or mTherms) | Achievable Economic UCT Potential | 0 | 0 | 0 | 0 | 0 | 0 | 0 | 0 | 0 | 0 | 0 | 0 | 0 | 0 | 0 | 0 | 0 | 0 | 0 | 0 | 0 | 0 | 0 | 0 | 0 | 0 | 0
F8_Commercial_Interruptible - Miscellaneous_New_Space Heating_Natural Gas_Strategic Energy Management_A_Achievable Economic UCT Potential | F8 | Commercial | Interruptible - Miscellaneous | New | Space Heating | Natural Gas | Strategic Energy Management | A | Cumulative Summer Peak Savings (MW) | Achievable Economic UCT Potential | 0 | 0 | 0 | 0 | 0 | 0 | 0 | 0 | 0 | 0 | 0 | 0 | 0 | 0 | 0 | 0 | 0 | 0 | 0 | 0 | 0 | 0 | 0 | 0 | 0 | 0 | 0
F9_Commercial_Interruptible - Miscellaneous_New_Space Heating_Natural Gas_Strategic Energy Management_A_Achievable Economic UCT Potential | F9 | Commercial | Interruptible - Miscellaneous | New | Space Heating | Natural Gas | Strategic Energy Management | A | Cumulative Winter Peak Savings (MW) | Achievable Economic UCT Potential | 0 | 0 | 0 | 0 | 0 | 0 | 0 | 0 | 0 | 0 | 0 | 0 | 0 | 0 | 0 | 0 | 0 | 0 | 0 | 0 | 0 | 0 | 0 | 0 | 0 | 0 | 0
F10_Commercial_Interruptible - Miscellaneous_New_Space Heating_Natural Gas_Strategic Energy Management_A_Achievable Economic UCT Potential | F10 | Commercial | Interruptible - Miscellaneous | New | Space Heating | Natural Gas | Strategic Energy Management | A | Purchases (Incremental) | Achievable Economic UCT Potential | 0 | 0 | 0 | 0 | 0 | 0 | 0 | 0 | 0 | 0 | 0 | 0 | 0 | 0 | 0 | 0 | 0 | 0 | 0 | 0 | 0 | 0 | 0 | 0 | 0 | 0 | 0
F11_Commercial_Interruptible - Miscellaneous_New_Space Heating_Natural Gas_Strategic Energy Management_A_Achievable Economic UCT Potential | F11 | Commercial | Interruptible - Miscellaneous | New | Space Heating | Natural Gas | Strategic Energy Management | A | Purchases (Cumulative) | Achievable Economic UCT Potential | 0 | 0 | 0 | 0 | 0 | 0 | 0 | 0 | 0 | 0 | 0 | 0 | 0 | 0 | 0 | 0 | 0 | 0 | 0 | 0 | 0 | 0 | 0 | 0 | 0 | 0 | 0
F1_Commercial_Interruptible - Miscellaneous_New_Water Heating_Natural Gas_Strategic Energy Management_A_Achievable Economic UCT Potential | F1 | Commercial | Interruptible - Miscellaneous | New | Water Heating | Natural Gas | Strategic Energy Management | A | Integrated Unit Energy Savings (kWh or therms) | Achievable Economic UCT Potential | 0 | 0 | 0 | 0 | 0 | 0 | 0 | 0 | 0 | 0 | 0 | 0 | 0 | 0 | 0 | 0 | 0 | 0 | 0 | 0 | 0 | 0 | 0 | 0 | 0 | 0 | 0
F2_Commercial_Interruptible - Miscellaneous_New_Water Heating_Natural Gas_Strategic Energy Management_A_Achievable Economic UCT Potential | F2 | Commercial | Interruptible - Miscellaneous | New | Water Heating | Natural Gas | Strategic Energy Management | A | Integrated Unit Summer Peak Savings (kW) | Achievable Economic UCT Potential | 0 | 0 | 0 | 0 | 0 | 0 | 0 | 0 | 0 | 0 | 0 | 0 | 0 | 0 | 0 | 0 | 0 | 0 | 0 | 0 | 0 | 0 | 0 | 0 | 0 | 0 | 0
F3_Commercial_Interruptible - Miscellaneous_New_Water Heating_Natural Gas_Strategic Energy Management_A_Achievable Economic UCT Potential | F3 | Commercial | Interruptible - Miscellaneous | New | Water Heating | Natural Gas | Strategic Energy Management | A | Integrated Unit Winter Peak Savings (kW) | Achievable Economic UCT Potential | 0 | 0 | 0 | 0 | 0 | 0 | 0 | 0 | 0 | 0 | 0 | 0 | 0 | 0 | 0 | 0 | 0 | 0 | 0 | 0 | 0 | 0 | 0 | 0 | 0 | 0 | 0
F4_Commercial_Interruptible - Miscellaneous_New_Water Heating_Natural Gas_Strategic Energy Management_A_Achievable Economic UCT Potential | F4 | Commercial | Interruptible - Miscellaneous | New | Water Heating | Natural Gas | Strategic Energy Management | A | Incremental Energy Savings (MWh or mTherms) | Achievable Economic UCT Potential | 0 | 0 | 0 | 0 | 0 | 0 | 0 | 0 | 0 | 0 | 0 | 0 | 0 | 0 | 0 | 0 | 0 | 0 | 0 | 0 | 0 | 0 | 0 | 0 | 0 | 0 | 0
F5_Commercial_Interruptible - Miscellaneous_New_Water Heating_Natural Gas_Strategic Energy Management_A_Achievable Economic UCT Potential | F5 | Commercial | Interruptible - Miscellaneous | New | Water Heating | Natural Gas | Strategic Energy Management | A | Incremental Summer Peak Savings (MW) | Achievable Economic UCT Potential | 0 | 0 | 0 | 0 | 0 | 0 | 0 | 0 | 0 | 0 | 0 | 0 | 0 | 0 | 0 | 0 | 0 | 0 | 0 | 0 | 0 | 0 | 0 | 0 | 0 | 0 | 0
F6_Commercial_Interruptible - Miscellaneous_New_Water Heating_Natural Gas_Strategic Energy Management_A_Achievable Economic UCT Potential | F6 | Commercial | Interruptible - Miscellaneous | New | Water Heating | Natural Gas | Strategic Energy Management | A | Incremental Winter Peak Savings (MW) | Achievable Economic UCT Potential | 0 | 0 | 0 | 0 | 0 | 0 | 0 | 0 | 0 | 0 | 0 | 0 | 0 | 0 | 0 | 0 | 0 | 0 | 0 | 0 | 0 | 0 | 0 | 0 | 0 | 0 | 0
F7_Commercial_Interruptible - Miscellaneous_New_Water Heating_Natural Gas_Strategic Energy Management_A_Achievable Economic UCT Potential | F7 | Commercial | Interruptible - Miscellaneous | New | Water Heating | Natural Gas | Strategic Energy Management | A | Cumulative Energy Savings (MWh or mTherms) | Achievable Economic UCT Potential | 0 | 0 | 0 | 0 | 0 | 0 | 0 | 0 | 0 | 0 | 0 | 0 | 0 | 0 | 0 | 0 | 0 | 0 | 0 | 0 | 0 | 0 | 0 | 0 | 0 | 0 | 0
F8_Commercial_Interruptible - Miscellaneous_New_Water Heating_Natural Gas_Strategic Energy Management_A_Achievable Economic UCT Potential | F8 | Commercial | Interruptible - Miscellaneous | New | Water Heating | Natural Gas | Strategic Energy Management | A | Cumulative Summer Peak Savings (MW) | Achievable Economic UCT Potential | 0 | 0 | 0 | 0 | 0 | 0 | 0 | 0 | 0 | 0 | 0 | 0 | 0 | 0 | 0 | 0 | 0 | 0 | 0 | 0 | 0 | 0 | 0 | 0 | 0 | 0 | 0
F9_Commercial_Interruptible - Miscellaneous_New_Water Heating_Natural Gas_Strategic Energy Management_A_Achievable Economic UCT Potential | F9 | Commercial | Interruptible - Miscellaneous | New | Water Heating | Natural Gas | Strategic Energy Management | A | Cumulative Winter Peak Savings (MW) | Achievable Economic UCT Potential | 0 | 0 | 0 | 0 | 0 | 0 | 0 | 0 | 0 | 0 | 0 | 0 | 0 | 0 | 0 | 0 | 0 | 0 | 0 | 0 | 0 | 0 | 0 | 0 | 0 | 0 | 0
F10_Commercial_Interruptible - Miscellaneous_New_Water Heating_Natural Gas_Strategic Energy Management_A_Achievable Economic UCT Potential | F10 | Commercial | Interruptible - Miscellaneous | New | Water Heating | Natural Gas | Strategic Energy Management | A | Purchases (Incremental) | Achievable Economic UCT Potential | 0 | 0 | 0 | 0 | 0 | 0 | 0 | 0 | 0 | 0 | 0 | 0 | 0 | 0 | 0 | 0 | 0 | 0 | 0 | 0 | 0 | 0 | 0 | 0 | 0 | 0 | 0
F11_Commercial_Interruptible - Miscellaneous_New_Water Heating_Natural Gas_Strategic Energy Management_A_Achievable Economic UCT Potential | F11 | Commercial | Interruptible - Miscellaneous | New | Water Heating | Natural Gas | Strategic Energy Management | A | Purchases (Cumulative) | Achievable Economic UCT Potential | 0 | 0 | 0 | 0 | 0 | 0 | 0 | 0 | 0 | 0 | 0 | 0 | 0 | 0 | 0 | 0 | 0 | 0 | 0 | 0 | 0 | 0 | 0 | 0 | 0 | 0 | 0
F1_Commercial_Interruptible - Miscellaneous_New_Space Heating_Natural Gas_Retrocommissioning_A_Achievable Economic UCT Potential | F1 | Commercial | Interruptible - Miscellaneous | New | Space Heating | Natural Gas | Retrocommissioning | A | Integrated Unit Energy Savings (kWh or therms) | Achievable Economic UCT Potential | 0 | 0 | 0 | 0 | 0 | 0 | 0 | 0 | 0 | 0 | 0 | 0 | 0 | 0 | 0 | 0 | 0 | 0 | 0 | 0 | 0 | 0 | 0 | 0 | 0 | 0 | 0
F2_Commercial_Interruptible - Miscellaneous_New_Space Heating_Natural Gas_Retrocommissioning_A_Achievable Economic UCT Potential | F2 | Commercial | Interruptible - Miscellaneous | New | Space Heating | Natural Gas | Retrocommissioning | A | Integrated Unit Summer Peak Savings (kW) | Achievable Economic UCT Potential | 0 | 0 | 0 | 0 | 0 | 0 | 0 | 0 | 0 | 0 | 0 | 0 | 0 | 0 | 0 | 0 | 0 | 0 | 0 | 0 | 0 | 0 | 0 | 0 | 0 | 0 | 0
F3_Commercial_Interruptible - Miscellaneous_New_Space Heating_Natural Gas_Retrocommissioning_A_Achievable Economic UCT Potential | F3 | Commercial | Interruptible - Miscellaneous | New | Space Heating | Natural Gas | Retrocommissioning | A | Integrated Unit Winter Peak Savings (kW) | Achievable Economic UCT Potential | 0 | 0 | 0 | 0 | 0 | 0 | 0 | 0 | 0 | 0 | 0 | 0 | 0 | 0 | 0 | 0 | 0 | 0 | 0 | 0 | 0 | 0 | 0 | 0 | 0 | 0 | 0
F4_Commercial_Interruptible - Miscellaneous_New_Space Heating_Natural Gas_Retrocommissioning_A_Achievable Economic UCT Potential | F4 | Commercial | Interruptible - Miscellaneous | New | Space Heating | Natural Gas | Retrocommissioning | A | Incremental Energy Savings (MWh or mTherms) | Achievable Economic UCT Potential | 0 | 0 | 0 | 0 | 0 | 0 | 0 | 0 | 0 | 0 | 0 | 0 | 0 | 0 | 0 | 0 | 0 | 0 | 0 | 0 | 0 | 0 | 0 | 0 | 0 | 0 | 0
F5_Commercial_Interruptible - Miscellaneous_New_Space Heating_Natural Gas_Retrocommissioning_A_Achievable Economic UCT Potential | F5 | Commercial | Interruptible - Miscellaneous | New | Space Heating | Natural Gas | Retrocommissioning | A | Incremental Summer Peak Savings (MW) | Achievable Economic UCT Potential | 0 | 0 | 0 | 0 | 0 | 0 | 0 | 0 | 0 | 0 | 0 | 0 | 0 | 0 | 0 | 0 | 0 | 0 | 0 | 0 | 0 | 0 | 0 | 0 | 0 | 0 | 0
F6_Commercial_Interruptible - Miscellaneous_New_Space Heating_Natural Gas_Retrocommissioning_A_Achievable Economic UCT Potential | F6 | Commercial | Interruptible - Miscellaneous | New | Space Heating | Natural Gas | Retrocommissioning | A | Incremental Winter Peak Savings (MW) | Achievable Economic UCT Potential | 0 | 0 | 0 | 0 | 0 | 0 | 0 | 0 | 0 | 0 | 0 | 0 | 0 | 0 | 0 | 0 | 0 | 0 | 0 | 0 | 0 | 0 | 0 | 0 | 0 | 0 | 0
F7_Commercial_Interruptible - Miscellaneous_New_Space Heating_Natural Gas_Retrocommissioning_A_Achievable Economic UCT Potential | F7 | Commercial | Interruptible - Miscellaneous | New | Space Heating | Natural Gas | Retrocommissioning | A | Cumulative Energy Savings (MWh or mTherms) | Achievable Economic UCT Potential | 0 | 0 | 0 | 0 | 0 | 0 | 0 | 0 | 0 | 0 | 0 | 0 | 0 | 0 | 0 | 0 | 0 | 0 | 0 | 0 | 0 | 0 | 0 | 0 | 0 | 0 | 0
F8_Commercial_Interruptible - Miscellaneous_New_Space Heating_Natural Gas_Retrocommissioning_A_Achievable Economic UCT Potential | F8 | Commercial | Interruptible - Miscellaneous | New | Space Heating | Natural Gas | Retrocommissioning | A | Cumulative Summer Peak Savings (MW) | Achievable Economic UCT Potential | 0 | 0 | 0 | 0 | 0 | 0 | 0 | 0 | 0 | 0 | 0 | 0 | 0 | 0 | 0 | 0 | 0 | 0 | 0 | 0 | 0 | 0 | 0 | 0 | 0 | 0 | 0
F9_Commercial_Interruptible - Miscellaneous_New_Space Heating_Natural Gas_Retrocommissioning_A_Achievable Economic UCT Potential | F9 | Commercial | Interruptible - Miscellaneous | New | Space Heating | Natural Gas | Retrocommissioning | A | Cumulative Winter Peak Savings (MW) | Achievable Economic UCT Potential | 0 | 0 | 0 | 0 | 0 | 0 | 0 | 0 | 0 | 0 | 0 | 0 | 0 | 0 | 0 | 0 | 0 | 0 | 0 | 0 | 0 | 0 | 0 | 0 | 0 | 0 | 0
F10_Commercial_Interruptible - Miscellaneous_New_Space Heating_Natural Gas_Retrocommissioning_A_Achievable Economic UCT Potential | F10 | Commercial | Interruptible - Miscellaneous | New | Space Heating | Natural Gas | Retrocommissioning | A | Purchases (Incremental) | Achievable Economic UCT Potential | 0 | 0 | 0 | 0 | 0 | 0 | 0 | 0 | 0 | 0 | 0 | 0 | 0 | 0 | 0 | 0 | 0 | 0 | 0 | 0 | 0 | 0 | 0 | 0 | 0 | 0 | 0
F11_Commercial_Interruptible - Miscellaneous_New_Space Heating_Natural Gas_Retrocommissioning_A_Achievable Economic UCT Potential | F11 | Commercial | Interruptible - Miscellaneous | New | Space Heating | Natural Gas | Retrocommissioning | A | Purchases (Cumulative) | Achievable Economic UCT Potential | 0 | 0 | 0 | 0 | 0 | 0 | 0 | 0 | 0 | 0 | 0 | 0 | 0 | 0 | 0 | 0 | 0 | 0 | 0 | 0 | 0 | 0 | 0 | 0 | 0 | 0 | 0
F1_Commercial_Interruptible - Miscellaneous_New_Water Heating_Natural Gas_Retrocommissioning_A_Achievable Economic UCT Potential | F1 | Commercial | Interruptible - Miscellaneous | New | Water Heating | Natural Gas | Retrocommissioning | A | Integrated Unit Energy Savings (kWh or therms) | Achievable Economic UCT Potential | 0 | 0 | 0 | 0 | 0 | 0 | 0 | 0 | 0 | 0 | 0 | 0 | 0 | 0 | 0 | 0 | 0 | 0 | 0 | 0 | 0 | 0 | 0 | 0 | 0 | 0 | 0
F2_Commercial_Interruptible - Miscellaneous_New_Water Heating_Natural Gas_Retrocommissioning_A_Achievable Economic UCT Potential | F2 | Commercial | Interruptible - Miscellaneous | New | Water Heating | Natural Gas | Retrocommissioning | A | Integrated Unit Summer Peak Savings (kW) | Achievable Economic UCT Potential | 0 | 0 | 0 | 0 | 0 | 0 | 0 | 0 | 0 | 0 | 0 | 0 | 0 | 0 | 0 | 0 | 0 | 0 | 0 | 0 | 0 | 0 | 0 | 0 | 0 | 0 | 0
F3_Commercial_Interruptible - Miscellaneous_New_Water Heating_Natural Gas_Retrocommissioning_A_Achievable Economic UCT Potential | F3 | Commercial | Interruptible - Miscellaneous | New | Water Heating | Natural Gas | Retrocommissioning | A | Integrated Unit Winter Peak Savings (kW) | Achievable Economic UCT Potential | 0 | 0 | 0 | 0 | 0 | 0 | 0 | 0 | 0 | 0 | 0 | 0 | 0 | 0 | 0 | 0 | 0 | 0 | 0 | 0 | 0 | 0 | 0 | 0 | 0 | 0 | 0
F4_Commercial_Interruptible - Miscellaneous_New_Water Heating_Natural Gas_Retrocommissioning_A_Achievable Economic UCT Potential | F4 | Commercial | Interruptible - Miscellaneous | New | Water Heating | Natural Gas | Retrocommissioning | A | Incremental Energy Savings (MWh or mTherms) | Achievable Economic UCT Potential | 0 | 0 | 0 | 0 | 0 | 0 | 0 | 0 | 0 | 0 | 0 | 0 | 0 | 0 | 0 | 0 | 0 | 0 | 0 | 0 | 0 | 0 | 0 | 0 | 0 | 0 | 0
F5_Commercial_Interruptible - Miscellaneous_New_Water Heating_Natural Gas_Retrocommissioning_A_Achievable Economic UCT Potential | F5 | Commercial | Interruptible - Miscellaneous | New | Water Heating | Natural Gas | Retrocommissioning | A | Incremental Summer Peak Savings (MW) | Achievable Economic UCT Potential | 0 | 0 | 0 | 0 | 0 | 0 | 0 | 0 | 0 | 0 | 0 | 0 | 0 | 0 | 0 | 0 | 0 | 0 | 0 | 0 | 0 | 0 | 0 | 0 | 0 | 0 | 0
F6_Commercial_Interruptible - Miscellaneous_New_Water Heating_Natural Gas_Retrocommissioning_A_Achievable Economic UCT Potential | F6 | Commercial | Interruptible - Miscellaneous | New | Water Heating | Natural Gas | Retrocommissioning | A | Incremental Winter Peak Savings (MW) | Achievable Economic UCT Potential | 0 | 0 | 0 | 0 | 0 | 0 | 0 | 0 | 0 | 0 | 0 | 0 | 0 | 0 | 0 | 0 | 0 | 0 | 0 | 0 | 0 | 0 | 0 | 0 | 0 | 0 | 0
F7_Commercial_Interruptible - Miscellaneous_New_Water Heating_Natural Gas_Retrocommissioning_A_Achievable Economic UCT Potential | F7 | Commercial | Interruptible - Miscellaneous | New | Water Heating | Natural Gas | Retrocommissioning | A | Cumulative Energy Savings (MWh or mTherms) | Achievable Economic UCT Potential | 0 | 0 | 0 | 0 | 0 | 0 | 0 | 0 | 0 | 0 | 0 | 0 | 0 | 0 | 0 | 0 | 0 | 0 | 0 | 0 | 0 | 0 | 0 | 0 | 0 | 0 | 0
F8_Commercial_Interruptible - Miscellaneous_New_Water Heating_Natural Gas_Retrocommissioning_A_Achievable Economic UCT Potential | F8 | Commercial | Interruptible - Miscellaneous | New | Water Heating | Natural Gas | Retrocommissioning | A | Cumulative Summer Peak Savings (MW) | Achievable Economic UCT Potential | 0 | 0 | 0 | 0 | 0 | 0 | 0 | 0 | 0 | 0 | 0 | 0 | 0 | 0 | 0 | 0 | 0 | 0 | 0 | 0 | 0 | 0 | 0 | 0 | 0 | 0 | 0
F9_Commercial_Interruptible - Miscellaneous_New_Water Heating_Natural Gas_Retrocommissioning_A_Achievable Economic UCT Potential | F9 | Commercial | Interruptible - Miscellaneous | New | Water Heating | Natural Gas | Retrocommissioning | A | Cumulative Winter Peak Savings (MW) | Achievable Economic UCT Potential | 0 | 0 | 0 | 0 | 0 | 0 | 0 | 0 | 0 | 0 | 0 | 0 | 0 | 0 | 0 | 0 | 0 | 0 | 0 | 0 | 0 | 0 | 0 | 0 | 0 | 0 | 0
F10_Commercial_Interruptible - Miscellaneous_New_Water Heating_Natural Gas_Retrocommissioning_A_Achievable Economic UCT Potential | F10 | Commercial | Interruptible - Miscellaneous | New | Water Heating | Natural Gas | Retrocommissioning | A | Purchases (Incremental) | Achievable Economic UCT Potential | 0 | 0 | 0 | 0 | 0 | 0 | 0 | 0 | 0 | 0 | 0 | 0 | 0 | 0 | 0 | 0 | 0 | 0 | 0 | 0 | 0 | 0 | 0 | 0 | 0 | 0 | 0
F11_Commercial_Interruptible - Miscellaneous_New_Water Heating_Natural Gas_Retrocommissioning_A_Achievable Economic UCT Potential | F11 | Commercial | Interruptible - Miscellaneous | New | Water Heating | Natural Gas | Retrocommissioning | A | Purchases (Cumulative) | Achievable Economic UCT Potential | 0 | 0 | 0 | 0 | 0 | 0 | 0 | 0 | 0 | 0 | 0 | 0 | 0 | 0 | 0 | 0 | 0 | 0 | 0 | 0 | 0 | 0 | 0 | 0 | 0 | 0 | 0
F1_Commercial_WA - College_Existing_Space Heating_Natural Gas_Furnace_A_Achievable Economic RVT Potential | F1 | Commercial | WA - College | Existing | Space Heating | Natural Gas | Furnace | A | Integrated Unit Energy Savings (kWh or therms) | Achievable Economic RVT Potential | 0 | 243.0543 | 242.1118 | 81.8666 | 81.8666 | 81.8666 | 81.8666 | 81.8666 | 81.8666 | 81.8666 | 81.8666 | 81.8666 | 81.8666 | 81.8666 | 81.8666 | 81.8666 | 81.8666 | 81.8666 | 81.8666 | 81.8666 | 81.8666 | 81.8666 | 81.8666 | 81.8666 | 81.8666 | 81.8666 | 81.8666
F2_Commercial_WA - College_Existing_Space Heating_Natural Gas_Furnace_A_Achievable Economic RVT Potential | F2 | Commercial | WA - College | Existing | Space Heating | Natural Gas | Furnace | A | Integrated Unit Summer Peak Savings (kW) | Achievable Economic RVT Potential | 0 | 0 | 0 | 0 | 0 | 0 | 0 | 0 | 0 | 0 | 0 | 0 | 0 | 0 | 0 | 0 | 0 | 0 | 0 | 0 | 0 | 0 | 0 | 0 | 0 | 0 | 0
F3_Commercial_WA - College_Existing_Space Heating_Natural Gas_Furnace_A_Achievable Economic RVT Potential | F3 | Commercial | WA - College | Existing | Space Heating | Natural Gas | Furnace | A | Integrated Unit Winter Peak Savings (kW) | Achievable Economic RVT Potential | 0 | 0 | 0 | 0 | 0 | 0 | 0 | 0 | 0 | 0 | 0 | 0 | 0 | 0 | 0 | 0 | 0 | 0 | 0 | 0 | 0 | 0 | 0 | 0 | 0 | 0 | 0
F4_Commercial_WA - College_Existing_Space Heating_Natural Gas_Furnace_A_Achievable Economic RVT Potential | F4 | Commercial | WA - College | Existing | Space Heating | Natural Gas | Furnace | A | Incremental Energy Savings (MWh or mTherms) | Achievable Economic RVT Potential | 0 | 0 | 0 | 0 | 0 | 0 | 0 | 0 | 0 | 0 | 0 | 0 | 0 | 0 | 0 | 0 | 0 | 0 | 0 | 0 | 0 | 0 | 0 | 0 | 0 | 0 | 0
F5_Commercial_WA - College_Existing_Space Heating_Natural Gas_Furnace_A_Achievable Economic RVT Potential | F5 | Commercial | WA - College | Existing | Space Heating | Natural Gas | Furnace | A | Incremental Summer Peak Savings (MW) | Achievable Economic RVT Potential | 0 | 0 | 0 | 0 | 0 | 0 | 0 | 0 | 0 | 0 | 0 | 0 | 0 | 0 | 0 | 0 | 0 | 0 | 0 | 0 | 0 | 0 | 0 | 0 | 0 | 0 | 0
F6_Commercial_WA - College_Existing_Space Heating_Natural Gas_Furnace_A_Achievable Economic RVT Potential | F6 | Commercial | WA - College | Existing | Space Heating | Natural Gas | Furnace | A | Incremental Winter Peak Savings (MW) | Achievable Economic RVT Potential | 0 | 0 | 0 | 0 | 0 | 0 | 0 | 0 | 0 | 0 | 0 | 0 | 0 | 0 | 0 | 0 | 0 | 0 | 0 | 0 | 0 | 0 | 0 | 0 | 0 | 0 | 0
F7_Commercial_WA - College_Existing_Space Heating_Natural Gas_Furnace_A_Achievable Economic RVT Potential | F7 | Commercial | WA - College | Existing | Space Heating | Natural Gas | Furnace | A | Cumulative Energy Savings (MWh or mTherms) | Achievable Economic RVT Potential | 0 | 0 | 0 | 0 | 0 | 0 | 0 | 0 | 0 | 0 | 0 | 0 | 0 | 0 | 0 | 0 | 0 | 0 | 0 | 0 | 0 | 0 | 0 | 0 | 0 | 0 | 0
F8_Commercial_WA - College_Existing_Space Heating_Natural Gas_Furnace_A_Achievable Economic RVT Potential | F8 | Commercial | WA - College | Existing | Space Heating | Natural Gas | Furnace | A | Cumulative Summer Peak Savings (MW) | Achievable Economic RVT Potential | 0 | 0 | 0 | 0 | 0 | 0 | 0 | 0 | 0 | 0 | 0 | 0 | 0 | 0 | 0 | 0 | 0 | 0 | 0 | 0 | 0 | 0 | 0 | 0 | 0 | 0 | 0
F9_Commercial_WA - College_Existing_Space Heating_Natural Gas_Furnace_A_Achievable Economic RVT Potential | F9 | Commercial | WA - College | Existing | Space Heating | Natural Gas | Furnace | A | Cumulative Winter Peak Savings (MW) | Achievable Economic RVT Potential | 0 | 0 | 0 | 0 | 0 | 0 | 0 | 0 | 0 | 0 | 0 | 0 | 0 | 0 | 0 | 0 | 0 | 0 | 0 | 0 | 0 | 0 | 0 | 0 | 0 | 0 | 0
F10_Commercial_WA - College_Existing_Space Heating_Natural Gas_Furnace_A_Achievable Economic RVT Potential | F10 | Commercial | WA - College | Existing | Space Heating | Natural Gas | Furnace | A | Purchases (Incremental) | Achievable Economic RVT Potential | 0 | 0 | 0 | 0 | 0 | 0 | 0 | 0 | 0 | 0 | 0 | 0 | 0 | 0 | 0 | 0 | 0 | 0 | 0 | 0 | 0 | 0 | 0 | 0 | 0 | 0 | 0
F11_Commercial_WA - College_Existing_Space Heating_Natural Gas_Furnace_A_Achievable Economic RVT Potential | F11 | Commercial | WA - College | Existing | Space Heating | Natural Gas | Furnace | A | Purchases (Cumulative) | Achievable Economic RVT Potential | 0 | 0 | 0 | 0 | 0 | 0 | 0 | 0 | 0 | 0 | 0 | 0 | 0 | 0 | 0 | 0 | 0 | 0 | 0 | 0 | 0 | 0 | 0 | 0 | 0 | 0 | 0
F1_Commercial_WA - College_Existing_Space Heating_Natural Gas_Boiler_A_Achievable Economic RVT Potential | F1 | Commercial | WA - College | Existing | Space Heating | Natural Gas | Boiler | A | Integrated Unit Energy Savings (kWh or therms) | Achievable Economic RVT Potential | 0 | 375.9733 | 374.5154 | 374.5154 | 374.5154 | 374.5154 | 374.5154 | 374.5154 | 374.5154 | 374.5154 | 374.5154 | 374.5154 | 374.5154 | 374.5154 | 374.5154 | 374.5154 | 374.5154 | 374.5154 | 374.5154 | 374.5154 | 374.5154 | 374.5154 | 374.5154 | 374.5154 | 374.5154 | 374.5154 | 374.5154
F2_Commercial_WA - College_Existing_Space Heating_Natural Gas_Boiler_A_Achievable Economic RVT Potential | F2 | Commercial | WA - College | Existing | Space Heating | Natural Gas | Boiler | A | Integrated Unit Summer Peak Savings (kW) | Achievable Economic RVT Potential | 0 | 0 | 0 | 0 | 0 | 0 | 0 | 0 | 0 | 0 | 0 | 0 | 0 | 0 | 0 | 0 | 0 | 0 | 0 | 0 | 0 | 0 | 0 | 0 | 0 | 0 | 0
F3_Commercial_WA - College_Existing_Space Heating_Natural Gas_Boiler_A_Achievable Economic RVT Potential | F3 | Commercial | WA - College | Existing | Space Heating | Natural Gas | Boiler | A | Integrated Unit Winter Peak Savings (kW) | Achievable Economic RVT Potential | 0 | 0 | 0 | 0 | 0 | 0 | 0 | 0 | 0 | 0 | 0 | 0 | 0 | 0 | 0 | 0 | 0 | 0 | 0 | 0 | 0 | 0 | 0 | 0 | 0 | 0 | 0
F4_Commercial_WA - College_Existing_Space Heating_Natural Gas_Boiler_A_Achievable Economic RVT Potential | F4 | Commercial | WA - College | Existing | Space Heating | Natural Gas | Boiler | A | Incremental Energy Savings (MWh or mTherms) | Achievable Economic RVT Potential | 0 | 0 | 0 | 0 | 0 | 0 | 0 | 0 | 0 | 0 | 0 | 0 | 0 | 0 | 0 | 0 | 0 | 0 | 0 | 0 | 0 | 0 | 0 | 0 | 0 | 0 | 0
F5_Commercial_WA - College_Existing_Space Heating_Natural Gas_Boiler_A_Achievable Economic RVT Potential | F5 | Commercial | WA - College | Existing | Space Heating | Natural Gas | Boiler | A | Incremental Summer Peak Savings (MW) | Achievable Economic RVT Potential | 0 | 0 | 0 | 0 | 0 | 0 | 0 | 0 | 0 | 0 | 0 | 0 | 0 | 0 | 0 | 0 | 0 | 0 | 0 | 0 | 0 | 0 | 0 | 0 | 0 | 0 | 0
F6_Commercial_WA - College_Existing_Space Heating_Natural Gas_Boiler_A_Achievable Economic RVT Potential | F6 | Commercial | WA - College | Existing | Space Heating | Natural Gas | Boiler | A | Incremental Winter Peak Savings (MW) | Achievable Economic RVT Potential | 0 | 0 | 0 | 0 | 0 | 0 | 0 | 0 | 0 | 0 | 0 | 0 | 0 | 0 | 0 | 0 | 0 | 0 | 0 | 0 | 0 | 0 | 0 | 0 | 0 | 0 | 0
F7_Commercial_WA - College_Existing_Space Heating_Natural Gas_Boiler_A_Achievable Economic RVT Potential | F7 | Commercial | WA - College | Existing | Space Heating | Natural Gas | Boiler | A | Cumulative Energy Savings (MWh or mTherms) | Achievable Economic RVT Potential | 0 | 0 | 0 | 0 | 0 | 0 | 0 | 0 | 0 | 0 | 0 | 0 | 0 | 0 | 0 | 0 | 0 | 0 | 0 | 0 | 0 | 0 | 0 | 0 | 0 | 0 | 0
F8_Commercial_WA - College_Existing_Space Heating_Natural Gas_Boiler_A_Achievable Economic RVT Potential | F8 | Commercial | WA - College | Existing | Space Heating | Natural Gas | Boiler | A | Cumulative Summer Peak Savings (MW) | Achievable Economic RVT Potential | 0 | 0 | 0 | 0 | 0 | 0 | 0 | 0 | 0 | 0 | 0 | 0 | 0 | 0 | 0 | 0 | 0 | 0 | 0 | 0 | 0 | 0 | 0 | 0 | 0 | 0 | 0
F9_Commercial_WA - College_Existing_Space Heating_Natural Gas_Boiler_A_Achievable Economic RVT Potential | F9 | Commercial | WA - College | Existing | Space Heating | Natural Gas | Boiler | A | Cumulative Winter Peak Savings (MW) | Achievable Economic RVT Potential | 0 | 0 | 0 | 0 | 0 | 0 | 0 | 0 | 0 | 0 | 0 | 0 | 0 | 0 | 0 | 0 | 0 | 0 | 0 | 0 | 0 | 0 | 0 | 0 | 0 | 0 | 0
F10_Commercial_WA - College_Existing_Space Heating_Natural Gas_Boiler_A_Achievable Economic RVT Potential | F10 | Commercial | WA - College | Existing | Space Heating | Natural Gas | Boiler | A | Purchases (Incremental) | Achievable Economic RVT Potential | 0 | 0 | 0 | 0 | 0 | 0 | 0 | 0 | 0 | 0 | 0 | 0 | 0 | 0 | 0 | 0 | 0 | 0 | 0 | 0 | 0 | 0 | 0 | 0 | 0 | 0 | 0
F11_Commercial_WA - College_Existing_Space Heating_Natural Gas_Boiler_A_Achievable Economic RVT Potential | F11 | Commercial | WA - College | Existing | Space Heating | Natural Gas | Boiler | A | Purchases (Cumulative) | Achievable Economic RVT Potential | 0 | 0 | 0 | 0 | 0 | 0 | 0 | 0 | 0 | 0 | 0 | 0 | 0 | 0 | 0 | 0 | 0 | 0 | 0 | 0 | 0 | 0 | 0 | 0 | 0 | 0 | 0
F1_Commercial_WA - College_Existing_Space Heating_Natural Gas_Unit Heater_A_Achievable Economic RVT Potential | F1 | Commercial | WA - College | Existing | Space Heating | Natural Gas | Unit Heater | A | Integrated Unit Energy Savings (kWh or therms) | Achievable Economic RVT Potential | 0 | 0 | 0 | 0 | 0 | 0 | 0 | 0 | 0 | 0 | 0 | 0 | 0 | 0 | 0 | 0 | 0 | 0 | 0 | 0 | 0 | 0 | 0 | 0 | 0 | 0 | 0
F2_Commercial_WA - College_Existing_Space Heating_Natural Gas_Unit Heater_A_Achievable Economic RVT Potential | F2 | Commercial | WA - College | Existing | Space Heating | Natural Gas | Unit Heater | A | Integrated Unit Summer Peak Savings (kW) | Achievable Economic RVT Potential | 0 | 0 | 0 | 0 | 0 | 0 | 0 | 0 | 0 | 0 | 0 | 0 | 0 | 0 | 0 | 0 | 0 | 0 | 0 | 0 | 0 | 0 | 0 | 0 | 0 | 0 | 0
F3_Commercial_WA - College_Existing_Space Heating_Natural Gas_Unit Heater_A_Achievable Economic RVT Potential | F3 | Commercial | WA - College | Existing | Space Heating | Natural Gas | Unit Heater | A | Integrated Unit Winter Peak Savings (kW) | Achievable Economic RVT Potential | 0 | 0 | 0 | 0 | 0 | 0 | 0 | 0 | 0 | 0 | 0 | 0 | 0 | 0 | 0 | 0 | 0 | 0 | 0 | 0 | 0 | 0 | 0 | 0 | 0 | 0 | 0
F4_Commercial_WA - College_Existing_Space Heating_Natural Gas_Unit Heater_A_Achievable Economic RVT Potential | F4 | Commercial | WA - College | Existing | Space Heating | Natural Gas | Unit Heater | A | Incremental Energy Savings (MWh or mTherms) | Achievable Economic RVT Potential | 0 | 0 | 0 | 0 | 0 | 0 | 0 | 0 | 0 | 0 | 0 | 0 | 0 | 0 | 0 | 0 | 0 | 0 | 0 | 0 | 0 | 0 | 0 | 0 | 0 | 0 | 0
F5_Commercial_WA - College_Existing_Space Heating_Natural Gas_Unit Heater_A_Achievable Economic RVT Potential | F5 | Commercial | WA - College | Existing | Space Heating | Natural Gas | Unit Heater | A | Incremental Summer Peak Savings (MW) | Achievable Economic RVT Potential | 0 | 0 | 0 | 0 | 0 | 0 | 0 | 0 | 0 | 0 | 0 | 0 | 0 | 0 | 0 | 0 | 0 | 0 | 0 | 0 | 0 | 0 | 0 | 0 | 0 | 0 | 0
F6_Commercial_WA - College_Existing_Space Heating_Natural Gas_Unit Heater_A_Achievable Economic RVT Potential | F6 | Commercial | WA - College | Existing | Space Heating | Natural Gas | Unit Heater | A | Incremental Winter Peak Savings (MW) | Achievable Economic RVT Potential | 0 | 0 | 0 | 0 | 0 | 0 | 0 | 0 | 0 | 0 | 0 | 0 | 0 | 0 | 0 | 0 | 0 | 0 | 0 | 0 | 0 | 0 | 0 | 0 | 0 | 0 | 0
F7_Commercial_WA - College_Existing_Space Heating_Natural Gas_Unit Heater_A_Achievable Economic RVT Potential | F7 | Commercial | WA - College | Existing | Space Heating | Natural Gas | Unit Heater | A | Cumulative Energy Savings (MWh or mTherms) | Achievable Economic RVT Potential | 0 | 0 | 0 | 0 | 0 | 0 | 0 | 0 | 0 | 0 | 0 | 0 | 0 | 0 | 0 | 0 | 0 | 0 | 0 | 0 | 0 | 0 | 0 | 0 | 0 | 0 | 0
F8_Commercial_WA - College_Existing_Space Heating_Natural Gas_Unit Heater_A_Achievable Economic RVT Potential | F8 | Commercial | WA - College | Existing | Space Heating | Natural Gas | Unit Heater | A | Cumulative Summer Peak Savings (MW) | Achievable Economic RVT Potential | 0 | 0 | 0 | 0 | 0 | 0 | 0 | 0 | 0 | 0 | 0 | 0 | 0 | 0 | 0 | 0 | 0 | 0 | 0 | 0 | 0 | 0 | 0 | 0 | 0 | 0 | 0
F9_Commercial_WA - College_Existing_Space Heating_Natural Gas_Unit Heater_A_Achievable Economic RVT Potential | F9 | Commercial | WA - College | Existing | Space Heating | Natural Gas | Unit Heater | A | Cumulative Winter Peak Savings (MW) | Achievable Economic RVT Potential | 0 | 0 | 0 | 0 | 0 | 0 | 0 | 0 | 0 | 0 | 0 | 0 | 0 | 0 | 0 | 0 | 0 | 0 | 0 | 0 | 0 | 0 | 0 | 0 | 0 | 0 | 0
F10_Commercial_WA - College_Existing_Space Heating_Natural Gas_Unit Heater_A_Achievable Economic RVT Potential | F10 | Commercial | WA - College | Existing | Space Heating | Natural Gas | Unit Heater | A | Purchases (Incremental) | Achievable Economic RVT Potential | 0 | 0 | 0 | 0 | 0 | 0 | 0 | 0 | 0 | 0 | 0 | 0 | 0 | 0 | 0 | 0 | 0 | 0 | 0 | 0 | 0 | 0 | 0 | 0 | 0 | 0 | 0
F11_Commercial_WA - College_Existing_Space Heating_Natural Gas_Unit Heater_A_Achievable Economic RVT Potential | F11 | Commercial | WA - College | Existing | Space Heating | Natural Gas | Unit Heater | A | Purchases (Cumulative) | Achievable Economic RVT Potential | 0 | 0 | 0 | 0 | 0 | 0 | 0 | 0 | 0 | 0 | 0 | 0 | 0 | 0 | 0 | 0 | 0 | 0 | 0 | 0 | 0 | 0 | 0 | 0 | 0 | 0 | 0
F1_Commercial_WA - College_Existing_Water Heating_Natural Gas_Water Heater_A_Achievable Economic RVT Potential | F1 | Commercial | WA - College | Existing | Water Heating | Natural Gas | Water Heater | A | Integrated Unit Energy Savings (kWh or therms) | Achievable Economic RVT Potential | 0 | 2.8505 | 2.8505 | 2.8505 | 2.8505 | 2.8505 | 2.8505 | 2.8505 | 2.8505 | 2.8505 | 2.8505 | 2.8505 | 2.8505 | 2.8505 | 2.8505 | 2.8505 | 2.8505 | 2.8505 | 2.8505 | 2.8505 | 2.8505 | 2.8505 | 2.8505 | 2.8505 | 2.8505 | 2.8505 | 2.8505
F2_Commercial_WA - College_Existing_Water Heating_Natural Gas_Water Heater_A_Achievable Economic RVT Potential | F2 | Commercial | WA - College | Existing | Water Heating | Natural Gas | Water Heater | A | Integrated Unit Summer Peak Savings (kW) | Achievable Economic RVT Potential | 0 | 0 | 0 | 0 | 0 | 0 | 0 | 0 | 0 | 0 | 0 | 0 | 0 | 0 | 0 | 0 | 0 | 0 | 0 | 0 | 0 | 0 | 0 | 0 | 0 | 0 | 0
F3_Commercial_WA - College_Existing_Water Heating_Natural Gas_Water Heater_A_Achievable Economic RVT Potential | F3 | Commercial | WA - College | Existing | Water Heating | Natural Gas | Water Heater | A | Integrated Unit Winter Peak Savings (kW) | Achievable Economic RVT Potential | 0 | 0 | 0 | 0 | 0 | 0 | 0 | 0 | 0 | 0 | 0 | 0 | 0 | 0 | 0 | 0 | 0 | 0 | 0 | 0 | 0 | 0 | 0 | 0 | 0 | 0 | 0
F4_Commercial_WA - College_Existing_Water Heating_Natural Gas_Water Heater_A_Achievable Economic RVT Potential | F4 | Commercial | WA - College | Existing | Water Heating | Natural Gas | Water Heater | A | Incremental Energy Savings (MWh or mTherms) | Achievable Economic RVT Potential | 0 | 0 | 0 | 2.8912 | 5.5466 | 8.0371 | 10.4144 | 12.7163 | 14.7204 | 16.2612 | 18.7789 | 20.6381 | 21.946 | 19.9258 | 17.809 | 23.0011 | 18.9404 | 15.2376 | 12.078 | 9.7107 | 6.7323 | 4.6116 | 3.1374 | 2.1334 | 3.4406 | 0 | 0
F5_Commercial_WA - College_Existing_Water Heating_Natural Gas_Water Heater_A_Achievable Economic RVT Potential | F5 | Commercial | WA - College | Existing | Water Heating | Natural Gas | Water Heater | A | Incremental Summer Peak Savings (MW) | Achievable Economic RVT Potential | 0 | 0 | 0 | 0 | 0 | 0 | 0 | 0 | 0 | 0 | 0 | 0 | 0 | 0 | 0 | 0 | 0 | 0 | 0 | 0 | 0 | 0 | 0 | 0 | 0 | 0 | 0
F6_Commercial_WA - College_Existing_Water Heating_Natural Gas_Water Heater_A_Achievable Economic RVT Potential | F6 | Commercial | WA - College | Existing | Water Heating | Natural Gas | Water Heater | A | Incremental Winter Peak Savings (MW) | Achievable Economic RVT Potential | 0 | 0 | 0 | 0 | 0 | 0 | 0 | 0 | 0 | 0 | 0 | 0 | 0 | 0 | 0 | 0 | 0 | 0 | 0 | 0 | 0 | 0 | 0 | 0 | 0 | 0 | 0
F7_Commercial_WA - College_Existing_Water Heating_Natural Gas_Water Heater_A_Achievable Economic RVT Potential | F7 | Commercial | WA - College | Existing | Water Heating | Natural Gas | Water Heater | A | Cumulative Energy Savings (MWh or mTherms) | Achievable Economic RVT Potential | 0 | 0 | 0 | 2.8912 | 8.4378 | 16.4749 | 26.8893 | 39.6057 | 54.3261 | 70.5873 | 89.3661 | 110.0043 | 131.9503 | 151.8761 | 169.6851 | 192.6862 | 211.6266 | 226.8642 | 238.9422 | 248.653 | 255.3853 | 259.9969 | 263.1344 | 265.2677 | 268.7084 | 268.7084 | 268.7084
F8_Commercial_WA - College_Existing_Water Heating_Natural Gas_Water Heater_A_Achievable Economic RVT Potential | F8 | Commercial | WA - College | Existing | Water Heating | Natural Gas | Water Heater | A | Cumulative Summer Peak Savings (MW) | Achievable Economic RVT Potential | 0 | 0 | 0 | 0 | 0 | 0 | 0 | 0 | 0 | 0 | 0 | 0 | 0 | 0 | 0 | 0 | 0 | 0 | 0 | 0 | 0 | 0 | 0 | 0 | 0 | 0 | 0
F9_Commercial_WA - College_Existing_Water Heating_Natural Gas_Water Heater_A_Achievable Economic RVT Potential | F9 | Commercial | WA - College | Existing | Water Heating | Natural Gas | Water Heater | A | Cumulative Winter Peak Savings (MW) | Achievable Economic RVT Potential | 0 | 0 | 0 | 0 | 0 | 0 | 0 | 0 | 0 | 0 | 0 | 0 | 0 | 0 | 0 | 0 | 0 | 0 | 0 | 0 | 0 | 0 | 0 | 0 | 0 | 0 | 0
F10_Commercial_WA - College_Existing_Water Heating_Natural Gas_Water Heater_A_Achievable Economic RVT Potential | F10 | Commercial | WA - College | Existing | Water Heating | Natural Gas | Water Heater | A | Purchases (Incremental) | Achievable Economic RVT Potential | 0 | 0 | 0 | 1014.2827 | 1945.8722 | 2819.5766 | 3653.5883 | 4461.1382 | 5164.2234 | 5704.743 | 6588.002 | 7240.2723 | 7699.0997 | 6990.3672 | 6247.7692 | 8069.2495 | 6644.6772 | 5345.6492 | 4237.2027 | 3406.7235 | 2361.841 | 1617.8463 | 1100.6756 | 748.4305 | 1207.0478 | 0 | 0
F11_Commercial_WA - College_Existing_Water Heating_Natural Gas_Water Heater_A_Achievable Economic RVT Potential | F11 | Commercial | WA - College | Existing | Water Heating | Natural Gas | Water Heater | A | Purchases (Cumulative) | Achievable Economic RVT Potential | 0 | 0 | 0 | 1014.2827 | 2960.1549 | 5779.7315 | 9433.3199 | 13894.4581 | 19058.6815 | 24763.4245 | 31351.4265 | 38591.6988 | 46290.7985 | 53281.1657 | 59528.9349 | 67598.1845 | 74242.8616 | 79588.5108 | 83825.7136 | 87232.4371 | 89594.2781 | 91212.1244 | 92312.8 | 93061.2305 | 94268.2782 | 94268.2782 | 94268.2782
F1_Commercial_WA - College_Existing_Food Preparation_Natural Gas_Oven_A_Achievable Economic RVT Potential | F1 | Commercial | WA - College | Existing | Food Preparation | Natural Gas | Oven | A | Integrated Unit Energy Savings (kWh or therms) | Achievable Economic RVT Potential | 0 | 106.6752 | 106.6752 | 106.6752 | 106.6752 | 106.6752 | 106.6752 | 106.6752 | 106.6752 | 106.6752 | 106.6752 | 106.6752 | 106.6752 | 106.6752 | 106.6752 | 106.6752 | 106.6752 | 106.6752 | 106.6752 | 106.6752 | 106.6752 | 106.6752 | 106.6752 | 106.6752 | 106.6752 | 106.6752 | 106.6752
F2_Commercial_WA - College_Existing_Food Preparation_Natural Gas_Oven_A_Achievable Economic RVT Potential | F2 | Commercial | WA - College | Existing | Food Preparation | Natural Gas | Oven | A | Integrated Unit Summer Peak Savings (kW) | Achievable Economic RVT Potential | 0 | 0 | 0 | 0 | 0 | 0 | 0 | 0 | 0 | 0 | 0 | 0 | 0 | 0 | 0 | 0 | 0 | 0 | 0 | 0 | 0 | 0 | 0 | 0 | 0 | 0 | 0
F3_Commercial_WA - College_Existing_Food Preparation_Natural Gas_Oven_A_Achievable Economic RVT Potential | F3 | Commercial | WA - College | Existing | Food Preparation | Natural Gas | Oven | A | Integrated Unit Winter Peak Savings (kW) | Achievable Economic RVT Potential | 0 | 0 | 0 | 0 | 0 | 0 | 0 | 0 | 0 | 0 | 0 | 0 | 0 | 0 | 0 | 0 | 0 | 0 | 0 | 0 | 0 | 0 | 0 | 0 | 0 | 0 | 0
F4_Commercial_WA - College_Existing_Food Preparation_Natural Gas_Oven_A_Achievable Economic RVT Potential | F4 | Commercial | WA - College | Existing | Food Preparation | Natural Gas | Oven | A | Incremental Energy Savings (MWh or mTherms) | Achievable Economic RVT Potential | 0 | 0 | 0 | 0 | 0 | 0 | 0 | 0 | 0 | 0 | 0 | 0 | 0 | 0 | 0 | 0 | 0 | 0 | 0 | 0 | 0 | 0 | 0 | 0 | 0 | 0 | 0
F5_Commercial_WA - College_Existing_Food Preparation_Natural Gas_Oven_A_Achievable Economic RVT Potential | F5 | Commercial | WA - College | Existing | Food Preparation | Natural Gas | Oven | A | Incremental Summer Peak Savings (MW) | Achievable Economic RVT Potential | 0 | 0 | 0 | 0 | 0 | 0 | 0 | 0 | 0 | 0 | 0 | 0 | 0 | 0 | 0 | 0 | 0 | 0 | 0 | 0 | 0 | 0 | 0 | 0 | 0 | 0 | 0
F6_Commercial_WA - College_Existing_Food Preparation_Natural Gas_Oven_A_Achievable Economic RVT Potential | F6 | Commercial | WA - College | Existing | Food Preparation | Natural Gas | Oven | A | Incremental Winter Peak Savings (MW) | Achievable Economic RVT Potential | 0 | 0 | 0 | 0 | 0 | 0 | 0 | 0 | 0 | 0 | 0 | 0 | 0 | 0 | 0 | 0 | 0 | 0 | 0 | 0 | 0 | 0 | 0 | 0 | 0 | 0 | 0
F7_Commercial_WA - College_Existing_Food Preparation_Natural Gas_Oven_A_Achievable Economic RVT Potential | F7 | Commercial | WA - College | Existing | Food Preparation | Natural Gas | Oven | A | Cumulative Energy Savings (MWh or mTherms) | Achievable Economic RVT Potential | 0 | 0 | 0 | 0 | 0 | 0 | 0 | 0 | 0 | 0 | 0 | 0 | 0 | 0 | 0 | 0 | 0 | 0 | 0 | 0 | 0 | 0 | 0 | 0 | 0 | 0 | 0
F8_Commercial_WA - College_Existing_Food Preparation_Natural Gas_Oven_A_Achievable Economic RVT Potential | F8 | Commercial | WA - College | Existing | Food Preparation | Natural Gas | Oven | A | Cumulative Summer Peak Savings (MW) | Achievable Economic RVT Potential | 0 | 0 | 0 | 0 | 0 | 0 | 0 | 0 | 0 | 0 | 0 | 0 | 0 | 0 | 0 | 0 | 0 | 0 | 0 | 0 | 0 | 0 | 0 | 0 | 0 | 0 | 0
F9_Commercial_WA - College_Existing_Food Preparation_Natural Gas_Oven_A_Achievable Economic RVT Potential | F9 | Commercial | WA - College | Existing | Food Preparation | Natural Gas | Oven | A | Cumulative Winter Peak Savings (MW) | Achievable Economic RVT Potential | 0 | 0 | 0 | 0 | 0 | 0 | 0 | 0 | 0 | 0 | 0 | 0 | 0 | 0 | 0 | 0 | 0 | 0 | 0 | 0 | 0 | 0 | 0 | 0 | 0 | 0 | 0
F10_Commercial_WA - College_Existing_Food Preparation_Natural Gas_Oven_A_Achievable Economic RVT Potential | F10 | Commercial | WA - College | Existing | Food Preparation | Natural Gas | Oven | A | Purchases (Incremental) | Achievable Economic RVT Potential | 0 | 0 | 0 | 0 | 0 | 0 | 0 | 0 | 0 | 0 | 0 | 0 | 0 | 0 | 0 | 0 | 0 | 0 | 0 | 0 | 0 | 0 | 0 | 0 | 0 | 0 | 0
F11_Commercial_WA - College_Existing_Food Preparation_Natural Gas_Oven_A_Achievable Economic RVT Potential | F11 | Commercial | WA - College | Existing | Food Preparation | Natural Gas | Oven | A | Purchases (Cumulative) | Achievable Economic RVT Potential | 0 | 0 | 0 | 0 | 0 | 0 | 0 | 0 | 0 | 0 | 0 | 0 | 0 | 0 | 0 | 0 | 0 | 0 | 0 | 0 | 0 | 0 | 0 | 0 | 0 | 0 | 0
F1_Commercial_WA - College_Existing_Food Preparation_Natural Gas_Conveyor Oven_A_Achievable Economic RVT Potential | F1 | Commercial | WA - College | Existing | Food Preparation | Natural Gas | Conveyor Oven | A | Integrated Unit Energy Savings (kWh or therms) | Achievable Economic RVT Potential | 0 | 0 | 0 | 0 | 0 | 692.0657 | 692.0657 | 692.0657 | 692.0657 | 692.0657 | 692.0657 | 692.0657 | 692.0657 | 692.0657 | 692.0657 | 692.0657 | 692.0657 | 692.0657 | 692.0657 | 692.0657 | 692.0657 | 692.0657 | 692.0657 | 692.0657 | 692.0657 | 692.0657 | 692.0657
F2_Commercial_WA - College_Existing_Food Preparation_Natural Gas_Conveyor Oven_A_Achievable Economic RVT Potential | F2 | Commercial | WA - College | Existing | Food Preparation | Natural Gas | Conveyor Oven | A | Integrated Unit Summer Peak Savings (kW) | Achievable Economic RVT Potential | 0 | 0 | 0 | 0 | 0 | 0 | 0 | 0 | 0 | 0 | 0 | 0 | 0 | 0 | 0 | 0 | 0 | 0 | 0 | 0 | 0 | 0 | 0 | 0 | 0 | 0 | 0
F3_Commercial_WA - College_Existing_Food Preparation_Natural Gas_Conveyor Oven_A_Achievable Economic RVT Potential | F3 | Commercial | WA - College | Existing | Food Preparation | Natural Gas | Conveyor Oven | A | Integrated Unit Winter Peak Savings (kW) | Achievable Economic RVT Potential | 0 | 0 | 0 | 0 | 0 | 0 | 0 | 0 | 0 | 0 | 0 | 0 | 0 | 0 | 0 | 0 | 0 | 0 | 0 | 0 | 0 | 0 | 0 | 0 | 0 | 0 | 0
F4_Commercial_WA - College_Existing_Food Preparation_Natural Gas_Conveyor Oven_A_Achievable Economic RVT Potential | F4 | Commercial | WA - College | Existing | Food Preparation | Natural Gas | Conveyor Oven | A | Incremental Energy Savings (MWh or mTherms) | Achievable Economic RVT Potential | 0 | 0 | 0 | 0 | 0 | 0 | 0 | 0 | 0 | 0 | 0 | 0 | 0 | 0 | 0 | 0 | 0 | 0 | 0 | 0 | 0 | 0 | 0 | 0 | 0 | 0 | 0
F5_Commercial_WA - College_Existing_Food Preparation_Natural Gas_Conveyor Oven_A_Achievable Economic RVT Potential | F5 | Commercial | WA - College | Existing | Food Preparation | Natural Gas | Conveyor Oven | A | Incremental Summer Peak Savings (MW) | Achievable Economic RVT Potential | 0 | 0 | 0 | 0 | 0 | 0 | 0 | 0 | 0 | 0 | 0 | 0 | 0 | 0 | 0 | 0 | 0 | 0 | 0 | 0 | 0 | 0 | 0 | 0 | 0 | 0 | 0
F6_Commercial_WA - College_Existing_Food Preparation_Natural Gas_Conveyor Oven_A_Achievable Economic RVT Potential | F6 | Commercial | WA - College | Existing | Food Preparation | Natural Gas | Conveyor Oven | A | Incremental Winter Peak Savings (MW) | Achievable Economic RVT Potential | 0 | 0 | 0 | 0 | 0 | 0 | 0 | 0 | 0 | 0 | 0 | 0 | 0 | 0 | 0 | 0 | 0 | 0 | 0 | 0 | 0 | 0 | 0 | 0 | 0 | 0 | 0
F7_Commercial_WA - College_Existing_Food Preparation_Natural Gas_Conveyor Oven_A_Achievable Economic RVT Potential | F7 | Commercial | WA - College | Existing | Food Preparation | Natural Gas | Conveyor Oven | A | Cumulative Energy Savings (MWh or mTherms) | Achievable Economic RVT Potential | 0 | 0 | 0 | 0 | 0 | 0 | 0 | 0 | 0 | 0 | 0 | 0 | 0 | 0 | 0 | 0 | 0 | 0 | 0 | 0 | 0 | 0 | 0 | 0 | 0 | 0 | 0
F8_Commercial_WA - College_Existing_Food Preparation_Natural Gas_Conveyor Oven_A_Achievable Economic RVT Potential | F8 | Commercial | WA - College | Existing | Food Preparation | Natural Gas | Conveyor Oven | A | Cumulative Summer Peak Savings (MW) | Achievable Economic RVT Potential | 0 | 0 | 0 | 0 | 0 | 0 | 0 | 0 | 0 | 0 | 0 | 0 | 0 | 0 | 0 | 0 | 0 | 0 | 0 | 0 | 0 | 0 | 0 | 0 | 0 | 0 | 0
F9_Commercial_WA - College_Existing_Food Preparation_Natural Gas_Conveyor Oven_A_Achievable Economic RVT Potential | F9 | Commercial | WA - College | Existing | Food Preparation | Natural Gas | Conveyor Oven | A | Cumulative Winter Peak Savings (MW) | Achievable Economic RVT Potential | 0 | 0 | 0 | 0 | 0 | 0 | 0 | 0 | 0 | 0 | 0 | 0 | 0 | 0 | 0 | 0 | 0 | 0 | 0 | 0 | 0 | 0 | 0 | 0 | 0 | 0 | 0
F10_Commercial_WA - College_Existing_Food Preparation_Natural Gas_Conveyor Oven_A_Achievable Economic RVT Potential | F10 | Commercial | WA - College | Existing | Food Preparation | Natural Gas | Conveyor Oven | A | Purchases (Incremental) | Achievable Economic RVT Potential | 0 | 0 | 0 | 0 | 0 | 0 | 0 | 0 | 0 | 0 | 0 | 0 | 0 | 0 | 0 | 0 | 0 | 0 | 0 | 0 | 0 | 0 | 0 | 0 | 0 | 0 | 0
F11_Commercial_WA - College_Existing_Food Preparation_Natural Gas_Conveyor Oven_A_Achievable Economic RVT Potential | F11 | Commercial | WA - College | Existing | Food Preparation | Natural Gas | Conveyor Oven | A | Purchases (Cumulative) | Achievable Economic RVT Potential | 0 | 0 | 0 | 0 | 0 | 0 | 0 | 0 | 0 | 0 | 0 | 0 | 0 | 0 | 0 | 0 | 0 | 0 | 0 | 0 | 0 | 0 | 0 | 0 | 0 | 0 | 0
F1_Commercial_WA - College_Existing_Food Preparation_Natural Gas_Double Rack Oven_A_Achievable Economic RVT Potential | F1 | Commercial | WA - College | Existing | Food Preparation | Natural Gas | Double Rack Oven | A | Integrated Unit Energy Savings (kWh or therms) | Achievable Economic RVT Potential | 0 | 1621.62 | 1621.62 | 1621.62 | 1621.62 | 1621.62 | 1621.62 | 1621.62 | 1621.62 | 1621.62 | 1621.62 | 1621.62 | 1621.62 | 1621.62 | 1621.62 | 1621.62 | 1621.62 | 1621.62 | 1621.62 | 1621.62 | 1621.62 | 1621.62 | 1621.62 | 1621.62 | 1621.62 | 1621.62 | 1621.62
F2_Commercial_WA - College_Existing_Food Preparation_Natural Gas_Double Rack Oven_A_Achievable Economic RVT Potential | F2 | Commercial | WA - College | Existing | Food Preparation | Natural Gas | Double Rack Oven | A | Integrated Unit Summer Peak Savings (kW) | Achievable Economic RVT Potential | 0 | 0 | 0 | 0 | 0 | 0 | 0 | 0 | 0 | 0 | 0 | 0 | 0 | 0 | 0 | 0 | 0 | 0 | 0 | 0 | 0 | 0 | 0 | 0 | 0 | 0 | 0
F3_Commercial_WA - College_Existing_Food Preparation_Natural Gas_Double Rack Oven_A_Achievable Economic RVT Potential | F3 | Commercial | WA - College | Existing | Food Preparation | Natural Gas | Double Rack Oven | A | Integrated Unit Winter Peak Savings (kW) | Achievable Economic RVT Potential | 0 | 0 | 0 | 0 | 0 | 0 | 0 | 0 | 0 | 0 | 0 | 0 | 0 | 0 | 0 | 0 | 0 | 0 | 0 | 0 | 0 | 0 | 0 | 0 | 0 | 0 | 0
F4_Commercial_WA - College_Existing_Food Preparation_Natural Gas_Double Rack Oven_A_Achievable Economic RVT Potential | F4 | Commercial | WA - College | Existing | Food Preparation | Natural Gas | Double Rack Oven | A | Incremental Energy Savings (MWh or mTherms) | Achievable Economic RVT Potential | 0 | 0 | 0 | 0 | 0 | 0 | 0 | 0 | 0 | 0 | 0 | 0 | 0 | 0 | 0 | 0 | 0 | 0 | 0 | 0 | 0 | 0 | 0 | 0 | 0 | 0 | 0
F5_Commercial_WA - College_Existing_Food Preparation_Natural Gas_Double Rack Oven_A_Achievable Economic RVT Potential | F5 | Commercial | WA - College | Existing | Food Preparation | Natural Gas | Double Rack Oven | A | Incremental Summer Peak Savings (MW) | Achievable Economic RVT Potential | 0 | 0 | 0 | 0 | 0 | 0 | 0 | 0 | 0 | 0 | 0 | 0 | 0 | 0 | 0 | 0 | 0 | 0 | 0 | 0 | 0 | 0 | 0 | 0 | 0 | 0 | 0
F6_Commercial_WA - College_Existing_Food Preparation_Natural Gas_Double Rack Oven_A_Achievable Economic RVT Potential | F6 | Commercial | WA - College | Existing | Food Preparation | Natural Gas | Double Rack Oven | A | Incremental Winter Peak Savings (MW) | Achievable Economic RVT Potential | 0 | 0 | 0 | 0 | 0 | 0 | 0 | 0 | 0 | 0 | 0 | 0 | 0 | 0 | 0 | 0 | 0 | 0 | 0 | 0 | 0 | 0 | 0 | 0 | 0 | 0 | 0
F7_Commercial_WA - College_Existing_Food Preparation_Natural Gas_Double Rack Oven_A_Achievable Economic RVT Potential | F7 | Commercial | WA - College | Existing | Food Preparation | Natural Gas | Double Rack Oven | A | Cumulative Energy Savings (MWh or mTherms) | Achievable Economic RVT Potential | 0 | 0 | 0 | 0 | 0 | 0 | 0 | 0 | 0 | 0 | 0 | 0 | 0 | 0 | 0 | 0 | 0 | 0 | 0 | 0 | 0 | 0 | 0 | 0 | 0 | 0 | 0
F8_Commercial_WA - College_Existing_Food Preparation_Natural Gas_Double Rack Oven_A_Achievable Economic RVT Potential | F8 | Commercial | WA - College | Existing | Food Preparation | Natural Gas | Double Rack Oven | A | Cumulative Summer Peak Savings (MW) | Achievable Economic RVT Potential | 0 | 0 | 0 | 0 | 0 | 0 | 0 | 0 | 0 | 0 | 0 | 0 | 0 | 0 | 0 | 0 | 0 | 0 | 0 | 0 | 0 | 0 | 0 | 0 | 0 | 0 | 0
F9_Commercial_WA - College_Existing_Food Preparation_Natural Gas_Double Rack Oven_A_Achievable Economic RVT Potential | F9 | Commercial | WA - College | Existing | Food Preparation | Natural Gas | Double Rack Oven | A | Cumulative Winter Peak Savings (MW) | Achievable Economic RVT Potential | 0 | 0 | 0 | 0 | 0 | 0 | 0 | 0 | 0 | 0 | 0 | 0 | 0 | 0 | 0 | 0 | 0 | 0 | 0 | 0 | 0 | 0 | 0 | 0 | 0 | 0 | 0
F10_Commercial_WA - College_Existing_Food Preparation_Natural Gas_Double Rack Oven_A_Achievable Economic RVT Potential | F10 | Commercial | WA - College | Existing | Food Preparation | Natural Gas | Double Rack Oven | A | Purchases (Incremental) | Achievable Economic RVT Potential | 0 | 0 | 0 | 0 | 0 | 0 | 0 | 0 | 0 | 0 | 0 | 0 | 0 | 0 | 0 | 0 | 0 | 0 | 0 | 0 | 0 | 0 | 0 | 0 | 0 | 0 | 0
F11_Commercial_WA - College_Existing_Food Preparation_Natural Gas_Double Rack Oven_A_Achievable Economic RVT Potential | F11 | Commercial | WA - College | Existing | Food Preparation | Natural Gas | Double Rack Oven | A | Purchases (Cumulative) | Achievable Economic RVT Potential | 0 | 0 | 0 | 0 | 0 | 0 | 0 | 0 | 0 | 0 | 0 | 0 | 0 | 0 | 0 | 0 | 0 | 0 | 0 | 0 | 0 | 0 | 0 | 0 | 0 | 0 | 0
F1_Commercial_WA - College_Existing_Food Preparation_Natural Gas_Fryer_A_Achievable Economic RVT Potential | F1 | Commercial | WA - College | Existing | Food Preparation | Natural Gas | Fryer | A | Integrated Unit Energy Savings (kWh or therms) | Achievable Economic RVT Potential | 0 | 395.2691 | 395.2691 | 395.2691 | 395.2691 | 395.2691 | 395.2691 | 395.2691 | 395.2691 | 395.2691 | 395.2691 | 395.2691 | 395.2691 | 395.2691 | 395.2691 | 395.2691 | 395.2691 | 395.2691 | 395.2691 | 395.2691 | 395.2691 | 395.2691 | 395.2691 | 395.2691 | 395.2691 | 395.2691 | 395.2691
F2_Commercial_WA - College_Existing_Food Preparation_Natural Gas_Fryer_A_Achievable Economic RVT Potential | F2 | Commercial | WA - College | Existing | Food Preparation | Natural Gas | Fryer | A | Integrated Unit Summer Peak Savings (kW) | Achievable Economic RVT Potential | 0 | 0 | 0 | 0 | 0 | 0 | 0 | 0 | 0 | 0 | 0 | 0 | 0 | 0 | 0 | 0 | 0 | 0 | 0 | 0 | 0 | 0 | 0 | 0 | 0 | 0 | 0
F3_Commercial_WA - College_Existing_Food Preparation_Natural Gas_Fryer_A_Achievable Economic RVT Potential | F3 | Commercial | WA - College | Existing | Food Preparation | Natural Gas | Fryer | A | Integrated Unit Winter Peak Savings (kW) | Achievable Economic RVT Potential | 0 | 0 | 0 | 0 | 0 | 0 | 0 | 0 | 0 | 0 | 0 | 0 | 0 | 0 | 0 | 0 | 0 | 0 | 0 | 0 | 0 | 0 | 0 | 0 | 0 | 0 | 0
F4_Commercial_WA - College_Existing_Food Preparation_Natural Gas_Fryer_A_Achievable Economic RVT Potential | F4 | Commercial | WA - College | Existing | Food Preparation | Natural Gas | Fryer | A | Incremental Energy Savings (MWh or mTherms) | Achievable Economic RVT Potential | 0 | 0 | 0 | 0 | 0 | 0 | 0 | 0 | 0 | 0 | 0 | 0 | 0 | 0 | 0 | 0 | 0 | 0 | 0 | 0 | 0 | 0 | 0 | 0 | 0 | 0 | 0
F5_Commercial_WA - College_Existing_Food Preparation_Natural Gas_Fryer_A_Achievable Economic RVT Potential | F5 | Commercial | WA - College | Existing | Food Preparation | Natural Gas | Fryer | A | Incremental Summer Peak Savings (MW) | Achievable Economic RVT Potential | 0 | 0 | 0 | 0 | 0 | 0 | 0 | 0 | 0 | 0 | 0 | 0 | 0 | 0 | 0 | 0 | 0 | 0 | 0 | 0 | 0 | 0 | 0 | 0 | 0 | 0 | 0
F6_Commercial_WA - College_Existing_Food Preparation_Natural Gas_Fryer_A_Achievable Economic RVT Potential | F6 | Commercial | WA - College | Existing | Food Preparation | Natural Gas | Fryer | A | Incremental Winter Peak Savings (MW) | Achievable Economic RVT Potential | 0 | 0 | 0 | 0 | 0 | 0 | 0 | 0 | 0 | 0 | 0 | 0 | 0 | 0 | 0 | 0 | 0 | 0 | 0 | 0 | 0 | 0 | 0 | 0 | 0 | 0 | 0
F7_Commercial_WA - College_Existing_Food Preparation_Natural Gas_Fryer_A_Achievable Economic RVT Potential | F7 | Commercial | WA - College | Existing | Food Preparation | Natural Gas | Fryer | A | Cumulative Energy Savings (MWh or mTherms) | Achievable Economic RVT Potential | 0 | 0 | 0 | 0 | 0 | 0 | 0 | 0 | 0 | 0 | 0 | 0 | 0 | 0 | 0 | 0 | 0 | 0 | 0 | 0 | 0 | 0 | 0 | 0 | 0 | 0 | 0
F8_Commercial_WA - College_Existing_Food Preparation_Natural Gas_Fryer_A_Achievable Economic RVT Potential | F8 | Commercial | WA - College | Existing | Food Preparation | Natural Gas | Fryer | A | Cumulative Summer Peak Savings (MW) | Achievable Economic RVT Potential | 0 | 0 | 0 | 0 | 0 | 0 | 0 | 0 | 0 | 0 | 0 | 0 | 0 | 0 | 0 | 0 | 0 | 0 | 0 | 0 | 0 | 0 | 0 | 0 | 0 | 0 | 0
F9_Commercial_WA - College_Existing_Food Preparation_Natural Gas_Fryer_A_Achievable Economic RVT Potential | F9 | Commercial | WA - College | Existing | Food Preparation | Natural Gas | Fryer | A | Cumulative Winter Peak Savings (MW) | Achievable Economic RVT Potential | 0 | 0 | 0 | 0 | 0 | 0 | 0 | 0 | 0 | 0 | 0 | 0 | 0 | 0 | 0 | 0 | 0 | 0 | 0 | 0 | 0 | 0 | 0 | 0 | 0 | 0 | 0
F10_Commercial_WA - College_Existing_Food Preparation_Natural Gas_Fryer_A_Achievable Economic RVT Potential | F10 | Commercial | WA - College | Existing | Food Preparation | Natural Gas | Fryer | A | Purchases (Incremental) | Achievable Economic RVT Potential | 0 | 0 | 0 | 0 | 0 | 0 | 0 | 0 | 0 | 0 | 0 | 0 | 0 | 0 | 0 | 0 | 0 | 0 | 0 | 0 | 0 | 0 | 0 | 0 | 0 | 0 | 0
F11_Commercial_WA - College_Existing_Food Preparation_Natural Gas_Fryer_A_Achievable Economic RVT Potential | F11 | Commercial | WA - College | Existing | Food Preparation | Natural Gas | Fryer | A | Purchases (Cumulative) | Achievable Economic RVT Potential | 0 | 0 | 0 | 0 | 0 | 0 | 0 | 0 | 0 | 0 | 0 | 0 | 0 | 0 | 0 | 0 | 0 | 0 | 0 | 0 | 0 | 0 | 0 | 0 | 0 | 0 | 0
F1_Commercial_WA - College_Existing_Food Preparation_Natural Gas_Broiler_A_Achievable Economic RVT Potential | F1 | Commercial | WA - College | Existing | Food Preparation | Natural Gas | Broiler | A | Integrated Unit Energy Savings (kWh or therms) | Achievable Economic RVT Potential | 0 | 240.24 | 240.24 | 240.24 | 240.24 | 240.24 | 240.24 | 240.24 | 240.24 | 240.24 | 240.24 | 240.24 | 240.24 | 240.24 | 240.24 | 240.24 | 240.24 | 240.24 | 240.24 | 240.24 | 240.24 | 240.24 | 240.24 | 240.24 | 240.24 | 240.24 | 240.24
F2_Commercial_WA - College_Existing_Food Preparation_Natural Gas_Broiler_A_Achievable Economic RVT Potential | F2 | Commercial | WA - College | Existing | Food Preparation | Natural Gas | Broiler | A | Integrated Unit Summer Peak Savings (kW) | Achievable Economic RVT Potential | 0 | 0 | 0 | 0 | 0 | 0 | 0 | 0 | 0 | 0 | 0 | 0 | 0 | 0 | 0 | 0 | 0 | 0 | 0 | 0 | 0 | 0 | 0 | 0 | 0 | 0 | 0
F3_Commercial_WA - College_Existing_Food Preparation_Natural Gas_Broiler_A_Achievable Economic RVT Potential | F3 | Commercial | WA - College | Existing | Food Preparation | Natural Gas | Broiler | A | Integrated Unit Winter Peak Savings (kW) | Achievable Economic RVT Potential | 0 | 0 | 0 | 0 | 0 | 0 | 0 | 0 | 0 | 0 | 0 | 0 | 0 | 0 | 0 | 0 | 0 | 0 | 0 | 0 | 0 | 0 | 0 | 0 | 0 | 0 | 0
F4_Commercial_WA - College_Existing_Food Preparation_Natural Gas_Broiler_A_Achievable Economic RVT Potential | F4 | Commercial | WA - College | Existing | Food Preparation | Natural Gas | Broiler | A | Incremental Energy Savings (MWh or mTherms) | Achievable Economic RVT Potential | 0 | 0 | 0 | 0 | 0 | 0 | 0 | 0 | 0 | 0 | 0 | 0 | 0 | 0 | 0 | 0 | 0 | 0 | 0 | 0 | 0 | 0 | 0 | 0 | 0 | 0 | 0
F5_Commercial_WA - College_Existing_Food Preparation_Natural Gas_Broiler_A_Achievable Economic RVT Potential | F5 | Commercial | WA - College | Existing | Food Preparation | Natural Gas | Broiler | A | Incremental Summer Peak Savings (MW) | Achievable Economic RVT Potential | 0 | 0 | 0 | 0 | 0 | 0 | 0 | 0 | 0 | 0 | 0 | 0 | 0 | 0 | 0 | 0 | 0 | 0 | 0 | 0 | 0 | 0 | 0 | 0 | 0 | 0 | 0
F6_Commercial_WA - College_Existing_Food Preparation_Natural Gas_Broiler_A_Achievable Economic RVT Potential | F6 | Commercial | WA - College | Existing | Food Preparation | Natural Gas | Broiler | A | Incremental Winter Peak Savings (MW) | Achievable Economic RVT Potential | 0 | 0 | 0 | 0 | 0 | 0 | 0 | 0 | 0 | 0 | 0 | 0 | 0 | 0 | 0 | 0 | 0 | 0 | 0 | 0 | 0 | 0 | 0 | 0 | 0 | 0 | 0
F7_Commercial_WA - College_Existing_Food Preparation_Natural Gas_Broiler_A_Achievable Economic RVT Potential | F7 | Commercial | WA - College | Existing | Food Preparation | Natural Gas | Broiler | A | Cumulative Energy Savings (MWh or mTherms) | Achievable Economic RVT Potential | 0 | 0 | 0 | 0 | 0 | 0 | 0 | 0 | 0 | 0 | 0 | 0 | 0 | 0 | 0 | 0 | 0 | 0 | 0 | 0 | 0 | 0 | 0 | 0 | 0 | 0 | 0
F8_Commercial_WA - College_Existing_Food Preparation_Natural Gas_Broiler_A_Achievable Economic RVT Potential | F8 | Commercial | WA - College | Existing | Food Preparation | Natural Gas | Broiler | A | Cumulative Summer Peak Savings (MW) | Achievable Economic RVT Potential | 0 | 0 | 0 | 0 | 0 | 0 | 0 | 0 | 0 | 0 | 0 | 0 | 0 | 0 | 0 | 0 | 0 | 0 | 0 | 0 | 0 | 0 | 0 | 0 | 0 | 0 | 0
F9_Commercial_WA - College_Existing_Food Preparation_Natural Gas_Broiler_A_Achievable Economic RVT Potential | F9 | Commercial | WA - College | Existing | Food Preparation | Natural Gas | Broiler | A | Cumulative Winter Peak Savings (MW) | Achievable Economic RVT Potential | 0 | 0 | 0 | 0 | 0 | 0 | 0 | 0 | 0 | 0 | 0 | 0 | 0 | 0 | 0 | 0 | 0 | 0 | 0 | 0 | 0 | 0 | 0 | 0 | 0 | 0 | 0
F10_Commercial_WA - College_Existing_Food Preparation_Natural Gas_Broiler_A_Achievable Economic RVT Potential | F10 | Commercial | WA - College | Existing | Food Preparation | Natural Gas | Broiler | A | Purchases (Incremental) | Achievable Economic RVT Potential | 0 | 0 | 0 | 0 | 0 | 0 | 0 | 0 | 0 | 0 | 0 | 0 | 0 | 0 | 0 | 0 | 0 | 0 | 0 | 0 | 0 | 0 | 0 | 0 | 0 | 0 | 0
F11_Commercial_WA - College_Existing_Food Preparation_Natural Gas_Broiler_A_Achievable Economic RVT Potential | F11 | Commercial | WA - College | Existing | Food Preparation | Natural Gas | Broiler | A | Purchases (Cumulative) | Achievable Economic RVT Potential | 0 | 0 | 0 | 0 | 0 | 0 | 0 | 0 | 0 | 0 | 0 | 0 | 0 | 0 | 0 | 0 | 0 | 0 | 0 | 0 | 0 | 0 | 0 | 0 | 0 | 0 | 0
F1_Commercial_WA - College_Existing_Food Preparation_Natural Gas_Griddle_A_Achievable Economic RVT Potential | F1 | Commercial | WA - College | Existing | Food Preparation | Natural Gas | Griddle | A | Integrated Unit Energy Savings (kWh or therms) | Achievable Economic RVT Potential | 0 | 167.9465 | 167.9465 | 167.9465 | 167.9465 | 167.9465 | 167.9465 | 167.9465 | 167.9465 | 167.9465 | 167.9465 | 167.9465 | 167.9465 | 167.9465 | 167.9465 | 167.9465 | 167.9465 | 167.9465 | 167.9465 | 167.9465 | 167.9465 | 167.9465 | 167.9465 | 167.9465 | 167.9465 | 167.9465 | 167.9465
F2_Commercial_WA - College_Existing_Food Preparation_Natural Gas_Griddle_A_Achievable Economic RVT Potential | F2 | Commercial | WA - College | Existing | Food Preparation | Natural Gas | Griddle | A | Integrated Unit Summer Peak Savings (kW) | Achievable Economic RVT Potential | 0 | 0 | 0 | 0 | 0 | 0 | 0 | 0 | 0 | 0 | 0 | 0 | 0 | 0 | 0 | 0 | 0 | 0 | 0 | 0 | 0 | 0 | 0 | 0 | 0 | 0 | 0
F3_Commercial_WA - College_Existing_Food Preparation_Natural Gas_Griddle_A_Achievable Economic RVT Potential | F3 | Commercial | WA - College | Existing | Food Preparation | Natural Gas | Griddle | A | Integrated Unit Winter Peak Savings (kW) | Achievable Economic RVT Potential | 0 | 0 | 0 | 0 | 0 | 0 | 0 | 0 | 0 | 0 | 0 | 0 | 0 | 0 | 0 | 0 | 0 | 0 | 0 | 0 | 0 | 0 | 0 | 0 | 0 | 0 | 0
F4_Commercial_WA - College_Existing_Food Preparation_Natural Gas_Griddle_A_Achievable Economic RVT Potential | F4 | Commercial | WA - College | Existing | Food Preparation | Natural Gas | Griddle | A | Incremental Energy Savings (MWh or mTherms) | Achievable Economic RVT Potential | 0 | 0 | 0 | 0 | 0 | 0 | 0 | 0 | 0 | 0 | 0 | 0 | 0 | 0 | 0 | 0 | 0 | 0 | 0 | 0 | 0 | 0 | 0 | 0 | 0 | 0 | 0
F5_Commercial_WA - College_Existing_Food Preparation_Natural Gas_Griddle_A_Achievable Economic RVT Potential | F5 | Commercial | WA - College | Existing | Food Preparation | Natural Gas | Griddle | A | Incremental Summer Peak Savings (MW) | Achievable Economic RVT Potential | 0 | 0 | 0 | 0 | 0 | 0 | 0 | 0 | 0 | 0 | 0 | 0 | 0 | 0 | 0 | 0 | 0 | 0 | 0 | 0 | 0 | 0 | 0 | 0 | 0 | 0 | 0
F6_Commercial_WA - College_Existing_Food Preparation_Natural Gas_Griddle_A_Achievable Economic RVT Potential | F6 | Commercial | WA - College | Existing | Food Preparation | Natural Gas | Griddle | A | Incremental Winter Peak Savings (MW) | Achievable Economic RVT Potential | 0 | 0 | 0 | 0 | 0 | 0 | 0 | 0 | 0 | 0 | 0 | 0 | 0 | 0 | 0 | 0 | 0 | 0 | 0 | 0 | 0 | 0 | 0 | 0 | 0 | 0 | 0
F7_Commercial_WA - College_Existing_Food Preparation_Natural Gas_Griddle_A_Achievable Economic RVT Potential | F7 | Commercial | WA - College | Existing | Food Preparation | Natural Gas | Griddle | A | Cumulative Energy Savings (MWh or mTherms) | Achievable Economic RVT Potential | 0 | 0 | 0 | 0 | 0 | 0 | 0 | 0 | 0 | 0 | 0 | 0 | 0 | 0 | 0 | 0 | 0 | 0 | 0 | 0 | 0 | 0 | 0 | 0 | 0 | 0 | 0
F8_Commercial_WA - College_Existing_Food Preparation_Natural Gas_Griddle_A_Achievable Economic RVT Potential | F8 | Commercial | WA - College | Existing | Food Preparation | Natural Gas | Griddle | A | Cumulative Summer Peak Savings (MW) | Achievable Economic RVT Potential | 0 | 0 | 0 | 0 | 0 | 0 | 0 | 0 | 0 | 0 | 0 | 0 | 0 | 0 | 0 | 0 | 0 | 0 | 0 | 0 | 0 | 0 | 0 | 0 | 0 | 0 | 0
F9_Commercial_WA - College_Existing_Food Preparation_Natural Gas_Griddle_A_Achievable Economic RVT Potential | F9 | Commercial | WA - College | Existing | Food Preparation | Natural Gas | Griddle | A | Cumulative Winter Peak Savings (MW) | Achievable Economic RVT Potential | 0 | 0 | 0 | 0 | 0 | 0 | 0 | 0 | 0 | 0 | 0 | 0 | 0 | 0 | 0 | 0 | 0 | 0 | 0 | 0 | 0 | 0 | 0 | 0 | 0 | 0 | 0
F10_Commercial_WA - College_Existing_Food Preparation_Natural Gas_Griddle_A_Achievable Economic RVT Potential | F10 | Commercial | WA - College | Existing | Food Preparation | Natural Gas | Griddle | A | Purchases (Incremental) | Achievable Economic RVT Potential | 0 | 0 | 0 | 0 | 0 | 0 | 0 | 0 | 0 | 0 | 0 | 0 | 0 | 0 | 0 | 0 | 0 | 0 | 0 | 0 | 0 | 0 | 0 | 0 | 0 | 0 | 0
F11_Commercial_WA - College_Existing_Food Preparation_Natural Gas_Griddle_A_Achievable Economic RVT Potential | F11 | Commercial | WA - College | Existing | Food Preparation | Natural Gas | Griddle | A | Purchases (Cumulative) | Achievable Economic RVT Potential | 0 | 0 | 0 | 0 | 0 | 0 | 0 | 0 | 0 | 0 | 0 | 0 | 0 | 0 | 0 | 0 | 0 | 0 | 0 | 0 | 0 | 0 | 0 | 0 | 0 | 0 | 0
F1_Commercial_WA - College_Existing_Food Preparation_Natural Gas_Range_A_Achievable Economic RVT Potential | F1 | Commercial | WA - College | Existing | Food Preparation | Natural Gas | Range | A | Integrated Unit Energy Savings (kWh or therms) | Achievable Economic RVT Potential | 0 | 171.4286 | 171.4286 | 171.4286 | 171.4286 | 171.4286 | 171.4286 | 171.4286 | 171.4286 | 171.4286 | 171.4286 | 171.4286 | 171.4286 | 171.4286 | 171.4286 | 171.4286 | 171.4286 | 171.4286 | 171.4286 | 171.4286 | 171.4286 | 171.4286 | 171.4286 | 171.4286 | 171.4286 | 171.4286 | 171.4286
F2_Commercial_WA - College_Existing_Food Preparation_Natural Gas_Range_A_Achievable Economic RVT Potential | F2 | Commercial | WA - College | Existing | Food Preparation | Natural Gas | Range | A | Integrated Unit Summer Peak Savings (kW) | Achievable Economic RVT Potential | 0 | 0 | 0 | 0 | 0 | 0 | 0 | 0 | 0 | 0 | 0 | 0 | 0 | 0 | 0 | 0 | 0 | 0 | 0 | 0 | 0 | 0 | 0 | 0 | 0 | 0 | 0
F3_Commercial_WA - College_Existing_Food Preparation_Natural Gas_Range_A_Achievable Economic RVT Potential | F3 | Commercial | WA - College | Existing | Food Preparation | Natural Gas | Range | A | Integrated Unit Winter Peak Savings (kW) | Achievable Economic RVT Potential | 0 | 0 | 0 | 0 | 0 | 0 | 0 | 0 | 0 | 0 | 0 | 0 | 0 | 0 | 0 | 0 | 0 | 0 | 0 | 0 | 0 | 0 | 0 | 0 | 0 | 0 | 0
F4_Commercial_WA - College_Existing_Food Preparation_Natural Gas_Range_A_Achievable Economic RVT Potential | F4 | Commercial | WA - College | Existing | Food Preparation | Natural Gas | Range | A | Incremental Energy Savings (MWh or mTherms) | Achievable Economic RVT Potential | 0 | 0 | 0 | 0 | 0 | 0 | 0 | 0 | 0 | 0 | 0 | 0 | 0 | 0 | 0 | 0 | 0 | 0 | 0 | 0 | 0 | 0 | 0 | 0 | 0 | 0 | 0
F5_Commercial_WA - College_Existing_Food Preparation_Natural Gas_Range_A_Achievable Economic RVT Potential | F5 | Commercial | WA - College | Existing | Food Preparation | Natural Gas | Range | A | Incremental Summer Peak Savings (MW) | Achievable Economic RVT Potential | 0 | 0 | 0 | 0 | 0 | 0 | 0 | 0 | 0 | 0 | 0 | 0 | 0 | 0 | 0 | 0 | 0 | 0 | 0 | 0 | 0 | 0 | 0 | 0 | 0 | 0 | 0
F6_Commercial_WA - College_Existing_Food Preparation_Natural Gas_Range_A_Achievable Economic RVT Potential | F6 | Commercial | WA - College | Existing | Food Preparation | Natural Gas | Range | A | Incremental Winter Peak Savings (MW) | Achievable Economic RVT Potential | 0 | 0 | 0 | 0 | 0 | 0 | 0 | 0 | 0 | 0 | 0 | 0 | 0 | 0 | 0 | 0 | 0 | 0 | 0 | 0 | 0 | 0 | 0 | 0 | 0 | 0 | 0
F7_Commercial_WA - College_Existing_Food Preparation_Natural Gas_Range_A_Achievable Economic RVT Potential | F7 | Commercial | WA - College | Existing | Food Preparation | Natural Gas | Range | A | Cumulative Energy Savings (MWh or mTherms) | Achievable Economic RVT Potential | 0 | 0 | 0 | 0 | 0 | 0 | 0 | 0 | 0 | 0 | 0 | 0 | 0 | 0 | 0 | 0 | 0 | 0 | 0 | 0 | 0 | 0 | 0 | 0 | 0 | 0 | 0
F8_Commercial_WA - College_Existing_Food Preparation_Natural Gas_Range_A_Achievable Economic RVT Potential | F8 | Commercial | WA - College | Existing | Food Preparation | Natural Gas | Range | A | Cumulative Summer Peak Savings (MW) | Achievable Economic RVT Potential | 0 | 0 | 0 | 0 | 0 | 0 | 0 | 0 | 0 | 0 | 0 | 0 | 0 | 0 | 0 | 0 | 0 | 0 | 0 | 0 | 0 | 0 | 0 | 0 | 0 | 0 | 0
F9_Commercial_WA - College_Existing_Food Preparation_Natural Gas_Range_A_Achievable Economic RVT Potential | F9 | Commercial | WA - College | Existing | Food Preparation | Natural Gas | Range | A | Cumulative Winter Peak Savings (MW) | Achievable Economic RVT Potential | 0 | 0 | 0 | 0 | 0 | 0 | 0 | 0 | 0 | 0 | 0 | 0 | 0 | 0 | 0 | 0 | 0 | 0 | 0 | 0 | 0 | 0 | 0 | 0 | 0 | 0 | 0
F10_Commercial_WA - College_Existing_Food Preparation_Natural Gas_Range_A_Achievable Economic RVT Potential | F10 | Commercial | WA - College | Existing | Food Preparation | Natural Gas | Range | A | Purchases (Incremental) | Achievable Economic RVT Potential | 0 | 0 | 0 | 0 | 0 | 0 | 0 | 0 | 0 | 0 | 0 | 0 | 0 | 0 | 0 | 0 | 0 | 0 | 0 | 0 | 0 | 0 | 0 | 0 | 0 | 0 | 0
F11_Commercial_WA - College_Existing_Food Preparation_Natural Gas_Range_A_Achievable Economic RVT Potential | F11 | Commercial | WA - College | Existing | Food Preparation | Natural Gas | Range | A | Purchases (Cumulative) | Achievable Economic RVT Potential | 0 | 0 | 0 | 0 | 0 | 0 | 0 | 0 | 0 | 0 | 0 | 0 | 0 | 0 | 0 | 0 | 0 | 0 | 0 | 0 | 0 | 0 | 0 | 0 | 0 | 0 | 0
F1_Commercial_WA - College_Existing_Food Preparation_Natural Gas_Steamer_A_Achievable Economic RVT Potential | F1 | Commercial | WA - College | Existing | Food Preparation | Natural Gas | Steamer | A | Integrated Unit Energy Savings (kWh or therms) | Achievable Economic RVT Potential | 0 | 1215.1419 | 1215.1419 | 1215.1419 | 1215.1419 | 1215.1419 | 1215.1419 | 1215.1419 | 1215.1419 | 1215.1419 | 1215.1419 | 1215.1419 | 1215.1419 | 1215.1419 | 1215.1419 | 1215.1419 | 1215.1419 | 1215.1419 | 1215.1419 | 1215.1419 | 1215.1419 | 1215.1419 | 1215.1419 | 1215.1419 | 1215.1419 | 1215.1419 | 1215.1419
F2_Commercial_WA - College_Existing_Food Preparation_Natural Gas_Steamer_A_Achievable Economic RVT Potential | F2 | Commercial | WA - College | Existing | Food Preparation | Natural Gas | Steamer | A | Integrated Unit Summer Peak Savings (kW) | Achievable Economic RVT Potential | 0 | 0 | 0 | 0 | 0 | 0 | 0 | 0 | 0 | 0 | 0 | 0 | 0 | 0 | 0 | 0 | 0 | 0 | 0 | 0 | 0 | 0 | 0 | 0 | 0 | 0 | 0
F3_Commercial_WA - College_Existing_Food Preparation_Natural Gas_Steamer_A_Achievable Economic RVT Potential | F3 | Commercial | WA - College | Existing | Food Preparation | Natural Gas | Steamer | A | Integrated Unit Winter Peak Savings (kW) | Achievable Economic RVT Potential | 0 | 0 | 0 | 0 | 0 | 0 | 0 | 0 | 0 | 0 | 0 | 0 | 0 | 0 | 0 | 0 | 0 | 0 | 0 | 0 | 0 | 0 | 0 | 0 | 0 | 0 | 0
F4_Commercial_WA - College_Existing_Food Preparation_Natural Gas_Steamer_A_Achievable Economic RVT Potential | F4 | Commercial | WA - College | Existing | Food Preparation | Natural Gas | Steamer | A | Incremental Energy Savings (MWh or mTherms) | Achievable Economic RVT Potential | 0 | 0 | 0 | 0.095841 | 0.28593 | 0.46931 | 0.64803 | 0.82361 | 1.0354 | 1.2418 | 1.4411 | 1.5374 | 1.5326 | 2.104 | 2.0076 | 1.9388 | 1.8521 | 1.7836 | 1.7307 | 1.6903 | 1.8833 | 1.4255 | 1.5841 | 1.4635 | 1.3034 | 1.3998 | 1.0814
F5_Commercial_WA - College_Existing_Food Preparation_Natural Gas_Steamer_A_Achievable Economic RVT Potential | F5 | Commercial | WA - College | Existing | Food Preparation | Natural Gas | Steamer | A | Incremental Summer Peak Savings (MW) | Achievable Economic RVT Potential | 0 | 0 | 0 | 0 | 0 | 0 | 0 | 0 | 0 | 0 | 0 | 0 | 0 | 0 | 0 | 0 | 0 | 0 | 0 | 0 | 0 | 0 | 0 | 0 | 0 | 0 | 0
F6_Commercial_WA - College_Existing_Food Preparation_Natural Gas_Steamer_A_Achievable Economic RVT Potential | F6 | Commercial | WA - College | Existing | Food Preparation | Natural Gas | Steamer | A | Incremental Winter Peak Savings (MW) | Achievable Economic RVT Potential | 0 | 0 | 0 | 0 | 0 | 0 | 0 | 0 | 0 | 0 | 0 | 0 | 0 | 0 | 0 | 0 | 0 | 0 | 0 | 0 | 0 | 0 | 0 | 0 | 0 | 0 | 0
F7_Commercial_WA - College_Existing_Food Preparation_Natural Gas_Steamer_A_Achievable Economic RVT Potential | F7 | Commercial | WA - College | Existing | Food Preparation | Natural Gas | Steamer | A | Cumulative Energy Savings (MWh or mTherms) | Achievable Economic RVT Potential | 0 | 0 | 0 | 0.095841 | 0.38177 | 0.85107 | 1.4991 | 2.3227 | 3.3581 | 4.5999 | 6.041 | 7.5784 | 9.111 | 11.215 | 13.2226 | 15.1615 | 17.0135 | 18.7972 | 20.5279 | 22.2181 | 24.1014 | 25.5269 | 27.111 | 28.5745 | 29.8779 | 31.2776 | 32.3591
F8_Commercial_WA - College_Existing_Food Preparation_Natural Gas_Steamer_A_Achievable Economic RVT Potential | F8 | Commercial | WA - College | Existing | Food Preparation | Natural Gas | Steamer | A | Cumulative Summer Peak Savings (MW) | Achievable Economic RVT Potential | 0 | 0 | 0 | 0 | 0 | 0 | 0 | 0 | 0 | 0 | 0 | 0 | 0 | 0 | 0 | 0 | 0 | 0 | 0 | 0 | 0 | 0 | 0 | 0 | 0 | 0 | 0
F9_Commercial_WA - College_Existing_Food Preparation_Natural Gas_Steamer_A_Achievable Economic RVT Potential | F9 | Commercial | WA - College | Existing | Food Preparation | Natural Gas | Steamer | A | Cumulative Winter Peak Savings (MW) | Achievable Economic RVT Potential | 0 | 0 | 0 | 0 | 0 | 0 | 0 | 0 | 0 | 0 | 0 | 0 | 0 | 0 | 0 | 0 | 0 | 0 | 0 | 0 | 0 | 0 | 0 | 0 | 0 | 0 | 0
F10_Commercial_WA - College_Existing_Food Preparation_Natural Gas_Steamer_A_Achievable Economic RVT Potential | F10 | Commercial | WA - College | Existing | Food Preparation | Natural Gas | Steamer | A | Purchases (Incremental) | Achievable Economic RVT Potential | 0 | 0 | 0 | 0.078872 | 0.2353 | 0.38621 | 0.5333 | 0.67779 | 0.85208 | 1.0219 | 1.186 | 1.2652 | 1.2613 | 1.7315 | 1.6522 | 1.5956 | 1.5242 | 1.4678 | 1.4243 | 1.391 | 1.5499 | 1.1731 | 1.3036 | 1.2044 | 1.0726 | 1.1519 | 0.88997
F11_Commercial_WA - College_Existing_Food Preparation_Natural Gas_Steamer_A_Achievable Economic RVT Potential | F11 | Commercial | WA - College | Existing | Food Preparation | Natural Gas | Steamer | A | Purchases (Cumulative) | Achievable Economic RVT Potential | 0 | 0 | 0 | 0.078872 | 0.31418 | 0.70039 | 1.2337 | 1.9115 | 2.7636 | 3.7855 | 4.9714 | 6.2366 | 7.4979 | 9.2294 | 10.8815 | 12.4771 | 14.0013 | 15.4691 | 16.8934 | 18.2844 | 19.8342 | 21.0073 | 22.311 | 23.5154 | 24.588 | 25.7399 | 26.6299
F1_Commercial_WA - College_Existing_Food Preparation_Natural Gas_Commercial Food Prep Other_A_Achievable Economic RVT Potential | F1 | Commercial | WA - College | Existing | Food Preparation | Natural Gas | Commercial Food Prep Other | A | Integrated Unit Energy Savings (kWh or therms) | Achievable Economic RVT Potential | 0 | 366.1618 | 366.1618 | 366.1618 | 366.1618 | 366.1618 | 366.1618 | 366.1618 | 366.1618 | 366.1618 | 366.1618 | 366.1618 | 366.1618 | 366.1618 | 366.1618 | 366.1618 | 366.1618 | 366.1618 | 366.1618 | 366.1618 | 366.1618 | 366.1618 | 366.1618 | 366.1618 | 366.1618 | 366.1618 | 366.1618
F2_Commercial_WA - College_Existing_Food Preparation_Natural Gas_Commercial Food Prep Other_A_Achievable Economic RVT Potential | F2 | Commercial | WA - College | Existing | Food Preparation | Natural Gas | Commercial Food Prep Other | A | Integrated Unit Summer Peak Savings (kW) | Achievable Economic RVT Potential | 0 | 0 | 0 | 0 | 0 | 0 | 0 | 0 | 0 | 0 | 0 | 0 | 0 | 0 | 0 | 0 | 0 | 0 | 0 | 0 | 0 | 0 | 0 | 0 | 0 | 0 | 0
F3_Commercial_WA - College_Existing_Food Preparation_Natural Gas_Commercial Food Prep Other_A_Achievable Economic RVT Potential | F3 | Commercial | WA - College | Existing | Food Preparation | Natural Gas | Commercial Food Prep Other | A | Integrated Unit Winter Peak Savings (kW) | Achievable Economic RVT Potential | 0 | 0 | 0 | 0 | 0 | 0 | 0 | 0 | 0 | 0 | 0 | 0 | 0 | 0 | 0 | 0 | 0 | 0 | 0 | 0 | 0 | 0 | 0 | 0 | 0 | 0 | 0
F4_Commercial_WA - College_Existing_Food Preparation_Natural Gas_Commercial Food Prep Other_A_Achievable Economic RVT Potential | F4 | Commercial | WA - College | Existing | Food Preparation | Natural Gas | Commercial Food Prep Other | A | Incremental Energy Savings (MWh or mTherms) | Achievable Economic RVT Potential | 0 | 0 | 0 | 0 | 0 | 0 | 0 | 0 | 0 | 0 | 0 | 0 | 0 | 0 | 0 | 0 | 0 | 0 | 0 | 0 | 0 | 0 | 0 | 0 | 0 | 0 | 0
F5_Commercial_WA - College_Existing_Food Preparation_Natural Gas_Commercial Food Prep Other_A_Achievable Economic RVT Potential | F5 | Commercial | WA - College | Existing | Food Preparation | Natural Gas | Commercial Food Prep Other | A | Incremental Summer Peak Savings (MW) | Achievable Economic RVT Potential | 0 | 0 | 0 | 0 | 0 | 0 | 0 | 0 | 0 | 0 | 0 | 0 | 0 | 0 | 0 | 0 | 0 | 0 | 0 | 0 | 0 | 0 | 0 | 0 | 0 | 0 | 0
F6_Commercial_WA - College_Existing_Food Preparation_Natural Gas_Commercial Food Prep Other_A_Achievable Economic RVT Potential | F6 | Commercial | WA - College | Existing | Food Preparation | Natural Gas | Commercial Food Prep Other | A | Incremental Winter Peak Savings (MW) | Achievable Economic RVT Potential | 0 | 0 | 0 | 0 | 0 | 0 | 0 | 0 | 0 | 0 | 0 | 0 | 0 | 0 | 0 | 0 | 0 | 0 | 0 | 0 | 0 | 0 | 0 | 0 | 0 | 0 | 0
F7_Commercial_WA - College_Existing_Food Preparation_Natural Gas_Commercial Food Prep Other_A_Achievable Economic RVT Potential | F7 | Commercial | WA - College | Existing | Food Preparation | Natural Gas | Commercial Food Prep Other | A | Cumulative Energy Savings (MWh or mTherms) | Achievable Economic RVT Potential | 0 | 0 | 0 | 0 | 0 | 0 | 0 | 0 | 0 | 0 | 0 | 0 | 0 | 0 | 0 | 0 | 0 | 0 | 0 | 0 | 0 | 0 | 0 | 0 | 0 | 0 | 0
F8_Commercial_WA - College_Existing_Food Preparation_Natural Gas_Commercial Food Prep Other_A_Achievable Economic RVT Potential | F8 | Commercial | WA - College | Existing | Food Preparation | Natural Gas | Commercial Food Prep Other | A | Cumulative Summer Peak Savings (MW) | Achievable Economic RVT Potential | 0 | 0 | 0 | 0 | 0 | 0 | 0 | 0 | 0 | 0 | 0 | 0 | 0 | 0 | 0 | 0 | 0 | 0 | 0 | 0 | 0 | 0 | 0 | 0 | 0 | 0 | 0
F9_Commercial_WA - College_Existing_Food Preparation_Natural Gas_Commercial Food Prep Other_A_Achievable Economic RVT Potential | F9 | Commercial | WA - College | Existing | Food Preparation | Natural Gas | Commercial Food Prep Other | A | Cumulative Winter Peak Savings (MW) | Achievable Economic RVT Potential | 0 | 0 | 0 | 0 | 0 | 0 | 0 | 0 | 0 | 0 | 0 | 0 | 0 | 0 | 0 | 0 | 0 | 0 | 0 | 0 | 0 | 0 | 0 | 0 | 0 | 0 | 0
F10_Commercial_WA - College_Existing_Food Preparation_Natural Gas_Commercial Food Prep Other_A_Achievable Economic RVT Potential | F10 | Commercial | WA - College | Existing | Food Preparation | Natural Gas | Commercial Food Prep Other | A | Purchases (Incremental) | Achievable Economic RVT Potential | 0 | 0 | 0 | 0 | 0 | 0 | 0 | 0 | 0 | 0 | 0 | 0 | 0 | 0 | 0 | 0 | 0 | 0 | 0 | 0 | 0 | 0 | 0 | 0 | 0 | 0 | 0
F11_Commercial_WA - College_Existing_Food Preparation_Natural Gas_Commercial Food Prep Other_A_Achievable Economic RVT Potential | F11 | Commercial | WA - College | Existing | Food Preparation | Natural Gas | Commercial Food Prep Other | A | Purchases (Cumulative) | Achievable Economic RVT Potential | 0 | 0 | 0 | 0 | 0 | 0 | 0 | 0 | 0 | 0 | 0 | 0 | 0 | 0 | 0 | 0 | 0 | 0 | 0 | 0 | 0 | 0 | 0 | 0 | 0 | 0 | 0
F1_Commercial_WA - College_Existing_Miscellaneous_Natural Gas_Pool Heater_A_Achievable Economic RVT Potential | F1 | Commercial | WA - College | Existing | Miscellaneous | Natural Gas | Pool Heater | A | Integrated Unit Energy Savings (kWh or therms) | Achievable Economic RVT Potential | 0 | 2233.5 | 2233.5 | 2233.5 | 2233.5 | 2233.5 | 2233.5 | 2233.5 | 2233.5 | 2233.5 | 2233.5 | 2233.5 | 2233.5 | 2233.5 | 2233.5 | 2233.5 | 2233.5 | 2233.5 | 2233.5 | 2233.5 | 2233.5 | 2233.5 | 2233.5 | 2233.5 | 2233.5 | 2233.5 | 2233.5
F2_Commercial_WA - College_Existing_Miscellaneous_Natural Gas_Pool Heater_A_Achievable Economic RVT Potential | F2 | Commercial | WA - College | Existing | Miscellaneous | Natural Gas | Pool Heater | A | Integrated Unit Summer Peak Savings (kW) | Achievable Economic RVT Potential | 0 | 0 | 0 | 0 | 0 | 0 | 0 | 0 | 0 | 0 | 0 | 0 | 0 | 0 | 0 | 0 | 0 | 0 | 0 | 0 | 0 | 0 | 0 | 0 | 0 | 0 | 0
F3_Commercial_WA - College_Existing_Miscellaneous_Natural Gas_Pool Heater_A_Achievable Economic RVT Potential | F3 | Commercial | WA - College | Existing | Miscellaneous | Natural Gas | Pool Heater | A | Integrated Unit Winter Peak Savings (kW) | Achievable Economic RVT Potential | 0 | 0 | 0 | 0 | 0 | 0 | 0 | 0 | 0 | 0 | 0 | 0 | 0 | 0 | 0 | 0 | 0 | 0 | 0 | 0 | 0 | 0 | 0 | 0 | 0 | 0 | 0
F4_Commercial_WA - College_Existing_Miscellaneous_Natural Gas_Pool Heater_A_Achievable Economic RVT Potential | F4 | Commercial | WA - College | Existing | Miscellaneous | Natural Gas | Pool Heater | A | Incremental Energy Savings (MWh or mTherms) | Achievable Economic RVT Potential | 0 | 0 | 0 | 0 | 0 | 0 | 0 | 0 | 0 | 0 | 0 | 0 | 0 | 0 | 0 | 0 | 0 | 0 | 0 | 0 | 0 | 0 | 0 | 0 | 0 | 0 | 0
F5_Commercial_WA - College_Existing_Miscellaneous_Natural Gas_Pool Heater_A_Achievable Economic RVT Potential | F5 | Commercial | WA - College | Existing | Miscellaneous | Natural Gas | Pool Heater | A | Incremental Summer Peak Savings (MW) | Achievable Economic RVT Potential | 0 | 0 | 0 | 0 | 0 | 0 | 0 | 0 | 0 | 0 | 0 | 0 | 0 | 0 | 0 | 0 | 0 | 0 | 0 | 0 | 0 | 0 | 0 | 0 | 0 | 0 | 0
F6_Commercial_WA - College_Existing_Miscellaneous_Natural Gas_Pool Heater_A_Achievable Economic RVT Potential | F6 | Commercial | WA - College | Existing | Miscellaneous | Natural Gas | Pool Heater | A | Incremental Winter Peak Savings (MW) | Achievable Economic RVT Potential | 0 | 0 | 0 | 0 | 0 | 0 | 0 | 0 | 0 | 0 | 0 | 0 | 0 | 0 | 0 | 0 | 0 | 0 | 0 | 0 | 0 | 0 | 0 | 0 | 0 | 0 | 0
F7_Commercial_WA - College_Existing_Miscellaneous_Natural Gas_Pool Heater_A_Achievable Economic RVT Potential | F7 | Commercial | WA - College | Existing | Miscellaneous | Natural Gas | Pool Heater | A | Cumulative Energy Savings (MWh or mTherms) | Achievable Economic RVT Potential | 0 | 0 | 0 | 0 | 0 | 0 | 0 | 0 | 0 | 0 | 0 | 0 | 0 | 0 | 0 | 0 | 0 | 0 | 0 | 0 | 0 | 0 | 0 | 0 | 0 | 0 | 0
F8_Commercial_WA - College_Existing_Miscellaneous_Natural Gas_Pool Heater_A_Achievable Economic RVT Potential | F8 | Commercial | WA - College | Existing | Miscellaneous | Natural Gas | Pool Heater | A | Cumulative Summer Peak Savings (MW) | Achievable Economic RVT Potential | 0 | 0 | 0 | 0 | 0 | 0 | 0 | 0 | 0 | 0 | 0 | 0 | 0 | 0 | 0 | 0 | 0 | 0 | 0 | 0 | 0 | 0 | 0 | 0 | 0 | 0 | 0
F9_Commercial_WA - College_Existing_Miscellaneous_Natural Gas_Pool Heater_A_Achievable Economic RVT Potential | F9 | Commercial | WA - College | Existing | Miscellaneous | Natural Gas | Pool Heater | A | Cumulative Winter Peak Savings (MW) | Achievable Economic RVT Potential | 0 | 0 | 0 | 0 | 0 | 0 | 0 | 0 | 0 | 0 | 0 | 0 | 0 | 0 | 0 | 0 | 0 | 0 | 0 | 0 | 0 | 0 | 0 | 0 | 0 | 0 | 0
F10_Commercial_WA - College_Existing_Miscellaneous_Natural Gas_Pool Heater_A_Achievable Economic RVT Potential | F10 | Commercial | WA - College | Existing | Miscellaneous | Natural Gas | Pool Heater | A | Purchases (Incremental) | Achievable Economic RVT Potential | 0 | 0 | 0 | 0 | 0 | 0 | 0 | 0 | 0 | 0 | 0 | 0 | 0 | 0 | 0 | 0 | 0 | 0 | 0 | 0 | 0 | 0 | 0 | 0 | 0 | 0 | 0
F11_Commercial_WA - College_Existing_Miscellaneous_Natural Gas_Pool Heater_A_Achievable Economic RVT Potential | F11 | Commercial | WA - College | Existing | Miscellaneous | Natural Gas | Pool Heater | A | Purchases (Cumulative) | Achievable Economic RVT Potential | 0 | 0 | 0 | 0 | 0 | 0 | 0 | 0 | 0 | 0 | 0 | 0 | 0 | 0 | 0 | 0 | 0 | 0 | 0 | 0 | 0 | 0 | 0 | 0 | 0 | 0 | 0
F1_Commercial_WA - College_New_Space Heating_Natural Gas_Furnace_A_Achievable Economic RVT Potential | F1 | Commercial | WA - College | New | Space Heating | Natural Gas | Furnace | A | Integrated Unit Energy Savings (kWh or therms) | Achievable Economic RVT Potential | 0 | 0 | 0 | 0 | 0 | 0 | 0 | 0 | 0 | 0 | 0 | 0 | 0 | 0 | 0 | 0 | 0 | 0 | 0 | 0 | 0 | 0 | 0 | 0 | 0 | 0 | 0
F2_Commercial_WA - College_New_Space Heating_Natural Gas_Furnace_A_Achievable Economic RVT Potential | F2 | Commercial | WA - College | New | Space Heating | Natural Gas | Furnace | A | Integrated Unit Summer Peak Savings (kW) | Achievable Economic RVT Potential | 0 | 0 | 0 | 0 | 0 | 0 | 0 | 0 | 0 | 0 | 0 | 0 | 0 | 0 | 0 | 0 | 0 | 0 | 0 | 0 | 0 | 0 | 0 | 0 | 0 | 0 | 0
F3_Commercial_WA - College_New_Space Heating_Natural Gas_Furnace_A_Achievable Economic RVT Potential | F3 | Commercial | WA - College | New | Space Heating | Natural Gas | Furnace | A | Integrated Unit Winter Peak Savings (kW) | Achievable Economic RVT Potential | 0 | 0 | 0 | 0 | 0 | 0 | 0 | 0 | 0 | 0 | 0 | 0 | 0 | 0 | 0 | 0 | 0 | 0 | 0 | 0 | 0 | 0 | 0 | 0 | 0 | 0 | 0
F4_Commercial_WA - College_New_Space Heating_Natural Gas_Furnace_A_Achievable Economic RVT Potential | F4 | Commercial | WA - College | New | Space Heating | Natural Gas | Furnace | A | Incremental Energy Savings (MWh or mTherms) | Achievable Economic RVT Potential | 0 | 0 | 0 | 0 | 0 | 0 | 0 | 0 | 0 | 0 | 0 | 0 | 0 | 0 | 0 | 0 | 0 | 0 | 0 | 0 | 0 | 0 | 0 | 0 | 0 | 0 | 0
F5_Commercial_WA - College_New_Space Heating_Natural Gas_Furnace_A_Achievable Economic RVT Potential | F5 | Commercial | WA - College | New | Space Heating | Natural Gas | Furnace | A | Incremental Summer Peak Savings (MW) | Achievable Economic RVT Potential | 0 | 0 | 0 | 0 | 0 | 0 | 0 | 0 | 0 | 0 | 0 | 0 | 0 | 0 | 0 | 0 | 0 | 0 | 0 | 0 | 0 | 0 | 0 | 0 | 0 | 0 | 0
F6_Commercial_WA - College_New_Space Heating_Natural Gas_Furnace_A_Achievable Economic RVT Potential | F6 | Commercial | WA - College | New | Space Heating | Natural Gas | Furnace | A | Incremental Winter Peak Savings (MW) | Achievable Economic RVT Potential | 0 | 0 | 0 | 0 | 0 | 0 | 0 | 0 | 0 | 0 | 0 | 0 | 0 | 0 | 0 | 0 | 0 | 0 | 0 | 0 | 0 | 0 | 0 | 0 | 0 | 0 | 0
F7_Commercial_WA - College_New_Space Heating_Natural Gas_Furnace_A_Achievable Economic RVT Potential | F7 | Commercial | WA - College | New | Space Heating | Natural Gas | Furnace | A | Cumulative Energy Savings (MWh or mTherms) | Achievable Economic RVT Potential | 0 | 0 | 0 | 0 | 0 | 0 | 0 | 0 | 0 | 0 | 0 | 0 | 0 | 0 | 0 | 0 | 0 | 0 | 0 | 0 | 0 | 0 | 0 | 0 | 0 | 0 | 0
F8_Commercial_WA - College_New_Space Heating_Natural Gas_Furnace_A_Achievable Economic RVT Potential | F8 | Commercial | WA - College | New | Space Heating | Natural Gas | Furnace | A | Cumulative Summer Peak Savings (MW) | Achievable Economic RVT Potential | 0 | 0 | 0 | 0 | 0 | 0 | 0 | 0 | 0 | 0 | 0 | 0 | 0 | 0 | 0 | 0 | 0 | 0 | 0 | 0 | 0 | 0 | 0 | 0 | 0 | 0 | 0
F9_Commercial_WA - College_New_Space Heating_Natural Gas_Furnace_A_Achievable Economic RVT Potential | F9 | Commercial | WA - College | New | Space Heating | Natural Gas | Furnace | A | Cumulative Winter Peak Savings (MW) | Achievable Economic RVT Potential | 0 | 0 | 0 | 0 | 0 | 0 | 0 | 0 | 0 | 0 | 0 | 0 | 0 | 0 | 0 | 0 | 0 | 0 | 0 | 0 | 0 | 0 | 0 | 0 | 0 | 0 | 0
F10_Commercial_WA - College_New_Space Heating_Natural Gas_Furnace_A_Achievable Economic RVT Potential | F10 | Commercial | WA - College | New | Space Heating | Natural Gas | Furnace | A | Purchases (Incremental) | Achievable Economic RVT Potential | 0 | 0 | 0 | 0 | 0 | 0 | 0 | 0 | 0 | 0 | 0 | 0 | 0 | 0 | 0 | 0 | 0 | 0 | 0 | 0 | 0 | 0 | 0 | 0 | 0 | 0 | 0
F11_Commercial_WA - College_New_Space Heating_Natural Gas_Furnace_A_Achievable Economic RVT Potential | F11 | Commercial | WA - College | New | Space Heating | Natural Gas | Furnace | A | Purchases (Cumulative) | Achievable Economic RVT Potential | 0 | 0 | 0 | 0 | 0 | 0 | 0 | 0 | 0 | 0 | 0 | 0 | 0 | 0 | 0 | 0 | 0 | 0 | 0 | 0 | 0 | 0 | 0 | 0 | 0 | 0 | 0
F1_Commercial_WA - College_New_Space Heating_Natural Gas_Boiler_A_Achievable Economic RVT Potential | F1 | Commercial | WA - College | New | Space Heating | Natural Gas | Boiler | A | Integrated Unit Energy Savings (kWh or therms) | Achievable Economic RVT Potential | 0 | 0 | 0 | 0 | 0 | 0 | 0 | 0 | 0 | 0 | 0 | 0 | 0 | 0 | 0 | 0 | 0 | 0 | 0 | 0 | 0 | 0 | 0 | 0 | 0 | 0 | 0
F2_Commercial_WA - College_New_Space Heating_Natural Gas_Boiler_A_Achievable Economic RVT Potential | F2 | Commercial | WA - College | New | Space Heating | Natural Gas | Boiler | A | Integrated Unit Summer Peak Savings (kW) | Achievable Economic RVT Potential | 0 | 0 | 0 | 0 | 0 | 0 | 0 | 0 | 0 | 0 | 0 | 0 | 0 | 0 | 0 | 0 | 0 | 0 | 0 | 0 | 0 | 0 | 0 | 0 | 0 | 0 | 0
F3_Commercial_WA - College_New_Space Heating_Natural Gas_Boiler_A_Achievable Economic RVT Potential | F3 | Commercial | WA - College | New | Space Heating | Natural Gas | Boiler | A | Integrated Unit Winter Peak Savings (kW) | Achievable Economic RVT Potential | 0 | 0 | 0 | 0 | 0 | 0 | 0 | 0 | 0 | 0 | 0 | 0 | 0 | 0 | 0 | 0 | 0 | 0 | 0 | 0 | 0 | 0 | 0 | 0 | 0 | 0 | 0
F4_Commercial_WA - College_New_Space Heating_Natural Gas_Boiler_A_Achievable Economic RVT Potential | F4 | Commercial | WA - College | New | Space Heating | Natural Gas | Boiler | A | Incremental Energy Savings (MWh or mTherms) | Achievable Economic RVT Potential | 0 | 0 | 0 | 0 | 0 | 0 | 0 | 0 | 0 | 0 | 0 | 0 | 0 | 0 | 0 | 0 | 0 | 0 | 0 | 0 | 0 | 0 | 0 | 0 | 0 | 0 | 0
F5_Commercial_WA - College_New_Space Heating_Natural Gas_Boiler_A_Achievable Economic RVT Potential | F5 | Commercial | WA - College | New | Space Heating | Natural Gas | Boiler | A | Incremental Summer Peak Savings (MW) | Achievable Economic RVT Potential | 0 | 0 | 0 | 0 | 0 | 0 | 0 | 0 | 0 | 0 | 0 | 0 | 0 | 0 | 0 | 0 | 0 | 0 | 0 | 0 | 0 | 0 | 0 | 0 | 0 | 0 | 0
F6_Commercial_WA - College_New_Space Heating_Natural Gas_Boiler_A_Achievable Economic RVT Potential | F6 | Commercial | WA - College | New | Space Heating | Natural Gas | Boiler | A | Incremental Winter Peak Savings (MW) | Achievable Economic RVT Potential | 0 | 0 | 0 | 0 | 0 | 0 | 0 | 0 | 0 | 0 | 0 | 0 | 0 | 0 | 0 | 0 | 0 | 0 | 0 | 0 | 0 | 0 | 0 | 0 | 0 | 0 | 0
F7_Commercial_WA - College_New_Space Heating_Natural Gas_Boiler_A_Achievable Economic RVT Potential | F7 | Commercial | WA - College | New | Space Heating | Natural Gas | Boiler | A | Cumulative Energy Savings (MWh or mTherms) | Achievable Economic RVT Potential | 0 | 0 | 0 | 0 | 0 | 0 | 0 | 0 | 0 | 0 | 0 | 0 | 0 | 0 | 0 | 0 | 0 | 0 | 0 | 0 | 0 | 0 | 0 | 0 | 0 | 0 | 0
F8_Commercial_WA - College_New_Space Heating_Natural Gas_Boiler_A_Achievable Economic RVT Potential | F8 | Commercial | WA - College | New | Space Heating | Natural Gas | Boiler | A | Cumulative Summer Peak Savings (MW) | Achievable Economic RVT Potential | 0 | 0 | 0 | 0 | 0 | 0 | 0 | 0 | 0 | 0 | 0 | 0 | 0 | 0 | 0 | 0 | 0 | 0 | 0 | 0 | 0 | 0 | 0 | 0 | 0 | 0 | 0
F9_Commercial_WA - College_New_Space Heating_Natural Gas_Boiler_A_Achievable Economic RVT Potential | F9 | Commercial | WA - College | New | Space Heating | Natural Gas | Boiler | A | Cumulative Winter Peak Savings (MW) | Achievable Economic RVT Potential | 0 | 0 | 0 | 0 | 0 | 0 | 0 | 0 | 0 | 0 | 0 | 0 | 0 | 0 | 0 | 0 | 0 | 0 | 0 | 0 | 0 | 0 | 0 | 0 | 0 | 0 | 0
F10_Commercial_WA - College_New_Space Heating_Natural Gas_Boiler_A_Achievable Economic RVT Potential | F10 | Commercial | WA - College | New | Space Heating | Natural Gas | Boiler | A | Purchases (Incremental) | Achievable Economic RVT Potential | 0 | 0 | 0 | 0 | 0 | 0 | 0 | 0 | 0 | 0 | 0 | 0 | 0 | 0 | 0 | 0 | 0 | 0 | 0 | 0 | 0 | 0 | 0 | 0 | 0 | 0 | 0
F11_Commercial_WA - College_New_Space Heating_Natural Gas_Boiler_A_Achievable Economic RVT Potential | F11 | Commercial | WA - College | New | Space Heating | Natural Gas | Boiler | A | Purchases (Cumulative) | Achievable Economic RVT Potential | 0 | 0 | 0 | 0 | 0 | 0 | 0 | 0 | 0 | 0 | 0 | 0 | 0 | 0 | 0 | 0 | 0 | 0 | 0 | 0 | 0 | 0 | 0 | 0 | 0 | 0 | 0
F1_Commercial_WA - College_New_Space Heating_Natural Gas_Unit Heater_A_Achievable Economic RVT Potential | F1 | Commercial | WA - College | New | Space Heating | Natural Gas | Unit Heater | A | Integrated Unit Energy Savings (kWh or therms) | Achievable Economic RVT Potential | 0 | 0 | 0 | 0 | 0 | 0 | 0 | 0 | 0 | 0 | 0 | 0 | 0 | 0 | 0 | 0 | 0 | 0 | 0 | 0 | 0 | 0 | 0 | 0 | 0 | 0 | 0
F2_Commercial_WA - College_New_Space Heating_Natural Gas_Unit Heater_A_Achievable Economic RVT Potential | F2 | Commercial | WA - College | New | Space Heating | Natural Gas | Unit Heater | A | Integrated Unit Summer Peak Savings (kW) | Achievable Economic RVT Potential | 0 | 0 | 0 | 0 | 0 | 0 | 0 | 0 | 0 | 0 | 0 | 0 | 0 | 0 | 0 | 0 | 0 | 0 | 0 | 0 | 0 | 0 | 0 | 0 | 0 | 0 | 0
F3_Commercial_WA - College_New_Space Heating_Natural Gas_Unit Heater_A_Achievable Economic RVT Potential | F3 | Commercial | WA - College | New | Space Heating | Natural Gas | Unit Heater | A | Integrated Unit Winter Peak Savings (kW) | Achievable Economic RVT Potential | 0 | 0 | 0 | 0 | 0 | 0 | 0 | 0 | 0 | 0 | 0 | 0 | 0 | 0 | 0 | 0 | 0 | 0 | 0 | 0 | 0 | 0 | 0 | 0 | 0 | 0 | 0
F4_Commercial_WA - College_New_Space Heating_Natural Gas_Unit Heater_A_Achievable Economic RVT Potential | F4 | Commercial | WA - College | New | Space Heating | Natural Gas | Unit Heater | A | Incremental Energy Savings (MWh or mTherms) | Achievable Economic RVT Potential | 0 | 0 | 0 | 0 | 0 | 0 | 0 | 0 | 0 | 0 | 0 | 0 | 0 | 0 | 0 | 0 | 0 | 0 | 0 | 0 | 0 | 0 | 0 | 0 | 0 | 0 | 0
F5_Commercial_WA - College_New_Space Heating_Natural Gas_Unit Heater_A_Achievable Economic RVT Potential | F5 | Commercial | WA - College | New | Space Heating | Natural Gas | Unit Heater | A | Incremental Summer Peak Savings (MW) | Achievable Economic RVT Potential | 0 | 0 | 0 | 0 | 0 | 0 | 0 | 0 | 0 | 0 | 0 | 0 | 0 | 0 | 0 | 0 | 0 | 0 | 0 | 0 | 0 | 0 | 0 | 0 | 0 | 0 | 0
F6_Commercial_WA - College_New_Space Heating_Natural Gas_Unit Heater_A_Achievable Economic RVT Potential | F6 | Commercial | WA - College | New | Space Heating | Natural Gas | Unit Heater | A | Incremental Winter Peak Savings (MW) | Achievable Economic RVT Potential | 0 | 0 | 0 | 0 | 0 | 0 | 0 | 0 | 0 | 0 | 0 | 0 | 0 | 0 | 0 | 0 | 0 | 0 | 0 | 0 | 0 | 0 | 0 | 0 | 0 | 0 | 0
F7_Commercial_WA - College_New_Space Heating_Natural Gas_Unit Heater_A_Achievable Economic RVT Potential | F7 | Commercial | WA - College | New | Space Heating | Natural Gas | Unit Heater | A | Cumulative Energy Savings (MWh or mTherms) | Achievable Economic RVT Potential | 0 | 0 | 0 | 0 | 0 | 0 | 0 | 0 | 0 | 0 | 0 | 0 | 0 | 0 | 0 | 0 | 0 | 0 | 0 | 0 | 0 | 0 | 0 | 0 | 0 | 0 | 0
F8_Commercial_WA - College_New_Space Heating_Natural Gas_Unit Heater_A_Achievable Economic RVT Potential | F8 | Commercial | WA - College | New | Space Heating | Natural Gas | Unit Heater | A | Cumulative Summer Peak Savings (MW) | Achievable Economic RVT Potential | 0 | 0 | 0 | 0 | 0 | 0 | 0 | 0 | 0 | 0 | 0 | 0 | 0 | 0 | 0 | 0 | 0 | 0 | 0 | 0 | 0 | 0 | 0 | 0 | 0 | 0 | 0
F9_Commercial_WA - College_New_Space Heating_Natural Gas_Unit Heater_A_Achievable Economic RVT Potential | F9 | Commercial | WA - College | New | Space Heating | Natural Gas | Unit Heater | A | Cumulative Winter Peak Savings (MW) | Achievable Economic RVT Potential | 0 | 0 | 0 | 0 | 0 | 0 | 0 | 0 | 0 | 0 | 0 | 0 | 0 | 0 | 0 | 0 | 0 | 0 | 0 | 0 | 0 | 0 | 0 | 0 | 0 | 0 | 0
F10_Commercial_WA - College_New_Space Heating_Natural Gas_Unit Heater_A_Achievable Economic RVT Potential | F10 | Commercial | WA - College | New | Space Heating | Natural Gas | Unit Heater | A | Purchases (Incremental) | Achievable Economic RVT Potential | 0 | 0 | 0 | 0 | 0 | 0 | 0 | 0 | 0 | 0 | 0 | 0 | 0 | 0 | 0 | 0 | 0 | 0 | 0 | 0 | 0 | 0 | 0 | 0 | 0 | 0 | 0
F11_Commercial_WA - College_New_Space Heating_Natural Gas_Unit Heater_A_Achievable Economic RVT Potential | F11 | Commercial | WA - College | New | Space Heating | Natural Gas | Unit Heater | A | Purchases (Cumulative) | Achievable Economic RVT Potential | 0 | 0 | 0 | 0 | 0 | 0 | 0 | 0 | 0 | 0 | 0 | 0 | 0 | 0 | 0 | 0 | 0 | 0 | 0 | 0 | 0 | 0 | 0 | 0 | 0 | 0 | 0
F1_Commercial_WA - College_New_Water Heating_Natural Gas_Water Heater_A_Achievable Economic RVT Potential | F1 | Commercial | WA - College | New | Water Heating | Natural Gas | Water Heater | A | Integrated Unit Energy Savings (kWh or therms) | Achievable Economic RVT Potential | 0 | 0 | 0 | 0 | 0 | 0 | 0 | 0 | 0 | 0 | 0 | 0 | 0 | 0 | 0 | 0 | 0 | 0 | 0 | 0 | 0 | 0 | 0 | 0 | 0 | 0 | 0
F2_Commercial_WA - College_New_Water Heating_Natural Gas_Water Heater_A_Achievable Economic RVT Potential | F2 | Commercial | WA - College | New | Water Heating | Natural Gas | Water Heater | A | Integrated Unit Summer Peak Savings (kW) | Achievable Economic RVT Potential | 0 | 0 | 0 | 0 | 0 | 0 | 0 | 0 | 0 | 0 | 0 | 0 | 0 | 0 | 0 | 0 | 0 | 0 | 0 | 0 | 0 | 0 | 0 | 0 | 0 | 0 | 0
F3_Commercial_WA - College_New_Water Heating_Natural Gas_Water Heater_A_Achievable Economic RVT Potential | F3 | Commercial | WA - College | New | Water Heating | Natural Gas | Water Heater | A | Integrated Unit Winter Peak Savings (kW) | Achievable Economic RVT Potential | 0 | 0 | 0 | 0 | 0 | 0 | 0 | 0 | 0 | 0 | 0 | 0 | 0 | 0 | 0 | 0 | 0 | 0 | 0 | 0 | 0 | 0 | 0 | 0 | 0 | 0 | 0
F4_Commercial_WA - College_New_Water Heating_Natural Gas_Water Heater_A_Achievable Economic RVT Potential | F4 | Commercial | WA - College | New | Water Heating | Natural Gas | Water Heater | A | Incremental Energy Savings (MWh or mTherms) | Achievable Economic RVT Potential | 0 | 0 | 0 | 0 | 0 | 0 | 0 | 0 | 0 | 0 | 0 | 0 | 0 | 0 | 0 | 0 | 0 | 0 | 0 | 0 | 0 | 0 | 0 | 0 | 0 | 0 | 0
F5_Commercial_WA - College_New_Water Heating_Natural Gas_Water Heater_A_Achievable Economic RVT Potential | F5 | Commercial | WA - College | New | Water Heating | Natural Gas | Water Heater | A | Incremental Summer Peak Savings (MW) | Achievable Economic RVT Potential | 0 | 0 | 0 | 0 | 0 | 0 | 0 | 0 | 0 | 0 | 0 | 0 | 0 | 0 | 0 | 0 | 0 | 0 | 0 | 0 | 0 | 0 | 0 | 0 | 0 | 0 | 0
F6_Commercial_WA - College_New_Water Heating_Natural Gas_Water Heater_A_Achievable Economic RVT Potential | F6 | Commercial | WA - College | New | Water Heating | Natural Gas | Water Heater | A | Incremental Winter Peak Savings (MW) | Achievable Economic RVT Potential | 0 | 0 | 0 | 0 | 0 | 0 | 0 | 0 | 0 | 0 | 0 | 0 | 0 | 0 | 0 | 0 | 0 | 0 | 0 | 0 | 0 | 0 | 0 | 0 | 0 | 0 | 0
F7_Commercial_WA - College_New_Water Heating_Natural Gas_Water Heater_A_Achievable Economic RVT Potential | F7 | Commercial | WA - College | New | Water Heating | Natural Gas | Water Heater | A | Cumulative Energy Savings (MWh or mTherms) | Achievable Economic RVT Potential | 0 | 0 | 0 | 0 | 0 | 0 | 0 | 0 | 0 | 0 | 0 | 0 | 0 | 0 | 0 | 0 | 0 | 0 | 0 | 0 | 0 | 0 | 0 | 0 | 0 | 0 | 0
F8_Commercial_WA - College_New_Water Heating_Natural Gas_Water Heater_A_Achievable Economic RVT Potential | F8 | Commercial | WA - College | New | Water Heating | Natural Gas | Water Heater | A | Cumulative Summer Peak Savings (MW) | Achievable Economic RVT Potential | 0 | 0 | 0 | 0 | 0 | 0 | 0 | 0 | 0 | 0 | 0 | 0 | 0 | 0 | 0 | 0 | 0 | 0 | 0 | 0 | 0 | 0 | 0 | 0 | 0 | 0 | 0
F9_Commercial_WA - College_New_Water Heating_Natural Gas_Water Heater_A_Achievable Economic RVT Potential | F9 | Commercial | WA - College | New | Water Heating | Natural Gas | Water Heater | A | Cumulative Winter Peak Savings (MW) | Achievable Economic RVT Potential | 0 | 0 | 0 | 0 | 0 | 0 | 0 | 0 | 0 | 0 | 0 | 0 | 0 | 0 | 0 | 0 | 0 | 0 | 0 | 0 | 0 | 0 | 0 | 0 | 0 | 0 | 0
F10_Commercial_WA - College_New_Water Heating_Natural Gas_Water Heater_A_Achievable Economic RVT Potential | F10 | Commercial | WA - College | New | Water Heating | Natural Gas | Water Heater | A | Purchases (Incremental) | Achievable Economic RVT Potential | 0 | 0 | 0 | 0 | 0 | 0 | 0 | 0 | 0 | 0 | 0 | 0 | 0 | 0 | 0 | 0 | 0 | 0 | 0 | 0 | 0 | 0 | 0 | 0 | 0 | 0 | 0
F11_Commercial_WA - College_New_Water Heating_Natural Gas_Water Heater_A_Achievable Economic RVT Potential | F11 | Commercial | WA - College | New | Water Heating | Natural Gas | Water Heater | A | Purchases (Cumulative) | Achievable Economic RVT Potential | 0 | 0 | 0 | 0 | 0 | 0 | 0 | 0 | 0 | 0 | 0 | 0 | 0 | 0 | 0 | 0 | 0 | 0 | 0 | 0 | 0 | 0 | 0 | 0 | 0 | 0 | 0
F1_Commercial_WA - College_New_Food Preparation_Natural Gas_Oven_A_Achievable Economic RVT Potential | F1 | Commercial | WA - College | New | Food Preparation | Natural Gas | Oven | A | Integrated Unit Energy Savings (kWh or therms) | Achievable Economic RVT Potential | 0 | 0 | 0 | 0 | 0 | 0 | 0 | 0 | 0 | 0 | 0 | 0 | 0 | 0 | 0 | 0 | 0 | 0 | 0 | 0 | 0 | 0 | 0 | 0 | 0 | 0 | 0
F2_Commercial_WA - College_New_Food Preparation_Natural Gas_Oven_A_Achievable Economic RVT Potential | F2 | Commercial | WA - College | New | Food Preparation | Natural Gas | Oven | A | Integrated Unit Summer Peak Savings (kW) | Achievable Economic RVT Potential | 0 | 0 | 0 | 0 | 0 | 0 | 0 | 0 | 0 | 0 | 0 | 0 | 0 | 0 | 0 | 0 | 0 | 0 | 0 | 0 | 0 | 0 | 0 | 0 | 0 | 0 | 0
F3_Commercial_WA - College_New_Food Preparation_Natural Gas_Oven_A_Achievable Economic RVT Potential | F3 | Commercial | WA - College | New | Food Preparation | Natural Gas | Oven | A | Integrated Unit Winter Peak Savings (kW) | Achievable Economic RVT Potential | 0 | 0 | 0 | 0 | 0 | 0 | 0 | 0 | 0 | 0 | 0 | 0 | 0 | 0 | 0 | 0 | 0 | 0 | 0 | 0 | 0 | 0 | 0 | 0 | 0 | 0 | 0
F4_Commercial_WA - College_New_Food Preparation_Natural Gas_Oven_A_Achievable Economic RVT Potential | F4 | Commercial | WA - College | New | Food Preparation | Natural Gas | Oven | A | Incremental Energy Savings (MWh or mTherms) | Achievable Economic RVT Potential | 0 | 0 | 0 | 0 | 0 | 0 | 0 | 0 | 0 | 0 | 0 | 0 | 0 | 0 | 0 | 0 | 0 | 0 | 0 | 0 | 0 | 0 | 0 | 0 | 0 | 0 | 0
F5_Commercial_WA - College_New_Food Preparation_Natural Gas_Oven_A_Achievable Economic RVT Potential | F5 | Commercial | WA - College | New | Food Preparation | Natural Gas | Oven | A | Incremental Summer Peak Savings (MW) | Achievable Economic RVT Potential | 0 | 0 | 0 | 0 | 0 | 0 | 0 | 0 | 0 | 0 | 0 | 0 | 0 | 0 | 0 | 0 | 0 | 0 | 0 | 0 | 0 | 0 | 0 | 0 | 0 | 0 | 0
F6_Commercial_WA - College_New_Food Preparation_Natural Gas_Oven_A_Achievable Economic RVT Potential | F6 | Commercial | WA - College | New | Food Preparation | Natural Gas | Oven | A | Incremental Winter Peak Savings (MW) | Achievable Economic RVT Potential | 0 | 0 | 0 | 0 | 0 | 0 | 0 | 0 | 0 | 0 | 0 | 0 | 0 | 0 | 0 | 0 | 0 | 0 | 0 | 0 | 0 | 0 | 0 | 0 | 0 | 0 | 0
F7_Commercial_WA - College_New_Food Preparation_Natural Gas_Oven_A_Achievable Economic RVT Potential | F7 | Commercial | WA - College | New | Food Preparation | Natural Gas | Oven | A | Cumulative Energy Savings (MWh or mTherms) | Achievable Economic RVT Potential | 0 | 0 | 0 | 0 | 0 | 0 | 0 | 0 | 0 | 0 | 0 | 0 | 0 | 0 | 0 | 0 | 0 | 0 | 0 | 0 | 0 | 0 | 0 | 0 | 0 | 0 | 0
F8_Commercial_WA - College_New_Food Preparation_Natural Gas_Oven_A_Achievable Economic RVT Potential | F8 | Commercial | WA - College | New | Food Preparation | Natural Gas | Oven | A | Cumulative Summer Peak Savings (MW) | Achievable Economic RVT Potential | 0 | 0 | 0 | 0 | 0 | 0 | 0 | 0 | 0 | 0 | 0 | 0 | 0 | 0 | 0 | 0 | 0 | 0 | 0 | 0 | 0 | 0 | 0 | 0 | 0 | 0 | 0
F9_Commercial_WA - College_New_Food Preparation_Natural Gas_Oven_A_Achievable Economic RVT Potential | F9 | Commercial | WA - College | New | Food Preparation | Natural Gas | Oven | A | Cumulative Winter Peak Savings (MW) | Achievable Economic RVT Potential | 0 | 0 | 0 | 0 | 0 | 0 | 0 | 0 | 0 | 0 | 0 | 0 | 0 | 0 | 0 | 0 | 0 | 0 | 0 | 0 | 0 | 0 | 0 | 0 | 0 | 0 | 0
F10_Commercial_WA - College_New_Food Preparation_Natural Gas_Oven_A_Achievable Economic RVT Potential | F10 | Commercial | WA - College | New | Food Preparation | Natural Gas | Oven | A | Purchases (Incremental) | Achievable Economic RVT Potential | 0 | 0 | 0 | 0 | 0 | 0 | 0 | 0 | 0 | 0 | 0 | 0 | 0 | 0 | 0 | 0 | 0 | 0 | 0 | 0 | 0 | 0 | 0 | 0 | 0 | 0 | 0
F11_Commercial_WA - College_New_Food Preparation_Natural Gas_Oven_A_Achievable Economic RVT Potential | F11 | Commercial | WA - College | New | Food Preparation | Natural Gas | Oven | A | Purchases (Cumulative) | Achievable Economic RVT Potential | 0 | 0 | 0 | 0 | 0 | 0 | 0 | 0 | 0 | 0 | 0 | 0 | 0 | 0 | 0 | 0 | 0 | 0 | 0 | 0 | 0 | 0 | 0 | 0 | 0 | 0 | 0
F1_Commercial_WA - College_New_Food Preparation_Natural Gas_Conveyor Oven_A_Achievable Economic RVT Potential | F1 | Commercial | WA - College | New | Food Preparation | Natural Gas | Conveyor Oven | A | Integrated Unit Energy Savings (kWh or therms) | Achievable Economic RVT Potential | 0 | 0 | 0 | 0 | 0 | 0 | 0 | 0 | 0 | 0 | 0 | 0 | 0 | 0 | 0 | 0 | 0 | 0 | 0 | 0 | 0 | 0 | 0 | 0 | 0 | 0 | 0
F2_Commercial_WA - College_New_Food Preparation_Natural Gas_Conveyor Oven_A_Achievable Economic RVT Potential | F2 | Commercial | WA - College | New | Food Preparation | Natural Gas | Conveyor Oven | A | Integrated Unit Summer Peak Savings (kW) | Achievable Economic RVT Potential | 0 | 0 | 0 | 0 | 0 | 0 | 0 | 0 | 0 | 0 | 0 | 0 | 0 | 0 | 0 | 0 | 0 | 0 | 0 | 0 | 0 | 0 | 0 | 0 | 0 | 0 | 0
F3_Commercial_WA - College_New_Food Preparation_Natural Gas_Conveyor Oven_A_Achievable Economic RVT Potential | F3 | Commercial | WA - College | New | Food Preparation | Natural Gas | Conveyor Oven | A | Integrated Unit Winter Peak Savings (kW) | Achievable Economic RVT Potential | 0 | 0 | 0 | 0 | 0 | 0 | 0 | 0 | 0 | 0 | 0 | 0 | 0 | 0 | 0 | 0 | 0 | 0 | 0 | 0 | 0 | 0 | 0 | 0 | 0 | 0 | 0
F4_Commercial_WA - College_New_Food Preparation_Natural Gas_Conveyor Oven_A_Achievable Economic RVT Potential | F4 | Commercial | WA - College | New | Food Preparation | Natural Gas | Conveyor Oven | A | Incremental Energy Savings (MWh or mTherms) | Achievable Economic RVT Potential | 0 | 0 | 0 | 0 | 0 | 0 | 0 | 0 | 0 | 0 | 0 | 0 | 0 | 0 | 0 | 0 | 0 | 0 | 0 | 0 | 0 | 0 | 0 | 0 | 0 | 0 | 0
F5_Commercial_WA - College_New_Food Preparation_Natural Gas_Conveyor Oven_A_Achievable Economic RVT Potential | F5 | Commercial | WA - College | New | Food Preparation | Natural Gas | Conveyor Oven | A | Incremental Summer Peak Savings (MW) | Achievable Economic RVT Potential | 0 | 0 | 0 | 0 | 0 | 0 | 0 | 0 | 0 | 0 | 0 | 0 | 0 | 0 | 0 | 0 | 0 | 0 | 0 | 0 | 0 | 0 | 0 | 0 | 0 | 0 | 0
F6_Commercial_WA - College_New_Food Preparation_Natural Gas_Conveyor Oven_A_Achievable Economic RVT Potential | F6 | Commercial | WA - College | New | Food Preparation | Natural Gas | Conveyor Oven | A | Incremental Winter Peak Savings (MW) | Achievable Economic RVT Potential | 0 | 0 | 0 | 0 | 0 | 0 | 0 | 0 | 0 | 0 | 0 | 0 | 0 | 0 | 0 | 0 | 0 | 0 | 0 | 0 | 0 | 0 | 0 | 0 | 0 | 0 | 0
F7_Commercial_WA - College_New_Food Preparation_Natural Gas_Conveyor Oven_A_Achievable Economic RVT Potential | F7 | Commercial | WA - College | New | Food Preparation | Natural Gas | Conveyor Oven | A | Cumulative Energy Savings (MWh or mTherms) | Achievable Economic RVT Potential | 0 | 0 | 0 | 0 | 0 | 0 | 0 | 0 | 0 | 0 | 0 | 0 | 0 | 0 | 0 | 0 | 0 | 0 | 0 | 0 | 0 | 0 | 0 | 0 | 0 | 0 | 0
F8_Commercial_WA - College_New_Food Preparation_Natural Gas_Conveyor Oven_A_Achievable Economic RVT Potential | F8 | Commercial | WA - College | New | Food Preparation | Natural Gas | Conveyor Oven | A | Cumulative Summer Peak Savings (MW) | Achievable Economic RVT Potential | 0 | 0 | 0 | 0 | 0 | 0 | 0 | 0 | 0 | 0 | 0 | 0 | 0 | 0 | 0 | 0 | 0 | 0 | 0 | 0 | 0 | 0 | 0 | 0 | 0 | 0 | 0
F9_Commercial_WA - College_New_Food Preparation_Natural Gas_Conveyor Oven_A_Achievable Economic RVT Potential | F9 | Commercial | WA - College | New | Food Preparation | Natural Gas | Conveyor Oven | A | Cumulative Winter Peak Savings (MW) | Achievable Economic RVT Potential | 0 | 0 | 0 | 0 | 0 | 0 | 0 | 0 | 0 | 0 | 0 | 0 | 0 | 0 | 0 | 0 | 0 | 0 | 0 | 0 | 0 | 0 | 0 | 0 | 0 | 0 | 0
F10_Commercial_WA - College_New_Food Preparation_Natural Gas_Conveyor Oven_A_Achievable Economic RVT Potential | F10 | Commercial | WA - College | New | Food Preparation | Natural Gas | Conveyor Oven | A | Purchases (Incremental) | Achievable Economic RVT Potential | 0 | 0 | 0 | 0 | 0 | 0 | 0 | 0 | 0 | 0 | 0 | 0 | 0 | 0 | 0 | 0 | 0 | 0 | 0 | 0 | 0 | 0 | 0 | 0 | 0 | 0 | 0
F11_Commercial_WA - College_New_Food Preparation_Natural Gas_Conveyor Oven_A_Achievable Economic RVT Potential | F11 | Commercial | WA - College | New | Food Preparation | Natural Gas | Conveyor Oven | A | Purchases (Cumulative) | Achievable Economic RVT Potential | 0 | 0 | 0 | 0 | 0 | 0 | 0 | 0 | 0 | 0 | 0 | 0 | 0 | 0 | 0 | 0 | 0 | 0 | 0 | 0 | 0 | 0 | 0 | 0 | 0 | 0 | 0
F1_Commercial_WA - College_New_Food Preparation_Natural Gas_Double Rack Oven_A_Achievable Economic RVT Potential | F1 | Commercial | WA - College | New | Food Preparation | Natural Gas | Double Rack Oven | A | Integrated Unit Energy Savings (kWh or therms) | Achievable Economic RVT Potential | 0 | 0 | 0 | 0 | 0 | 0 | 0 | 0 | 0 | 0 | 0 | 0 | 0 | 0 | 0 | 0 | 0 | 0 | 0 | 0 | 0 | 0 | 0 | 0 | 0 | 0 | 0
F2_Commercial_WA - College_New_Food Preparation_Natural Gas_Double Rack Oven_A_Achievable Economic RVT Potential | F2 | Commercial | WA - College | New | Food Preparation | Natural Gas | Double Rack Oven | A | Integrated Unit Summer Peak Savings (kW) | Achievable Economic RVT Potential | 0 | 0 | 0 | 0 | 0 | 0 | 0 | 0 | 0 | 0 | 0 | 0 | 0 | 0 | 0 | 0 | 0 | 0 | 0 | 0 | 0 | 0 | 0 | 0 | 0 | 0 | 0
F3_Commercial_WA - College_New_Food Preparation_Natural Gas_Double Rack Oven_A_Achievable Economic RVT Potential | F3 | Commercial | WA - College | New | Food Preparation | Natural Gas | Double Rack Oven | A | Integrated Unit Winter Peak Savings (kW) | Achievable Economic RVT Potential | 0 | 0 | 0 | 0 | 0 | 0 | 0 | 0 | 0 | 0 | 0 | 0 | 0 | 0 | 0 | 0 | 0 | 0 | 0 | 0 | 0 | 0 | 0 | 0 | 0 | 0 | 0
F4_Commercial_WA - College_New_Food Preparation_Natural Gas_Double Rack Oven_A_Achievable Economic RVT Potential | F4 | Commercial | WA - College | New | Food Preparation | Natural Gas | Double Rack Oven | A | Incremental Energy Savings (MWh or mTherms) | Achievable Economic RVT Potential | 0 | 0 | 0 | 0 | 0 | 0 | 0 | 0 | 0 | 0 | 0 | 0 | 0 | 0 | 0 | 0 | 0 | 0 | 0 | 0 | 0 | 0 | 0 | 0 | 0 | 0 | 0
F5_Commercial_WA - College_New_Food Preparation_Natural Gas_Double Rack Oven_A_Achievable Economic RVT Potential | F5 | Commercial | WA - College | New | Food Preparation | Natural Gas | Double Rack Oven | A | Incremental Summer Peak Savings (MW) | Achievable Economic RVT Potential | 0 | 0 | 0 | 0 | 0 | 0 | 0 | 0 | 0 | 0 | 0 | 0 | 0 | 0 | 0 | 0 | 0 | 0 | 0 | 0 | 0 | 0 | 0 | 0 | 0 | 0 | 0
F6_Commercial_WA - College_New_Food Preparation_Natural Gas_Double Rack Oven_A_Achievable Economic RVT Potential | F6 | Commercial | WA - College | New | Food Preparation | Natural Gas | Double Rack Oven | A | Incremental Winter Peak Savings (MW) | Achievable Economic RVT Potential | 0 | 0 | 0 | 0 | 0 | 0 | 0 | 0 | 0 | 0 | 0 | 0 | 0 | 0 | 0 | 0 | 0 | 0 | 0 | 0 | 0 | 0 | 0 | 0 | 0 | 0 | 0
F7_Commercial_WA - College_New_Food Preparation_Natural Gas_Double Rack Oven_A_Achievable Economic RVT Potential | F7 | Commercial | WA - College | New | Food Preparation | Natural Gas | Double Rack Oven | A | Cumulative Energy Savings (MWh or mTherms) | Achievable Economic RVT Potential | 0 | 0 | 0 | 0 | 0 | 0 | 0 | 0 | 0 | 0 | 0 | 0 | 0 | 0 | 0 | 0 | 0 | 0 | 0 | 0 | 0 | 0 | 0 | 0 | 0 | 0 | 0
F8_Commercial_WA - College_New_Food Preparation_Natural Gas_Double Rack Oven_A_Achievable Economic RVT Potential | F8 | Commercial | WA - College | New | Food Preparation | Natural Gas | Double Rack Oven | A | Cumulative Summer Peak Savings (MW) | Achievable Economic RVT Potential | 0 | 0 | 0 | 0 | 0 | 0 | 0 | 0 | 0 | 0 | 0 | 0 | 0 | 0 | 0 | 0 | 0 | 0 | 0 | 0 | 0 | 0 | 0 | 0 | 0 | 0 | 0
F9_Commercial_WA - College_New_Food Preparation_Natural Gas_Double Rack Oven_A_Achievable Economic RVT Potential | F9 | Commercial | WA - College | New | Food Preparation | Natural Gas | Double Rack Oven | A | Cumulative Winter Peak Savings (MW) | Achievable Economic RVT Potential | 0 | 0 | 0 | 0 | 0 | 0 | 0 | 0 | 0 | 0 | 0 | 0 | 0 | 0 | 0 | 0 | 0 | 0 | 0 | 0 | 0 | 0 | 0 | 0 | 0 | 0 | 0
F10_Commercial_WA - College_New_Food Preparation_Natural Gas_Double Rack Oven_A_Achievable Economic RVT Potential | F10 | Commercial | WA - College | New | Food Preparation | Natural Gas | Double Rack Oven | A | Purchases (Incremental) | Achievable Economic RVT Potential | 0 | 0 | 0 | 0 | 0 | 0 | 0 | 0 | 0 | 0 | 0 | 0 | 0 | 0 | 0 | 0 | 0 | 0 | 0 | 0 | 0 | 0 | 0 | 0 | 0 | 0 | 0
F11_Commercial_WA - College_New_Food Preparation_Natural Gas_Double Rack Oven_A_Achievable Economic RVT Potential | F11 | Commercial | WA - College | New | Food Preparation | Natural Gas | Double Rack Oven | A | Purchases (Cumulative) | Achievable Economic RVT Potential | 0 | 0 | 0 | 0 | 0 | 0 | 0 | 0 | 0 | 0 | 0 | 0 | 0 | 0 | 0 | 0 | 0 | 0 | 0 | 0 | 0 | 0 | 0 | 0 | 0 | 0 | 0
F1_Commercial_WA - College_New_Food Preparation_Natural Gas_Fryer_A_Achievable Economic RVT Potential | F1 | Commercial | WA - College | New | Food Preparation | Natural Gas | Fryer | A | Integrated Unit Energy Savings (kWh or therms) | Achievable Economic RVT Potential | 0 | 0 | 0 | 0 | 0 | 0 | 0 | 0 | 0 | 0 | 0 | 0 | 0 | 0 | 0 | 0 | 0 | 0 | 0 | 0 | 0 | 0 | 0 | 0 | 0 | 0 | 0
F2_Commercial_WA - College_New_Food Preparation_Natural Gas_Fryer_A_Achievable Economic RVT Potential | F2 | Commercial | WA - College | New | Food Preparation | Natural Gas | Fryer | A | Integrated Unit Summer Peak Savings (kW) | Achievable Economic RVT Potential | 0 | 0 | 0 | 0 | 0 | 0 | 0 | 0 | 0 | 0 | 0 | 0 | 0 | 0 | 0 | 0 | 0 | 0 | 0 | 0 | 0 | 0 | 0 | 0 | 0 | 0 | 0
F3_Commercial_WA - College_New_Food Preparation_Natural Gas_Fryer_A_Achievable Economic RVT Potential | F3 | Commercial | WA - College | New | Food Preparation | Natural Gas | Fryer | A | Integrated Unit Winter Peak Savings (kW) | Achievable Economic RVT Potential | 0 | 0 | 0 | 0 | 0 | 0 | 0 | 0 | 0 | 0 | 0 | 0 | 0 | 0 | 0 | 0 | 0 | 0 | 0 | 0 | 0 | 0 | 0 | 0 | 0 | 0 | 0
F4_Commercial_WA - College_New_Food Preparation_Natural Gas_Fryer_A_Achievable Economic RVT Potential | F4 | Commercial | WA - College | New | Food Preparation | Natural Gas | Fryer | A | Incremental Energy Savings (MWh or mTherms) | Achievable Economic RVT Potential | 0 | 0 | 0 | 0 | 0 | 0 | 0 | 0 | 0 | 0 | 0 | 0 | 0 | 0 | 0 | 0 | 0 | 0 | 0 | 0 | 0 | 0 | 0 | 0 | 0 | 0 | 0
F5_Commercial_WA - College_New_Food Preparation_Natural Gas_Fryer_A_Achievable Economic RVT Potential | F5 | Commercial | WA - College | New | Food Preparation | Natural Gas | Fryer | A | Incremental Summer Peak Savings (MW) | Achievable Economic RVT Potential | 0 | 0 | 0 | 0 | 0 | 0 | 0 | 0 | 0 | 0 | 0 | 0 | 0 | 0 | 0 | 0 | 0 | 0 | 0 | 0 | 0 | 0 | 0 | 0 | 0 | 0 | 0
F6_Commercial_WA - College_New_Food Preparation_Natural Gas_Fryer_A_Achievable Economic RVT Potential | F6 | Commercial | WA - College | New | Food Preparation | Natural Gas | Fryer | A | Incremental Winter Peak Savings (MW) | Achievable Economic RVT Potential | 0 | 0 | 0 | 0 | 0 | 0 | 0 | 0 | 0 | 0 | 0 | 0 | 0 | 0 | 0 | 0 | 0 | 0 | 0 | 0 | 0 | 0 | 0 | 0 | 0 | 0 | 0
F7_Commercial_WA - College_New_Food Preparation_Natural Gas_Fryer_A_Achievable Economic RVT Potential | F7 | Commercial | WA - College | New | Food Preparation | Natural Gas | Fryer | A | Cumulative Energy Savings (MWh or mTherms) | Achievable Economic RVT Potential | 0 | 0 | 0 | 0 | 0 | 0 | 0 | 0 | 0 | 0 | 0 | 0 | 0 | 0 | 0 | 0 | 0 | 0 | 0 | 0 | 0 | 0 | 0 | 0 | 0 | 0 | 0
F8_Commercial_WA - College_New_Food Preparation_Natural Gas_Fryer_A_Achievable Economic RVT Potential | F8 | Commercial | WA - College | New | Food Preparation | Natural Gas | Fryer | A | Cumulative Summer Peak Savings (MW) | Achievable Economic RVT Potential | 0 | 0 | 0 | 0 | 0 | 0 | 0 | 0 | 0 | 0 | 0 | 0 | 0 | 0 | 0 | 0 | 0 | 0 | 0 | 0 | 0 | 0 | 0 | 0 | 0 | 0 | 0
F9_Commercial_WA - College_New_Food Preparation_Natural Gas_Fryer_A_Achievable Economic RVT Potential | F9 | Commercial | WA - College | New | Food Preparation | Natural Gas | Fryer | A | Cumulative Winter Peak Savings (MW) | Achievable Economic RVT Potential | 0 | 0 | 0 | 0 | 0 | 0 | 0 | 0 | 0 | 0 | 0 | 0 | 0 | 0 | 0 | 0 | 0 | 0 | 0 | 0 | 0 | 0 | 0 | 0 | 0 | 0 | 0
F10_Commercial_WA - College_New_Food Preparation_Natural Gas_Fryer_A_Achievable Economic RVT Potential | F10 | Commercial | WA - College | New | Food Preparation | Natural Gas | Fryer | A | Purchases (Incremental) | Achievable Economic RVT Potential | 0 | 0 | 0 | 0 | 0 | 0 | 0 | 0 | 0 | 0 | 0 | 0 | 0 | 0 | 0 | 0 | 0 | 0 | 0 | 0 | 0 | 0 | 0 | 0 | 0 | 0 | 0
F11_Commercial_WA - College_New_Food Preparation_Natural Gas_Fryer_A_Achievable Economic RVT Potential | F11 | Commercial | WA - College | New | Food Preparation | Natural Gas | Fryer | A | Purchases (Cumulative) | Achievable Economic RVT Potential | 0 | 0 | 0 | 0 | 0 | 0 | 0 | 0 | 0 | 0 | 0 | 0 | 0 | 0 | 0 | 0 | 0 | 0 | 0 | 0 | 0 | 0 | 0 | 0 | 0 | 0 | 0
F1_Commercial_WA - College_New_Food Preparation_Natural Gas_Broiler_A_Achievable Economic RVT Potential | F1 | Commercial | WA - College | New | Food Preparation | Natural Gas | Broiler | A | Integrated Unit Energy Savings (kWh or therms) | Achievable Economic RVT Potential | 0 | 0 | 0 | 0 | 0 | 0 | 0 | 0 | 0 | 0 | 0 | 0 | 0 | 0 | 0 | 0 | 0 | 0 | 0 | 0 | 0 | 0 | 0 | 0 | 0 | 0 | 0
F2_Commercial_WA - College_New_Food Preparation_Natural Gas_Broiler_A_Achievable Economic RVT Potential | F2 | Commercial | WA - College | New | Food Preparation | Natural Gas | Broiler | A | Integrated Unit Summer Peak Savings (kW) | Achievable Economic RVT Potential | 0 | 0 | 0 | 0 | 0 | 0 | 0 | 0 | 0 | 0 | 0 | 0 | 0 | 0 | 0 | 0 | 0 | 0 | 0 | 0 | 0 | 0 | 0 | 0 | 0 | 0 | 0
F3_Commercial_WA - College_New_Food Preparation_Natural Gas_Broiler_A_Achievable Economic RVT Potential | F3 | Commercial | WA - College | New | Food Preparation | Natural Gas | Broiler | A | Integrated Unit Winter Peak Savings (kW) | Achievable Economic RVT Potential | 0 | 0 | 0 | 0 | 0 | 0 | 0 | 0 | 0 | 0 | 0 | 0 | 0 | 0 | 0 | 0 | 0 | 0 | 0 | 0 | 0 | 0 | 0 | 0 | 0 | 0 | 0
F4_Commercial_WA - College_New_Food Preparation_Natural Gas_Broiler_A_Achievable Economic RVT Potential | F4 | Commercial | WA - College | New | Food Preparation | Natural Gas | Broiler | A | Incremental Energy Savings (MWh or mTherms) | Achievable Economic RVT Potential | 0 | 0 | 0 | 0 | 0 | 0 | 0 | 0 | 0 | 0 | 0 | 0 | 0 | 0 | 0 | 0 | 0 | 0 | 0 | 0 | 0 | 0 | 0 | 0 | 0 | 0 | 0
F5_Commercial_WA - College_New_Food Preparation_Natural Gas_Broiler_A_Achievable Economic RVT Potential | F5 | Commercial | WA - College | New | Food Preparation | Natural Gas | Broiler | A | Incremental Summer Peak Savings (MW) | Achievable Economic RVT Potential | 0 | 0 | 0 | 0 | 0 | 0 | 0 | 0 | 0 | 0 | 0 | 0 | 0 | 0 | 0 | 0 | 0 | 0 | 0 | 0 | 0 | 0 | 0 | 0 | 0 | 0 | 0
F6_Commercial_WA - College_New_Food Preparation_Natural Gas_Broiler_A_Achievable Economic RVT Potential | F6 | Commercial | WA - College | New | Food Preparation | Natural Gas | Broiler | A | Incremental Winter Peak Savings (MW) | Achievable Economic RVT Potential | 0 | 0 | 0 | 0 | 0 | 0 | 0 | 0 | 0 | 0 | 0 | 0 | 0 | 0 | 0 | 0 | 0 | 0 | 0 | 0 | 0 | 0 | 0 | 0 | 0 | 0 | 0
F7_Commercial_WA - College_New_Food Preparation_Natural Gas_Broiler_A_Achievable Economic RVT Potential | F7 | Commercial | WA - College | New | Food Preparation | Natural Gas | Broiler | A | Cumulative Energy Savings (MWh or mTherms) | Achievable Economic RVT Potential | 0 | 0 | 0 | 0 | 0 | 0 | 0 | 0 | 0 | 0 | 0 | 0 | 0 | 0 | 0 | 0 | 0 | 0 | 0 | 0 | 0 | 0 | 0 | 0 | 0 | 0 | 0
F8_Commercial_WA - College_New_Food Preparation_Natural Gas_Broiler_A_Achievable Economic RVT Potential | F8 | Commercial | WA - College | New | Food Preparation | Natural Gas | Broiler | A | Cumulative Summer Peak Savings (MW) | Achievable Economic RVT Potential | 0 | 0 | 0 | 0 | 0 | 0 | 0 | 0 | 0 | 0 | 0 | 0 | 0 | 0 | 0 | 0 | 0 | 0 | 0 | 0 | 0 | 0 | 0 | 0 | 0 | 0 | 0
F9_Commercial_WA - College_New_Food Preparation_Natural Gas_Broiler_A_Achievable Economic RVT Potential | F9 | Commercial | WA - College | New | Food Preparation | Natural Gas | Broiler | A | Cumulative Winter Peak Savings (MW) | Achievable Economic RVT Potential | 0 | 0 | 0 | 0 | 0 | 0 | 0 | 0 | 0 | 0 | 0 | 0 | 0 | 0 | 0 | 0 | 0 | 0 | 0 | 0 | 0 | 0 | 0 | 0 | 0 | 0 | 0
F10_Commercial_WA - College_New_Food Preparation_Natural Gas_Broiler_A_Achievable Economic RVT Potential | F10 | Commercial | WA - College | New | Food Preparation | Natural Gas | Broiler | A | Purchases (Incremental) | Achievable Economic RVT Potential | 0 | 0 | 0 | 0 | 0 | 0 | 0 | 0 | 0 | 0 | 0 | 0 | 0 | 0 | 0 | 0 | 0 | 0 | 0 | 0 | 0 | 0 | 0 | 0 | 0 | 0 | 0
F11_Commercial_WA - College_New_Food Preparation_Natural Gas_Broiler_A_Achievable Economic RVT Potential | F11 | Commercial | WA - College | New | Food Preparation | Natural Gas | Broiler | A | Purchases (Cumulative) | Achievable Economic RVT Potential | 0 | 0 | 0 | 0 | 0 | 0 | 0 | 0 | 0 | 0 | 0 | 0 | 0 | 0 | 0 | 0 | 0 | 0 | 0 | 0 | 0 | 0 | 0 | 0 | 0 | 0 | 0
F1_Commercial_WA - College_New_Food Preparation_Natural Gas_Griddle_A_Achievable Economic RVT Potential | F1 | Commercial | WA - College | New | Food Preparation | Natural Gas | Griddle | A | Integrated Unit Energy Savings (kWh or therms) | Achievable Economic RVT Potential | 0 | 0 | 0 | 0 | 0 | 0 | 0 | 0 | 0 | 0 | 0 | 0 | 0 | 0 | 0 | 0 | 0 | 0 | 0 | 0 | 0 | 0 | 0 | 0 | 0 | 0 | 0
F2_Commercial_WA - College_New_Food Preparation_Natural Gas_Griddle_A_Achievable Economic RVT Potential | F2 | Commercial | WA - College | New | Food Preparation | Natural Gas | Griddle | A | Integrated Unit Summer Peak Savings (kW) | Achievable Economic RVT Potential | 0 | 0 | 0 | 0 | 0 | 0 | 0 | 0 | 0 | 0 | 0 | 0 | 0 | 0 | 0 | 0 | 0 | 0 | 0 | 0 | 0 | 0 | 0 | 0 | 0 | 0 | 0
F3_Commercial_WA - College_New_Food Preparation_Natural Gas_Griddle_A_Achievable Economic RVT Potential | F3 | Commercial | WA - College | New | Food Preparation | Natural Gas | Griddle | A | Integrated Unit Winter Peak Savings (kW) | Achievable Economic RVT Potential | 0 | 0 | 0 | 0 | 0 | 0 | 0 | 0 | 0 | 0 | 0 | 0 | 0 | 0 | 0 | 0 | 0 | 0 | 0 | 0 | 0 | 0 | 0 | 0 | 0 | 0 | 0
F4_Commercial_WA - College_New_Food Preparation_Natural Gas_Griddle_A_Achievable Economic RVT Potential | F4 | Commercial | WA - College | New | Food Preparation | Natural Gas | Griddle | A | Incremental Energy Savings (MWh or mTherms) | Achievable Economic RVT Potential | 0 | 0 | 0 | 0 | 0 | 0 | 0 | 0 | 0 | 0 | 0 | 0 | 0 | 0 | 0 | 0 | 0 | 0 | 0 | 0 | 0 | 0 | 0 | 0 | 0 | 0 | 0
F5_Commercial_WA - College_New_Food Preparation_Natural Gas_Griddle_A_Achievable Economic RVT Potential | F5 | Commercial | WA - College | New | Food Preparation | Natural Gas | Griddle | A | Incremental Summer Peak Savings (MW) | Achievable Economic RVT Potential | 0 | 0 | 0 | 0 | 0 | 0 | 0 | 0 | 0 | 0 | 0 | 0 | 0 | 0 | 0 | 0 | 0 | 0 | 0 | 0 | 0 | 0 | 0 | 0 | 0 | 0 | 0
F6_Commercial_WA - College_New_Food Preparation_Natural Gas_Griddle_A_Achievable Economic RVT Potential | F6 | Commercial | WA - College | New | Food Preparation | Natural Gas | Griddle | A | Incremental Winter Peak Savings (MW) | Achievable Economic RVT Potential | 0 | 0 | 0 | 0 | 0 | 0 | 0 | 0 | 0 | 0 | 0 | 0 | 0 | 0 | 0 | 0 | 0 | 0 | 0 | 0 | 0 | 0 | 0 | 0 | 0 | 0 | 0
F7_Commercial_WA - College_New_Food Preparation_Natural Gas_Griddle_A_Achievable Economic RVT Potential | F7 | Commercial | WA - College | New | Food Preparation | Natural Gas | Griddle | A | Cumulative Energy Savings (MWh or mTherms) | Achievable Economic RVT Potential | 0 | 0 | 0 | 0 | 0 | 0 | 0 | 0 | 0 | 0 | 0 | 0 | 0 | 0 | 0 | 0 | 0 | 0 | 0 | 0 | 0 | 0 | 0 | 0 | 0 | 0 | 0
F8_Commercial_WA - College_New_Food Preparation_Natural Gas_Griddle_A_Achievable Economic RVT Potential | F8 | Commercial | WA - College | New | Food Preparation | Natural Gas | Griddle | A | Cumulative Summer Peak Savings (MW) | Achievable Economic RVT Potential | 0 | 0 | 0 | 0 | 0 | 0 | 0 | 0 | 0 | 0 | 0 | 0 | 0 | 0 | 0 | 0 | 0 | 0 | 0 | 0 | 0 | 0 | 0 | 0 | 0 | 0 | 0
F9_Commercial_WA - College_New_Food Preparation_Natural Gas_Griddle_A_Achievable Economic RVT Potential | F9 | Commercial | WA - College | New | Food Preparation | Natural Gas | Griddle | A | Cumulative Winter Peak Savings (MW) | Achievable Economic RVT Potential | 0 | 0 | 0 | 0 | 0 | 0 | 0 | 0 | 0 | 0 | 0 | 0 | 0 | 0 | 0 | 0 | 0 | 0 | 0 | 0 | 0 | 0 | 0 | 0 | 0 | 0 | 0
F10_Commercial_WA - College_New_Food Preparation_Natural Gas_Griddle_A_Achievable Economic RVT Potential | F10 | Commercial | WA - College | New | Food Preparation | Natural Gas | Griddle | A | Purchases (Incremental) | Achievable Economic RVT Potential | 0 | 0 | 0 | 0 | 0 | 0 | 0 | 0 | 0 | 0 | 0 | 0 | 0 | 0 | 0 | 0 | 0 | 0 | 0 | 0 | 0 | 0 | 0 | 0 | 0 | 0 | 0
F11_Commercial_WA - College_New_Food Preparation_Natural Gas_Griddle_A_Achievable Economic RVT Potential | F11 | Commercial | WA - College | New | Food Preparation | Natural Gas | Griddle | A | Purchases (Cumulative) | Achievable Economic RVT Potential | 0 | 0 | 0 | 0 | 0 | 0 | 0 | 0 | 0 | 0 | 0 | 0 | 0 | 0 | 0 | 0 | 0 | 0 | 0 | 0 | 0 | 0 | 0 | 0 | 0 | 0 | 0
F1_Commercial_WA - College_New_Food Preparation_Natural Gas_Range_A_Achievable Economic RVT Potential | F1 | Commercial | WA - College | New | Food Preparation | Natural Gas | Range | A | Integrated Unit Energy Savings (kWh or therms) | Achievable Economic RVT Potential | 0 | 0 | 0 | 0 | 0 | 0 | 0 | 0 | 0 | 0 | 0 | 0 | 0 | 0 | 0 | 0 | 0 | 0 | 0 | 0 | 0 | 0 | 0 | 0 | 0 | 0 | 0
F2_Commercial_WA - College_New_Food Preparation_Natural Gas_Range_A_Achievable Economic RVT Potential | F2 | Commercial | WA - College | New | Food Preparation | Natural Gas | Range | A | Integrated Unit Summer Peak Savings (kW) | Achievable Economic RVT Potential | 0 | 0 | 0 | 0 | 0 | 0 | 0 | 0 | 0 | 0 | 0 | 0 | 0 | 0 | 0 | 0 | 0 | 0 | 0 | 0 | 0 | 0 | 0 | 0 | 0 | 0 | 0
F3_Commercial_WA - College_New_Food Preparation_Natural Gas_Range_A_Achievable Economic RVT Potential | F3 | Commercial | WA - College | New | Food Preparation | Natural Gas | Range | A | Integrated Unit Winter Peak Savings (kW) | Achievable Economic RVT Potential | 0 | 0 | 0 | 0 | 0 | 0 | 0 | 0 | 0 | 0 | 0 | 0 | 0 | 0 | 0 | 0 | 0 | 0 | 0 | 0 | 0 | 0 | 0 | 0 | 0 | 0 | 0
F4_Commercial_WA - College_New_Food Preparation_Natural Gas_Range_A_Achievable Economic RVT Potential | F4 | Commercial | WA - College | New | Food Preparation | Natural Gas | Range | A | Incremental Energy Savings (MWh or mTherms) | Achievable Economic RVT Potential | 0 | 0 | 0 | 0 | 0 | 0 | 0 | 0 | 0 | 0 | 0 | 0 | 0 | 0 | 0 | 0 | 0 | 0 | 0 | 0 | 0 | 0 | 0 | 0 | 0 | 0 | 0
F5_Commercial_WA - College_New_Food Preparation_Natural Gas_Range_A_Achievable Economic RVT Potential | F5 | Commercial | WA - College | New | Food Preparation | Natural Gas | Range | A | Incremental Summer Peak Savings (MW) | Achievable Economic RVT Potential | 0 | 0 | 0 | 0 | 0 | 0 | 0 | 0 | 0 | 0 | 0 | 0 | 0 | 0 | 0 | 0 | 0 | 0 | 0 | 0 | 0 | 0 | 0 | 0 | 0 | 0 | 0
F6_Commercial_WA - College_New_Food Preparation_Natural Gas_Range_A_Achievable Economic RVT Potential | F6 | Commercial | WA - College | New | Food Preparation | Natural Gas | Range | A | Incremental Winter Peak Savings (MW) | Achievable Economic RVT Potential | 0 | 0 | 0 | 0 | 0 | 0 | 0 | 0 | 0 | 0 | 0 | 0 | 0 | 0 | 0 | 0 | 0 | 0 | 0 | 0 | 0 | 0 | 0 | 0 | 0 | 0 | 0
F7_Commercial_WA - College_New_Food Preparation_Natural Gas_Range_A_Achievable Economic RVT Potential | F7 | Commercial | WA - College | New | Food Preparation | Natural Gas | Range | A | Cumulative Energy Savings (MWh or mTherms) | Achievable Economic RVT Potential | 0 | 0 | 0 | 0 | 0 | 0 | 0 | 0 | 0 | 0 | 0 | 0 | 0 | 0 | 0 | 0 | 0 | 0 | 0 | 0 | 0 | 0 | 0 | 0 | 0 | 0 | 0
F8_Commercial_WA - College_New_Food Preparation_Natural Gas_Range_A_Achievable Economic RVT Potential | F8 | Commercial | WA - College | New | Food Preparation | Natural Gas | Range | A | Cumulative Summer Peak Savings (MW) | Achievable Economic RVT Potential | 0 | 0 | 0 | 0 | 0 | 0 | 0 | 0 | 0 | 0 | 0 | 0 | 0 | 0 | 0 | 0 | 0 | 0 | 0 | 0 | 0 | 0 | 0 | 0 | 0 | 0 | 0
F9_Commercial_WA - College_New_Food Preparation_Natural Gas_Range_A_Achievable Economic RVT Potential | F9 | Commercial | WA - College | New | Food Preparation | Natural Gas | Range | A | Cumulative Winter Peak Savings (MW) | Achievable Economic RVT Potential | 0 | 0 | 0 | 0 | 0 | 0 | 0 | 0 | 0 | 0 | 0 | 0 | 0 | 0 | 0 | 0 | 0 | 0 | 0 | 0 | 0 | 0 | 0 | 0 | 0 | 0 | 0
F10_Commercial_WA - College_New_Food Preparation_Natural Gas_Range_A_Achievable Economic RVT Potential | F10 | Commercial | WA - College | New | Food Preparation | Natural Gas | Range | A | Purchases (Incremental) | Achievable Economic RVT Potential | 0 | 0 | 0 | 0 | 0 | 0 | 0 | 0 | 0 | 0 | 0 | 0 | 0 | 0 | 0 | 0 | 0 | 0 | 0 | 0 | 0 | 0 | 0 | 0 | 0 | 0 | 0
F11_Commercial_WA - College_New_Food Preparation_Natural Gas_Range_A_Achievable Economic RVT Potential | F11 | Commercial | WA - College | New | Food Preparation | Natural Gas | Range | A | Purchases (Cumulative) | Achievable Economic RVT Potential | 0 | 0 | 0 | 0 | 0 | 0 | 0 | 0 | 0 | 0 | 0 | 0 | 0 | 0 | 0 | 0 | 0 | 0 | 0 | 0 | 0 | 0 | 0 | 0 | 0 | 0 | 0
F1_Commercial_WA - College_New_Food Preparation_Natural Gas_Steamer_A_Achievable Economic RVT Potential | F1 | Commercial | WA - College | New | Food Preparation | Natural Gas | Steamer | A | Integrated Unit Energy Savings (kWh or therms) | Achievable Economic RVT Potential | 0 | 0 | 0 | 0 | 0 | 0 | 0 | 0 | 0 | 0 | 0 | 0 | 0 | 0 | 0 | 0 | 0 | 0 | 0 | 0 | 0 | 0 | 0 | 0 | 0 | 0 | 0
F2_Commercial_WA - College_New_Food Preparation_Natural Gas_Steamer_A_Achievable Economic RVT Potential | F2 | Commercial | WA - College | New | Food Preparation | Natural Gas | Steamer | A | Integrated Unit Summer Peak Savings (kW) | Achievable Economic RVT Potential | 0 | 0 | 0 | 0 | 0 | 0 | 0 | 0 | 0 | 0 | 0 | 0 | 0 | 0 | 0 | 0 | 0 | 0 | 0 | 0 | 0 | 0 | 0 | 0 | 0 | 0 | 0
F3_Commercial_WA - College_New_Food Preparation_Natural Gas_Steamer_A_Achievable Economic RVT Potential | F3 | Commercial | WA - College | New | Food Preparation | Natural Gas | Steamer | A | Integrated Unit Winter Peak Savings (kW) | Achievable Economic RVT Potential | 0 | 0 | 0 | 0 | 0 | 0 | 0 | 0 | 0 | 0 | 0 | 0 | 0 | 0 | 0 | 0 | 0 | 0 | 0 | 0 | 0 | 0 | 0 | 0 | 0 | 0 | 0
F4_Commercial_WA - College_New_Food Preparation_Natural Gas_Steamer_A_Achievable Economic RVT Potential | F4 | Commercial | WA - College | New | Food Preparation | Natural Gas | Steamer | A | Incremental Energy Savings (MWh or mTherms) | Achievable Economic RVT Potential | 0 | 0 | 0 | 0 | 0 | 0 | 0 | 0 | 0 | 0 | 0 | 0 | 0 | 0 | 0 | 0 | 0 | 0 | 0 | 0 | 0 | 0 | 0 | 0 | 0 | 0 | 0
F5_Commercial_WA - College_New_Food Preparation_Natural Gas_Steamer_A_Achievable Economic RVT Potential | F5 | Commercial | WA - College | New | Food Preparation | Natural Gas | Steamer | A | Incremental Summer Peak Savings (MW) | Achievable Economic RVT Potential | 0 | 0 | 0 | 0 | 0 | 0 | 0 | 0 | 0 | 0 | 0 | 0 | 0 | 0 | 0 | 0 | 0 | 0 | 0 | 0 | 0 | 0 | 0 | 0 | 0 | 0 | 0
F6_Commercial_WA - College_New_Food Preparation_Natural Gas_Steamer_A_Achievable Economic RVT Potential | F6 | Commercial | WA - College | New | Food Preparation | Natural Gas | Steamer | A | Incremental Winter Peak Savings (MW) | Achievable Economic RVT Potential | 0 | 0 | 0 | 0 | 0 | 0 | 0 | 0 | 0 | 0 | 0 | 0 | 0 | 0 | 0 | 0 | 0 | 0 | 0 | 0 | 0 | 0 | 0 | 0 | 0 | 0 | 0
F7_Commercial_WA - College_New_Food Preparation_Natural Gas_Steamer_A_Achievable Economic RVT Potential | F7 | Commercial | WA - College | New | Food Preparation | Natural Gas | Steamer | A | Cumulative Energy Savings (MWh or mTherms) | Achievable Economic RVT Potential | 0 | 0 | 0 | 0 | 0 | 0 | 0 | 0 | 0 | 0 | 0 | 0 | 0 | 0 | 0 | 0 | 0 | 0 | 0 | 0 | 0 | 0 | 0 | 0 | 0 | 0 | 0
F8_Commercial_WA - College_New_Food Preparation_Natural Gas_Steamer_A_Achievable Economic RVT Potential | F8 | Commercial | WA - College | New | Food Preparation | Natural Gas | Steamer | A | Cumulative Summer Peak Savings (MW) | Achievable Economic RVT Potential | 0 | 0 | 0 | 0 | 0 | 0 | 0 | 0 | 0 | 0 | 0 | 0 | 0 | 0 | 0 | 0 | 0 | 0 | 0 | 0 | 0 | 0 | 0 | 0 | 0 | 0 | 0
F9_Commercial_WA - College_New_Food Preparation_Natural Gas_Steamer_A_Achievable Economic RVT Potential | F9 | Commercial | WA - College | New | Food Preparation | Natural Gas | Steamer | A | Cumulative Winter Peak Savings (MW) | Achievable Economic RVT Potential | 0 | 0 | 0 | 0 | 0 | 0 | 0 | 0 | 0 | 0 | 0 | 0 | 0 | 0 | 0 | 0 | 0 | 0 | 0 | 0 | 0 | 0 | 0 | 0 | 0 | 0 | 0
F10_Commercial_WA - College_New_Food Preparation_Natural Gas_Steamer_A_Achievable Economic RVT Potential | F10 | Commercial | WA - College | New | Food Preparation | Natural Gas | Steamer | A | Purchases (Incremental) | Achievable Economic RVT Potential | 0 | 0 | 0 | 0 | 0 | 0 | 0 | 0 | 0 | 0 | 0 | 0 | 0 | 0 | 0 | 0 | 0 | 0 | 0 | 0 | 0 | 0 | 0 | 0 | 0 | 0 | 0
F11_Commercial_WA - College_New_Food Preparation_Natural Gas_Steamer_A_Achievable Economic RVT Potential | F11 | Commercial | WA - College | New | Food Preparation | Natural Gas | Steamer | A | Purchases (Cumulative) | Achievable Economic RVT Potential | 0 | 0 | 0 | 0 | 0 | 0 | 0 | 0 | 0 | 0 | 0 | 0 | 0 | 0 | 0 | 0 | 0 | 0 | 0 | 0 | 0 | 0 | 0 | 0 | 0 | 0 | 0
F1_Commercial_WA - College_New_Food Preparation_Natural Gas_Commercial Food Prep Other_A_Achievable Economic RVT Potential | F1 | Commercial | WA - College | New | Food Preparation | Natural Gas | Commercial Food Prep Other | A | Integrated Unit Energy Savings (kWh or therms) | Achievable Economic RVT Potential | 0 | 0 | 0 | 0 | 0 | 0 | 0 | 0 | 0 | 0 | 0 | 0 | 0 | 0 | 0 | 0 | 0 | 0 | 0 | 0 | 0 | 0 | 0 | 0 | 0 | 0 | 0
F2_Commercial_WA - College_New_Food Preparation_Natural Gas_Commercial Food Prep Other_A_Achievable Economic RVT Potential | F2 | Commercial | WA - College | New | Food Preparation | Natural Gas | Commercial Food Prep Other | A | Integrated Unit Summer Peak Savings (kW) | Achievable Economic RVT Potential | 0 | 0 | 0 | 0 | 0 | 0 | 0 | 0 | 0 | 0 | 0 | 0 | 0 | 0 | 0 | 0 | 0 | 0 | 0 | 0 | 0 | 0 | 0 | 0 | 0 | 0 | 0
F3_Commercial_WA - College_New_Food Preparation_Natural Gas_Commercial Food Prep Other_A_Achievable Economic RVT Potential | F3 | Commercial | WA - College | New | Food Preparation | Natural Gas | Commercial Food Prep Other | A | Integrated Unit Winter Peak Savings (kW) | Achievable Economic RVT Potential | 0 | 0 | 0 | 0 | 0 | 0 | 0 | 0 | 0 | 0 | 0 | 0 | 0 | 0 | 0 | 0 | 0 | 0 | 0 | 0 | 0 | 0 | 0 | 0 | 0 | 0 | 0
F4_Commercial_WA - College_New_Food Preparation_Natural Gas_Commercial Food Prep Other_A_Achievable Economic RVT Potential | F4 | Commercial | WA - College | New | Food Preparation | Natural Gas | Commercial Food Prep Other | A | Incremental Energy Savings (MWh or mTherms) | Achievable Economic RVT Potential | 0 | 0 | 0 | 0 | 0 | 0 | 0 | 0 | 0 | 0 | 0 | 0 | 0 | 0 | 0 | 0 | 0 | 0 | 0 | 0 | 0 | 0 | 0 | 0 | 0 | 0 | 0
F5_Commercial_WA - College_New_Food Preparation_Natural Gas_Commercial Food Prep Other_A_Achievable Economic RVT Potential | F5 | Commercial | WA - College | New | Food Preparation | Natural Gas | Commercial Food Prep Other | A | Incremental Summer Peak Savings (MW) | Achievable Economic RVT Potential | 0 | 0 | 0 | 0 | 0 | 0 | 0 | 0 | 0 | 0 | 0 | 0 | 0 | 0 | 0 | 0 | 0 | 0 | 0 | 0 | 0 | 0 | 0 | 0 | 0 | 0 | 0
F6_Commercial_WA - College_New_Food Preparation_Natural Gas_Commercial Food Prep Other_A_Achievable Economic RVT Potential | F6 | Commercial | WA - College | New | Food Preparation | Natural Gas | Commercial Food Prep Other | A | Incremental Winter Peak Savings (MW) | Achievable Economic RVT Potential | 0 | 0 | 0 | 0 | 0 | 0 | 0 | 0 | 0 | 0 | 0 | 0 | 0 | 0 | 0 | 0 | 0 | 0 | 0 | 0 | 0 | 0 | 0 | 0 | 0 | 0 | 0
F7_Commercial_WA - College_New_Food Preparation_Natural Gas_Commercial Food Prep Other_A_Achievable Economic RVT Potential | F7 | Commercial | WA - College | New | Food Preparation | Natural Gas | Commercial Food Prep Other | A | Cumulative Energy Savings (MWh or mTherms) | Achievable Economic RVT Potential | 0 | 0 | 0 | 0 | 0 | 0 | 0 | 0 | 0 | 0 | 0 | 0 | 0 | 0 | 0 | 0 | 0 | 0 | 0 | 0 | 0 | 0 | 0 | 0 | 0 | 0 | 0
F8_Commercial_WA - College_New_Food Preparation_Natural Gas_Commercial Food Prep Other_A_Achievable Economic RVT Potential | F8 | Commercial | WA - College | New | Food Preparation | Natural Gas | Commercial Food Prep Other | A | Cumulative Summer Peak Savings (MW) | Achievable Economic RVT Potential | 0 | 0 | 0 | 0 | 0 | 0 | 0 | 0 | 0 | 0 | 0 | 0 | 0 | 0 | 0 | 0 | 0 | 0 | 0 | 0 | 0 | 0 | 0 | 0 | 0 | 0 | 0
F9_Commercial_WA - College_New_Food Preparation_Natural Gas_Commercial Food Prep Other_A_Achievable Economic RVT Potential | F9 | Commercial | WA - College | New | Food Preparation | Natural Gas | Commercial Food Prep Other | A | Cumulative Winter Peak Savings (MW) | Achievable Economic RVT Potential | 0 | 0 | 0 | 0 | 0 | 0 | 0 | 0 | 0 | 0 | 0 | 0 | 0 | 0 | 0 | 0 | 0 | 0 | 0 | 0 | 0 | 0 | 0 | 0 | 0 | 0 | 0
F10_Commercial_WA - College_New_Food Preparation_Natural Gas_Commercial Food Prep Other_A_Achievable Economic RVT Potential | F10 | Commercial | WA - College | New | Food Preparation | Natural Gas | Commercial Food Prep Other | A | Purchases (Incremental) | Achievable Economic RVT Potential | 0 | 0 | 0 | 0 | 0 | 0 | 0 | 0 | 0 | 0 | 0 | 0 | 0 | 0 | 0 | 0 | 0 | 0 | 0 | 0 | 0 | 0 | 0 | 0 | 0 | 0 | 0
F11_Commercial_WA - College_New_Food Preparation_Natural Gas_Commercial Food Prep Other_A_Achievable Economic RVT Potential | F11 | Commercial | WA - College | New | Food Preparation | Natural Gas | Commercial Food Prep Other | A | Purchases (Cumulative) | Achievable Economic RVT Potential | 0 | 0 | 0 | 0 | 0 | 0 | 0 | 0 | 0 | 0 | 0 | 0 | 0 | 0 | 0 | 0 | 0 | 0 | 0 | 0 | 0 | 0 | 0 | 0 | 0 | 0 | 0
F1_Commercial_WA - College_New_Miscellaneous_Natural Gas_Pool Heater_A_Achievable Economic RVT Potential | F1 | Commercial | WA - College | New | Miscellaneous | Natural Gas | Pool Heater | A | Integrated Unit Energy Savings (kWh or therms) | Achievable Economic RVT Potential | 0 | 0 | 0 | 0 | 0 | 0 | 0 | 0 | 0 | 0 | 0 | 0 | 0 | 0 | 0 | 0 | 0 | 0 | 0 | 0 | 0 | 0 | 0 | 0 | 0 | 0 | 0
F2_Commercial_WA - College_New_Miscellaneous_Natural Gas_Pool Heater_A_Achievable Economic RVT Potential | F2 | Commercial | WA - College | New | Miscellaneous | Natural Gas | Pool Heater | A | Integrated Unit Summer Peak Savings (kW) | Achievable Economic RVT Potential | 0 | 0 | 0 | 0 | 0 | 0 | 0 | 0 | 0 | 0 | 0 | 0 | 0 | 0 | 0 | 0 | 0 | 0 | 0 | 0 | 0 | 0 | 0 | 0 | 0 | 0 | 0
F3_Commercial_WA - College_New_Miscellaneous_Natural Gas_Pool Heater_A_Achievable Economic RVT Potential | F3 | Commercial | WA - College | New | Miscellaneous | Natural Gas | Pool Heater | A | Integrated Unit Winter Peak Savings (kW) | Achievable Economic RVT Potential | 0 | 0 | 0 | 0 | 0 | 0 | 0 | 0 | 0 | 0 | 0 | 0 | 0 | 0 | 0 | 0 | 0 | 0 | 0 | 0 | 0 | 0 | 0 | 0 | 0 | 0 | 0
F4_Commercial_WA - College_New_Miscellaneous_Natural Gas_Pool Heater_A_Achievable Economic RVT Potential | F4 | Commercial | WA - College | New | Miscellaneous | Natural Gas | Pool Heater | A | Incremental Energy Savings (MWh or mTherms) | Achievable Economic RVT Potential | 0 | 0 | 0 | 0 | 0 | 0 | 0 | 0 | 0 | 0 | 0 | 0 | 0 | 0 | 0 | 0 | 0 | 0 | 0 | 0 | 0 | 0 | 0 | 0 | 0 | 0 | 0
F5_Commercial_WA - College_New_Miscellaneous_Natural Gas_Pool Heater_A_Achievable Economic RVT Potential | F5 | Commercial | WA - College | New | Miscellaneous | Natural Gas | Pool Heater | A | Incremental Summer Peak Savings (MW) | Achievable Economic RVT Potential | 0 | 0 | 0 | 0 | 0 | 0 | 0 | 0 | 0 | 0 | 0 | 0 | 0 | 0 | 0 | 0 | 0 | 0 | 0 | 0 | 0 | 0 | 0 | 0 | 0 | 0 | 0
F6_Commercial_WA - College_New_Miscellaneous_Natural Gas_Pool Heater_A_Achievable Economic RVT Potential | F6 | Commercial | WA - College | New | Miscellaneous | Natural Gas | Pool Heater | A | Incremental Winter Peak Savings (MW) | Achievable Economic RVT Potential | 0 | 0 | 0 | 0 | 0 | 0 | 0 | 0 | 0 | 0 | 0 | 0 | 0 | 0 | 0 | 0 | 0 | 0 | 0 | 0 | 0 | 0 | 0 | 0 | 0 | 0 | 0
F7_Commercial_WA - College_New_Miscellaneous_Natural Gas_Pool Heater_A_Achievable Economic RVT Potential | F7 | Commercial | WA - College | New | Miscellaneous | Natural Gas | Pool Heater | A | Cumulative Energy Savings (MWh or mTherms) | Achievable Economic RVT Potential | 0 | 0 | 0 | 0 | 0 | 0 | 0 | 0 | 0 | 0 | 0 | 0 | 0 | 0 | 0 | 0 | 0 | 0 | 0 | 0 | 0 | 0 | 0 | 0 | 0 | 0 | 0
F8_Commercial_WA - College_New_Miscellaneous_Natural Gas_Pool Heater_A_Achievable Economic RVT Potential | F8 | Commercial | WA - College | New | Miscellaneous | Natural Gas | Pool Heater | A | Cumulative Summer Peak Savings (MW) | Achievable Economic RVT Potential | 0 | 0 | 0 | 0 | 0 | 0 | 0 | 0 | 0 | 0 | 0 | 0 | 0 | 0 | 0 | 0 | 0 | 0 | 0 | 0 | 0 | 0 | 0 | 0 | 0 | 0 | 0
F9_Commercial_WA - College_New_Miscellaneous_Natural Gas_Pool Heater_A_Achievable Economic RVT Potential | F9 | Commercial | WA - College | New | Miscellaneous | Natural Gas | Pool Heater | A | Cumulative Winter Peak Savings (MW) | Achievable Economic RVT Potential | 0 | 0 | 0 | 0 | 0 | 0 | 0 | 0 | 0 | 0 | 0 | 0 | 0 | 0 | 0 | 0 | 0 | 0 | 0 | 0 | 0 | 0 | 0 | 0 | 0 | 0 | 0
F10_Commercial_WA - College_New_Miscellaneous_Natural Gas_Pool Heater_A_Achievable Economic RVT Potential | F10 | Commercial | WA - College | New | Miscellaneous | Natural Gas | Pool Heater | A | Purchases (Incremental) | Achievable Economic RVT Potential | 0 | 0 | 0 | 0 | 0 | 0 | 0 | 0 | 0 | 0 | 0 | 0 | 0 | 0 | 0 | 0 | 0 | 0 | 0 | 0 | 0 | 0 | 0 | 0 | 0 | 0 | 0
F11_Commercial_WA - College_New_Miscellaneous_Natural Gas_Pool Heater_A_Achievable Economic RVT Potential | F11 | Commercial | WA - College | New | Miscellaneous | Natural Gas | Pool Heater | A | Purchases (Cumulative) | Achievable Economic RVT Potential | 0 | 0 | 0 | 0 | 0 | 0 | 0 | 0 | 0 | 0 | 0 | 0 | 0 | 0 | 0 | 0 | 0 | 0 | 0 | 0 | 0 | 0 | 0 | 0 | 0 | 0 | 0
F1_Commercial_WA - Health_Existing_Space Heating_Natural Gas_Furnace_A_Achievable Economic RVT Potential | F1 | Commercial | WA - Health | Existing | Space Heating | Natural Gas | Furnace | A | Integrated Unit Energy Savings (kWh or therms) | Achievable Economic RVT Potential | 0 | 122.2515 | 121.7774 | 82.9831 | 82.9831 | 82.9831 | 82.9831 | 82.9831 | 82.9831 | 82.9831 | 82.9831 | 82.9831 | 82.9831 | 82.9831 | 82.9831 | 82.9831 | 82.9831 | 82.9831 | 82.9831 | 82.9831 | 82.9831 | 82.9831 | 82.9831 | 82.9831 | 82.9831 | 82.9831 | 82.9831
F2_Commercial_WA - Health_Existing_Space Heating_Natural Gas_Furnace_A_Achievable Economic RVT Potential | F2 | Commercial | WA - Health | Existing | Space Heating | Natural Gas | Furnace | A | Integrated Unit Summer Peak Savings (kW) | Achievable Economic RVT Potential | 0 | 0 | 0 | 0 | 0 | 0 | 0 | 0 | 0 | 0 | 0 | 0 | 0 | 0 | 0 | 0 | 0 | 0 | 0 | 0 | 0 | 0 | 0 | 0 | 0 | 0 | 0
F3_Commercial_WA - Health_Existing_Space Heating_Natural Gas_Furnace_A_Achievable Economic RVT Potential | F3 | Commercial | WA - Health | Existing | Space Heating | Natural Gas | Furnace | A | Integrated Unit Winter Peak Savings (kW) | Achievable Economic RVT Potential | 0 | 0 | 0 | 0 | 0 | 0 | 0 | 0 | 0 | 0 | 0 | 0 | 0 | 0 | 0 | 0 | 0 | 0 | 0 | 0 | 0 | 0 | 0 | 0 | 0 | 0 | 0
F4_Commercial_WA - Health_Existing_Space Heating_Natural Gas_Furnace_A_Achievable Economic RVT Potential | F4 | Commercial | WA - Health | Existing | Space Heating | Natural Gas | Furnace | A | Incremental Energy Savings (MWh or mTherms) | Achievable Economic RVT Potential | 0 | 0 | 0 | 0 | 0 | 0 | 0 | 0 | 0 | 0 | 0 | 0 | 0 | 0 | 0 | 0 | 0 | 0 | 0 | 0 | 0 | 0 | 0 | 0 | 0 | 0 | 0
F5_Commercial_WA - Health_Existing_Space Heating_Natural Gas_Furnace_A_Achievable Economic RVT Potential | F5 | Commercial | WA - Health | Existing | Space Heating | Natural Gas | Furnace | A | Incremental Summer Peak Savings (MW) | Achievable Economic RVT Potential | 0 | 0 | 0 | 0 | 0 | 0 | 0 | 0 | 0 | 0 | 0 | 0 | 0 | 0 | 0 | 0 | 0 | 0 | 0 | 0 | 0 | 0 | 0 | 0 | 0 | 0 | 0
F6_Commercial_WA - Health_Existing_Space Heating_Natural Gas_Furnace_A_Achievable Economic RVT Potential | F6 | Commercial | WA - Health | Existing | Space Heating | Natural Gas | Furnace | A | Incremental Winter Peak Savings (MW) | Achievable Economic RVT Potential | 0 | 0 | 0 | 0 | 0 | 0 | 0 | 0 | 0 | 0 | 0 | 0 | 0 | 0 | 0 | 0 | 0 | 0 | 0 | 0 | 0 | 0 | 0 | 0 | 0 | 0 | 0
F7_Commercial_WA - Health_Existing_Space Heating_Natural Gas_Furnace_A_Achievable Economic RVT Potential | F7 | Commercial | WA - Health | Existing | Space Heating | Natural Gas | Furnace | A | Cumulative Energy Savings (MWh or mTherms) | Achievable Economic RVT Potential | 0 | 0 | 0 | 0 | 0 | 0 | 0 | 0 | 0 | 0 | 0 | 0 | 0 | 0 | 0 | 0 | 0 | 0 | 0 | 0 | 0 | 0 | 0 | 0 | 0 | 0 | 0
F8_Commercial_WA - Health_Existing_Space Heating_Natural Gas_Furnace_A_Achievable Economic RVT Potential | F8 | Commercial | WA - Health | Existing | Space Heating | Natural Gas | Furnace | A | Cumulative Summer Peak Savings (MW) | Achievable Economic RVT Potential | 0 | 0 | 0 | 0 | 0 | 0 | 0 | 0 | 0 | 0 | 0 | 0 | 0 | 0 | 0 | 0 | 0 | 0 | 0 | 0 | 0 | 0 | 0 | 0 | 0 | 0 | 0
F9_Commercial_WA - Health_Existing_Space Heating_Natural Gas_Furnace_A_Achievable Economic RVT Potential | F9 | Commercial | WA - Health | Existing | Space Heating | Natural Gas | Furnace | A | Cumulative Winter Peak Savings (MW) | Achievable Economic RVT Potential | 0 | 0 | 0 | 0 | 0 | 0 | 0 | 0 | 0 | 0 | 0 | 0 | 0 | 0 | 0 | 0 | 0 | 0 | 0 | 0 | 0 | 0 | 0 | 0 | 0 | 0 | 0
F10_Commercial_WA - Health_Existing_Space Heating_Natural Gas_Furnace_A_Achievable Economic RVT Potential | F10 | Commercial | WA - Health | Existing | Space Heating | Natural Gas | Furnace | A | Purchases (Incremental) | Achievable Economic RVT Potential | 0 | 0 | 0 | 0 | 0 | 0 | 0 | 0 | 0 | 0 | 0 | 0 | 0 | 0 | 0 | 0 | 0 | 0 | 0 | 0 | 0 | 0 | 0 | 0 | 0 | 0 | 0
F11_Commercial_WA - Health_Existing_Space Heating_Natural Gas_Furnace_A_Achievable Economic RVT Potential | F11 | Commercial | WA - Health | Existing | Space Heating | Natural Gas | Furnace | A | Purchases (Cumulative) | Achievable Economic RVT Potential | 0 | 0 | 0 | 0 | 0 | 0 | 0 | 0 | 0 | 0 | 0 | 0 | 0 | 0 | 0 | 0 | 0 | 0 | 0 | 0 | 0 | 0 | 0 | 0 | 0 | 0 | 0
F1_Commercial_WA - Health_Existing_Space Heating_Natural Gas_Boiler_A_Achievable Economic RVT Potential | F1 | Commercial | WA - Health | Existing | Space Heating | Natural Gas | Boiler | A | Integrated Unit Energy Savings (kWh or therms) | Achievable Economic RVT Potential | 0 | 431.2043 | 429.5322 | 429.5322 | 429.5322 | 429.5322 | 429.5322 | 429.5322 | 429.5322 | 429.5322 | 429.5322 | 429.5322 | 429.5322 | 429.5322 | 429.5322 | 429.5322 | 429.5322 | 429.5322 | 429.5322 | 429.5322 | 429.5322 | 429.5322 | 429.5322 | 429.5322 | 429.5322 | 429.5322 | 429.5322
F2_Commercial_WA - Health_Existing_Space Heating_Natural Gas_Boiler_A_Achievable Economic RVT Potential | F2 | Commercial | WA - Health | Existing | Space Heating | Natural Gas | Boiler | A | Integrated Unit Summer Peak Savings (kW) | Achievable Economic RVT Potential | 0 | 0 | 0 | 0 | 0 | 0 | 0 | 0 | 0 | 0 | 0 | 0 | 0 | 0 | 0 | 0 | 0 | 0 | 0 | 0 | 0 | 0 | 0 | 0 | 0 | 0 | 0
F3_Commercial_WA - Health_Existing_Space Heating_Natural Gas_Boiler_A_Achievable Economic RVT Potential | F3 | Commercial | WA - Health | Existing | Space Heating | Natural Gas | Boiler | A | Integrated Unit Winter Peak Savings (kW) | Achievable Economic RVT Potential | 0 | 0 | 0 | 0 | 0 | 0 | 0 | 0 | 0 | 0 | 0 | 0 | 0 | 0 | 0 | 0 | 0 | 0 | 0 | 0 | 0 | 0 | 0 | 0 | 0 | 0 | 0
F4_Commercial_WA - Health_Existing_Space Heating_Natural Gas_Boiler_A_Achievable Economic RVT Potential | F4 | Commercial | WA - Health | Existing | Space Heating | Natural Gas | Boiler | A | Incremental Energy Savings (MWh or mTherms) | Achievable Economic RVT Potential | 0 | 0 | 0 | 0 | 0 | 0 | 0 | 0 | 0 | 0 | 0 | 0 | 0 | 0 | 0 | 0 | 0 | 0 | 0 | 0 | 0 | 0 | 0 | 0 | 0 | 0 | 0
F5_Commercial_WA - Health_Existing_Space Heating_Natural Gas_Boiler_A_Achievable Economic RVT Potential | F5 | Commercial | WA - Health | Existing | Space Heating | Natural Gas | Boiler | A | Incremental Summer Peak Savings (MW) | Achievable Economic RVT Potential | 0 | 0 | 0 | 0 | 0 | 0 | 0 | 0 | 0 | 0 | 0 | 0 | 0 | 0 | 0 | 0 | 0 | 0 | 0 | 0 | 0 | 0 | 0 | 0 | 0 | 0 | 0
F6_Commercial_WA - Health_Existing_Space Heating_Natural Gas_Boiler_A_Achievable Economic RVT Potential | F6 | Commercial | WA - Health | Existing | Space Heating | Natural Gas | Boiler | A | Incremental Winter Peak Savings (MW) | Achievable Economic RVT Potential | 0 | 0 | 0 | 0 | 0 | 0 | 0 | 0 | 0 | 0 | 0 | 0 | 0 | 0 | 0 | 0 | 0 | 0 | 0 | 0 | 0 | 0 | 0 | 0 | 0 | 0 | 0
F7_Commercial_WA - Health_Existing_Space Heating_Natural Gas_Boiler_A_Achievable Economic RVT Potential | F7 | Commercial | WA - Health | Existing | Space Heating | Natural Gas | Boiler | A | Cumulative Energy Savings (MWh or mTherms) | Achievable Economic RVT Potential | 0 | 0 | 0 | 0 | 0 | 0 | 0 | 0 | 0 | 0 | 0 | 0 | 0 | 0 | 0 | 0 | 0 | 0 | 0 | 0 | 0 | 0 | 0 | 0 | 0 | 0 | 0
F8_Commercial_WA - Health_Existing_Space Heating_Natural Gas_Boiler_A_Achievable Economic RVT Potential | F8 | Commercial | WA - Health | Existing | Space Heating | Natural Gas | Boiler | A | Cumulative Summer Peak Savings (MW) | Achievable Economic RVT Potential | 0 | 0 | 0 | 0 | 0 | 0 | 0 | 0 | 0 | 0 | 0 | 0 | 0 | 0 | 0 | 0 | 0 | 0 | 0 | 0 | 0 | 0 | 0 | 0 | 0 | 0 | 0
F9_Commercial_WA - Health_Existing_Space Heating_Natural Gas_Boiler_A_Achievable Economic RVT Potential | F9 | Commercial | WA - Health | Existing | Space Heating | Natural Gas | Boiler | A | Cumulative Winter Peak Savings (MW) | Achievable Economic RVT Potential | 0 | 0 | 0 | 0 | 0 | 0 | 0 | 0 | 0 | 0 | 0 | 0 | 0 | 0 | 0 | 0 | 0 | 0 | 0 | 0 | 0 | 0 | 0 | 0 | 0 | 0 | 0
F10_Commercial_WA - Health_Existing_Space Heating_Natural Gas_Boiler_A_Achievable Economic RVT Potential | F10 | Commercial | WA - Health | Existing | Space Heating | Natural Gas | Boiler | A | Purchases (Incremental) | Achievable Economic RVT Potential | 0 | 0 | 0 | 0 | 0 | 0 | 0 | 0 | 0 | 0 | 0 | 0 | 0 | 0 | 0 | 0 | 0 | 0 | 0 | 0 | 0 | 0 | 0 | 0 | 0 | 0 | 0
F11_Commercial_WA - Health_Existing_Space Heating_Natural Gas_Boiler_A_Achievable Economic RVT Potential | F11 | Commercial | WA - Health | Existing | Space Heating | Natural Gas | Boiler | A | Purchases (Cumulative) | Achievable Economic RVT Potential | 0 | 0 | 0 | 0 | 0 | 0 | 0 | 0 | 0 | 0 | 0 | 0 | 0 | 0 | 0 | 0 | 0 | 0 | 0 | 0 | 0 | 0 | 0 | 0 | 0 | 0 | 0
F1_Commercial_WA - Health_Existing_Space Heating_Natural Gas_Unit Heater_A_Achievable Economic RVT Potential | F1 | Commercial | WA - Health | Existing | Space Heating | Natural Gas | Unit Heater | A | Integrated Unit Energy Savings (kWh or therms) | Achievable Economic RVT Potential | 0 | 0 | 0 | 0 | 0 | 0 | 0 | 0 | 0 | 0 | 0 | 0 | 0 | 0 | 0 | 0 | 0 | 0 | 0 | 0 | 0 | 0 | 0 | 0 | 0 | 0 | 0
F2_Commercial_WA - Health_Existing_Space Heating_Natural Gas_Unit Heater_A_Achievable Economic RVT Potential | F2 | Commercial | WA - Health | Existing | Space Heating | Natural Gas | Unit Heater | A | Integrated Unit Summer Peak Savings (kW) | Achievable Economic RVT Potential | 0 | 0 | 0 | 0 | 0 | 0 | 0 | 0 | 0 | 0 | 0 | 0 | 0 | 0 | 0 | 0 | 0 | 0 | 0 | 0 | 0 | 0 | 0 | 0 | 0 | 0 | 0
F3_Commercial_WA - Health_Existing_Space Heating_Natural Gas_Unit Heater_A_Achievable Economic RVT Potential | F3 | Commercial | WA - Health | Existing | Space Heating | Natural Gas | Unit Heater | A | Integrated Unit Winter Peak Savings (kW) | Achievable Economic RVT Potential | 0 | 0 | 0 | 0 | 0 | 0 | 0 | 0 | 0 | 0 | 0 | 0 | 0 | 0 | 0 | 0 | 0 | 0 | 0 | 0 | 0 | 0 | 0 | 0 | 0 | 0 | 0
F4_Commercial_WA - Health_Existing_Space Heating_Natural Gas_Unit Heater_A_Achievable Economic RVT Potential | F4 | Commercial | WA - Health | Existing | Space Heating | Natural Gas | Unit Heater | A | Incremental Energy Savings (MWh or mTherms) | Achievable Economic RVT Potential | 0 | 0 | 0 | 0 | 0 | 0 | 0 | 0 | 0 | 0 | 0 | 0 | 0 | 0 | 0 | 0 | 0 | 0 | 0 | 0 | 0 | 0 | 0 | 0 | 0 | 0 | 0
F5_Commercial_WA - Health_Existing_Space Heating_Natural Gas_Unit Heater_A_Achievable Economic RVT Potential | F5 | Commercial | WA - Health | Existing | Space Heating | Natural Gas | Unit Heater | A | Incremental Summer Peak Savings (MW) | Achievable Economic RVT Potential | 0 | 0 | 0 | 0 | 0 | 0 | 0 | 0 | 0 | 0 | 0 | 0 | 0 | 0 | 0 | 0 | 0 | 0 | 0 | 0 | 0 | 0 | 0 | 0 | 0 | 0 | 0
F6_Commercial_WA - Health_Existing_Space Heating_Natural Gas_Unit Heater_A_Achievable Economic RVT Potential | F6 | Commercial | WA - Health | Existing | Space Heating | Natural Gas | Unit Heater | A | Incremental Winter Peak Savings (MW) | Achievable Economic RVT Potential | 0 | 0 | 0 | 0 | 0 | 0 | 0 | 0 | 0 | 0 | 0 | 0 | 0 | 0 | 0 | 0 | 0 | 0 | 0 | 0 | 0 | 0 | 0 | 0 | 0 | 0 | 0
F7_Commercial_WA - Health_Existing_Space Heating_Natural Gas_Unit Heater_A_Achievable Economic RVT Potential | F7 | Commercial | WA - Health | Existing | Space Heating | Natural Gas | Unit Heater | A | Cumulative Energy Savings (MWh or mTherms) | Achievable Economic RVT Potential | 0 | 0 | 0 | 0 | 0 | 0 | 0 | 0 | 0 | 0 | 0 | 0 | 0 | 0 | 0 | 0 | 0 | 0 | 0 | 0 | 0 | 0 | 0 | 0 | 0 | 0 | 0
F8_Commercial_WA - Health_Existing_Space Heating_Natural Gas_Unit Heater_A_Achievable Economic RVT Potential | F8 | Commercial | WA - Health | Existing | Space Heating | Natural Gas | Unit Heater | A | Cumulative Summer Peak Savings (MW) | Achievable Economic RVT Potential | 0 | 0 | 0 | 0 | 0 | 0 | 0 | 0 | 0 | 0 | 0 | 0 | 0 | 0 | 0 | 0 | 0 | 0 | 0 | 0 | 0 | 0 | 0 | 0 | 0 | 0 | 0
F9_Commercial_WA - Health_Existing_Space Heating_Natural Gas_Unit Heater_A_Achievable Economic RVT Potential | F9 | Commercial | WA - Health | Existing | Space Heating | Natural Gas | Unit Heater | A | Cumulative Winter Peak Savings (MW) | Achievable Economic RVT Potential | 0 | 0 | 0 | 0 | 0 | 0 | 0 | 0 | 0 | 0 | 0 | 0 | 0 | 0 | 0 | 0 | 0 | 0 | 0 | 0 | 0 | 0 | 0 | 0 | 0 | 0 | 0
F10_Commercial_WA - Health_Existing_Space Heating_Natural Gas_Unit Heater_A_Achievable Economic RVT Potential | F10 | Commercial | WA - Health | Existing | Space Heating | Natural Gas | Unit Heater | A | Purchases (Incremental) | Achievable Economic RVT Potential | 0 | 0 | 0 | 0 | 0 | 0 | 0 | 0 | 0 | 0 | 0 | 0 | 0 | 0 | 0 | 0 | 0 | 0 | 0 | 0 | 0 | 0 | 0 | 0 | 0 | 0 | 0
F11_Commercial_WA - Health_Existing_Space Heating_Natural Gas_Unit Heater_A_Achievable Economic RVT Potential | F11 | Commercial | WA - Health | Existing | Space Heating | Natural Gas | Unit Heater | A | Purchases (Cumulative) | Achievable Economic RVT Potential | 0 | 0 | 0 | 0 | 0 | 0 | 0 | 0 | 0 | 0 | 0 | 0 | 0 | 0 | 0 | 0 | 0 | 0 | 0 | 0 | 0 | 0 | 0 | 0 | 0 | 0 | 0
F1_Commercial_WA - Health_Existing_Water Heating_Natural Gas_Water Heater_A_Achievable Economic RVT Potential | F1 | Commercial | WA - Health | Existing | Water Heating | Natural Gas | Water Heater | A | Integrated Unit Energy Savings (kWh or therms) | Achievable Economic RVT Potential | 0 | 2.8505 | 2.8505 | 2.8505 | 2.8505 | 2.8505 | 2.8505 | 2.8505 | 2.8505 | 2.8505 | 2.8505 | 2.8505 | 2.8505 | 2.8505 | 2.8505 | 2.8505 | 2.8505 | 2.8505 | 2.8505 | 2.8505 | 2.8505 | 2.8505 | 2.8505 | 2.8505 | 2.8505 | 2.8505 | 2.8505
F2_Commercial_WA - Health_Existing_Water Heating_Natural Gas_Water Heater_A_Achievable Economic RVT Potential | F2 | Commercial | WA - Health | Existing | Water Heating | Natural Gas | Water Heater | A | Integrated Unit Summer Peak Savings (kW) | Achievable Economic RVT Potential | 0 | 0 | 0 | 0 | 0 | 0 | 0 | 0 | 0 | 0 | 0 | 0 | 0 | 0 | 0 | 0 | 0 | 0 | 0 | 0 | 0 | 0 | 0 | 0 | 0 | 0 | 0
F3_Commercial_WA - Health_Existing_Water Heating_Natural Gas_Water Heater_A_Achievable Economic RVT Potential | F3 | Commercial | WA - Health | Existing | Water Heating | Natural Gas | Water Heater | A | Integrated Unit Winter Peak Savings (kW) | Achievable Economic RVT Potential | 0 | 0 | 0 | 0 | 0 | 0 | 0 | 0 | 0 | 0 | 0 | 0 | 0 | 0 | 0 | 0 | 0 | 0 | 0 | 0 | 0 | 0 | 0 | 0 | 0 | 0 | 0
F4_Commercial_WA - Health_Existing_Water Heating_Natural Gas_Water Heater_A_Achievable Economic RVT Potential | F4 | Commercial | WA - Health | Existing | Water Heating | Natural Gas | Water Heater | A | Incremental Energy Savings (MWh or mTherms) | Achievable Economic RVT Potential | 0 | 0 | 0 | 0.98552 | 1.8907 | 2.7396 | 3.55 | 4.3346 | 5.0178 | 5.543 | 6.4012 | 7.035 | 7.4808 | 6.7922 | 6.0706 | 7.8404 | 6.4563 | 5.1941 | 4.1171 | 3.3101 | 2.2949 | 1.572 | 1.0695 | 0.72721 | 1.1728 | 0 | 0
F5_Commercial_WA - Health_Existing_Water Heating_Natural Gas_Water Heater_A_Achievable Economic RVT Potential | F5 | Commercial | WA - Health | Existing | Water Heating | Natural Gas | Water Heater | A | Incremental Summer Peak Savings (MW) | Achievable Economic RVT Potential | 0 | 0 | 0 | 0 | 0 | 0 | 0 | 0 | 0 | 0 | 0 | 0 | 0 | 0 | 0 | 0 | 0 | 0 | 0 | 0 | 0 | 0 | 0 | 0 | 0 | 0 | 0
F6_Commercial_WA - Health_Existing_Water Heating_Natural Gas_Water Heater_A_Achievable Economic RVT Potential | F6 | Commercial | WA - Health | Existing | Water Heating | Natural Gas | Water Heater | A | Incremental Winter Peak Savings (MW) | Achievable Economic RVT Potential | 0 | 0 | 0 | 0 | 0 | 0 | 0 | 0 | 0 | 0 | 0 | 0 | 0 | 0 | 0 | 0 | 0 | 0 | 0 | 0 | 0 | 0 | 0 | 0 | 0 | 0 | 0
F7_Commercial_WA - Health_Existing_Water Heating_Natural Gas_Water Heater_A_Achievable Economic RVT Potential | F7 | Commercial | WA - Health | Existing | Water Heating | Natural Gas | Water Heater | A | Cumulative Energy Savings (MWh or mTherms) | Achievable Economic RVT Potential | 0 | 0 | 0 | 0.98552 | 2.8762 | 5.6158 | 9.1658 | 13.5005 | 18.5183 | 24.0612 | 30.4624 | 37.4974 | 44.9782 | 51.7703 | 57.841 | 65.6814 | 72.1377 | 77.3317 | 81.4488 | 84.7589 | 87.0538 | 88.6258 | 89.6952 | 90.4224 | 91.5952 | 91.5952 | 91.5952
F8_Commercial_WA - Health_Existing_Water Heating_Natural Gas_Water Heater_A_Achievable Economic RVT Potential | F8 | Commercial | WA - Health | Existing | Water Heating | Natural Gas | Water Heater | A | Cumulative Summer Peak Savings (MW) | Achievable Economic RVT Potential | 0 | 0 | 0 | 0 | 0 | 0 | 0 | 0 | 0 | 0 | 0 | 0 | 0 | 0 | 0 | 0 | 0 | 0 | 0 | 0 | 0 | 0 | 0 | 0 | 0 | 0 | 0
F9_Commercial_WA - Health_Existing_Water Heating_Natural Gas_Water Heater_A_Achievable Economic RVT Potential | F9 | Commercial | WA - Health | Existing | Water Heating | Natural Gas | Water Heater | A | Cumulative Winter Peak Savings (MW) | Achievable Economic RVT Potential | 0 | 0 | 0 | 0 | 0 | 0 | 0 | 0 | 0 | 0 | 0 | 0 | 0 | 0 | 0 | 0 | 0 | 0 | 0 | 0 | 0 | 0 | 0 | 0 | 0 | 0 | 0
F10_Commercial_WA - Health_Existing_Water Heating_Natural Gas_Water Heater_A_Achievable Economic RVT Potential | F10 | Commercial | WA - Health | Existing | Water Heating | Natural Gas | Water Heater | A | Purchases (Incremental) | Achievable Economic RVT Potential | 0 | 0 | 0 | 345.7409 | 663.294 | 961.1156 | 1245.4071 | 1520.6785 | 1760.3408 | 1944.589 | 2245.6675 | 2468.0084 | 2624.4099 | 2382.8227 | 2129.6916 | 2750.5838 | 2264.9865 | 1822.1838 | 1444.3451 | 1161.2577 | 805.0862 | 551.479 | 375.1899 | 255.1192 | 411.4492 | 0 | 0
F11_Commercial_WA - Health_Existing_Water Heating_Natural Gas_Water Heater_A_Achievable Economic RVT Potential | F11 | Commercial | WA - Health | Existing | Water Heating | Natural Gas | Water Heater | A | Purchases (Cumulative) | Achievable Economic RVT Potential | 0 | 0 | 0 | 345.7409 | 1009.0349 | 1970.1505 | 3215.5576 | 4736.2361 | 6496.5769 | 8441.1659 | 10686.8334 | 13154.8418 | 15779.2517 | 18162.0744 | 20291.766 | 23042.3497 | 25307.3362 | 27129.5201 | 28573.8652 | 29735.1229 | 30540.2091 | 31091.6881 | 31466.878 | 31721.9972 | 32133.4464 | 32133.4464 | 32133.4464
F1_Commercial_WA - Health_Existing_Food Preparation_Natural Gas_Oven_A_Achievable Economic RVT Potential | F1 | Commercial | WA - Health | Existing | Food Preparation | Natural Gas | Oven | A | Integrated Unit Energy Savings (kWh or therms) | Achievable Economic RVT Potential | 0 | 106.6752 | 106.6752 | 106.6752 | 106.6752 | 106.6752 | 106.6752 | 106.6752 | 106.6752 | 106.6752 | 106.6752 | 106.6752 | 106.6752 | 106.6752 | 106.6752 | 106.6752 | 106.6752 | 106.6752 | 106.6752 | 106.6752 | 106.6752 | 106.6752 | 106.6752 | 106.6752 | 106.6752 | 106.6752 | 106.6752
F2_Commercial_WA - Health_Existing_Food Preparation_Natural Gas_Oven_A_Achievable Economic RVT Potential | F2 | Commercial | WA - Health | Existing | Food Preparation | Natural Gas | Oven | A | Integrated Unit Summer Peak Savings (kW) | Achievable Economic RVT Potential | 0 | 0 | 0 | 0 | 0 | 0 | 0 | 0 | 0 | 0 | 0 | 0 | 0 | 0 | 0 | 0 | 0 | 0 | 0 | 0 | 0 | 0 | 0 | 0 | 0 | 0 | 0
F3_Commercial_WA - Health_Existing_Food Preparation_Natural Gas_Oven_A_Achievable Economic RVT Potential | F3 | Commercial | WA - Health | Existing | Food Preparation | Natural Gas | Oven | A | Integrated Unit Winter Peak Savings (kW) | Achievable Economic RVT Potential | 0 | 0 | 0 | 0 | 0 | 0 | 0 | 0 | 0 | 0 | 0 | 0 | 0 | 0 | 0 | 0 | 0 | 0 | 0 | 0 | 0 | 0 | 0 | 0 | 0 | 0 | 0
F4_Commercial_WA - Health_Existing_Food Preparation_Natural Gas_Oven_A_Achievable Economic RVT Potential | F4 | Commercial | WA - Health | Existing | Food Preparation | Natural Gas | Oven | A | Incremental Energy Savings (MWh or mTherms) | Achievable Economic RVT Potential | 0 | 0 | 0 | 0 | 0 | 0 | 0 | 0 | 0 | 0 | 0 | 0 | 0 | 0 | 0 | 0 | 0 | 0 | 0 | 0 | 0 | 0 | 0 | 0 | 0 | 0 | 0
F5_Commercial_WA - Health_Existing_Food Preparation_Natural Gas_Oven_A_Achievable Economic RVT Potential | F5 | Commercial | WA - Health | Existing | Food Preparation | Natural Gas | Oven | A | Incremental Summer Peak Savings (MW) | Achievable Economic RVT Potential | 0 | 0 | 0 | 0 | 0 | 0 | 0 | 0 | 0 | 0 | 0 | 0 | 0 | 0 | 0 | 0 | 0 | 0 | 0 | 0 | 0 | 0 | 0 | 0 | 0 | 0 | 0
F6_Commercial_WA - Health_Existing_Food Preparation_Natural Gas_Oven_A_Achievable Economic RVT Potential | F6 | Commercial | WA - Health | Existing | Food Preparation | Natural Gas | Oven | A | Incremental Winter Peak Savings (MW) | Achievable Economic RVT Potential | 0 | 0 | 0 | 0 | 0 | 0 | 0 | 0 | 0 | 0 | 0 | 0 | 0 | 0 | 0 | 0 | 0 | 0 | 0 | 0 | 0 | 0 | 0 | 0 | 0 | 0 | 0
F7_Commercial_WA - Health_Existing_Food Preparation_Natural Gas_Oven_A_Achievable Economic RVT Potential | F7 | Commercial | WA - Health | Existing | Food Preparation | Natural Gas | Oven | A | Cumulative Energy Savings (MWh or mTherms) | Achievable Economic RVT Potential | 0 | 0 | 0 | 0 | 0 | 0 | 0 | 0 | 0 | 0 | 0 | 0 | 0 | 0 | 0 | 0 | 0 | 0 | 0 | 0 | 0 | 0 | 0 | 0 | 0 | 0 | 0
F8_Commercial_WA - Health_Existing_Food Preparation_Natural Gas_Oven_A_Achievable Economic RVT Potential | F8 | Commercial | WA - Health | Existing | Food Preparation | Natural Gas | Oven | A | Cumulative Summer Peak Savings (MW) | Achievable Economic RVT Potential | 0 | 0 | 0 | 0 | 0 | 0 | 0 | 0 | 0 | 0 | 0 | 0 | 0 | 0 | 0 | 0 | 0 | 0 | 0 | 0 | 0 | 0 | 0 | 0 | 0 | 0 | 0
F9_Commercial_WA - Health_Existing_Food Preparation_Natural Gas_Oven_A_Achievable Economic RVT Potential | F9 | Commercial | WA - Health | Existing | Food Preparation | Natural Gas | Oven | A | Cumulative Winter Peak Savings (MW) | Achievable Economic RVT Potential | 0 | 0 | 0 | 0 | 0 | 0 | 0 | 0 | 0 | 0 | 0 | 0 | 0 | 0 | 0 | 0 | 0 | 0 | 0 | 0 | 0 | 0 | 0 | 0 | 0 | 0 | 0
F10_Commercial_WA - Health_Existing_Food Preparation_Natural Gas_Oven_A_Achievable Economic RVT Potential | F10 | Commercial | WA - Health | Existing | Food Preparation | Natural Gas | Oven | A | Purchases (Incremental) | Achievable Economic RVT Potential | 0 | 0 | 0 | 0 | 0 | 0 | 0 | 0 | 0 | 0 | 0 | 0 | 0 | 0 | 0 | 0 | 0 | 0 | 0 | 0 | 0 | 0 | 0 | 0 | 0 | 0 | 0
F11_Commercial_WA - Health_Existing_Food Preparation_Natural Gas_Oven_A_Achievable Economic RVT Potential | F11 | Commercial | WA - Health | Existing | Food Preparation | Natural Gas | Oven | A | Purchases (Cumulative) | Achievable Economic RVT Potential | 0 | 0 | 0 | 0 | 0 | 0 | 0 | 0 | 0 | 0 | 0 | 0 | 0 | 0 | 0 | 0 | 0 | 0 | 0 | 0 | 0 | 0 | 0 | 0 | 0 | 0 | 0
F1_Commercial_WA - Health_Existing_Food Preparation_Natural Gas_Conveyor Oven_A_Achievable Economic RVT Potential | F1 | Commercial | WA - Health | Existing | Food Preparation | Natural Gas | Conveyor Oven | A | Integrated Unit Energy Savings (kWh or therms) | Achievable Economic RVT Potential | 0 | 0 | 0 | 0 | 0 | 692.0657 | 692.0657 | 692.0657 | 692.0657 | 692.0657 | 692.0657 | 692.0657 | 692.0657 | 692.0657 | 692.0657 | 692.0657 | 692.0657 | 692.0657 | 692.0657 | 692.0657 | 692.0657 | 692.0657 | 692.0657 | 692.0657 | 692.0657 | 692.0657 | 692.0657
F2_Commercial_WA - Health_Existing_Food Preparation_Natural Gas_Conveyor Oven_A_Achievable Economic RVT Potential | F2 | Commercial | WA - Health | Existing | Food Preparation | Natural Gas | Conveyor Oven | A | Integrated Unit Summer Peak Savings (kW) | Achievable Economic RVT Potential | 0 | 0 | 0 | 0 | 0 | 0 | 0 | 0 | 0 | 0 | 0 | 0 | 0 | 0 | 0 | 0 | 0 | 0 | 0 | 0 | 0 | 0 | 0 | 0 | 0 | 0 | 0
F3_Commercial_WA - Health_Existing_Food Preparation_Natural Gas_Conveyor Oven_A_Achievable Economic RVT Potential | F3 | Commercial | WA - Health | Existing | Food Preparation | Natural Gas | Conveyor Oven | A | Integrated Unit Winter Peak Savings (kW) | Achievable Economic RVT Potential | 0 | 0 | 0 | 0 | 0 | 0 | 0 | 0 | 0 | 0 | 0 | 0 | 0 | 0 | 0 | 0 | 0 | 0 | 0 | 0 | 0 | 0 | 0 | 0 | 0 | 0 | 0
F4_Commercial_WA - Health_Existing_Food Preparation_Natural Gas_Conveyor Oven_A_Achievable Economic RVT Potential | F4 | Commercial | WA - Health | Existing | Food Preparation | Natural Gas | Conveyor Oven | A | Incremental Energy Savings (MWh or mTherms) | Achievable Economic RVT Potential | 0 | 0 | 0 | 0 | 0 | 0 | 0 | 0 | 0 | 0 | 0 | 0 | 0 | 0 | 0 | 0 | 0 | 0 | 0 | 0 | 0 | 0 | 0 | 0 | 0 | 0 | 0
F5_Commercial_WA - Health_Existing_Food Preparation_Natural Gas_Conveyor Oven_A_Achievable Economic RVT Potential | F5 | Commercial | WA - Health | Existing | Food Preparation | Natural Gas | Conveyor Oven | A | Incremental Summer Peak Savings (MW) | Achievable Economic RVT Potential | 0 | 0 | 0 | 0 | 0 | 0 | 0 | 0 | 0 | 0 | 0 | 0 | 0 | 0 | 0 | 0 | 0 | 0 | 0 | 0 | 0 | 0 | 0 | 0 | 0 | 0 | 0
F6_Commercial_WA - Health_Existing_Food Preparation_Natural Gas_Conveyor Oven_A_Achievable Economic RVT Potential | F6 | Commercial | WA - Health | Existing | Food Preparation | Natural Gas | Conveyor Oven | A | Incremental Winter Peak Savings (MW) | Achievable Economic RVT Potential | 0 | 0 | 0 | 0 | 0 | 0 | 0 | 0 | 0 | 0 | 0 | 0 | 0 | 0 | 0 | 0 | 0 | 0 | 0 | 0 | 0 | 0 | 0 | 0 | 0 | 0 | 0
F7_Commercial_WA - Health_Existing_Food Preparation_Natural Gas_Conveyor Oven_A_Achievable Economic RVT Potential | F7 | Commercial | WA - Health | Existing | Food Preparation | Natural Gas | Conveyor Oven | A | Cumulative Energy Savings (MWh or mTherms) | Achievable Economic RVT Potential | 0 | 0 | 0 | 0 | 0 | 0 | 0 | 0 | 0 | 0 | 0 | 0 | 0 | 0 | 0 | 0 | 0 | 0 | 0 | 0 | 0 | 0 | 0 | 0 | 0 | 0 | 0
F8_Commercial_WA - Health_Existing_Food Preparation_Natural Gas_Conveyor Oven_A_Achievable Economic RVT Potential | F8 | Commercial | WA - Health | Existing | Food Preparation | Natural Gas | Conveyor Oven | A | Cumulative Summer Peak Savings (MW) | Achievable Economic RVT Potential | 0 | 0 | 0 | 0 | 0 | 0 | 0 | 0 | 0 | 0 | 0 | 0 | 0 | 0 | 0 | 0 | 0 | 0 | 0 | 0 | 0 | 0 | 0 | 0 | 0 | 0 | 0
F9_Commercial_WA - Health_Existing_Food Preparation_Natural Gas_Conveyor Oven_A_Achievable Economic RVT Potential | F9 | Commercial | WA - Health | Existing | Food Preparation | Natural Gas | Conveyor Oven | A | Cumulative Winter Peak Savings (MW) | Achievable Economic RVT Potential | 0 | 0 | 0 | 0 | 0 | 0 | 0 | 0 | 0 | 0 | 0 | 0 | 0 | 0 | 0 | 0 | 0 | 0 | 0 | 0 | 0 | 0 | 0 | 0 | 0 | 0 | 0
F10_Commercial_WA - Health_Existing_Food Preparation_Natural Gas_Conveyor Oven_A_Achievable Economic RVT Potential | F10 | Commercial | WA - Health | Existing | Food Preparation | Natural Gas | Conveyor Oven | A | Purchases (Incremental) | Achievable Economic RVT Potential | 0 | 0 | 0 | 0 | 0 | 0 | 0 | 0 | 0 | 0 | 0 | 0 | 0 | 0 | 0 | 0 | 0 | 0 | 0 | 0 | 0 | 0 | 0 | 0 | 0 | 0 | 0
F11_Commercial_WA - Health_Existing_Food Preparation_Natural Gas_Conveyor Oven_A_Achievable Economic RVT Potential | F11 | Commercial | WA - Health | Existing | Food Preparation | Natural Gas | Conveyor Oven | A | Purchases (Cumulative) | Achievable Economic RVT Potential | 0 | 0 | 0 | 0 | 0 | 0 | 0 | 0 | 0 | 0 | 0 | 0 | 0 | 0 | 0 | 0 | 0 | 0 | 0 | 0 | 0 | 0 | 0 | 0 | 0 | 0 | 0
F1_Commercial_WA - Health_Existing_Food Preparation_Natural Gas_Double Rack Oven_A_Achievable Economic RVT Potential | F1 | Commercial | WA - Health | Existing | Food Preparation | Natural Gas | Double Rack Oven | A | Integrated Unit Energy Savings (kWh or therms) | Achievable Economic RVT Potential | 0 | 1621.62 | 1621.62 | 1621.62 | 1621.62 | 1621.62 | 1621.62 | 1621.62 | 1621.62 | 1621.62 | 1621.62 | 1621.62 | 1621.62 | 1621.62 | 1621.62 | 1621.62 | 1621.62 | 1621.62 | 1621.62 | 1621.62 | 1621.62 | 1621.62 | 1621.62 | 1621.62 | 1621.62 | 1621.62 | 1621.62
F2_Commercial_WA - Health_Existing_Food Preparation_Natural Gas_Double Rack Oven_A_Achievable Economic RVT Potential | F2 | Commercial | WA - Health | Existing | Food Preparation | Natural Gas | Double Rack Oven | A | Integrated Unit Summer Peak Savings (kW) | Achievable Economic RVT Potential | 0 | 0 | 0 | 0 | 0 | 0 | 0 | 0 | 0 | 0 | 0 | 0 | 0 | 0 | 0 | 0 | 0 | 0 | 0 | 0 | 0 | 0 | 0 | 0 | 0 | 0 | 0
F3_Commercial_WA - Health_Existing_Food Preparation_Natural Gas_Double Rack Oven_A_Achievable Economic RVT Potential | F3 | Commercial | WA - Health | Existing | Food Preparation | Natural Gas | Double Rack Oven | A | Integrated Unit Winter Peak Savings (kW) | Achievable Economic RVT Potential | 0 | 0 | 0 | 0 | 0 | 0 | 0 | 0 | 0 | 0 | 0 | 0 | 0 | 0 | 0 | 0 | 0 | 0 | 0 | 0 | 0 | 0 | 0 | 0 | 0 | 0 | 0
F4_Commercial_WA - Health_Existing_Food Preparation_Natural Gas_Double Rack Oven_A_Achievable Economic RVT Potential | F4 | Commercial | WA - Health | Existing | Food Preparation | Natural Gas | Double Rack Oven | A | Incremental Energy Savings (MWh or mTherms) | Achievable Economic RVT Potential | 0 | 0 | 0 | 0 | 0 | 0 | 0 | 0 | 0 | 0 | 0 | 0 | 0 | 0 | 0 | 0 | 0 | 0 | 0 | 0 | 0 | 0 | 0 | 0 | 0 | 0 | 0
F5_Commercial_WA - Health_Existing_Food Preparation_Natural Gas_Double Rack Oven_A_Achievable Economic RVT Potential | F5 | Commercial | WA - Health | Existing | Food Preparation | Natural Gas | Double Rack Oven | A | Incremental Summer Peak Savings (MW) | Achievable Economic RVT Potential | 0 | 0 | 0 | 0 | 0 | 0 | 0 | 0 | 0 | 0 | 0 | 0 | 0 | 0 | 0 | 0 | 0 | 0 | 0 | 0 | 0 | 0 | 0 | 0 | 0 | 0 | 0
F6_Commercial_WA - Health_Existing_Food Preparation_Natural Gas_Double Rack Oven_A_Achievable Economic RVT Potential | F6 | Commercial | WA - Health | Existing | Food Preparation | Natural Gas | Double Rack Oven | A | Incremental Winter Peak Savings (MW) | Achievable Economic RVT Potential | 0 | 0 | 0 | 0 | 0 | 0 | 0 | 0 | 0 | 0 | 0 | 0 | 0 | 0 | 0 | 0 | 0 | 0 | 0 | 0 | 0 | 0 | 0 | 0 | 0 | 0 | 0
F7_Commercial_WA - Health_Existing_Food Preparation_Natural Gas_Double Rack Oven_A_Achievable Economic RVT Potential | F7 | Commercial | WA - Health | Existing | Food Preparation | Natural Gas | Double Rack Oven | A | Cumulative Energy Savings (MWh or mTherms) | Achievable Economic RVT Potential | 0 | 0 | 0 | 0 | 0 | 0 | 0 | 0 | 0 | 0 | 0 | 0 | 0 | 0 | 0 | 0 | 0 | 0 | 0 | 0 | 0 | 0 | 0 | 0 | 0 | 0 | 0
F8_Commercial_WA - Health_Existing_Food Preparation_Natural Gas_Double Rack Oven_A_Achievable Economic RVT Potential | F8 | Commercial | WA - Health | Existing | Food Preparation | Natural Gas | Double Rack Oven | A | Cumulative Summer Peak Savings (MW) | Achievable Economic RVT Potential | 0 | 0 | 0 | 0 | 0 | 0 | 0 | 0 | 0 | 0 | 0 | 0 | 0 | 0 | 0 | 0 | 0 | 0 | 0 | 0 | 0 | 0 | 0 | 0 | 0 | 0 | 0
F9_Commercial_WA - Health_Existing_Food Preparation_Natural Gas_Double Rack Oven_A_Achievable Economic RVT Potential | F9 | Commercial | WA - Health | Existing | Food Preparation | Natural Gas | Double Rack Oven | A | Cumulative Winter Peak Savings (MW) | Achievable Economic RVT Potential | 0 | 0 | 0 | 0 | 0 | 0 | 0 | 0 | 0 | 0 | 0 | 0 | 0 | 0 | 0 | 0 | 0 | 0 | 0 | 0 | 0 | 0 | 0 | 0 | 0 | 0 | 0
F10_Commercial_WA - Health_Existing_Food Preparation_Natural Gas_Double Rack Oven_A_Achievable Economic RVT Potential | F10 | Commercial | WA - Health | Existing | Food Preparation | Natural Gas | Double Rack Oven | A | Purchases (Incremental) | Achievable Economic RVT Potential | 0 | 0 | 0 | 0 | 0 | 0 | 0 | 0 | 0 | 0 | 0 | 0 | 0 | 0 | 0 | 0 | 0 | 0 | 0 | 0 | 0 | 0 | 0 | 0 | 0 | 0 | 0
F11_Commercial_WA - Health_Existing_Food Preparation_Natural Gas_Double Rack Oven_A_Achievable Economic RVT Potential | F11 | Commercial | WA - Health | Existing | Food Preparation | Natural Gas | Double Rack Oven | A | Purchases (Cumulative) | Achievable Economic RVT Potential | 0 | 0 | 0 | 0 | 0 | 0 | 0 | 0 | 0 | 0 | 0 | 0 | 0 | 0 | 0 | 0 | 0 | 0 | 0 | 0 | 0 | 0 | 0 | 0 | 0 | 0 | 0
F1_Commercial_WA - Health_Existing_Food Preparation_Natural Gas_Fryer_A_Achievable Economic RVT Potential | F1 | Commercial | WA - Health | Existing | Food Preparation | Natural Gas | Fryer | A | Integrated Unit Energy Savings (kWh or therms) | Achievable Economic RVT Potential | 0 | 395.2691 | 395.2691 | 395.2691 | 395.2691 | 395.2691 | 395.2691 | 395.2691 | 395.2691 | 395.2691 | 395.2691 | 395.2691 | 395.2691 | 395.2691 | 395.2691 | 395.2691 | 395.2691 | 395.2691 | 395.2691 | 395.2691 | 395.2691 | 395.2691 | 395.2691 | 395.2691 | 395.2691 | 395.2691 | 395.2691
F2_Commercial_WA - Health_Existing_Food Preparation_Natural Gas_Fryer_A_Achievable Economic RVT Potential | F2 | Commercial | WA - Health | Existing | Food Preparation | Natural Gas | Fryer | A | Integrated Unit Summer Peak Savings (kW) | Achievable Economic RVT Potential | 0 | 0 | 0 | 0 | 0 | 0 | 0 | 0 | 0 | 0 | 0 | 0 | 0 | 0 | 0 | 0 | 0 | 0 | 0 | 0 | 0 | 0 | 0 | 0 | 0 | 0 | 0
F3_Commercial_WA - Health_Existing_Food Preparation_Natural Gas_Fryer_A_Achievable Economic RVT Potential | F3 | Commercial | WA - Health | Existing | Food Preparation | Natural Gas | Fryer | A | Integrated Unit Winter Peak Savings (kW) | Achievable Economic RVT Potential | 0 | 0 | 0 | 0 | 0 | 0 | 0 | 0 | 0 | 0 | 0 | 0 | 0 | 0 | 0 | 0 | 0 | 0 | 0 | 0 | 0 | 0 | 0 | 0 | 0 | 0 | 0
F4_Commercial_WA - Health_Existing_Food Preparation_Natural Gas_Fryer_A_Achievable Economic RVT Potential | F4 | Commercial | WA - Health | Existing | Food Preparation | Natural Gas | Fryer | A | Incremental Energy Savings (MWh or mTherms) | Achievable Economic RVT Potential | 0 | 0 | 0 | 0 | 0 | 0 | 0 | 0 | 0 | 0 | 0 | 0 | 0 | 0 | 0 | 0 | 0 | 0 | 0 | 0 | 0 | 0 | 0 | 0 | 0 | 0 | 0
F5_Commercial_WA - Health_Existing_Food Preparation_Natural Gas_Fryer_A_Achievable Economic RVT Potential | F5 | Commercial | WA - Health | Existing | Food Preparation | Natural Gas | Fryer | A | Incremental Summer Peak Savings (MW) | Achievable Economic RVT Potential | 0 | 0 | 0 | 0 | 0 | 0 | 0 | 0 | 0 | 0 | 0 | 0 | 0 | 0 | 0 | 0 | 0 | 0 | 0 | 0 | 0 | 0 | 0 | 0 | 0 | 0 | 0
F6_Commercial_WA - Health_Existing_Food Preparation_Natural Gas_Fryer_A_Achievable Economic RVT Potential | F6 | Commercial | WA - Health | Existing | Food Preparation | Natural Gas | Fryer | A | Incremental Winter Peak Savings (MW) | Achievable Economic RVT Potential | 0 | 0 | 0 | 0 | 0 | 0 | 0 | 0 | 0 | 0 | 0 | 0 | 0 | 0 | 0 | 0 | 0 | 0 | 0 | 0 | 0 | 0 | 0 | 0 | 0 | 0 | 0
F7_Commercial_WA - Health_Existing_Food Preparation_Natural Gas_Fryer_A_Achievable Economic RVT Potential | F7 | Commercial | WA - Health | Existing | Food Preparation | Natural Gas | Fryer | A | Cumulative Energy Savings (MWh or mTherms) | Achievable Economic RVT Potential | 0 | 0 | 0 | 0 | 0 | 0 | 0 | 0 | 0 | 0 | 0 | 0 | 0 | 0 | 0 | 0 | 0 | 0 | 0 | 0 | 0 | 0 | 0 | 0 | 0 | 0 | 0
F8_Commercial_WA - Health_Existing_Food Preparation_Natural Gas_Fryer_A_Achievable Economic RVT Potential | F8 | Commercial | WA - Health | Existing | Food Preparation | Natural Gas | Fryer | A | Cumulative Summer Peak Savings (MW) | Achievable Economic RVT Potential | 0 | 0 | 0 | 0 | 0 | 0 | 0 | 0 | 0 | 0 | 0 | 0 | 0 | 0 | 0 | 0 | 0 | 0 | 0 | 0 | 0 | 0 | 0 | 0 | 0 | 0 | 0
F9_Commercial_WA - Health_Existing_Food Preparation_Natural Gas_Fryer_A_Achievable Economic RVT Potential | F9 | Commercial | WA - Health | Existing | Food Preparation | Natural Gas | Fryer | A | Cumulative Winter Peak Savings (MW) | Achievable Economic RVT Potential | 0 | 0 | 0 | 0 | 0 | 0 | 0 | 0 | 0 | 0 | 0 | 0 | 0 | 0 | 0 | 0 | 0 | 0 | 0 | 0 | 0 | 0 | 0 | 0 | 0 | 0 | 0
F10_Commercial_WA - Health_Existing_Food Preparation_Natural Gas_Fryer_A_Achievable Economic RVT Potential | F10 | Commercial | WA - Health | Existing | Food Preparation | Natural Gas | Fryer | A | Purchases (Incremental) | Achievable Economic RVT Potential | 0 | 0 | 0 | 0 | 0 | 0 | 0 | 0 | 0 | 0 | 0 | 0 | 0 | 0 | 0 | 0 | 0 | 0 | 0 | 0 | 0 | 0 | 0 | 0 | 0 | 0 | 0
F11_Commercial_WA - Health_Existing_Food Preparation_Natural Gas_Fryer_A_Achievable Economic RVT Potential | F11 | Commercial | WA - Health | Existing | Food Preparation | Natural Gas | Fryer | A | Purchases (Cumulative) | Achievable Economic RVT Potential | 0 | 0 | 0 | 0 | 0 | 0 | 0 | 0 | 0 | 0 | 0 | 0 | 0 | 0 | 0 | 0 | 0 | 0 | 0 | 0 | 0 | 0 | 0 | 0 | 0 | 0 | 0
F1_Commercial_WA - Health_Existing_Food Preparation_Natural Gas_Broiler_A_Achievable Economic RVT Potential | F1 | Commercial | WA - Health | Existing | Food Preparation | Natural Gas | Broiler | A | Integrated Unit Energy Savings (kWh or therms) | Achievable Economic RVT Potential | 0 | 240.24 | 240.24 | 240.24 | 240.24 | 240.24 | 240.24 | 240.24 | 240.24 | 240.24 | 240.24 | 240.24 | 240.24 | 240.24 | 240.24 | 240.24 | 240.24 | 240.24 | 240.24 | 240.24 | 240.24 | 240.24 | 240.24 | 240.24 | 240.24 | 240.24 | 240.24
F2_Commercial_WA - Health_Existing_Food Preparation_Natural Gas_Broiler_A_Achievable Economic RVT Potential | F2 | Commercial | WA - Health | Existing | Food Preparation | Natural Gas | Broiler | A | Integrated Unit Summer Peak Savings (kW) | Achievable Economic RVT Potential | 0 | 0 | 0 | 0 | 0 | 0 | 0 | 0 | 0 | 0 | 0 | 0 | 0 | 0 | 0 | 0 | 0 | 0 | 0 | 0 | 0 | 0 | 0 | 0 | 0 | 0 | 0
F3_Commercial_WA - Health_Existing_Food Preparation_Natural Gas_Broiler_A_Achievable Economic RVT Potential | F3 | Commercial | WA - Health | Existing | Food Preparation | Natural Gas | Broiler | A | Integrated Unit Winter Peak Savings (kW) | Achievable Economic RVT Potential | 0 | 0 | 0 | 0 | 0 | 0 | 0 | 0 | 0 | 0 | 0 | 0 | 0 | 0 | 0 | 0 | 0 | 0 | 0 | 0 | 0 | 0 | 0 | 0 | 0 | 0 | 0
F4_Commercial_WA - Health_Existing_Food Preparation_Natural Gas_Broiler_A_Achievable Economic RVT Potential | F4 | Commercial | WA - Health | Existing | Food Preparation | Natural Gas | Broiler | A | Incremental Energy Savings (MWh or mTherms) | Achievable Economic RVT Potential | 0 | 0 | 0 | 0 | 0 | 0 | 0 | 0 | 0 | 0 | 0 | 0 | 0 | 0 | 0 | 0 | 0 | 0 | 0 | 0 | 0 | 0 | 0 | 0 | 0 | 0 | 0
F5_Commercial_WA - Health_Existing_Food Preparation_Natural Gas_Broiler_A_Achievable Economic RVT Potential | F5 | Commercial | WA - Health | Existing | Food Preparation | Natural Gas | Broiler | A | Incremental Summer Peak Savings (MW) | Achievable Economic RVT Potential | 0 | 0 | 0 | 0 | 0 | 0 | 0 | 0 | 0 | 0 | 0 | 0 | 0 | 0 | 0 | 0 | 0 | 0 | 0 | 0 | 0 | 0 | 0 | 0 | 0 | 0 | 0
F6_Commercial_WA - Health_Existing_Food Preparation_Natural Gas_Broiler_A_Achievable Economic RVT Potential | F6 | Commercial | WA - Health | Existing | Food Preparation | Natural Gas | Broiler | A | Incremental Winter Peak Savings (MW) | Achievable Economic RVT Potential | 0 | 0 | 0 | 0 | 0 | 0 | 0 | 0 | 0 | 0 | 0 | 0 | 0 | 0 | 0 | 0 | 0 | 0 | 0 | 0 | 0 | 0 | 0 | 0 | 0 | 0 | 0
F7_Commercial_WA - Health_Existing_Food Preparation_Natural Gas_Broiler_A_Achievable Economic RVT Potential | F7 | Commercial | WA - Health | Existing | Food Preparation | Natural Gas | Broiler | A | Cumulative Energy Savings (MWh or mTherms) | Achievable Economic RVT Potential | 0 | 0 | 0 | 0 | 0 | 0 | 0 | 0 | 0 | 0 | 0 | 0 | 0 | 0 | 0 | 0 | 0 | 0 | 0 | 0 | 0 | 0 | 0 | 0 | 0 | 0 | 0
F8_Commercial_WA - Health_Existing_Food Preparation_Natural Gas_Broiler_A_Achievable Economic RVT Potential | F8 | Commercial | WA - Health | Existing | Food Preparation | Natural Gas | Broiler | A | Cumulative Summer Peak Savings (MW) | Achievable Economic RVT Potential | 0 | 0 | 0 | 0 | 0 | 0 | 0 | 0 | 0 | 0 | 0 | 0 | 0 | 0 | 0 | 0 | 0 | 0 | 0 | 0 | 0 | 0 | 0 | 0 | 0 | 0 | 0
F9_Commercial_WA - Health_Existing_Food Preparation_Natural Gas_Broiler_A_Achievable Economic RVT Potential | F9 | Commercial | WA - Health | Existing | Food Preparation | Natural Gas | Broiler | A | Cumulative Winter Peak Savings (MW) | Achievable Economic RVT Potential | 0 | 0 | 0 | 0 | 0 | 0 | 0 | 0 | 0 | 0 | 0 | 0 | 0 | 0 | 0 | 0 | 0 | 0 | 0 | 0 | 0 | 0 | 0 | 0 | 0 | 0 | 0
F10_Commercial_WA - Health_Existing_Food Preparation_Natural Gas_Broiler_A_Achievable Economic RVT Potential | F10 | Commercial | WA - Health | Existing | Food Preparation | Natural Gas | Broiler | A | Purchases (Incremental) | Achievable Economic RVT Potential | 0 | 0 | 0 | 0 | 0 | 0 | 0 | 0 | 0 | 0 | 0 | 0 | 0 | 0 | 0 | 0 | 0 | 0 | 0 | 0 | 0 | 0 | 0 | 0 | 0 | 0 | 0
F11_Commercial_WA - Health_Existing_Food Preparation_Natural Gas_Broiler_A_Achievable Economic RVT Potential | F11 | Commercial | WA - Health | Existing | Food Preparation | Natural Gas | Broiler | A | Purchases (Cumulative) | Achievable Economic RVT Potential | 0 | 0 | 0 | 0 | 0 | 0 | 0 | 0 | 0 | 0 | 0 | 0 | 0 | 0 | 0 | 0 | 0 | 0 | 0 | 0 | 0 | 0 | 0 | 0 | 0 | 0 | 0
F1_Commercial_WA - Health_Existing_Food Preparation_Natural Gas_Griddle_A_Achievable Economic RVT Potential | F1 | Commercial | WA - Health | Existing | Food Preparation | Natural Gas | Griddle | A | Integrated Unit Energy Savings (kWh or therms) | Achievable Economic RVT Potential | 0 | 167.9465 | 167.9465 | 167.9465 | 167.9465 | 167.9465 | 167.9465 | 167.9465 | 167.9465 | 167.9465 | 167.9465 | 167.9465 | 167.9465 | 167.9465 | 167.9465 | 167.9465 | 167.9465 | 167.9465 | 167.9465 | 167.9465 | 167.9465 | 167.9465 | 167.9465 | 167.9465 | 167.9465 | 167.9465 | 167.9465
F2_Commercial_WA - Health_Existing_Food Preparation_Natural Gas_Griddle_A_Achievable Economic RVT Potential | F2 | Commercial | WA - Health | Existing | Food Preparation | Natural Gas | Griddle | A | Integrated Unit Summer Peak Savings (kW) | Achievable Economic RVT Potential | 0 | 0 | 0 | 0 | 0 | 0 | 0 | 0 | 0 | 0 | 0 | 0 | 0 | 0 | 0 | 0 | 0 | 0 | 0 | 0 | 0 | 0 | 0 | 0 | 0 | 0 | 0
F3_Commercial_WA - Health_Existing_Food Preparation_Natural Gas_Griddle_A_Achievable Economic RVT Potential | F3 | Commercial | WA - Health | Existing | Food Preparation | Natural Gas | Griddle | A | Integrated Unit Winter Peak Savings (kW) | Achievable Economic RVT Potential | 0 | 0 | 0 | 0 | 0 | 0 | 0 | 0 | 0 | 0 | 0 | 0 | 0 | 0 | 0 | 0 | 0 | 0 | 0 | 0 | 0 | 0 | 0 | 0 | 0 | 0 | 0
F4_Commercial_WA - Health_Existing_Food Preparation_Natural Gas_Griddle_A_Achievable Economic RVT Potential | F4 | Commercial | WA - Health | Existing | Food Preparation | Natural Gas | Griddle | A | Incremental Energy Savings (MWh or mTherms) | Achievable Economic RVT Potential | 0 | 0 | 0 | 0 | 0 | 0 | 0 | 0 | 0 | 0 | 0 | 0 | 0 | 0 | 0 | 0 | 0 | 0 | 0 | 0 | 0 | 0 | 0 | 0 | 0 | 0 | 0
F5_Commercial_WA - Health_Existing_Food Preparation_Natural Gas_Griddle_A_Achievable Economic RVT Potential | F5 | Commercial | WA - Health | Existing | Food Preparation | Natural Gas | Griddle | A | Incremental Summer Peak Savings (MW) | Achievable Economic RVT Potential | 0 | 0 | 0 | 0 | 0 | 0 | 0 | 0 | 0 | 0 | 0 | 0 | 0 | 0 | 0 | 0 | 0 | 0 | 0 | 0 | 0 | 0 | 0 | 0 | 0 | 0 | 0
F6_Commercial_WA - Health_Existing_Food Preparation_Natural Gas_Griddle_A_Achievable Economic RVT Potential | F6 | Commercial | WA - Health | Existing | Food Preparation | Natural Gas | Griddle | A | Incremental Winter Peak Savings (MW) | Achievable Economic RVT Potential | 0 | 0 | 0 | 0 | 0 | 0 | 0 | 0 | 0 | 0 | 0 | 0 | 0 | 0 | 0 | 0 | 0 | 0 | 0 | 0 | 0 | 0 | 0 | 0 | 0 | 0 | 0
F7_Commercial_WA - Health_Existing_Food Preparation_Natural Gas_Griddle_A_Achievable Economic RVT Potential | F7 | Commercial | WA - Health | Existing | Food Preparation | Natural Gas | Griddle | A | Cumulative Energy Savings (MWh or mTherms) | Achievable Economic RVT Potential | 0 | 0 | 0 | 0 | 0 | 0 | 0 | 0 | 0 | 0 | 0 | 0 | 0 | 0 | 0 | 0 | 0 | 0 | 0 | 0 | 0 | 0 | 0 | 0 | 0 | 0 | 0
F8_Commercial_WA - Health_Existing_Food Preparation_Natural Gas_Griddle_A_Achievable Economic RVT Potential | F8 | Commercial | WA - Health | Existing | Food Preparation | Natural Gas | Griddle | A | Cumulative Summer Peak Savings (MW) | Achievable Economic RVT Potential | 0 | 0 | 0 | 0 | 0 | 0 | 0 | 0 | 0 | 0 | 0 | 0 | 0 | 0 | 0 | 0 | 0 | 0 | 0 | 0 | 0 | 0 | 0 | 0 | 0 | 0 | 0
F9_Commercial_WA - Health_Existing_Food Preparation_Natural Gas_Griddle_A_Achievable Economic RVT Potential | F9 | Commercial | WA - Health | Existing | Food Preparation | Natural Gas | Griddle | A | Cumulative Winter Peak Savings (MW) | Achievable Economic RVT Potential | 0 | 0 | 0 | 0 | 0 | 0 | 0 | 0 | 0 | 0 | 0 | 0 | 0 | 0 | 0 | 0 | 0 | 0 | 0 | 0 | 0 | 0 | 0 | 0 | 0 | 0 | 0
F10_Commercial_WA - Health_Existing_Food Preparation_Natural Gas_Griddle_A_Achievable Economic RVT Potential | F10 | Commercial | WA - Health | Existing | Food Preparation | Natural Gas | Griddle | A | Purchases (Incremental) | Achievable Economic RVT Potential | 0 | 0 | 0 | 0 | 0 | 0 | 0 | 0 | 0 | 0 | 0 | 0 | 0 | 0 | 0 | 0 | 0 | 0 | 0 | 0 | 0 | 0 | 0 | 0 | 0 | 0 | 0
F11_Commercial_WA - Health_Existing_Food Preparation_Natural Gas_Griddle_A_Achievable Economic RVT Potential | F11 | Commercial | WA - Health | Existing | Food Preparation | Natural Gas | Griddle | A | Purchases (Cumulative) | Achievable Economic RVT Potential | 0 | 0 | 0 | 0 | 0 | 0 | 0 | 0 | 0 | 0 | 0 | 0 | 0 | 0 | 0 | 0 | 0 | 0 | 0 | 0 | 0 | 0 | 0 | 0 | 0 | 0 | 0
F1_Commercial_WA - Health_Existing_Food Preparation_Natural Gas_Range_A_Achievable Economic RVT Potential | F1 | Commercial | WA - Health | Existing | Food Preparation | Natural Gas | Range | A | Integrated Unit Energy Savings (kWh or therms) | Achievable Economic RVT Potential | 0 | 171.4286 | 171.4286 | 171.4286 | 171.4286 | 171.4286 | 171.4286 | 171.4286 | 171.4286 | 171.4286 | 171.4286 | 171.4286 | 171.4286 | 171.4286 | 171.4286 | 171.4286 | 171.4286 | 171.4286 | 171.4286 | 171.4286 | 171.4286 | 171.4286 | 171.4286 | 171.4286 | 171.4286 | 171.4286 | 171.4286
F2_Commercial_WA - Health_Existing_Food Preparation_Natural Gas_Range_A_Achievable Economic RVT Potential | F2 | Commercial | WA - Health | Existing | Food Preparation | Natural Gas | Range | A | Integrated Unit Summer Peak Savings (kW) | Achievable Economic RVT Potential | 0 | 0 | 0 | 0 | 0 | 0 | 0 | 0 | 0 | 0 | 0 | 0 | 0 | 0 | 0 | 0 | 0 | 0 | 0 | 0 | 0 | 0 | 0 | 0 | 0 | 0 | 0
F3_Commercial_WA - Health_Existing_Food Preparation_Natural Gas_Range_A_Achievable Economic RVT Potential | F3 | Commercial | WA - Health | Existing | Food Preparation | Natural Gas | Range | A | Integrated Unit Winter Peak Savings (kW) | Achievable Economic RVT Potential | 0 | 0 | 0 | 0 | 0 | 0 | 0 | 0 | 0 | 0 | 0 | 0 | 0 | 0 | 0 | 0 | 0 | 0 | 0 | 0 | 0 | 0 | 0 | 0 | 0 | 0 | 0
F4_Commercial_WA - Health_Existing_Food Preparation_Natural Gas_Range_A_Achievable Economic RVT Potential | F4 | Commercial | WA - Health | Existing | Food Preparation | Natural Gas | Range | A | Incremental Energy Savings (MWh or mTherms) | Achievable Economic RVT Potential | 0 | 0 | 0 | 0 | 0 | 0 | 0 | 0 | 0 | 0 | 0 | 0 | 0 | 0 | 0 | 0 | 0 | 0 | 0 | 0 | 0 | 0 | 0 | 0 | 0 | 0 | 0
F5_Commercial_WA - Health_Existing_Food Preparation_Natural Gas_Range_A_Achievable Economic RVT Potential | F5 | Commercial | WA - Health | Existing | Food Preparation | Natural Gas | Range | A | Incremental Summer Peak Savings (MW) | Achievable Economic RVT Potential | 0 | 0 | 0 | 0 | 0 | 0 | 0 | 0 | 0 | 0 | 0 | 0 | 0 | 0 | 0 | 0 | 0 | 0 | 0 | 0 | 0 | 0 | 0 | 0 | 0 | 0 | 0
F6_Commercial_WA - Health_Existing_Food Preparation_Natural Gas_Range_A_Achievable Economic RVT Potential | F6 | Commercial | WA - Health | Existing | Food Preparation | Natural Gas | Range | A | Incremental Winter Peak Savings (MW) | Achievable Economic RVT Potential | 0 | 0 | 0 | 0 | 0 | 0 | 0 | 0 | 0 | 0 | 0 | 0 | 0 | 0 | 0 | 0 | 0 | 0 | 0 | 0 | 0 | 0 | 0 | 0 | 0 | 0 | 0
F7_Commercial_WA - Health_Existing_Food Preparation_Natural Gas_Range_A_Achievable Economic RVT Potential | F7 | Commercial | WA - Health | Existing | Food Preparation | Natural Gas | Range | A | Cumulative Energy Savings (MWh or mTherms) | Achievable Economic RVT Potential | 0 | 0 | 0 | 0 | 0 | 0 | 0 | 0 | 0 | 0 | 0 | 0 | 0 | 0 | 0 | 0 | 0 | 0 | 0 | 0 | 0 | 0 | 0 | 0 | 0 | 0 | 0
F8_Commercial_WA - Health_Existing_Food Preparation_Natural Gas_Range_A_Achievable Economic RVT Potential | F8 | Commercial | WA - Health | Existing | Food Preparation | Natural Gas | Range | A | Cumulative Summer Peak Savings (MW) | Achievable Economic RVT Potential | 0 | 0 | 0 | 0 | 0 | 0 | 0 | 0 | 0 | 0 | 0 | 0 | 0 | 0 | 0 | 0 | 0 | 0 | 0 | 0 | 0 | 0 | 0 | 0 | 0 | 0 | 0
F9_Commercial_WA - Health_Existing_Food Preparation_Natural Gas_Range_A_Achievable Economic RVT Potential | F9 | Commercial | WA - Health | Existing | Food Preparation | Natural Gas | Range | A | Cumulative Winter Peak Savings (MW) | Achievable Economic RVT Potential | 0 | 0 | 0 | 0 | 0 | 0 | 0 | 0 | 0 | 0 | 0 | 0 | 0 | 0 | 0 | 0 | 0 | 0 | 0 | 0 | 0 | 0 | 0 | 0 | 0 | 0 | 0
F10_Commercial_WA - Health_Existing_Food Preparation_Natural Gas_Range_A_Achievable Economic RVT Potential | F10 | Commercial | WA - Health | Existing | Food Preparation | Natural Gas | Range | A | Purchases (Incremental) | Achievable Economic RVT Potential | 0 | 0 | 0 | 0 | 0 | 0 | 0 | 0 | 0 | 0 | 0 | 0 | 0 | 0 | 0 | 0 | 0 | 0 | 0 | 0 | 0 | 0 | 0 | 0 | 0 | 0 | 0
F11_Commercial_WA - Health_Existing_Food Preparation_Natural Gas_Range_A_Achievable Economic RVT Potential | F11 | Commercial | WA - Health | Existing | Food Preparation | Natural Gas | Range | A | Purchases (Cumulative) | Achievable Economic RVT Potential | 0 | 0 | 0 | 0 | 0 | 0 | 0 | 0 | 0 | 0 | 0 | 0 | 0 | 0 | 0 | 0 | 0 | 0 | 0 | 0 | 0 | 0 | 0 | 0 | 0 | 0 | 0
F1_Commercial_WA - Health_Existing_Food Preparation_Natural Gas_Steamer_A_Achievable Economic RVT Potential | F1 | Commercial | WA - Health | Existing | Food Preparation | Natural Gas | Steamer | A | Integrated Unit Energy Savings (kWh or therms) | Achievable Economic RVT Potential | 0 | 1215.1419 | 1215.1419 | 1215.1419 | 1215.1419 | 1215.1419 | 1215.1419 | 1215.1419 | 1215.1419 | 1215.1419 | 1215.1419 | 1215.1419 | 1215.1419 | 1215.1419 | 1215.1419 | 1215.1419 | 1215.1419 | 1215.1419 | 1215.1419 | 1215.1419 | 1215.1419 | 1215.1419 | 1215.1419 | 1215.1419 | 1215.1419 | 1215.1419 | 1215.1419
F2_Commercial_WA - Health_Existing_Food Preparation_Natural Gas_Steamer_A_Achievable Economic RVT Potential | F2 | Commercial | WA - Health | Existing | Food Preparation | Natural Gas | Steamer | A | Integrated Unit Summer Peak Savings (kW) | Achievable Economic RVT Potential | 0 | 0 | 0 | 0 | 0 | 0 | 0 | 0 | 0 | 0 | 0 | 0 | 0 | 0 | 0 | 0 | 0 | 0 | 0 | 0 | 0 | 0 | 0 | 0 | 0 | 0 | 0
F3_Commercial_WA - Health_Existing_Food Preparation_Natural Gas_Steamer_A_Achievable Economic RVT Potential | F3 | Commercial | WA - Health | Existing | Food Preparation | Natural Gas | Steamer | A | Integrated Unit Winter Peak Savings (kW) | Achievable Economic RVT Potential | 0 | 0 | 0 | 0 | 0 | 0 | 0 | 0 | 0 | 0 | 0 | 0 | 0 | 0 | 0 | 0 | 0 | 0 | 0 | 0 | 0 | 0 | 0 | 0 | 0 | 0 | 0
F4_Commercial_WA - Health_Existing_Food Preparation_Natural Gas_Steamer_A_Achievable Economic RVT Potential | F4 | Commercial | WA - Health | Existing | Food Preparation | Natural Gas | Steamer | A | Incremental Energy Savings (MWh or mTherms) | Achievable Economic RVT Potential | 0 | 0 | 0 | 0.051521 | 0.1537 | 0.25228 | 0.34836 | 0.44274 | 0.55659 | 0.66752 | 0.77469 | 0.82645 | 0.82389 | 1.131 | 1.0792 | 1.0422 | 0.99561 | 0.95881 | 0.93036 | 0.90863 | 1.0124 | 0.76629 | 0.85154 | 0.78673 | 0.70064 | 0.75247 | 0.58134
F5_Commercial_WA - Health_Existing_Food Preparation_Natural Gas_Steamer_A_Achievable Economic RVT Potential | F5 | Commercial | WA - Health | Existing | Food Preparation | Natural Gas | Steamer | A | Incremental Summer Peak Savings (MW) | Achievable Economic RVT Potential | 0 | 0 | 0 | 0 | 0 | 0 | 0 | 0 | 0 | 0 | 0 | 0 | 0 | 0 | 0 | 0 | 0 | 0 | 0 | 0 | 0 | 0 | 0 | 0 | 0 | 0 | 0
F6_Commercial_WA - Health_Existing_Food Preparation_Natural Gas_Steamer_A_Achievable Economic RVT Potential | F6 | Commercial | WA - Health | Existing | Food Preparation | Natural Gas | Steamer | A | Incremental Winter Peak Savings (MW) | Achievable Economic RVT Potential | 0 | 0 | 0 | 0 | 0 | 0 | 0 | 0 | 0 | 0 | 0 | 0 | 0 | 0 | 0 | 0 | 0 | 0 | 0 | 0 | 0 | 0 | 0 | 0 | 0 | 0 | 0
F7_Commercial_WA - Health_Existing_Food Preparation_Natural Gas_Steamer_A_Achievable Economic RVT Potential | F7 | Commercial | WA - Health | Existing | Food Preparation | Natural Gas | Steamer | A | Cumulative Energy Savings (MWh or mTherms) | Achievable Economic RVT Potential | 0 | 0 | 0 | 0.051521 | 0.20522 | 0.45751 | 0.80586 | 1.2486 | 1.8052 | 2.4727 | 3.2474 | 4.0739 | 4.8977 | 6.0288 | 7.108 | 8.1502 | 9.1459 | 10.1047 | 11.035 | 11.9437 | 12.9561 | 13.7223 | 14.5739 | 15.3606 | 16.0613 | 16.8137 | 17.3951
F8_Commercial_WA - Health_Existing_Food Preparation_Natural Gas_Steamer_A_Achievable Economic RVT Potential | F8 | Commercial | WA - Health | Existing | Food Preparation | Natural Gas | Steamer | A | Cumulative Summer Peak Savings (MW) | Achievable Economic RVT Potential | 0 | 0 | 0 | 0 | 0 | 0 | 0 | 0 | 0 | 0 | 0 | 0 | 0 | 0 | 0 | 0 | 0 | 0 | 0 | 0 | 0 | 0 | 0 | 0 | 0 | 0 | 0
F9_Commercial_WA - Health_Existing_Food Preparation_Natural Gas_Steamer_A_Achievable Economic RVT Potential | F9 | Commercial | WA - Health | Existing | Food Preparation | Natural Gas | Steamer | A | Cumulative Winter Peak Savings (MW) | Achievable Economic RVT Potential | 0 | 0 | 0 | 0 | 0 | 0 | 0 | 0 | 0 | 0 | 0 | 0 | 0 | 0 | 0 | 0 | 0 | 0 | 0 | 0 | 0 | 0 | 0 | 0 | 0 | 0 | 0
F10_Commercial_WA - Health_Existing_Food Preparation_Natural Gas_Steamer_A_Achievable Economic RVT Potential | F10 | Commercial | WA - Health | Existing | Food Preparation | Natural Gas | Steamer | A | Purchases (Incremental) | Achievable Economic RVT Potential | 0 | 0 | 0 | 0.042399 | 0.12649 | 0.20761 | 0.28668 | 0.36435 | 0.45805 | 0.54934 | 0.63753 | 0.68012 | 0.67802 | 0.93079 | 0.88814 | 0.85772 | 0.81934 | 0.78906 | 0.76564 | 0.74775 | 0.83314 | 0.63062 | 0.70078 | 0.64744 | 0.57659 | 0.61925 | 0.47841
F11_Commercial_WA - Health_Existing_Food Preparation_Natural Gas_Steamer_A_Achievable Economic RVT Potential | F11 | Commercial | WA - Health | Existing | Food Preparation | Natural Gas | Steamer | A | Purchases (Cumulative) | Achievable Economic RVT Potential | 0 | 0 | 0 | 0.042399 | 0.16889 | 0.3765 | 0.66319 | 1.0275 | 1.4856 | 2.0349 | 2.6725 | 3.3526 | 4.0306 | 4.9614 | 5.8495 | 6.7072 | 7.5266 | 8.3156 | 9.0813 | 9.829 | 10.6622 | 11.2928 | 11.9936 | 12.641 | 13.2176 | 13.8368 | 14.3153
F1_Commercial_WA - Health_Existing_Food Preparation_Natural Gas_Commercial Food Prep Other_A_Achievable Economic RVT Potential | F1 | Commercial | WA - Health | Existing | Food Preparation | Natural Gas | Commercial Food Prep Other | A | Integrated Unit Energy Savings (kWh or therms) | Achievable Economic RVT Potential | 0 | 0 | 0 | 0 | 0 | 0 | 0 | 0 | 0 | 0 | 0 | 0 | 0 | 0 | 0 | 0 | 0 | 0 | 0 | 0 | 0 | 0 | 0 | 0 | 0 | 0 | 0
F2_Commercial_WA - Health_Existing_Food Preparation_Natural Gas_Commercial Food Prep Other_A_Achievable Economic RVT Potential | F2 | Commercial | WA - Health | Existing | Food Preparation | Natural Gas | Commercial Food Prep Other | A | Integrated Unit Summer Peak Savings (kW) | Achievable Economic RVT Potential | 0 | 0 | 0 | 0 | 0 | 0 | 0 | 0 | 0 | 0 | 0 | 0 | 0 | 0 | 0 | 0 | 0 | 0 | 0 | 0 | 0 | 0 | 0 | 0 | 0 | 0 | 0
F3_Commercial_WA - Health_Existing_Food Preparation_Natural Gas_Commercial Food Prep Other_A_Achievable Economic RVT Potential | F3 | Commercial | WA - Health | Existing | Food Preparation | Natural Gas | Commercial Food Prep Other | A | Integrated Unit Winter Peak Savings (kW) | Achievable Economic RVT Potential | 0 | 0 | 0 | 0 | 0 | 0 | 0 | 0 | 0 | 0 | 0 | 0 | 0 | 0 | 0 | 0 | 0 | 0 | 0 | 0 | 0 | 0 | 0 | 0 | 0 | 0 | 0
F4_Commercial_WA - Health_Existing_Food Preparation_Natural Gas_Commercial Food Prep Other_A_Achievable Economic RVT Potential | F4 | Commercial | WA - Health | Existing | Food Preparation | Natural Gas | Commercial Food Prep Other | A | Incremental Energy Savings (MWh or mTherms) | Achievable Economic RVT Potential | 0 | 0 | 0 | 0 | 0 | 0 | 0 | 0 | 0 | 0 | 0 | 0 | 0 | 0 | 0 | 0 | 0 | 0 | 0 | 0 | 0 | 0 | 0 | 0 | 0 | 0 | 0
F5_Commercial_WA - Health_Existing_Food Preparation_Natural Gas_Commercial Food Prep Other_A_Achievable Economic RVT Potential | F5 | Commercial | WA - Health | Existing | Food Preparation | Natural Gas | Commercial Food Prep Other | A | Incremental Summer Peak Savings (MW) | Achievable Economic RVT Potential | 0 | 0 | 0 | 0 | 0 | 0 | 0 | 0 | 0 | 0 | 0 | 0 | 0 | 0 | 0 | 0 | 0 | 0 | 0 | 0 | 0 | 0 | 0 | 0 | 0 | 0 | 0
F6_Commercial_WA - Health_Existing_Food Preparation_Natural Gas_Commercial Food Prep Other_A_Achievable Economic RVT Potential | F6 | Commercial | WA - Health | Existing | Food Preparation | Natural Gas | Commercial Food Prep Other | A | Incremental Winter Peak Savings (MW) | Achievable Economic RVT Potential | 0 | 0 | 0 | 0 | 0 | 0 | 0 | 0 | 0 | 0 | 0 | 0 | 0 | 0 | 0 | 0 | 0 | 0 | 0 | 0 | 0 | 0 | 0 | 0 | 0 | 0 | 0
F7_Commercial_WA - Health_Existing_Food Preparation_Natural Gas_Commercial Food Prep Other_A_Achievable Economic RVT Potential | F7 | Commercial | WA - Health | Existing | Food Preparation | Natural Gas | Commercial Food Prep Other | A | Cumulative Energy Savings (MWh or mTherms) | Achievable Economic RVT Potential | 0 | 0 | 0 | 0 | 0 | 0 | 0 | 0 | 0 | 0 | 0 | 0 | 0 | 0 | 0 | 0 | 0 | 0 | 0 | 0 | 0 | 0 | 0 | 0 | 0 | 0 | 0
F8_Commercial_WA - Health_Existing_Food Preparation_Natural Gas_Commercial Food Prep Other_A_Achievable Economic RVT Potential | F8 | Commercial | WA - Health | Existing | Food Preparation | Natural Gas | Commercial Food Prep Other | A | Cumulative Summer Peak Savings (MW) | Achievable Economic RVT Potential | 0 | 0 | 0 | 0 | 0 | 0 | 0 | 0 | 0 | 0 | 0 | 0 | 0 | 0 | 0 | 0 | 0 | 0 | 0 | 0 | 0 | 0 | 0 | 0 | 0 | 0 | 0
F9_Commercial_WA - Health_Existing_Food Preparation_Natural Gas_Commercial Food Prep Other_A_Achievable Economic RVT Potential | F9 | Commercial | WA - Health | Existing | Food Preparation | Natural Gas | Commercial Food Prep Other | A | Cumulative Winter Peak Savings (MW) | Achievable Economic RVT Potential | 0 | 0 | 0 | 0 | 0 | 0 | 0 | 0 | 0 | 0 | 0 | 0 | 0 | 0 | 0 | 0 | 0 | 0 | 0 | 0 | 0 | 0 | 0 | 0 | 0 | 0 | 0
F10_Commercial_WA - Health_Existing_Food Preparation_Natural Gas_Commercial Food Prep Other_A_Achievable Economic RVT Potential | F10 | Commercial | WA - Health | Existing | Food Preparation | Natural Gas | Commercial Food Prep Other | A | Purchases (Incremental) | Achievable Economic RVT Potential | 0 | 0 | 0 | 0 | 0 | 0 | 0 | 0 | 0 | 0 | 0 | 0 | 0 | 0 | 0 | 0 | 0 | 0 | 0 | 0 | 0 | 0 | 0 | 0 | 0 | 0 | 0
F11_Commercial_WA - Health_Existing_Food Preparation_Natural Gas_Commercial Food Prep Other_A_Achievable Economic RVT Potential | F11 | Commercial | WA - Health | Existing | Food Preparation | Natural Gas | Commercial Food Prep Other | A | Purchases (Cumulative) | Achievable Economic RVT Potential | 0 | 0 | 0 | 0 | 0 | 0 | 0 | 0 | 0 | 0 | 0 | 0 | 0 | 0 | 0 | 0 | 0 | 0 | 0 | 0 | 0 | 0 | 0 | 0 | 0 | 0 | 0
F1_Commercial_WA - Health_Existing_Miscellaneous_Natural Gas_Pool Heater_A_Achievable Economic RVT Potential | F1 | Commercial | WA - Health | Existing | Miscellaneous | Natural Gas | Pool Heater | A | Integrated Unit Energy Savings (kWh or therms) | Achievable Economic RVT Potential | 0 | 0 | 0 | 0 | 0 | 0 | 0 | 0 | 0 | 0 | 0 | 0 | 0 | 0 | 0 | 0 | 0 | 0 | 0 | 0 | 0 | 0 | 0 | 0 | 0 | 0 | 0
F2_Commercial_WA - Health_Existing_Miscellaneous_Natural Gas_Pool Heater_A_Achievable Economic RVT Potential | F2 | Commercial | WA - Health | Existing | Miscellaneous | Natural Gas | Pool Heater | A | Integrated Unit Summer Peak Savings (kW) | Achievable Economic RVT Potential | 0 | 0 | 0 | 0 | 0 | 0 | 0 | 0 | 0 | 0 | 0 | 0 | 0 | 0 | 0 | 0 | 0 | 0 | 0 | 0 | 0 | 0 | 0 | 0 | 0 | 0 | 0
F3_Commercial_WA - Health_Existing_Miscellaneous_Natural Gas_Pool Heater_A_Achievable Economic RVT Potential | F3 | Commercial | WA - Health | Existing | Miscellaneous | Natural Gas | Pool Heater | A | Integrated Unit Winter Peak Savings (kW) | Achievable Economic RVT Potential | 0 | 0 | 0 | 0 | 0 | 0 | 0 | 0 | 0 | 0 | 0 | 0 | 0 | 0 | 0 | 0 | 0 | 0 | 0 | 0 | 0 | 0 | 0 | 0 | 0 | 0 | 0
F4_Commercial_WA - Health_Existing_Miscellaneous_Natural Gas_Pool Heater_A_Achievable Economic RVT Potential | F4 | Commercial | WA - Health | Existing | Miscellaneous | Natural Gas | Pool Heater | A | Incremental Energy Savings (MWh or mTherms) | Achievable Economic RVT Potential | 0 | 0 | 0 | 0 | 0 | 0 | 0 | 0 | 0 | 0 | 0 | 0 | 0 | 0 | 0 | 0 | 0 | 0 | 0 | 0 | 0 | 0 | 0 | 0 | 0 | 0 | 0
F5_Commercial_WA - Health_Existing_Miscellaneous_Natural Gas_Pool Heater_A_Achievable Economic RVT Potential | F5 | Commercial | WA - Health | Existing | Miscellaneous | Natural Gas | Pool Heater | A | Incremental Summer Peak Savings (MW) | Achievable Economic RVT Potential | 0 | 0 | 0 | 0 | 0 | 0 | 0 | 0 | 0 | 0 | 0 | 0 | 0 | 0 | 0 | 0 | 0 | 0 | 0 | 0 | 0 | 0 | 0 | 0 | 0 | 0 | 0
F6_Commercial_WA - Health_Existing_Miscellaneous_Natural Gas_Pool Heater_A_Achievable Economic RVT Potential | F6 | Commercial | WA - Health | Existing | Miscellaneous | Natural Gas | Pool Heater | A | Incremental Winter Peak Savings (MW) | Achievable Economic RVT Potential | 0 | 0 | 0 | 0 | 0 | 0 | 0 | 0 | 0 | 0 | 0 | 0 | 0 | 0 | 0 | 0 | 0 | 0 | 0 | 0 | 0 | 0 | 0 | 0 | 0 | 0 | 0
F7_Commercial_WA - Health_Existing_Miscellaneous_Natural Gas_Pool Heater_A_Achievable Economic RVT Potential | F7 | Commercial | WA - Health | Existing | Miscellaneous | Natural Gas | Pool Heater | A | Cumulative Energy Savings (MWh or mTherms) | Achievable Economic RVT Potential | 0 | 0 | 0 | 0 | 0 | 0 | 0 | 0 | 0 | 0 | 0 | 0 | 0 | 0 | 0 | 0 | 0 | 0 | 0 | 0 | 0 | 0 | 0 | 0 | 0 | 0 | 0
F8_Commercial_WA - Health_Existing_Miscellaneous_Natural Gas_Pool Heater_A_Achievable Economic RVT Potential | F8 | Commercial | WA - Health | Existing | Miscellaneous | Natural Gas | Pool Heater | A | Cumulative Summer Peak Savings (MW) | Achievable Economic RVT Potential | 0 | 0 | 0 | 0 | 0 | 0 | 0 | 0 | 0 | 0 | 0 | 0 | 0 | 0 | 0 | 0 | 0 | 0 | 0 | 0 | 0 | 0 | 0 | 0 | 0 | 0 | 0
F9_Commercial_WA - Health_Existing_Miscellaneous_Natural Gas_Pool Heater_A_Achievable Economic RVT Potential | F9 | Commercial | WA - Health | Existing | Miscellaneous | Natural Gas | Pool Heater | A | Cumulative Winter Peak Savings (MW) | Achievable Economic RVT Potential | 0 | 0 | 0 | 0 | 0 | 0 | 0 | 0 | 0 | 0 | 0 | 0 | 0 | 0 | 0 | 0 | 0 | 0 | 0 | 0 | 0 | 0 | 0 | 0 | 0 | 0 | 0
F10_Commercial_WA - Health_Existing_Miscellaneous_Natural Gas_Pool Heater_A_Achievable Economic RVT Potential | F10 | Commercial | WA - Health | Existing | Miscellaneous | Natural Gas | Pool Heater | A | Purchases (Incremental) | Achievable Economic RVT Potential | 0 | 0 | 0 | 0 | 0 | 0 | 0 | 0 | 0 | 0 | 0 | 0 | 0 | 0 | 0 | 0 | 0 | 0 | 0 | 0 | 0 | 0 | 0 | 0 | 0 | 0 | 0
F11_Commercial_WA - Health_Existing_Miscellaneous_Natural Gas_Pool Heater_A_Achievable Economic RVT Potential | F11 | Commercial | WA - Health | Existing | Miscellaneous | Natural Gas | Pool Heater | A | Purchases (Cumulative) | Achievable Economic RVT Potential | 0 | 0 | 0 | 0 | 0 | 0 | 0 | 0 | 0 | 0 | 0 | 0 | 0 | 0 | 0 | 0 | 0 | 0 | 0 | 0 | 0 | 0 | 0 | 0 | 0 | 0 | 0
F1_Commercial_WA - Health_New_Space Heating_Natural Gas_Furnace_A_Achievable Economic RVT Potential | F1 | Commercial | WA - Health | New | Space Heating | Natural Gas | Furnace | A | Integrated Unit Energy Savings (kWh or therms) | Achievable Economic RVT Potential | 0 | 0 | 0 | 0 | 0 | 0 | 0 | 0 | 0 | 0 | 0 | 0 | 0 | 0 | 0 | 0 | 0 | 0 | 0 | 0 | 0 | 0 | 0 | 0 | 0 | 0 | 0
F2_Commercial_WA - Health_New_Space Heating_Natural Gas_Furnace_A_Achievable Economic RVT Potential | F2 | Commercial | WA - Health | New | Space Heating | Natural Gas | Furnace | A | Integrated Unit Summer Peak Savings (kW) | Achievable Economic RVT Potential | 0 | 0 | 0 | 0 | 0 | 0 | 0 | 0 | 0 | 0 | 0 | 0 | 0 | 0 | 0 | 0 | 0 | 0 | 0 | 0 | 0 | 0 | 0 | 0 | 0 | 0 | 0
F3_Commercial_WA - Health_New_Space Heating_Natural Gas_Furnace_A_Achievable Economic RVT Potential | F3 | Commercial | WA - Health | New | Space Heating | Natural Gas | Furnace | A | Integrated Unit Winter Peak Savings (kW) | Achievable Economic RVT Potential | 0 | 0 | 0 | 0 | 0 | 0 | 0 | 0 | 0 | 0 | 0 | 0 | 0 | 0 | 0 | 0 | 0 | 0 | 0 | 0 | 0 | 0 | 0 | 0 | 0 | 0 | 0
F4_Commercial_WA - Health_New_Space Heating_Natural Gas_Furnace_A_Achievable Economic RVT Potential | F4 | Commercial | WA - Health | New | Space Heating | Natural Gas | Furnace | A | Incremental Energy Savings (MWh or mTherms) | Achievable Economic RVT Potential | 0 | 0 | 0 | 0 | 0 | 0 | 0 | 0 | 0 | 0 | 0 | 0 | 0 | 0 | 0 | 0 | 0 | 0 | 0 | 0 | 0 | 0 | 0 | 0 | 0 | 0 | 0
F5_Commercial_WA - Health_New_Space Heating_Natural Gas_Furnace_A_Achievable Economic RVT Potential | F5 | Commercial | WA - Health | New | Space Heating | Natural Gas | Furnace | A | Incremental Summer Peak Savings (MW) | Achievable Economic RVT Potential | 0 | 0 | 0 | 0 | 0 | 0 | 0 | 0 | 0 | 0 | 0 | 0 | 0 | 0 | 0 | 0 | 0 | 0 | 0 | 0 | 0 | 0 | 0 | 0 | 0 | 0 | 0
F6_Commercial_WA - Health_New_Space Heating_Natural Gas_Furnace_A_Achievable Economic RVT Potential | F6 | Commercial | WA - Health | New | Space Heating | Natural Gas | Furnace | A | Incremental Winter Peak Savings (MW) | Achievable Economic RVT Potential | 0 | 0 | 0 | 0 | 0 | 0 | 0 | 0 | 0 | 0 | 0 | 0 | 0 | 0 | 0 | 0 | 0 | 0 | 0 | 0 | 0 | 0 | 0 | 0 | 0 | 0 | 0
F7_Commercial_WA - Health_New_Space Heating_Natural Gas_Furnace_A_Achievable Economic RVT Potential | F7 | Commercial | WA - Health | New | Space Heating | Natural Gas | Furnace | A | Cumulative Energy Savings (MWh or mTherms) | Achievable Economic RVT Potential | 0 | 0 | 0 | 0 | 0 | 0 | 0 | 0 | 0 | 0 | 0 | 0 | 0 | 0 | 0 | 0 | 0 | 0 | 0 | 0 | 0 | 0 | 0 | 0 | 0 | 0 | 0
F8_Commercial_WA - Health_New_Space Heating_Natural Gas_Furnace_A_Achievable Economic RVT Potential | F8 | Commercial | WA - Health | New | Space Heating | Natural Gas | Furnace | A | Cumulative Summer Peak Savings (MW) | Achievable Economic RVT Potential | 0 | 0 | 0 | 0 | 0 | 0 | 0 | 0 | 0 | 0 | 0 | 0 | 0 | 0 | 0 | 0 | 0 | 0 | 0 | 0 | 0 | 0 | 0 | 0 | 0 | 0 | 0
F9_Commercial_WA - Health_New_Space Heating_Natural Gas_Furnace_A_Achievable Economic RVT Potential | F9 | Commercial | WA - Health | New | Space Heating | Natural Gas | Furnace | A | Cumulative Winter Peak Savings (MW) | Achievable Economic RVT Potential | 0 | 0 | 0 | 0 | 0 | 0 | 0 | 0 | 0 | 0 | 0 | 0 | 0 | 0 | 0 | 0 | 0 | 0 | 0 | 0 | 0 | 0 | 0 | 0 | 0 | 0 | 0
F10_Commercial_WA - Health_New_Space Heating_Natural Gas_Furnace_A_Achievable Economic RVT Potential | F10 | Commercial | WA - Health | New | Space Heating | Natural Gas | Furnace | A | Purchases (Incremental) | Achievable Economic RVT Potential | 0 | 0 | 0 | 0 | 0 | 0 | 0 | 0 | 0 | 0 | 0 | 0 | 0 | 0 | 0 | 0 | 0 | 0 | 0 | 0 | 0 | 0 | 0 | 0 | 0 | 0 | 0
F11_Commercial_WA - Health_New_Space Heating_Natural Gas_Furnace_A_Achievable Economic RVT Potential | F11 | Commercial | WA - Health | New | Space Heating | Natural Gas | Furnace | A | Purchases (Cumulative) | Achievable Economic RVT Potential | 0 | 0 | 0 | 0 | 0 | 0 | 0 | 0 | 0 | 0 | 0 | 0 | 0 | 0 | 0 | 0 | 0 | 0 | 0 | 0 | 0 | 0 | 0 | 0 | 0 | 0 | 0
F1_Commercial_WA - Health_New_Space Heating_Natural Gas_Boiler_A_Achievable Economic RVT Potential | F1 | Commercial | WA - Health | New | Space Heating | Natural Gas | Boiler | A | Integrated Unit Energy Savings (kWh or therms) | Achievable Economic RVT Potential | 0 | 0 | 0 | 0 | 0 | 0 | 0 | 0 | 0 | 0 | 0 | 0 | 0 | 0 | 0 | 0 | 0 | 0 | 0 | 0 | 0 | 0 | 0 | 0 | 0 | 0 | 0
F2_Commercial_WA - Health_New_Space Heating_Natural Gas_Boiler_A_Achievable Economic RVT Potential | F2 | Commercial | WA - Health | New | Space Heating | Natural Gas | Boiler | A | Integrated Unit Summer Peak Savings (kW) | Achievable Economic RVT Potential | 0 | 0 | 0 | 0 | 0 | 0 | 0 | 0 | 0 | 0 | 0 | 0 | 0 | 0 | 0 | 0 | 0 | 0 | 0 | 0 | 0 | 0 | 0 | 0 | 0 | 0 | 0
F3_Commercial_WA - Health_New_Space Heating_Natural Gas_Boiler_A_Achievable Economic RVT Potential | F3 | Commercial | WA - Health | New | Space Heating | Natural Gas | Boiler | A | Integrated Unit Winter Peak Savings (kW) | Achievable Economic RVT Potential | 0 | 0 | 0 | 0 | 0 | 0 | 0 | 0 | 0 | 0 | 0 | 0 | 0 | 0 | 0 | 0 | 0 | 0 | 0 | 0 | 0 | 0 | 0 | 0 | 0 | 0 | 0
F4_Commercial_WA - Health_New_Space Heating_Natural Gas_Boiler_A_Achievable Economic RVT Potential | F4 | Commercial | WA - Health | New | Space Heating | Natural Gas | Boiler | A | Incremental Energy Savings (MWh or mTherms) | Achievable Economic RVT Potential | 0 | 0 | 0 | 0 | 0 | 0 | 0 | 0 | 0 | 0 | 0 | 0 | 0 | 0 | 0 | 0 | 0 | 0 | 0 | 0 | 0 | 0 | 0 | 0 | 0 | 0 | 0
F5_Commercial_WA - Health_New_Space Heating_Natural Gas_Boiler_A_Achievable Economic RVT Potential | F5 | Commercial | WA - Health | New | Space Heating | Natural Gas | Boiler | A | Incremental Summer Peak Savings (MW) | Achievable Economic RVT Potential | 0 | 0 | 0 | 0 | 0 | 0 | 0 | 0 | 0 | 0 | 0 | 0 | 0 | 0 | 0 | 0 | 0 | 0 | 0 | 0 | 0 | 0 | 0 | 0 | 0 | 0 | 0
F6_Commercial_WA - Health_New_Space Heating_Natural Gas_Boiler_A_Achievable Economic RVT Potential | F6 | Commercial | WA - Health | New | Space Heating | Natural Gas | Boiler | A | Incremental Winter Peak Savings (MW) | Achievable Economic RVT Potential | 0 | 0 | 0 | 0 | 0 | 0 | 0 | 0 | 0 | 0 | 0 | 0 | 0 | 0 | 0 | 0 | 0 | 0 | 0 | 0 | 0 | 0 | 0 | 0 | 0 | 0 | 0
F7_Commercial_WA - Health_New_Space Heating_Natural Gas_Boiler_A_Achievable Economic RVT Potential | F7 | Commercial | WA - Health | New | Space Heating | Natural Gas | Boiler | A | Cumulative Energy Savings (MWh or mTherms) | Achievable Economic RVT Potential | 0 | 0 | 0 | 0 | 0 | 0 | 0 | 0 | 0 | 0 | 0 | 0 | 0 | 0 | 0 | 0 | 0 | 0 | 0 | 0 | 0 | 0 | 0 | 0 | 0 | 0 | 0
F8_Commercial_WA - Health_New_Space Heating_Natural Gas_Boiler_A_Achievable Economic RVT Potential | F8 | Commercial | WA - Health | New | Space Heating | Natural Gas | Boiler | A | Cumulative Summer Peak Savings (MW) | Achievable Economic RVT Potential | 0 | 0 | 0 | 0 | 0 | 0 | 0 | 0 | 0 | 0 | 0 | 0 | 0 | 0 | 0 | 0 | 0 | 0 | 0 | 0 | 0 | 0 | 0 | 0 | 0 | 0 | 0
F9_Commercial_WA - Health_New_Space Heating_Natural Gas_Boiler_A_Achievable Economic RVT Potential | F9 | Commercial | WA - Health | New | Space Heating | Natural Gas | Boiler | A | Cumulative Winter Peak Savings (MW) | Achievable Economic RVT Potential | 0 | 0 | 0 | 0 | 0 | 0 | 0 | 0 | 0 | 0 | 0 | 0 | 0 | 0 | 0 | 0 | 0 | 0 | 0 | 0 | 0 | 0 | 0 | 0 | 0 | 0 | 0
F10_Commercial_WA - Health_New_Space Heating_Natural Gas_Boiler_A_Achievable Economic RVT Potential | F10 | Commercial | WA - Health | New | Space Heating | Natural Gas | Boiler | A | Purchases (Incremental) | Achievable Economic RVT Potential | 0 | 0 | 0 | 0 | 0 | 0 | 0 | 0 | 0 | 0 | 0 | 0 | 0 | 0 | 0 | 0 | 0 | 0 | 0 | 0 | 0 | 0 | 0 | 0 | 0 | 0 | 0
F11_Commercial_WA - Health_New_Space Heating_Natural Gas_Boiler_A_Achievable Economic RVT Potential | F11 | Commercial | WA - Health | New | Space Heating | Natural Gas | Boiler | A | Purchases (Cumulative) | Achievable Economic RVT Potential | 0 | 0 | 0 | 0 | 0 | 0 | 0 | 0 | 0 | 0 | 0 | 0 | 0 | 0 | 0 | 0 | 0 | 0 | 0 | 0 | 0 | 0 | 0 | 0 | 0 | 0 | 0
F1_Commercial_WA - Health_New_Space Heating_Natural Gas_Unit Heater_A_Achievable Economic RVT Potential | F1 | Commercial | WA - Health | New | Space Heating | Natural Gas | Unit Heater | A | Integrated Unit Energy Savings (kWh or therms) | Achievable Economic RVT Potential | 0 | 0 | 0 | 0 | 0 | 0 | 0 | 0 | 0 | 0 | 0 | 0 | 0 | 0 | 0 | 0 | 0 | 0 | 0 | 0 | 0 | 0 | 0 | 0 | 0 | 0 | 0
F2_Commercial_WA - Health_New_Space Heating_Natural Gas_Unit Heater_A_Achievable Economic RVT Potential | F2 | Commercial | WA - Health | New | Space Heating | Natural Gas | Unit Heater | A | Integrated Unit Summer Peak Savings (kW) | Achievable Economic RVT Potential | 0 | 0 | 0 | 0 | 0 | 0 | 0 | 0 | 0 | 0 | 0 | 0 | 0 | 0 | 0 | 0 | 0 | 0 | 0 | 0 | 0 | 0 | 0 | 0 | 0 | 0 | 0
F3_Commercial_WA - Health_New_Space Heating_Natural Gas_Unit Heater_A_Achievable Economic RVT Potential | F3 | Commercial | WA - Health | New | Space Heating | Natural Gas | Unit Heater | A | Integrated Unit Winter Peak Savings (kW) | Achievable Economic RVT Potential | 0 | 0 | 0 | 0 | 0 | 0 | 0 | 0 | 0 | 0 | 0 | 0 | 0 | 0 | 0 | 0 | 0 | 0 | 0 | 0 | 0 | 0 | 0 | 0 | 0 | 0 | 0
F4_Commercial_WA - Health_New_Space Heating_Natural Gas_Unit Heater_A_Achievable Economic RVT Potential | F4 | Commercial | WA - Health | New | Space Heating | Natural Gas | Unit Heater | A | Incremental Energy Savings (MWh or mTherms) | Achievable Economic RVT Potential | 0 | 0 | 0 | 0 | 0 | 0 | 0 | 0 | 0 | 0 | 0 | 0 | 0 | 0 | 0 | 0 | 0 | 0 | 0 | 0 | 0 | 0 | 0 | 0 | 0 | 0 | 0
F5_Commercial_WA - Health_New_Space Heating_Natural Gas_Unit Heater_A_Achievable Economic RVT Potential | F5 | Commercial | WA - Health | New | Space Heating | Natural Gas | Unit Heater | A | Incremental Summer Peak Savings (MW) | Achievable Economic RVT Potential | 0 | 0 | 0 | 0 | 0 | 0 | 0 | 0 | 0 | 0 | 0 | 0 | 0 | 0 | 0 | 0 | 0 | 0 | 0 | 0 | 0 | 0 | 0 | 0 | 0 | 0 | 0
F6_Commercial_WA - Health_New_Space Heating_Natural Gas_Unit Heater_A_Achievable Economic RVT Potential | F6 | Commercial | WA - Health | New | Space Heating | Natural Gas | Unit Heater | A | Incremental Winter Peak Savings (MW) | Achievable Economic RVT Potential | 0 | 0 | 0 | 0 | 0 | 0 | 0 | 0 | 0 | 0 | 0 | 0 | 0 | 0 | 0 | 0 | 0 | 0 | 0 | 0 | 0 | 0 | 0 | 0 | 0 | 0 | 0
F7_Commercial_WA - Health_New_Space Heating_Natural Gas_Unit Heater_A_Achievable Economic RVT Potential | F7 | Commercial | WA - Health | New | Space Heating | Natural Gas | Unit Heater | A | Cumulative Energy Savings (MWh or mTherms) | Achievable Economic RVT Potential | 0 | 0 | 0 | 0 | 0 | 0 | 0 | 0 | 0 | 0 | 0 | 0 | 0 | 0 | 0 | 0 | 0 | 0 | 0 | 0 | 0 | 0 | 0 | 0 | 0 | 0 | 0
F8_Commercial_WA - Health_New_Space Heating_Natural Gas_Unit Heater_A_Achievable Economic RVT Potential | F8 | Commercial | WA - Health | New | Space Heating | Natural Gas | Unit Heater | A | Cumulative Summer Peak Savings (MW) | Achievable Economic RVT Potential | 0 | 0 | 0 | 0 | 0 | 0 | 0 | 0 | 0 | 0 | 0 | 0 | 0 | 0 | 0 | 0 | 0 | 0 | 0 | 0 | 0 | 0 | 0 | 0 | 0 | 0 | 0
F9_Commercial_WA - Health_New_Space Heating_Natural Gas_Unit Heater_A_Achievable Economic RVT Potential | F9 | Commercial | WA - Health | New | Space Heating | Natural Gas | Unit Heater | A | Cumulative Winter Peak Savings (MW) | Achievable Economic RVT Potential | 0 | 0 | 0 | 0 | 0 | 0 | 0 | 0 | 0 | 0 | 0 | 0 | 0 | 0 | 0 | 0 | 0 | 0 | 0 | 0 | 0 | 0 | 0 | 0 | 0 | 0 | 0
F10_Commercial_WA - Health_New_Space Heating_Natural Gas_Unit Heater_A_Achievable Economic RVT Potential | F10 | Commercial | WA - Health | New | Space Heating | Natural Gas | Unit Heater | A | Purchases (Incremental) | Achievable Economic RVT Potential | 0 | 0 | 0 | 0 | 0 | 0 | 0 | 0 | 0 | 0 | 0 | 0 | 0 | 0 | 0 | 0 | 0 | 0 | 0 | 0 | 0 | 0 | 0 | 0 | 0 | 0 | 0
F11_Commercial_WA - Health_New_Space Heating_Natural Gas_Unit Heater_A_Achievable Economic RVT Potential | F11 | Commercial | WA - Health | New | Space Heating | Natural Gas | Unit Heater | A | Purchases (Cumulative) | Achievable Economic RVT Potential | 0 | 0 | 0 | 0 | 0 | 0 | 0 | 0 | 0 | 0 | 0 | 0 | 0 | 0 | 0 | 0 | 0 | 0 | 0 | 0 | 0 | 0 | 0 | 0 | 0 | 0 | 0
F1_Commercial_WA - Health_New_Water Heating_Natural Gas_Water Heater_A_Achievable Economic RVT Potential | F1 | Commercial | WA - Health | New | Water Heating | Natural Gas | Water Heater | A | Integrated Unit Energy Savings (kWh or therms) | Achievable Economic RVT Potential | 0 | 0 | 0 | 0 | 0 | 0 | 0 | 0 | 0 | 0 | 0 | 0 | 0 | 0 | 0 | 0 | 0 | 0 | 0 | 0 | 0 | 0 | 0 | 0 | 0 | 0 | 0
F2_Commercial_WA - Health_New_Water Heating_Natural Gas_Water Heater_A_Achievable Economic RVT Potential | F2 | Commercial | WA - Health | New | Water Heating | Natural Gas | Water Heater | A | Integrated Unit Summer Peak Savings (kW) | Achievable Economic RVT Potential | 0 | 0 | 0 | 0 | 0 | 0 | 0 | 0 | 0 | 0 | 0 | 0 | 0 | 0 | 0 | 0 | 0 | 0 | 0 | 0 | 0 | 0 | 0 | 0 | 0 | 0 | 0
F3_Commercial_WA - Health_New_Water Heating_Natural Gas_Water Heater_A_Achievable Economic RVT Potential | F3 | Commercial | WA - Health | New | Water Heating | Natural Gas | Water Heater | A | Integrated Unit Winter Peak Savings (kW) | Achievable Economic RVT Potential | 0 | 0 | 0 | 0 | 0 | 0 | 0 | 0 | 0 | 0 | 0 | 0 | 0 | 0 | 0 | 0 | 0 | 0 | 0 | 0 | 0 | 0 | 0 | 0 | 0 | 0 | 0
F4_Commercial_WA - Health_New_Water Heating_Natural Gas_Water Heater_A_Achievable Economic RVT Potential | F4 | Commercial | WA - Health | New | Water Heating | Natural Gas | Water Heater | A | Incremental Energy Savings (MWh or mTherms) | Achievable Economic RVT Potential | 0 | 0 | 0 | 0 | 0 | 0 | 0 | 0 | 0 | 0 | 0 | 0 | 0 | 0 | 0 | 0 | 0 | 0 | 0 | 0 | 0 | 0 | 0 | 0 | 0 | 0 | 0
F5_Commercial_WA - Health_New_Water Heating_Natural Gas_Water Heater_A_Achievable Economic RVT Potential | F5 | Commercial | WA - Health | New | Water Heating | Natural Gas | Water Heater | A | Incremental Summer Peak Savings (MW) | Achievable Economic RVT Potential | 0 | 0 | 0 | 0 | 0 | 0 | 0 | 0 | 0 | 0 | 0 | 0 | 0 | 0 | 0 | 0 | 0 | 0 | 0 | 0 | 0 | 0 | 0 | 0 | 0 | 0 | 0
F6_Commercial_WA - Health_New_Water Heating_Natural Gas_Water Heater_A_Achievable Economic RVT Potential | F6 | Commercial | WA - Health | New | Water Heating | Natural Gas | Water Heater | A | Incremental Winter Peak Savings (MW) | Achievable Economic RVT Potential | 0 | 0 | 0 | 0 | 0 | 0 | 0 | 0 | 0 | 0 | 0 | 0 | 0 | 0 | 0 | 0 | 0 | 0 | 0 | 0 | 0 | 0 | 0 | 0 | 0 | 0 | 0
F7_Commercial_WA - Health_New_Water Heating_Natural Gas_Water Heater_A_Achievable Economic RVT Potential | F7 | Commercial | WA - Health | New | Water Heating | Natural Gas | Water Heater | A | Cumulative Energy Savings (MWh or mTherms) | Achievable Economic RVT Potential | 0 | 0 | 0 | 0 | 0 | 0 | 0 | 0 | 0 | 0 | 0 | 0 | 0 | 0 | 0 | 0 | 0 | 0 | 0 | 0 | 0 | 0 | 0 | 0 | 0 | 0 | 0
F8_Commercial_WA - Health_New_Water Heating_Natural Gas_Water Heater_A_Achievable Economic RVT Potential | F8 | Commercial | WA - Health | New | Water Heating | Natural Gas | Water Heater | A | Cumulative Summer Peak Savings (MW) | Achievable Economic RVT Potential | 0 | 0 | 0 | 0 | 0 | 0 | 0 | 0 | 0 | 0 | 0 | 0 | 0 | 0 | 0 | 0 | 0 | 0 | 0 | 0 | 0 | 0 | 0 | 0 | 0 | 0 | 0
F9_Commercial_WA - Health_New_Water Heating_Natural Gas_Water Heater_A_Achievable Economic RVT Potential | F9 | Commercial | WA - Health | New | Water Heating | Natural Gas | Water Heater | A | Cumulative Winter Peak Savings (MW) | Achievable Economic RVT Potential | 0 | 0 | 0 | 0 | 0 | 0 | 0 | 0 | 0 | 0 | 0 | 0 | 0 | 0 | 0 | 0 | 0 | 0 | 0 | 0 | 0 | 0 | 0 | 0 | 0 | 0 | 0
F10_Commercial_WA - Health_New_Water Heating_Natural Gas_Water Heater_A_Achievable Economic RVT Potential | F10 | Commercial | WA - Health | New | Water Heating | Natural Gas | Water Heater | A | Purchases (Incremental) | Achievable Economic RVT Potential | 0 | 0 | 0 | 0 | 0 | 0 | 0 | 0 | 0 | 0 | 0 | 0 | 0 | 0 | 0 | 0 | 0 | 0 | 0 | 0 | 0 | 0 | 0 | 0 | 0 | 0 | 0
F11_Commercial_WA - Health_New_Water Heating_Natural Gas_Water Heater_A_Achievable Economic RVT Potential | F11 | Commercial | WA - Health | New | Water Heating | Natural Gas | Water Heater | A | Purchases (Cumulative) | Achievable Economic RVT Potential | 0 | 0 | 0 | 0 | 0 | 0 | 0 | 0 | 0 | 0 | 0 | 0 | 0 | 0 | 0 | 0 | 0 | 0 | 0 | 0 | 0 | 0 | 0 | 0 | 0 | 0 | 0
F1_Commercial_WA - Health_New_Food Preparation_Natural Gas_Oven_A_Achievable Economic RVT Potential | F1 | Commercial | WA - Health | New | Food Preparation | Natural Gas | Oven | A | Integrated Unit Energy Savings (kWh or therms) | Achievable Economic RVT Potential | 0 | 0 | 0 | 0 | 0 | 0 | 0 | 0 | 0 | 0 | 0 | 0 | 0 | 0 | 0 | 0 | 0 | 0 | 0 | 0 | 0 | 0 | 0 | 0 | 0 | 0 | 0
F2_Commercial_WA - Health_New_Food Preparation_Natural Gas_Oven_A_Achievable Economic RVT Potential | F2 | Commercial | WA - Health | New | Food Preparation | Natural Gas | Oven | A | Integrated Unit Summer Peak Savings (kW) | Achievable Economic RVT Potential | 0 | 0 | 0 | 0 | 0 | 0 | 0 | 0 | 0 | 0 | 0 | 0 | 0 | 0 | 0 | 0 | 0 | 0 | 0 | 0 | 0 | 0 | 0 | 0 | 0 | 0 | 0
F3_Commercial_WA - Health_New_Food Preparation_Natural Gas_Oven_A_Achievable Economic RVT Potential | F3 | Commercial | WA - Health | New | Food Preparation | Natural Gas | Oven | A | Integrated Unit Winter Peak Savings (kW) | Achievable Economic RVT Potential | 0 | 0 | 0 | 0 | 0 | 0 | 0 | 0 | 0 | 0 | 0 | 0 | 0 | 0 | 0 | 0 | 0 | 0 | 0 | 0 | 0 | 0 | 0 | 0 | 0 | 0 | 0
F4_Commercial_WA - Health_New_Food Preparation_Natural Gas_Oven_A_Achievable Economic RVT Potential | F4 | Commercial | WA - Health | New | Food Preparation | Natural Gas | Oven | A | Incremental Energy Savings (MWh or mTherms) | Achievable Economic RVT Potential | 0 | 0 | 0 | 0 | 0 | 0 | 0 | 0 | 0 | 0 | 0 | 0 | 0 | 0 | 0 | 0 | 0 | 0 | 0 | 0 | 0 | 0 | 0 | 0 | 0 | 0 | 0
F5_Commercial_WA - Health_New_Food Preparation_Natural Gas_Oven_A_Achievable Economic RVT Potential | F5 | Commercial | WA - Health | New | Food Preparation | Natural Gas | Oven | A | Incremental Summer Peak Savings (MW) | Achievable Economic RVT Potential | 0 | 0 | 0 | 0 | 0 | 0 | 0 | 0 | 0 | 0 | 0 | 0 | 0 | 0 | 0 | 0 | 0 | 0 | 0 | 0 | 0 | 0 | 0 | 0 | 0 | 0 | 0
F6_Commercial_WA - Health_New_Food Preparation_Natural Gas_Oven_A_Achievable Economic RVT Potential | F6 | Commercial | WA - Health | New | Food Preparation | Natural Gas | Oven | A | Incremental Winter Peak Savings (MW) | Achievable Economic RVT Potential | 0 | 0 | 0 | 0 | 0 | 0 | 0 | 0 | 0 | 0 | 0 | 0 | 0 | 0 | 0 | 0 | 0 | 0 | 0 | 0 | 0 | 0 | 0 | 0 | 0 | 0 | 0
F7_Commercial_WA - Health_New_Food Preparation_Natural Gas_Oven_A_Achievable Economic RVT Potential | F7 | Commercial | WA - Health | New | Food Preparation | Natural Gas | Oven | A | Cumulative Energy Savings (MWh or mTherms) | Achievable Economic RVT Potential | 0 | 0 | 0 | 0 | 0 | 0 | 0 | 0 | 0 | 0 | 0 | 0 | 0 | 0 | 0 | 0 | 0 | 0 | 0 | 0 | 0 | 0 | 0 | 0 | 0 | 0 | 0
F8_Commercial_WA - Health_New_Food Preparation_Natural Gas_Oven_A_Achievable Economic RVT Potential | F8 | Commercial | WA - Health | New | Food Preparation | Natural Gas | Oven | A | Cumulative Summer Peak Savings (MW) | Achievable Economic RVT Potential | 0 | 0 | 0 | 0 | 0 | 0 | 0 | 0 | 0 | 0 | 0 | 0 | 0 | 0 | 0 | 0 | 0 | 0 | 0 | 0 | 0 | 0 | 0 | 0 | 0 | 0 | 0
F9_Commercial_WA - Health_New_Food Preparation_Natural Gas_Oven_A_Achievable Economic RVT Potential | F9 | Commercial | WA - Health | New | Food Preparation | Natural Gas | Oven | A | Cumulative Winter Peak Savings (MW) | Achievable Economic RVT Potential | 0 | 0 | 0 | 0 | 0 | 0 | 0 | 0 | 0 | 0 | 0 | 0 | 0 | 0 | 0 | 0 | 0 | 0 | 0 | 0 | 0 | 0 | 0 | 0 | 0 | 0 | 0
F10_Commercial_WA - Health_New_Food Preparation_Natural Gas_Oven_A_Achievable Economic RVT Potential | F10 | Commercial | WA - Health | New | Food Preparation | Natural Gas | Oven | A | Purchases (Incremental) | Achievable Economic RVT Potential | 0 | 0 | 0 | 0 | 0 | 0 | 0 | 0 | 0 | 0 | 0 | 0 | 0 | 0 | 0 | 0 | 0 | 0 | 0 | 0 | 0 | 0 | 0 | 0 | 0 | 0 | 0
F11_Commercial_WA - Health_New_Food Preparation_Natural Gas_Oven_A_Achievable Economic RVT Potential | F11 | Commercial | WA - Health | New | Food Preparation | Natural Gas | Oven | A | Purchases (Cumulative) | Achievable Economic RVT Potential | 0 | 0 | 0 | 0 | 0 | 0 | 0 | 0 | 0 | 0 | 0 | 0 | 0 | 0 | 0 | 0 | 0 | 0 | 0 | 0 | 0 | 0 | 0 | 0 | 0 | 0 | 0
F1_Commercial_WA - Health_New_Food Preparation_Natural Gas_Conveyor Oven_A_Achievable Economic RVT Potential | F1 | Commercial | WA - Health | New | Food Preparation | Natural Gas | Conveyor Oven | A | Integrated Unit Energy Savings (kWh or therms) | Achievable Economic RVT Potential | 0 | 0 | 0 | 0 | 0 | 0 | 0 | 0 | 0 | 0 | 0 | 0 | 0 | 0 | 0 | 0 | 0 | 0 | 0 | 0 | 0 | 0 | 0 | 0 | 0 | 0 | 0
F2_Commercial_WA - Health_New_Food Preparation_Natural Gas_Conveyor Oven_A_Achievable Economic RVT Potential | F2 | Commercial | WA - Health | New | Food Preparation | Natural Gas | Conveyor Oven | A | Integrated Unit Summer Peak Savings (kW) | Achievable Economic RVT Potential | 0 | 0 | 0 | 0 | 0 | 0 | 0 | 0 | 0 | 0 | 0 | 0 | 0 | 0 | 0 | 0 | 0 | 0 | 0 | 0 | 0 | 0 | 0 | 0 | 0 | 0 | 0
F3_Commercial_WA - Health_New_Food Preparation_Natural Gas_Conveyor Oven_A_Achievable Economic RVT Potential | F3 | Commercial | WA - Health | New | Food Preparation | Natural Gas | Conveyor Oven | A | Integrated Unit Winter Peak Savings (kW) | Achievable Economic RVT Potential | 0 | 0 | 0 | 0 | 0 | 0 | 0 | 0 | 0 | 0 | 0 | 0 | 0 | 0 | 0 | 0 | 0 | 0 | 0 | 0 | 0 | 0 | 0 | 0 | 0 | 0 | 0
F4_Commercial_WA - Health_New_Food Preparation_Natural Gas_Conveyor Oven_A_Achievable Economic RVT Potential | F4 | Commercial | WA - Health | New | Food Preparation | Natural Gas | Conveyor Oven | A | Incremental Energy Savings (MWh or mTherms) | Achievable Economic RVT Potential | 0 | 0 | 0 | 0 | 0 | 0 | 0 | 0 | 0 | 0 | 0 | 0 | 0 | 0 | 0 | 0 | 0 | 0 | 0 | 0 | 0 | 0 | 0 | 0 | 0 | 0 | 0
F5_Commercial_WA - Health_New_Food Preparation_Natural Gas_Conveyor Oven_A_Achievable Economic RVT Potential | F5 | Commercial | WA - Health | New | Food Preparation | Natural Gas | Conveyor Oven | A | Incremental Summer Peak Savings (MW) | Achievable Economic RVT Potential | 0 | 0 | 0 | 0 | 0 | 0 | 0 | 0 | 0 | 0 | 0 | 0 | 0 | 0 | 0 | 0 | 0 | 0 | 0 | 0 | 0 | 0 | 0 | 0 | 0 | 0 | 0
F6_Commercial_WA - Health_New_Food Preparation_Natural Gas_Conveyor Oven_A_Achievable Economic RVT Potential | F6 | Commercial | WA - Health | New | Food Preparation | Natural Gas | Conveyor Oven | A | Incremental Winter Peak Savings (MW) | Achievable Economic RVT Potential | 0 | 0 | 0 | 0 | 0 | 0 | 0 | 0 | 0 | 0 | 0 | 0 | 0 | 0 | 0 | 0 | 0 | 0 | 0 | 0 | 0 | 0 | 0 | 0 | 0 | 0 | 0
F7_Commercial_WA - Health_New_Food Preparation_Natural Gas_Conveyor Oven_A_Achievable Economic RVT Potential | F7 | Commercial | WA - Health | New | Food Preparation | Natural Gas | Conveyor Oven | A | Cumulative Energy Savings (MWh or mTherms) | Achievable Economic RVT Potential | 0 | 0 | 0 | 0 | 0 | 0 | 0 | 0 | 0 | 0 | 0 | 0 | 0 | 0 | 0 | 0 | 0 | 0 | 0 | 0 | 0 | 0 | 0 | 0 | 0 | 0 | 0
F8_Commercial_WA - Health_New_Food Preparation_Natural Gas_Conveyor Oven_A_Achievable Economic RVT Potential | F8 | Commercial | WA - Health | New | Food Preparation | Natural Gas | Conveyor Oven | A | Cumulative Summer Peak Savings (MW) | Achievable Economic RVT Potential | 0 | 0 | 0 | 0 | 0 | 0 | 0 | 0 | 0 | 0 | 0 | 0 | 0 | 0 | 0 | 0 | 0 | 0 | 0 | 0 | 0 | 0 | 0 | 0 | 0 | 0 | 0
F9_Commercial_WA - Health_New_Food Preparation_Natural Gas_Conveyor Oven_A_Achievable Economic RVT Potential | F9 | Commercial | WA - Health | New | Food Preparation | Natural Gas | Conveyor Oven | A | Cumulative Winter Peak Savings (MW) | Achievable Economic RVT Potential | 0 | 0 | 0 | 0 | 0 | 0 | 0 | 0 | 0 | 0 | 0 | 0 | 0 | 0 | 0 | 0 | 0 | 0 | 0 | 0 | 0 | 0 | 0 | 0 | 0 | 0 | 0
F10_Commercial_WA - Health_New_Food Preparation_Natural Gas_Conveyor Oven_A_Achievable Economic RVT Potential | F10 | Commercial | WA - Health | New | Food Preparation | Natural Gas | Conveyor Oven | A | Purchases (Incremental) | Achievable Economic RVT Potential | 0 | 0 | 0 | 0 | 0 | 0 | 0 | 0 | 0 | 0 | 0 | 0 | 0 | 0 | 0 | 0 | 0 | 0 | 0 | 0 | 0 | 0 | 0 | 0 | 0 | 0 | 0
F11_Commercial_WA - Health_New_Food Preparation_Natural Gas_Conveyor Oven_A_Achievable Economic RVT Potential | F11 | Commercial | WA - Health | New | Food Preparation | Natural Gas | Conveyor Oven | A | Purchases (Cumulative) | Achievable Economic RVT Potential | 0 | 0 | 0 | 0 | 0 | 0 | 0 | 0 | 0 | 0 | 0 | 0 | 0 | 0 | 0 | 0 | 0 | 0 | 0 | 0 | 0 | 0 | 0 | 0 | 0 | 0 | 0
F1_Commercial_WA - Health_New_Food Preparation_Natural Gas_Double Rack Oven_A_Achievable Economic RVT Potential | F1 | Commercial | WA - Health | New | Food Preparation | Natural Gas | Double Rack Oven | A | Integrated Unit Energy Savings (kWh or therms) | Achievable Economic RVT Potential | 0 | 0 | 0 | 0 | 0 | 0 | 0 | 0 | 0 | 0 | 0 | 0 | 0 | 0 | 0 | 0 | 0 | 0 | 0 | 0 | 0 | 0 | 0 | 0 | 0 | 0 | 0
F2_Commercial_WA - Health_New_Food Preparation_Natural Gas_Double Rack Oven_A_Achievable Economic RVT Potential | F2 | Commercial | WA - Health | New | Food Preparation | Natural Gas | Double Rack Oven | A | Integrated Unit Summer Peak Savings (kW) | Achievable Economic RVT Potential | 0 | 0 | 0 | 0 | 0 | 0 | 0 | 0 | 0 | 0 | 0 | 0 | 0 | 0 | 0 | 0 | 0 | 0 | 0 | 0 | 0 | 0 | 0 | 0 | 0 | 0 | 0
F3_Commercial_WA - Health_New_Food Preparation_Natural Gas_Double Rack Oven_A_Achievable Economic RVT Potential | F3 | Commercial | WA - Health | New | Food Preparation | Natural Gas | Double Rack Oven | A | Integrated Unit Winter Peak Savings (kW) | Achievable Economic RVT Potential | 0 | 0 | 0 | 0 | 0 | 0 | 0 | 0 | 0 | 0 | 0 | 0 | 0 | 0 | 0 | 0 | 0 | 0 | 0 | 0 | 0 | 0 | 0 | 0 | 0 | 0 | 0
F4_Commercial_WA - Health_New_Food Preparation_Natural Gas_Double Rack Oven_A_Achievable Economic RVT Potential | F4 | Commercial | WA - Health | New | Food Preparation | Natural Gas | Double Rack Oven | A | Incremental Energy Savings (MWh or mTherms) | Achievable Economic RVT Potential | 0 | 0 | 0 | 0 | 0 | 0 | 0 | 0 | 0 | 0 | 0 | 0 | 0 | 0 | 0 | 0 | 0 | 0 | 0 | 0 | 0 | 0 | 0 | 0 | 0 | 0 | 0
F5_Commercial_WA - Health_New_Food Preparation_Natural Gas_Double Rack Oven_A_Achievable Economic RVT Potential | F5 | Commercial | WA - Health | New | Food Preparation | Natural Gas | Double Rack Oven | A | Incremental Summer Peak Savings (MW) | Achievable Economic RVT Potential | 0 | 0 | 0 | 0 | 0 | 0 | 0 | 0 | 0 | 0 | 0 | 0 | 0 | 0 | 0 | 0 | 0 | 0 | 0 | 0 | 0 | 0 | 0 | 0 | 0 | 0 | 0
F6_Commercial_WA - Health_New_Food Preparation_Natural Gas_Double Rack Oven_A_Achievable Economic RVT Potential | F6 | Commercial | WA - Health | New | Food Preparation | Natural Gas | Double Rack Oven | A | Incremental Winter Peak Savings (MW) | Achievable Economic RVT Potential | 0 | 0 | 0 | 0 | 0 | 0 | 0 | 0 | 0 | 0 | 0 | 0 | 0 | 0 | 0 | 0 | 0 | 0 | 0 | 0 | 0 | 0 | 0 | 0 | 0 | 0 | 0
F7_Commercial_WA - Health_New_Food Preparation_Natural Gas_Double Rack Oven_A_Achievable Economic RVT Potential | F7 | Commercial | WA - Health | New | Food Preparation | Natural Gas | Double Rack Oven | A | Cumulative Energy Savings (MWh or mTherms) | Achievable Economic RVT Potential | 0 | 0 | 0 | 0 | 0 | 0 | 0 | 0 | 0 | 0 | 0 | 0 | 0 | 0 | 0 | 0 | 0 | 0 | 0 | 0 | 0 | 0 | 0 | 0 | 0 | 0 | 0
F8_Commercial_WA - Health_New_Food Preparation_Natural Gas_Double Rack Oven_A_Achievable Economic RVT Potential | F8 | Commercial | WA - Health | New | Food Preparation | Natural Gas | Double Rack Oven | A | Cumulative Summer Peak Savings (MW) | Achievable Economic RVT Potential | 0 | 0 | 0 | 0 | 0 | 0 | 0 | 0 | 0 | 0 | 0 | 0 | 0 | 0 | 0 | 0 | 0 | 0 | 0 | 0 | 0 | 0 | 0 | 0 | 0 | 0 | 0
F9_Commercial_WA - Health_New_Food Preparation_Natural Gas_Double Rack Oven_A_Achievable Economic RVT Potential | F9 | Commercial | WA - Health | New | Food Preparation | Natural Gas | Double Rack Oven | A | Cumulative Winter Peak Savings (MW) | Achievable Economic RVT Potential | 0 | 0 | 0 | 0 | 0 | 0 | 0 | 0 | 0 | 0 | 0 | 0 | 0 | 0 | 0 | 0 | 0 | 0 | 0 | 0 | 0 | 0 | 0 | 0 | 0 | 0 | 0
F10_Commercial_WA - Health_New_Food Preparation_Natural Gas_Double Rack Oven_A_Achievable Economic RVT Potential | F10 | Commercial | WA - Health | New | Food Preparation | Natural Gas | Double Rack Oven | A | Purchases (Incremental) | Achievable Economic RVT Potential | 0 | 0 | 0 | 0 | 0 | 0 | 0 | 0 | 0 | 0 | 0 | 0 | 0 | 0 | 0 | 0 | 0 | 0 | 0 | 0 | 0 | 0 | 0 | 0 | 0 | 0 | 0
F11_Commercial_WA - Health_New_Food Preparation_Natural Gas_Double Rack Oven_A_Achievable Economic RVT Potential | F11 | Commercial | WA - Health | New | Food Preparation | Natural Gas | Double Rack Oven | A | Purchases (Cumulative) | Achievable Economic RVT Potential | 0 | 0 | 0 | 0 | 0 | 0 | 0 | 0 | 0 | 0 | 0 | 0 | 0 | 0 | 0 | 0 | 0 | 0 | 0 | 0 | 0 | 0 | 0 | 0 | 0 | 0 | 0
F1_Commercial_WA - Health_New_Food Preparation_Natural Gas_Fryer_A_Achievable Economic RVT Potential | F1 | Commercial | WA - Health | New | Food Preparation | Natural Gas | Fryer | A | Integrated Unit Energy Savings (kWh or therms) | Achievable Economic RVT Potential | 0 | 0 | 0 | 0 | 0 | 0 | 0 | 0 | 0 | 0 | 0 | 0 | 0 | 0 | 0 | 0 | 0 | 0 | 0 | 0 | 0 | 0 | 0 | 0 | 0 | 0 | 0
F2_Commercial_WA - Health_New_Food Preparation_Natural Gas_Fryer_A_Achievable Economic RVT Potential | F2 | Commercial | WA - Health | New | Food Preparation | Natural Gas | Fryer | A | Integrated Unit Summer Peak Savings (kW) | Achievable Economic RVT Potential | 0 | 0 | 0 | 0 | 0 | 0 | 0 | 0 | 0 | 0 | 0 | 0 | 0 | 0 | 0 | 0 | 0 | 0 | 0 | 0 | 0 | 0 | 0 | 0 | 0 | 0 | 0
F3_Commercial_WA - Health_New_Food Preparation_Natural Gas_Fryer_A_Achievable Economic RVT Potential | F3 | Commercial | WA - Health | New | Food Preparation | Natural Gas | Fryer | A | Integrated Unit Winter Peak Savings (kW) | Achievable Economic RVT Potential | 0 | 0 | 0 | 0 | 0 | 0 | 0 | 0 | 0 | 0 | 0 | 0 | 0 | 0 | 0 | 0 | 0 | 0 | 0 | 0 | 0 | 0 | 0 | 0 | 0 | 0 | 0
F4_Commercial_WA - Health_New_Food Preparation_Natural Gas_Fryer_A_Achievable Economic RVT Potential | F4 | Commercial | WA - Health | New | Food Preparation | Natural Gas | Fryer | A | Incremental Energy Savings (MWh or mTherms) | Achievable Economic RVT Potential | 0 | 0 | 0 | 0 | 0 | 0 | 0 | 0 | 0 | 0 | 0 | 0 | 0 | 0 | 0 | 0 | 0 | 0 | 0 | 0 | 0 | 0 | 0 | 0 | 0 | 0 | 0
F5_Commercial_WA - Health_New_Food Preparation_Natural Gas_Fryer_A_Achievable Economic RVT Potential | F5 | Commercial | WA - Health | New | Food Preparation | Natural Gas | Fryer | A | Incremental Summer Peak Savings (MW) | Achievable Economic RVT Potential | 0 | 0 | 0 | 0 | 0 | 0 | 0 | 0 | 0 | 0 | 0 | 0 | 0 | 0 | 0 | 0 | 0 | 0 | 0 | 0 | 0 | 0 | 0 | 0 | 0 | 0 | 0
F6_Commercial_WA - Health_New_Food Preparation_Natural Gas_Fryer_A_Achievable Economic RVT Potential | F6 | Commercial | WA - Health | New | Food Preparation | Natural Gas | Fryer | A | Incremental Winter Peak Savings (MW) | Achievable Economic RVT Potential | 0 | 0 | 0 | 0 | 0 | 0 | 0 | 0 | 0 | 0 | 0 | 0 | 0 | 0 | 0 | 0 | 0 | 0 | 0 | 0 | 0 | 0 | 0 | 0 | 0 | 0 | 0
F7_Commercial_WA - Health_New_Food Preparation_Natural Gas_Fryer_A_Achievable Economic RVT Potential | F7 | Commercial | WA - Health | New | Food Preparation | Natural Gas | Fryer | A | Cumulative Energy Savings (MWh or mTherms) | Achievable Economic RVT Potential | 0 | 0 | 0 | 0 | 0 | 0 | 0 | 0 | 0 | 0 | 0 | 0 | 0 | 0 | 0 | 0 | 0 | 0 | 0 | 0 | 0 | 0 | 0 | 0 | 0 | 0 | 0
F8_Commercial_WA - Health_New_Food Preparation_Natural Gas_Fryer_A_Achievable Economic RVT Potential | F8 | Commercial | WA - Health | New | Food Preparation | Natural Gas | Fryer | A | Cumulative Summer Peak Savings (MW) | Achievable Economic RVT Potential | 0 | 0 | 0 | 0 | 0 | 0 | 0 | 0 | 0 | 0 | 0 | 0 | 0 | 0 | 0 | 0 | 0 | 0 | 0 | 0 | 0 | 0 | 0 | 0 | 0 | 0 | 0
F9_Commercial_WA - Health_New_Food Preparation_Natural Gas_Fryer_A_Achievable Economic RVT Potential | F9 | Commercial | WA - Health | New | Food Preparation | Natural Gas | Fryer | A | Cumulative Winter Peak Savings (MW) | Achievable Economic RVT Potential | 0 | 0 | 0 | 0 | 0 | 0 | 0 | 0 | 0 | 0 | 0 | 0 | 0 | 0 | 0 | 0 | 0 | 0 | 0 | 0 | 0 | 0 | 0 | 0 | 0 | 0 | 0
F10_Commercial_WA - Health_New_Food Preparation_Natural Gas_Fryer_A_Achievable Economic RVT Potential | F10 | Commercial | WA - Health | New | Food Preparation | Natural Gas | Fryer | A | Purchases (Incremental) | Achievable Economic RVT Potential | 0 | 0 | 0 | 0 | 0 | 0 | 0 | 0 | 0 | 0 | 0 | 0 | 0 | 0 | 0 | 0 | 0 | 0 | 0 | 0 | 0 | 0 | 0 | 0 | 0 | 0 | 0
F11_Commercial_WA - Health_New_Food Preparation_Natural Gas_Fryer_A_Achievable Economic RVT Potential | F11 | Commercial | WA - Health | New | Food Preparation | Natural Gas | Fryer | A | Purchases (Cumulative) | Achievable Economic RVT Potential | 0 | 0 | 0 | 0 | 0 | 0 | 0 | 0 | 0 | 0 | 0 | 0 | 0 | 0 | 0 | 0 | 0 | 0 | 0 | 0 | 0 | 0 | 0 | 0 | 0 | 0 | 0
F1_Commercial_WA - Health_New_Food Preparation_Natural Gas_Broiler_A_Achievable Economic RVT Potential | F1 | Commercial | WA - Health | New | Food Preparation | Natural Gas | Broiler | A | Integrated Unit Energy Savings (kWh or therms) | Achievable Economic RVT Potential | 0 | 0 | 0 | 0 | 0 | 0 | 0 | 0 | 0 | 0 | 0 | 0 | 0 | 0 | 0 | 0 | 0 | 0 | 0 | 0 | 0 | 0 | 0 | 0 | 0 | 0 | 0
F2_Commercial_WA - Health_New_Food Preparation_Natural Gas_Broiler_A_Achievable Economic RVT Potential | F2 | Commercial | WA - Health | New | Food Preparation | Natural Gas | Broiler | A | Integrated Unit Summer Peak Savings (kW) | Achievable Economic RVT Potential | 0 | 0 | 0 | 0 | 0 | 0 | 0 | 0 | 0 | 0 | 0 | 0 | 0 | 0 | 0 | 0 | 0 | 0 | 0 | 0 | 0 | 0 | 0 | 0 | 0 | 0 | 0
F3_Commercial_WA - Health_New_Food Preparation_Natural Gas_Broiler_A_Achievable Economic RVT Potential | F3 | Commercial | WA - Health | New | Food Preparation | Natural Gas | Broiler | A | Integrated Unit Winter Peak Savings (kW) | Achievable Economic RVT Potential | 0 | 0 | 0 | 0 | 0 | 0 | 0 | 0 | 0 | 0 | 0 | 0 | 0 | 0 | 0 | 0 | 0 | 0 | 0 | 0 | 0 | 0 | 0 | 0 | 0 | 0 | 0
F4_Commercial_WA - Health_New_Food Preparation_Natural Gas_Broiler_A_Achievable Economic RVT Potential | F4 | Commercial | WA - Health | New | Food Preparation | Natural Gas | Broiler | A | Incremental Energy Savings (MWh or mTherms) | Achievable Economic RVT Potential | 0 | 0 | 0 | 0 | 0 | 0 | 0 | 0 | 0 | 0 | 0 | 0 | 0 | 0 | 0 | 0 | 0 | 0 | 0 | 0 | 0 | 0 | 0 | 0 | 0 | 0 | 0
F5_Commercial_WA - Health_New_Food Preparation_Natural Gas_Broiler_A_Achievable Economic RVT Potential | F5 | Commercial | WA - Health | New | Food Preparation | Natural Gas | Broiler | A | Incremental Summer Peak Savings (MW) | Achievable Economic RVT Potential | 0 | 0 | 0 | 0 | 0 | 0 | 0 | 0 | 0 | 0 | 0 | 0 | 0 | 0 | 0 | 0 | 0 | 0 | 0 | 0 | 0 | 0 | 0 | 0 | 0 | 0 | 0
F6_Commercial_WA - Health_New_Food Preparation_Natural Gas_Broiler_A_Achievable Economic RVT Potential | F6 | Commercial | WA - Health | New | Food Preparation | Natural Gas | Broiler | A | Incremental Winter Peak Savings (MW) | Achievable Economic RVT Potential | 0 | 0 | 0 | 0 | 0 | 0 | 0 | 0 | 0 | 0 | 0 | 0 | 0 | 0 | 0 | 0 | 0 | 0 | 0 | 0 | 0 | 0 | 0 | 0 | 0 | 0 | 0
F7_Commercial_WA - Health_New_Food Preparation_Natural Gas_Broiler_A_Achievable Economic RVT Potential | F7 | Commercial | WA - Health | New | Food Preparation | Natural Gas | Broiler | A | Cumulative Energy Savings (MWh or mTherms) | Achievable Economic RVT Potential | 0 | 0 | 0 | 0 | 0 | 0 | 0 | 0 | 0 | 0 | 0 | 0 | 0 | 0 | 0 | 0 | 0 | 0 | 0 | 0 | 0 | 0 | 0 | 0 | 0 | 0 | 0
F8_Commercial_WA - Health_New_Food Preparation_Natural Gas_Broiler_A_Achievable Economic RVT Potential | F8 | Commercial | WA - Health | New | Food Preparation | Natural Gas | Broiler | A | Cumulative Summer Peak Savings (MW) | Achievable Economic RVT Potential | 0 | 0 | 0 | 0 | 0 | 0 | 0 | 0 | 0 | 0 | 0 | 0 | 0 | 0 | 0 | 0 | 0 | 0 | 0 | 0 | 0 | 0 | 0 | 0 | 0 | 0 | 0
F9_Commercial_WA - Health_New_Food Preparation_Natural Gas_Broiler_A_Achievable Economic RVT Potential | F9 | Commercial | WA - Health | New | Food Preparation | Natural Gas | Broiler | A | Cumulative Winter Peak Savings (MW) | Achievable Economic RVT Potential | 0 | 0 | 0 | 0 | 0 | 0 | 0 | 0 | 0 | 0 | 0 | 0 | 0 | 0 | 0 | 0 | 0 | 0 | 0 | 0 | 0 | 0 | 0 | 0 | 0 | 0 | 0
F10_Commercial_WA - Health_New_Food Preparation_Natural Gas_Broiler_A_Achievable Economic RVT Potential | F10 | Commercial | WA - Health | New | Food Preparation | Natural Gas | Broiler | A | Purchases (Incremental) | Achievable Economic RVT Potential | 0 | 0 | 0 | 0 | 0 | 0 | 0 | 0 | 0 | 0 | 0 | 0 | 0 | 0 | 0 | 0 | 0 | 0 | 0 | 0 | 0 | 0 | 0 | 0 | 0 | 0 | 0
F11_Commercial_WA - Health_New_Food Preparation_Natural Gas_Broiler_A_Achievable Economic RVT Potential | F11 | Commercial | WA - Health | New | Food Preparation | Natural Gas | Broiler | A | Purchases (Cumulative) | Achievable Economic RVT Potential | 0 | 0 | 0 | 0 | 0 | 0 | 0 | 0 | 0 | 0 | 0 | 0 | 0 | 0 | 0 | 0 | 0 | 0 | 0 | 0 | 0 | 0 | 0 | 0 | 0 | 0 | 0
F1_Commercial_WA - Health_New_Food Preparation_Natural Gas_Griddle_A_Achievable Economic RVT Potential | F1 | Commercial | WA - Health | New | Food Preparation | Natural Gas | Griddle | A | Integrated Unit Energy Savings (kWh or therms) | Achievable Economic RVT Potential | 0 | 0 | 0 | 0 | 0 | 0 | 0 | 0 | 0 | 0 | 0 | 0 | 0 | 0 | 0 | 0 | 0 | 0 | 0 | 0 | 0 | 0 | 0 | 0 | 0 | 0 | 0
F2_Commercial_WA - Health_New_Food Preparation_Natural Gas_Griddle_A_Achievable Economic RVT Potential | F2 | Commercial | WA - Health | New | Food Preparation | Natural Gas | Griddle | A | Integrated Unit Summer Peak Savings (kW) | Achievable Economic RVT Potential | 0 | 0 | 0 | 0 | 0 | 0 | 0 | 0 | 0 | 0 | 0 | 0 | 0 | 0 | 0 | 0 | 0 | 0 | 0 | 0 | 0 | 0 | 0 | 0 | 0 | 0 | 0
F3_Commercial_WA - Health_New_Food Preparation_Natural Gas_Griddle_A_Achievable Economic RVT Potential | F3 | Commercial | WA - Health | New | Food Preparation | Natural Gas | Griddle | A | Integrated Unit Winter Peak Savings (kW) | Achievable Economic RVT Potential | 0 | 0 | 0 | 0 | 0 | 0 | 0 | 0 | 0 | 0 | 0 | 0 | 0 | 0 | 0 | 0 | 0 | 0 | 0 | 0 | 0 | 0 | 0 | 0 | 0 | 0 | 0
F4_Commercial_WA - Health_New_Food Preparation_Natural Gas_Griddle_A_Achievable Economic RVT Potential | F4 | Commercial | WA - Health | New | Food Preparation | Natural Gas | Griddle | A | Incremental Energy Savings (MWh or mTherms) | Achievable Economic RVT Potential | 0 | 0 | 0 | 0 | 0 | 0 | 0 | 0 | 0 | 0 | 0 | 0 | 0 | 0 | 0 | 0 | 0 | 0 | 0 | 0 | 0 | 0 | 0 | 0 | 0 | 0 | 0
F5_Commercial_WA - Health_New_Food Preparation_Natural Gas_Griddle_A_Achievable Economic RVT Potential | F5 | Commercial | WA - Health | New | Food Preparation | Natural Gas | Griddle | A | Incremental Summer Peak Savings (MW) | Achievable Economic RVT Potential | 0 | 0 | 0 | 0 | 0 | 0 | 0 | 0 | 0 | 0 | 0 | 0 | 0 | 0 | 0 | 0 | 0 | 0 | 0 | 0 | 0 | 0 | 0 | 0 | 0 | 0 | 0
F6_Commercial_WA - Health_New_Food Preparation_Natural Gas_Griddle_A_Achievable Economic RVT Potential | F6 | Commercial | WA - Health | New | Food Preparation | Natural Gas | Griddle | A | Incremental Winter Peak Savings (MW) | Achievable Economic RVT Potential | 0 | 0 | 0 | 0 | 0 | 0 | 0 | 0 | 0 | 0 | 0 | 0 | 0 | 0 | 0 | 0 | 0 | 0 | 0 | 0 | 0 | 0 | 0 | 0 | 0 | 0 | 0
F7_Commercial_WA - Health_New_Food Preparation_Natural Gas_Griddle_A_Achievable Economic RVT Potential | F7 | Commercial | WA - Health | New | Food Preparation | Natural Gas | Griddle | A | Cumulative Energy Savings (MWh or mTherms) | Achievable Economic RVT Potential | 0 | 0 | 0 | 0 | 0 | 0 | 0 | 0 | 0 | 0 | 0 | 0 | 0 | 0 | 0 | 0 | 0 | 0 | 0 | 0 | 0 | 0 | 0 | 0 | 0 | 0 | 0
F8_Commercial_WA - Health_New_Food Preparation_Natural Gas_Griddle_A_Achievable Economic RVT Potential | F8 | Commercial | WA - Health | New | Food Preparation | Natural Gas | Griddle | A | Cumulative Summer Peak Savings (MW) | Achievable Economic RVT Potential | 0 | 0 | 0 | 0 | 0 | 0 | 0 | 0 | 0 | 0 | 0 | 0 | 0 | 0 | 0 | 0 | 0 | 0 | 0 | 0 | 0 | 0 | 0 | 0 | 0 | 0 | 0
F9_Commercial_WA - Health_New_Food Preparation_Natural Gas_Griddle_A_Achievable Economic RVT Potential | F9 | Commercial | WA - Health | New | Food Preparation | Natural Gas | Griddle | A | Cumulative Winter Peak Savings (MW) | Achievable Economic RVT Potential | 0 | 0 | 0 | 0 | 0 | 0 | 0 | 0 | 0 | 0 | 0 | 0 | 0 | 0 | 0 | 0 | 0 | 0 | 0 | 0 | 0 | 0 | 0 | 0 | 0 | 0 | 0
F10_Commercial_WA - Health_New_Food Preparation_Natural Gas_Griddle_A_Achievable Economic RVT Potential | F10 | Commercial | WA - Health | New | Food Preparation | Natural Gas | Griddle | A | Purchases (Incremental) | Achievable Economic RVT Potential | 0 | 0 | 0 | 0 | 0 | 0 | 0 | 0 | 0 | 0 | 0 | 0 | 0 | 0 | 0 | 0 | 0 | 0 | 0 | 0 | 0 | 0 | 0 | 0 | 0 | 0 | 0
F11_Commercial_WA - Health_New_Food Preparation_Natural Gas_Griddle_A_Achievable Economic RVT Potential | F11 | Commercial | WA - Health | New | Food Preparation | Natural Gas | Griddle | A | Purchases (Cumulative) | Achievable Economic RVT Potential | 0 | 0 | 0 | 0 | 0 | 0 | 0 | 0 | 0 | 0 | 0 | 0 | 0 | 0 | 0 | 0 | 0 | 0 | 0 | 0 | 0 | 0 | 0 | 0 | 0 | 0 | 0
F1_Commercial_WA - Health_New_Food Preparation_Natural Gas_Range_A_Achievable Economic RVT Potential | F1 | Commercial | WA - Health | New | Food Preparation | Natural Gas | Range | A | Integrated Unit Energy Savings (kWh or therms) | Achievable Economic RVT Potential | 0 | 0 | 0 | 0 | 0 | 0 | 0 | 0 | 0 | 0 | 0 | 0 | 0 | 0 | 0 | 0 | 0 | 0 | 0 | 0 | 0 | 0 | 0 | 0 | 0 | 0 | 0
F2_Commercial_WA - Health_New_Food Preparation_Natural Gas_Range_A_Achievable Economic RVT Potential | F2 | Commercial | WA - Health | New | Food Preparation | Natural Gas | Range | A | Integrated Unit Summer Peak Savings (kW) | Achievable Economic RVT Potential | 0 | 0 | 0 | 0 | 0 | 0 | 0 | 0 | 0 | 0 | 0 | 0 | 0 | 0 | 0 | 0 | 0 | 0 | 0 | 0 | 0 | 0 | 0 | 0 | 0 | 0 | 0
F3_Commercial_WA - Health_New_Food Preparation_Natural Gas_Range_A_Achievable Economic RVT Potential | F3 | Commercial | WA - Health | New | Food Preparation | Natural Gas | Range | A | Integrated Unit Winter Peak Savings (kW) | Achievable Economic RVT Potential | 0 | 0 | 0 | 0 | 0 | 0 | 0 | 0 | 0 | 0 | 0 | 0 | 0 | 0 | 0 | 0 | 0 | 0 | 0 | 0 | 0 | 0 | 0 | 0 | 0 | 0 | 0
F4_Commercial_WA - Health_New_Food Preparation_Natural Gas_Range_A_Achievable Economic RVT Potential | F4 | Commercial | WA - Health | New | Food Preparation | Natural Gas | Range | A | Incremental Energy Savings (MWh or mTherms) | Achievable Economic RVT Potential | 0 | 0 | 0 | 0 | 0 | 0 | 0 | 0 | 0 | 0 | 0 | 0 | 0 | 0 | 0 | 0 | 0 | 0 | 0 | 0 | 0 | 0 | 0 | 0 | 0 | 0 | 0
F5_Commercial_WA - Health_New_Food Preparation_Natural Gas_Range_A_Achievable Economic RVT Potential | F5 | Commercial | WA - Health | New | Food Preparation | Natural Gas | Range | A | Incremental Summer Peak Savings (MW) | Achievable Economic RVT Potential | 0 | 0 | 0 | 0 | 0 | 0 | 0 | 0 | 0 | 0 | 0 | 0 | 0 | 0 | 0 | 0 | 0 | 0 | 0 | 0 | 0 | 0 | 0 | 0 | 0 | 0 | 0
F6_Commercial_WA - Health_New_Food Preparation_Natural Gas_Range_A_Achievable Economic RVT Potential | F6 | Commercial | WA - Health | New | Food Preparation | Natural Gas | Range | A | Incremental Winter Peak Savings (MW) | Achievable Economic RVT Potential | 0 | 0 | 0 | 0 | 0 | 0 | 0 | 0 | 0 | 0 | 0 | 0 | 0 | 0 | 0 | 0 | 0 | 0 | 0 | 0 | 0 | 0 | 0 | 0 | 0 | 0 | 0
F7_Commercial_WA - Health_New_Food Preparation_Natural Gas_Range_A_Achievable Economic RVT Potential | F7 | Commercial | WA - Health | New | Food Preparation | Natural Gas | Range | A | Cumulative Energy Savings (MWh or mTherms) | Achievable Economic RVT Potential | 0 | 0 | 0 | 0 | 0 | 0 | 0 | 0 | 0 | 0 | 0 | 0 | 0 | 0 | 0 | 0 | 0 | 0 | 0 | 0 | 0 | 0 | 0 | 0 | 0 | 0 | 0
F8_Commercial_WA - Health_New_Food Preparation_Natural Gas_Range_A_Achievable Economic RVT Potential | F8 | Commercial | WA - Health | New | Food Preparation | Natural Gas | Range | A | Cumulative Summer Peak Savings (MW) | Achievable Economic RVT Potential | 0 | 0 | 0 | 0 | 0 | 0 | 0 | 0 | 0 | 0 | 0 | 0 | 0 | 0 | 0 | 0 | 0 | 0 | 0 | 0 | 0 | 0 | 0 | 0 | 0 | 0 | 0
F9_Commercial_WA - Health_New_Food Preparation_Natural Gas_Range_A_Achievable Economic RVT Potential | F9 | Commercial | WA - Health | New | Food Preparation | Natural Gas | Range | A | Cumulative Winter Peak Savings (MW) | Achievable Economic RVT Potential | 0 | 0 | 0 | 0 | 0 | 0 | 0 | 0 | 0 | 0 | 0 | 0 | 0 | 0 | 0 | 0 | 0 | 0 | 0 | 0 | 0 | 0 | 0 | 0 | 0 | 0 | 0
F10_Commercial_WA - Health_New_Food Preparation_Natural Gas_Range_A_Achievable Economic RVT Potential | F10 | Commercial | WA - Health | New | Food Preparation | Natural Gas | Range | A | Purchases (Incremental) | Achievable Economic RVT Potential | 0 | 0 | 0 | 0 | 0 | 0 | 0 | 0 | 0 | 0 | 0 | 0 | 0 | 0 | 0 | 0 | 0 | 0 | 0 | 0 | 0 | 0 | 0 | 0 | 0 | 0 | 0
F11_Commercial_WA - Health_New_Food Preparation_Natural Gas_Range_A_Achievable Economic RVT Potential | F11 | Commercial | WA - Health | New | Food Preparation | Natural Gas | Range | A | Purchases (Cumulative) | Achievable Economic RVT Potential | 0 | 0 | 0 | 0 | 0 | 0 | 0 | 0 | 0 | 0 | 0 | 0 | 0 | 0 | 0 | 0 | 0 | 0 | 0 | 0 | 0 | 0 | 0 | 0 | 0 | 0 | 0
F1_Commercial_WA - Health_New_Food Preparation_Natural Gas_Steamer_A_Achievable Economic RVT Potential | F1 | Commercial | WA - Health | New | Food Preparation | Natural Gas | Steamer | A | Integrated Unit Energy Savings (kWh or therms) | Achievable Economic RVT Potential | 0 | 0 | 0 | 0 | 0 | 0 | 0 | 0 | 0 | 0 | 0 | 0 | 0 | 0 | 0 | 0 | 0 | 0 | 0 | 0 | 0 | 0 | 0 | 0 | 0 | 0 | 0
F2_Commercial_WA - Health_New_Food Preparation_Natural Gas_Steamer_A_Achievable Economic RVT Potential | F2 | Commercial | WA - Health | New | Food Preparation | Natural Gas | Steamer | A | Integrated Unit Summer Peak Savings (kW) | Achievable Economic RVT Potential | 0 | 0 | 0 | 0 | 0 | 0 | 0 | 0 | 0 | 0 | 0 | 0 | 0 | 0 | 0 | 0 | 0 | 0 | 0 | 0 | 0 | 0 | 0 | 0 | 0 | 0 | 0
F3_Commercial_WA - Health_New_Food Preparation_Natural Gas_Steamer_A_Achievable Economic RVT Potential | F3 | Commercial | WA - Health | New | Food Preparation | Natural Gas | Steamer | A | Integrated Unit Winter Peak Savings (kW) | Achievable Economic RVT Potential | 0 | 0 | 0 | 0 | 0 | 0 | 0 | 0 | 0 | 0 | 0 | 0 | 0 | 0 | 0 | 0 | 0 | 0 | 0 | 0 | 0 | 0 | 0 | 0 | 0 | 0 | 0
F4_Commercial_WA - Health_New_Food Preparation_Natural Gas_Steamer_A_Achievable Economic RVT Potential | F4 | Commercial | WA - Health | New | Food Preparation | Natural Gas | Steamer | A | Incremental Energy Savings (MWh or mTherms) | Achievable Economic RVT Potential | 0 | 0 | 0 | 0 | 0 | 0 | 0 | 0 | 0 | 0 | 0 | 0 | 0 | 0 | 0 | 0 | 0 | 0 | 0 | 0 | 0 | 0 | 0 | 0 | 0 | 0 | 0
F5_Commercial_WA - Health_New_Food Preparation_Natural Gas_Steamer_A_Achievable Economic RVT Potential | F5 | Commercial | WA - Health | New | Food Preparation | Natural Gas | Steamer | A | Incremental Summer Peak Savings (MW) | Achievable Economic RVT Potential | 0 | 0 | 0 | 0 | 0 | 0 | 0 | 0 | 0 | 0 | 0 | 0 | 0 | 0 | 0 | 0 | 0 | 0 | 0 | 0 | 0 | 0 | 0 | 0 | 0 | 0 | 0
F6_Commercial_WA - Health_New_Food Preparation_Natural Gas_Steamer_A_Achievable Economic RVT Potential | F6 | Commercial | WA - Health | New | Food Preparation | Natural Gas | Steamer | A | Incremental Winter Peak Savings (MW) | Achievable Economic RVT Potential | 0 | 0 | 0 | 0 | 0 | 0 | 0 | 0 | 0 | 0 | 0 | 0 | 0 | 0 | 0 | 0 | 0 | 0 | 0 | 0 | 0 | 0 | 0 | 0 | 0 | 0 | 0
F7_Commercial_WA - Health_New_Food Preparation_Natural Gas_Steamer_A_Achievable Economic RVT Potential | F7 | Commercial | WA - Health | New | Food Preparation | Natural Gas | Steamer | A | Cumulative Energy Savings (MWh or mTherms) | Achievable Economic RVT Potential | 0 | 0 | 0 | 0 | 0 | 0 | 0 | 0 | 0 | 0 | 0 | 0 | 0 | 0 | 0 | 0 | 0 | 0 | 0 | 0 | 0 | 0 | 0 | 0 | 0 | 0 | 0
F8_Commercial_WA - Health_New_Food Preparation_Natural Gas_Steamer_A_Achievable Economic RVT Potential | F8 | Commercial | WA - Health | New | Food Preparation | Natural Gas | Steamer | A | Cumulative Summer Peak Savings (MW) | Achievable Economic RVT Potential | 0 | 0 | 0 | 0 | 0 | 0 | 0 | 0 | 0 | 0 | 0 | 0 | 0 | 0 | 0 | 0 | 0 | 0 | 0 | 0 | 0 | 0 | 0 | 0 | 0 | 0 | 0
F9_Commercial_WA - Health_New_Food Preparation_Natural Gas_Steamer_A_Achievable Economic RVT Potential | F9 | Commercial | WA - Health | New | Food Preparation | Natural Gas | Steamer | A | Cumulative Winter Peak Savings (MW) | Achievable Economic RVT Potential | 0 | 0 | 0 | 0 | 0 | 0 | 0 | 0 | 0 | 0 | 0 | 0 | 0 | 0 | 0 | 0 | 0 | 0 | 0 | 0 | 0 | 0 | 0 | 0 | 0 | 0 | 0
F10_Commercial_WA - Health_New_Food Preparation_Natural Gas_Steamer_A_Achievable Economic RVT Potential | F10 | Commercial | WA - Health | New | Food Preparation | Natural Gas | Steamer | A | Purchases (Incremental) | Achievable Economic RVT Potential | 0 | 0 | 0 | 0 | 0 | 0 | 0 | 0 | 0 | 0 | 0 | 0 | 0 | 0 | 0 | 0 | 0 | 0 | 0 | 0 | 0 | 0 | 0 | 0 | 0 | 0 | 0
F11_Commercial_WA - Health_New_Food Preparation_Natural Gas_Steamer_A_Achievable Economic RVT Potential | F11 | Commercial | WA - Health | New | Food Preparation | Natural Gas | Steamer | A | Purchases (Cumulative) | Achievable Economic RVT Potential | 0 | 0 | 0 | 0 | 0 | 0 | 0 | 0 | 0 | 0 | 0 | 0 | 0 | 0 | 0 | 0 | 0 | 0 | 0 | 0 | 0 | 0 | 0 | 0 | 0 | 0 | 0
F1_Commercial_WA - Health_New_Food Preparation_Natural Gas_Commercial Food Prep Other_A_Achievable Economic RVT Potential | F1 | Commercial | WA - Health | New | Food Preparation | Natural Gas | Commercial Food Prep Other | A | Integrated Unit Energy Savings (kWh or therms) | Achievable Economic RVT Potential | 0 | 0 | 0 | 0 | 0 | 0 | 0 | 0 | 0 | 0 | 0 | 0 | 0 | 0 | 0 | 0 | 0 | 0 | 0 | 0 | 0 | 0 | 0 | 0 | 0 | 0 | 0
F2_Commercial_WA - Health_New_Food Preparation_Natural Gas_Commercial Food Prep Other_A_Achievable Economic RVT Potential | F2 | Commercial | WA - Health | New | Food Preparation | Natural Gas | Commercial Food Prep Other | A | Integrated Unit Summer Peak Savings (kW) | Achievable Economic RVT Potential | 0 | 0 | 0 | 0 | 0 | 0 | 0 | 0 | 0 | 0 | 0 | 0 | 0 | 0 | 0 | 0 | 0 | 0 | 0 | 0 | 0 | 0 | 0 | 0 | 0 | 0 | 0
F3_Commercial_WA - Health_New_Food Preparation_Natural Gas_Commercial Food Prep Other_A_Achievable Economic RVT Potential | F3 | Commercial | WA - Health | New | Food Preparation | Natural Gas | Commercial Food Prep Other | A | Integrated Unit Winter Peak Savings (kW) | Achievable Economic RVT Potential | 0 | 0 | 0 | 0 | 0 | 0 | 0 | 0 | 0 | 0 | 0 | 0 | 0 | 0 | 0 | 0 | 0 | 0 | 0 | 0 | 0 | 0 | 0 | 0 | 0 | 0 | 0
F4_Commercial_WA - Health_New_Food Preparation_Natural Gas_Commercial Food Prep Other_A_Achievable Economic RVT Potential | F4 | Commercial | WA - Health | New | Food Preparation | Natural Gas | Commercial Food Prep Other | A | Incremental Energy Savings (MWh or mTherms) | Achievable Economic RVT Potential | 0 | 0 | 0 | 0 | 0 | 0 | 0 | 0 | 0 | 0 | 0 | 0 | 0 | 0 | 0 | 0 | 0 | 0 | 0 | 0 | 0 | 0 | 0 | 0 | 0 | 0 | 0
F5_Commercial_WA - Health_New_Food Preparation_Natural Gas_Commercial Food Prep Other_A_Achievable Economic RVT Potential | F5 | Commercial | WA - Health | New | Food Preparation | Natural Gas | Commercial Food Prep Other | A | Incremental Summer Peak Savings (MW) | Achievable Economic RVT Potential | 0 | 0 | 0 | 0 | 0 | 0 | 0 | 0 | 0 | 0 | 0 | 0 | 0 | 0 | 0 | 0 | 0 | 0 | 0 | 0 | 0 | 0 | 0 | 0 | 0 | 0 | 0
F6_Commercial_WA - Health_New_Food Preparation_Natural Gas_Commercial Food Prep Other_A_Achievable Economic RVT Potential | F6 | Commercial | WA - Health | New | Food Preparation | Natural Gas | Commercial Food Prep Other | A | Incremental Winter Peak Savings (MW) | Achievable Economic RVT Potential | 0 | 0 | 0 | 0 | 0 | 0 | 0 | 0 | 0 | 0 | 0 | 0 | 0 | 0 | 0 | 0 | 0 | 0 | 0 | 0 | 0 | 0 | 0 | 0 | 0 | 0 | 0
F7_Commercial_WA - Health_New_Food Preparation_Natural Gas_Commercial Food Prep Other_A_Achievable Economic RVT Potential | F7 | Commercial | WA - Health | New | Food Preparation | Natural Gas | Commercial Food Prep Other | A | Cumulative Energy Savings (MWh or mTherms) | Achievable Economic RVT Potential | 0 | 0 | 0 | 0 | 0 | 0 | 0 | 0 | 0 | 0 | 0 | 0 | 0 | 0 | 0 | 0 | 0 | 0 | 0 | 0 | 0 | 0 | 0 | 0 | 0 | 0 | 0
F8_Commercial_WA - Health_New_Food Preparation_Natural Gas_Commercial Food Prep Other_A_Achievable Economic RVT Potential | F8 | Commercial | WA - Health | New | Food Preparation | Natural Gas | Commercial Food Prep Other | A | Cumulative Summer Peak Savings (MW) | Achievable Economic RVT Potential | 0 | 0 | 0 | 0 | 0 | 0 | 0 | 0 | 0 | 0 | 0 | 0 | 0 | 0 | 0 | 0 | 0 | 0 | 0 | 0 | 0 | 0 | 0 | 0 | 0 | 0 | 0
F9_Commercial_WA - Health_New_Food Preparation_Natural Gas_Commercial Food Prep Other_A_Achievable Economic RVT Potential | F9 | Commercial | WA - Health | New | Food Preparation | Natural Gas | Commercial Food Prep Other | A | Cumulative Winter Peak Savings (MW) | Achievable Economic RVT Potential | 0 | 0 | 0 | 0 | 0 | 0 | 0 | 0 | 0 | 0 | 0 | 0 | 0 | 0 | 0 | 0 | 0 | 0 | 0 | 0 | 0 | 0 | 0 | 0 | 0 | 0 | 0
F10_Commercial_WA - Health_New_Food Preparation_Natural Gas_Commercial Food Prep Other_A_Achievable Economic RVT Potential | F10 | Commercial | WA - Health | New | Food Preparation | Natural Gas | Commercial Food Prep Other | A | Purchases (Incremental) | Achievable Economic RVT Potential | 0 | 0 | 0 | 0 | 0 | 0 | 0 | 0 | 0 | 0 | 0 | 0 | 0 | 0 | 0 | 0 | 0 | 0 | 0 | 0 | 0 | 0 | 0 | 0 | 0 | 0 | 0
F11_Commercial_WA - Health_New_Food Preparation_Natural Gas_Commercial Food Prep Other_A_Achievable Economic RVT Potential | F11 | Commercial | WA - Health | New | Food Preparation | Natural Gas | Commercial Food Prep Other | A | Purchases (Cumulative) | Achievable Economic RVT Potential | 0 | 0 | 0 | 0 | 0 | 0 | 0 | 0 | 0 | 0 | 0 | 0 | 0 | 0 | 0 | 0 | 0 | 0 | 0 | 0 | 0 | 0 | 0 | 0 | 0 | 0 | 0
F1_Commercial_WA - Health_New_Miscellaneous_Natural Gas_Pool Heater_A_Achievable Economic RVT Potential | F1 | Commercial | WA - Health | New | Miscellaneous | Natural Gas | Pool Heater | A | Integrated Unit Energy Savings (kWh or therms) | Achievable Economic RVT Potential | 0 | 0 | 0 | 0 | 0 | 0 | 0 | 0 | 0 | 0 | 0 | 0 | 0 | 0 | 0 | 0 | 0 | 0 | 0 | 0 | 0 | 0 | 0 | 0 | 0 | 0 | 0
F2_Commercial_WA - Health_New_Miscellaneous_Natural Gas_Pool Heater_A_Achievable Economic RVT Potential | F2 | Commercial | WA - Health | New | Miscellaneous | Natural Gas | Pool Heater | A | Integrated Unit Summer Peak Savings (kW) | Achievable Economic RVT Potential | 0 | 0 | 0 | 0 | 0 | 0 | 0 | 0 | 0 | 0 | 0 | 0 | 0 | 0 | 0 | 0 | 0 | 0 | 0 | 0 | 0 | 0 | 0 | 0 | 0 | 0 | 0
F3_Commercial_WA - Health_New_Miscellaneous_Natural Gas_Pool Heater_A_Achievable Economic RVT Potential | F3 | Commercial | WA - Health | New | Miscellaneous | Natural Gas | Pool Heater | A | Integrated Unit Winter Peak Savings (kW) | Achievable Economic RVT Potential | 0 | 0 | 0 | 0 | 0 | 0 | 0 | 0 | 0 | 0 | 0 | 0 | 0 | 0 | 0 | 0 | 0 | 0 | 0 | 0 | 0 | 0 | 0 | 0 | 0 | 0 | 0
F4_Commercial_WA - Health_New_Miscellaneous_Natural Gas_Pool Heater_A_Achievable Economic RVT Potential | F4 | Commercial | WA - Health | New | Miscellaneous | Natural Gas | Pool Heater | A | Incremental Energy Savings (MWh or mTherms) | Achievable Economic RVT Potential | 0 | 0 | 0 | 0 | 0 | 0 | 0 | 0 | 0 | 0 | 0 | 0 | 0 | 0 | 0 | 0 | 0 | 0 | 0 | 0 | 0 | 0 | 0 | 0 | 0 | 0 | 0
F5_Commercial_WA - Health_New_Miscellaneous_Natural Gas_Pool Heater_A_Achievable Economic RVT Potential | F5 | Commercial | WA - Health | New | Miscellaneous | Natural Gas | Pool Heater | A | Incremental Summer Peak Savings (MW) | Achievable Economic RVT Potential | 0 | 0 | 0 | 0 | 0 | 0 | 0 | 0 | 0 | 0 | 0 | 0 | 0 | 0 | 0 | 0 | 0 | 0 | 0 | 0 | 0 | 0 | 0 | 0 | 0 | 0 | 0
F6_Commercial_WA - Health_New_Miscellaneous_Natural Gas_Pool Heater_A_Achievable Economic RVT Potential | F6 | Commercial | WA - Health | New | Miscellaneous | Natural Gas | Pool Heater | A | Incremental Winter Peak Savings (MW) | Achievable Economic RVT Potential | 0 | 0 | 0 | 0 | 0 | 0 | 0 | 0 | 0 | 0 | 0 | 0 | 0 | 0 | 0 | 0 | 0 | 0 | 0 | 0 | 0 | 0 | 0 | 0 | 0 | 0 | 0
F7_Commercial_WA - Health_New_Miscellaneous_Natural Gas_Pool Heater_A_Achievable Economic RVT Potential | F7 | Commercial | WA - Health | New | Miscellaneous | Natural Gas | Pool Heater | A | Cumulative Energy Savings (MWh or mTherms) | Achievable Economic RVT Potential | 0 | 0 | 0 | 0 | 0 | 0 | 0 | 0 | 0 | 0 | 0 | 0 | 0 | 0 | 0 | 0 | 0 | 0 | 0 | 0 | 0 | 0 | 0 | 0 | 0 | 0 | 0
F8_Commercial_WA - Health_New_Miscellaneous_Natural Gas_Pool Heater_A_Achievable Economic RVT Potential | F8 | Commercial | WA - Health | New | Miscellaneous | Natural Gas | Pool Heater | A | Cumulative Summer Peak Savings (MW) | Achievable Economic RVT Potential | 0 | 0 | 0 | 0 | 0 | 0 | 0 | 0 | 0 | 0 | 0 | 0 | 0 | 0 | 0 | 0 | 0 | 0 | 0 | 0 | 0 | 0 | 0 | 0 | 0 | 0 | 0
F9_Commercial_WA - Health_New_Miscellaneous_Natural Gas_Pool Heater_A_Achievable Economic RVT Potential | F9 | Commercial | WA - Health | New | Miscellaneous | Natural Gas | Pool Heater | A | Cumulative Winter Peak Savings (MW) | Achievable Economic RVT Potential | 0 | 0 | 0 | 0 | 0 | 0 | 0 | 0 | 0 | 0 | 0 | 0 | 0 | 0 | 0 | 0 | 0 | 0 | 0 | 0 | 0 | 0 | 0 | 0 | 0 | 0 | 0
F10_Commercial_WA - Health_New_Miscellaneous_Natural Gas_Pool Heater_A_Achievable Economic RVT Potential | F10 | Commercial | WA - Health | New | Miscellaneous | Natural Gas | Pool Heater | A | Purchases (Incremental) | Achievable Economic RVT Potential | 0 | 0 | 0 | 0 | 0 | 0 | 0 | 0 | 0 | 0 | 0 | 0 | 0 | 0 | 0 | 0 | 0 | 0 | 0 | 0 | 0 | 0 | 0 | 0 | 0 | 0 | 0
F11_Commercial_WA - Health_New_Miscellaneous_Natural Gas_Pool Heater_A_Achievable Economic RVT Potential | F11 | Commercial | WA - Health | New | Miscellaneous | Natural Gas | Pool Heater | A | Purchases (Cumulative) | Achievable Economic RVT Potential | 0 | 0 | 0 | 0 | 0 | 0 | 0 | 0 | 0 | 0 | 0 | 0 | 0 | 0 | 0 | 0 | 0 | 0 | 0 | 0 | 0 | 0 | 0 | 0 | 0 | 0 | 0
F1_Commercial_WA - Miscellaneous_Existing_Space Heating_Natural Gas_Furnace_A_Achievable Economic RVT Potential | F1 | Commercial | WA - Miscellaneous | Existing | Space Heating | Natural Gas | Furnace | A | Integrated Unit Energy Savings (kWh or therms) | Achievable Economic RVT Potential | 0 | 638.6601 | 636.1836 | 212.0612 | 212.0612 | 212.0612 | 212.0612 | 212.0612 | 212.0612 | 212.0612 | 212.0612 | 212.0612 | 212.0612 | 212.0612 | 212.0612 | 212.0612 | 212.0612 | 212.0612 | 212.0612 | 212.0612 | 212.0612 | 212.0612 | 212.0612 | 212.0612 | 212.0612 | 212.0612 | 212.0612
F2_Commercial_WA - Miscellaneous_Existing_Space Heating_Natural Gas_Furnace_A_Achievable Economic RVT Potential | F2 | Commercial | WA - Miscellaneous | Existing | Space Heating | Natural Gas | Furnace | A | Integrated Unit Summer Peak Savings (kW) | Achievable Economic RVT Potential | 0 | 0 | 0 | 0 | 0 | 0 | 0 | 0 | 0 | 0 | 0 | 0 | 0 | 0 | 0 | 0 | 0 | 0 | 0 | 0 | 0 | 0 | 0 | 0 | 0 | 0 | 0
F3_Commercial_WA - Miscellaneous_Existing_Space Heating_Natural Gas_Furnace_A_Achievable Economic RVT Potential | F3 | Commercial | WA - Miscellaneous | Existing | Space Heating | Natural Gas | Furnace | A | Integrated Unit Winter Peak Savings (kW) | Achievable Economic RVT Potential | 0 | 0 | 0 | 0 | 0 | 0 | 0 | 0 | 0 | 0 | 0 | 0 | 0 | 0 | 0 | 0 | 0 | 0 | 0 | 0 | 0 | 0 | 0 | 0 | 0 | 0 | 0
F4_Commercial_WA - Miscellaneous_Existing_Space Heating_Natural Gas_Furnace_A_Achievable Economic RVT Potential | F4 | Commercial | WA - Miscellaneous | Existing | Space Heating | Natural Gas | Furnace | A | Incremental Energy Savings (MWh or mTherms) | Achievable Economic RVT Potential | 0 | 0 | 0 | 0 | 0 | 0 | 0 | 0 | 0 | 0 | 0 | 0 | 0 | 0 | 0 | 0 | 0 | 0 | 0 | 0 | 0 | 0 | 0 | 0 | 0 | 0 | 0
F5_Commercial_WA - Miscellaneous_Existing_Space Heating_Natural Gas_Furnace_A_Achievable Economic RVT Potential | F5 | Commercial | WA - Miscellaneous | Existing | Space Heating | Natural Gas | Furnace | A | Incremental Summer Peak Savings (MW) | Achievable Economic RVT Potential | 0 | 0 | 0 | 0 | 0 | 0 | 0 | 0 | 0 | 0 | 0 | 0 | 0 | 0 | 0 | 0 | 0 | 0 | 0 | 0 | 0 | 0 | 0 | 0 | 0 | 0 | 0
F6_Commercial_WA - Miscellaneous_Existing_Space Heating_Natural Gas_Furnace_A_Achievable Economic RVT Potential | F6 | Commercial | WA - Miscellaneous | Existing | Space Heating | Natural Gas | Furnace | A | Incremental Winter Peak Savings (MW) | Achievable Economic RVT Potential | 0 | 0 | 0 | 0 | 0 | 0 | 0 | 0 | 0 | 0 | 0 | 0 | 0 | 0 | 0 | 0 | 0 | 0 | 0 | 0 | 0 | 0 | 0 | 0 | 0 | 0 | 0
F7_Commercial_WA - Miscellaneous_Existing_Space Heating_Natural Gas_Furnace_A_Achievable Economic RVT Potential | F7 | Commercial | WA - Miscellaneous | Existing | Space Heating | Natural Gas | Furnace | A | Cumulative Energy Savings (MWh or mTherms) | Achievable Economic RVT Potential | 0 | 0 | 0 | 0 | 0 | 0 | 0 | 0 | 0 | 0 | 0 | 0 | 0 | 0 | 0 | 0 | 0 | 0 | 0 | 0 | 0 | 0 | 0 | 0 | 0 | 0 | 0
F8_Commercial_WA - Miscellaneous_Existing_Space Heating_Natural Gas_Furnace_A_Achievable Economic RVT Potential | F8 | Commercial | WA - Miscellaneous | Existing | Space Heating | Natural Gas | Furnace | A | Cumulative Summer Peak Savings (MW) | Achievable Economic RVT Potential | 0 | 0 | 0 | 0 | 0 | 0 | 0 | 0 | 0 | 0 | 0 | 0 | 0 | 0 | 0 | 0 | 0 | 0 | 0 | 0 | 0 | 0 | 0 | 0 | 0 | 0 | 0
F9_Commercial_WA - Miscellaneous_Existing_Space Heating_Natural Gas_Furnace_A_Achievable Economic RVT Potential | F9 | Commercial | WA - Miscellaneous | Existing | Space Heating | Natural Gas | Furnace | A | Cumulative Winter Peak Savings (MW) | Achievable Economic RVT Potential | 0 | 0 | 0 | 0 | 0 | 0 | 0 | 0 | 0 | 0 | 0 | 0 | 0 | 0 | 0 | 0 | 0 | 0 | 0 | 0 | 0 | 0 | 0 | 0 | 0 | 0 | 0
F10_Commercial_WA - Miscellaneous_Existing_Space Heating_Natural Gas_Furnace_A_Achievable Economic RVT Potential | F10 | Commercial | WA - Miscellaneous | Existing | Space Heating | Natural Gas | Furnace | A | Purchases (Incremental) | Achievable Economic RVT Potential | 0 | 0 | 0 | 0 | 0 | 0 | 0 | 0 | 0 | 0 | 0 | 0 | 0 | 0 | 0 | 0 | 0 | 0 | 0 | 0 | 0 | 0 | 0 | 0 | 0 | 0 | 0
F11_Commercial_WA - Miscellaneous_Existing_Space Heating_Natural Gas_Furnace_A_Achievable Economic RVT Potential | F11 | Commercial | WA - Miscellaneous | Existing | Space Heating | Natural Gas | Furnace | A | Purchases (Cumulative) | Achievable Economic RVT Potential | 0 | 0 | 0 | 0 | 0 | 0 | 0 | 0 | 0 | 0 | 0 | 0 | 0 | 0 | 0 | 0 | 0 | 0 | 0 | 0 | 0 | 0 | 0 | 0 | 0 | 0 | 0
F1_Commercial_WA - Miscellaneous_Existing_Space Heating_Natural Gas_Boiler_A_Achievable Economic RVT Potential | F1 | Commercial | WA - Miscellaneous | Existing | Space Heating | Natural Gas | Boiler | A | Integrated Unit Energy Savings (kWh or therms) | Achievable Economic RVT Potential | 0 | 1962.3855 | 1954.7759 | 1954.7759 | 1954.7759 | 1954.7759 | 1954.7759 | 1954.7759 | 1954.7759 | 1954.7759 | 1954.7759 | 1954.7759 | 1954.7759 | 1954.7759 | 1954.7759 | 1954.7759 | 1954.7759 | 1954.7759 | 1954.7759 | 1954.7759 | 1954.7759 | 1954.7759 | 1954.7759 | 1954.7759 | 1954.7759 | 1954.7759 | 1954.7759
F2_Commercial_WA - Miscellaneous_Existing_Space Heating_Natural Gas_Boiler_A_Achievable Economic RVT Potential | F2 | Commercial | WA - Miscellaneous | Existing | Space Heating | Natural Gas | Boiler | A | Integrated Unit Summer Peak Savings (kW) | Achievable Economic RVT Potential | 0 | 0 | 0 | 0 | 0 | 0 | 0 | 0 | 0 | 0 | 0 | 0 | 0 | 0 | 0 | 0 | 0 | 0 | 0 | 0 | 0 | 0 | 0 | 0 | 0 | 0 | 0
F3_Commercial_WA - Miscellaneous_Existing_Space Heating_Natural Gas_Boiler_A_Achievable Economic RVT Potential | F3 | Commercial | WA - Miscellaneous | Existing | Space Heating | Natural Gas | Boiler | A | Integrated Unit Winter Peak Savings (kW) | Achievable Economic RVT Potential | 0 | 0 | 0 | 0 | 0 | 0 | 0 | 0 | 0 | 0 | 0 | 0 | 0 | 0 | 0 | 0 | 0 | 0 | 0 | 0 | 0 | 0 | 0 | 0 | 0 | 0 | 0
F4_Commercial_WA - Miscellaneous_Existing_Space Heating_Natural Gas_Boiler_A_Achievable Economic RVT Potential | F4 | Commercial | WA - Miscellaneous | Existing | Space Heating | Natural Gas | Boiler | A | Incremental Energy Savings (MWh or mTherms) | Achievable Economic RVT Potential | 0 | 0 | 0 | 0 | 0 | 0 | 0 | 0 | 0 | 0 | 0 | 0 | 0 | 0 | 0 | 0 | 0 | 0 | 0 | 0 | 0 | 0 | 0 | 0 | 0 | 0 | 0
F5_Commercial_WA - Miscellaneous_Existing_Space Heating_Natural Gas_Boiler_A_Achievable Economic RVT Potential | F5 | Commercial | WA - Miscellaneous | Existing | Space Heating | Natural Gas | Boiler | A | Incremental Summer Peak Savings (MW) | Achievable Economic RVT Potential | 0 | 0 | 0 | 0 | 0 | 0 | 0 | 0 | 0 | 0 | 0 | 0 | 0 | 0 | 0 | 0 | 0 | 0 | 0 | 0 | 0 | 0 | 0 | 0 | 0 | 0 | 0
F6_Commercial_WA - Miscellaneous_Existing_Space Heating_Natural Gas_Boiler_A_Achievable Economic RVT Potential | F6 | Commercial | WA - Miscellaneous | Existing | Space Heating | Natural Gas | Boiler | A | Incremental Winter Peak Savings (MW) | Achievable Economic RVT Potential | 0 | 0 | 0 | 0 | 0 | 0 | 0 | 0 | 0 | 0 | 0 | 0 | 0 | 0 | 0 | 0 | 0 | 0 | 0 | 0 | 0 | 0 | 0 | 0 | 0 | 0 | 0
F7_Commercial_WA - Miscellaneous_Existing_Space Heating_Natural Gas_Boiler_A_Achievable Economic RVT Potential | F7 | Commercial | WA - Miscellaneous | Existing | Space Heating | Natural Gas | Boiler | A | Cumulative Energy Savings (MWh or mTherms) | Achievable Economic RVT Potential | 0 | 0 | 0 | 0 | 0 | 0 | 0 | 0 | 0 | 0 | 0 | 0 | 0 | 0 | 0 | 0 | 0 | 0 | 0 | 0 | 0 | 0 | 0 | 0 | 0 | 0 | 0
F8_Commercial_WA - Miscellaneous_Existing_Space Heating_Natural Gas_Boiler_A_Achievable Economic RVT Potential | F8 | Commercial | WA - Miscellaneous | Existing | Space Heating | Natural Gas | Boiler | A | Cumulative Summer Peak Savings (MW) | Achievable Economic RVT Potential | 0 | 0 | 0 | 0 | 0 | 0 | 0 | 0 | 0 | 0 | 0 | 0 | 0 | 0 | 0 | 0 | 0 | 0 | 0 | 0 | 0 | 0 | 0 | 0 | 0 | 0 | 0
F9_Commercial_WA - Miscellaneous_Existing_Space Heating_Natural Gas_Boiler_A_Achievable Economic RVT Potential | F9 | Commercial | WA - Miscellaneous | Existing | Space Heating | Natural Gas | Boiler | A | Cumulative Winter Peak Savings (MW) | Achievable Economic RVT Potential | 0 | 0 | 0 | 0 | 0 | 0 | 0 | 0 | 0 | 0 | 0 | 0 | 0 | 0 | 0 | 0 | 0 | 0 | 0 | 0 | 0 | 0 | 0 | 0 | 0 | 0 | 0
F10_Commercial_WA - Miscellaneous_Existing_Space Heating_Natural Gas_Boiler_A_Achievable Economic RVT Potential | F10 | Commercial | WA - Miscellaneous | Existing | Space Heating | Natural Gas | Boiler | A | Purchases (Incremental) | Achievable Economic RVT Potential | 0 | 0 | 0 | 0 | 0 | 0 | 0 | 0 | 0 | 0 | 0 | 0 | 0 | 0 | 0 | 0 | 0 | 0 | 0 | 0 | 0 | 0 | 0 | 0 | 0 | 0 | 0
F11_Commercial_WA - Miscellaneous_Existing_Space Heating_Natural Gas_Boiler_A_Achievable Economic RVT Potential | F11 | Commercial | WA - Miscellaneous | Existing | Space Heating | Natural Gas | Boiler | A | Purchases (Cumulative) | Achievable Economic RVT Potential | 0 | 0 | 0 | 0 | 0 | 0 | 0 | 0 | 0 | 0 | 0 | 0 | 0 | 0 | 0 | 0 | 0 | 0 | 0 | 0 | 0 | 0 | 0 | 0 | 0 | 0 | 0
F1_Commercial_WA - Miscellaneous_Existing_Space Heating_Natural Gas_Unit Heater_A_Achievable Economic RVT Potential | F1 | Commercial | WA - Miscellaneous | Existing | Space Heating | Natural Gas | Unit Heater | A | Integrated Unit Energy Savings (kWh or therms) | Achievable Economic RVT Potential | 0 | 30983.2092 | 30863.0652 | 30863.0652 | 30863.0652 | 30863.0652 | 30863.0652 | 30863.0652 | 30863.0652 | 30863.0652 | 30863.0652 | 30863.0652 | 30863.0652 | 30863.0652 | 30863.0652 | 30863.0652 | 30863.0652 | 30863.0652 | 30863.0652 | 30863.0652 | 30863.0652 | 30863.0652 | 30863.0652 | 30863.0652 | 30863.0652 | 30863.0652 | 30863.0652
F2_Commercial_WA - Miscellaneous_Existing_Space Heating_Natural Gas_Unit Heater_A_Achievable Economic RVT Potential | F2 | Commercial | WA - Miscellaneous | Existing | Space Heating | Natural Gas | Unit Heater | A | Integrated Unit Summer Peak Savings (kW) | Achievable Economic RVT Potential | 0 | 0 | 0 | 0 | 0 | 0 | 0 | 0 | 0 | 0 | 0 | 0 | 0 | 0 | 0 | 0 | 0 | 0 | 0 | 0 | 0 | 0 | 0 | 0 | 0 | 0 | 0
F3_Commercial_WA - Miscellaneous_Existing_Space Heating_Natural Gas_Unit Heater_A_Achievable Economic RVT Potential | F3 | Commercial | WA - Miscellaneous | Existing | Space Heating | Natural Gas | Unit Heater | A | Integrated Unit Winter Peak Savings (kW) | Achievable Economic RVT Potential | 0 | 0 | 0 | 0 | 0 | 0 | 0 | 0 | 0 | 0 | 0 | 0 | 0 | 0 | 0 | 0 | 0 | 0 | 0 | 0 | 0 | 0 | 0 | 0 | 0 | 0 | 0
F4_Commercial_WA - Miscellaneous_Existing_Space Heating_Natural Gas_Unit Heater_A_Achievable Economic RVT Potential | F4 | Commercial | WA - Miscellaneous | Existing | Space Heating | Natural Gas | Unit Heater | A | Incremental Energy Savings (MWh or mTherms) | Achievable Economic RVT Potential | 0 | 0 | 0 | 0 | 0 | 0 | 0 | 0 | 0 | 0 | 0 | 0 | 0 | 0 | 0 | 0 | 0 | 0 | 0 | 0 | 0 | 0 | 0 | 0 | 0 | 0 | 0
F5_Commercial_WA - Miscellaneous_Existing_Space Heating_Natural Gas_Unit Heater_A_Achievable Economic RVT Potential | F5 | Commercial | WA - Miscellaneous | Existing | Space Heating | Natural Gas | Unit Heater | A | Incremental Summer Peak Savings (MW) | Achievable Economic RVT Potential | 0 | 0 | 0 | 0 | 0 | 0 | 0 | 0 | 0 | 0 | 0 | 0 | 0 | 0 | 0 | 0 | 0 | 0 | 0 | 0 | 0 | 0 | 0 | 0 | 0 | 0 | 0
F6_Commercial_WA - Miscellaneous_Existing_Space Heating_Natural Gas_Unit Heater_A_Achievable Economic RVT Potential | F6 | Commercial | WA - Miscellaneous | Existing | Space Heating | Natural Gas | Unit Heater | A | Incremental Winter Peak Savings (MW) | Achievable Economic RVT Potential | 0 | 0 | 0 | 0 | 0 | 0 | 0 | 0 | 0 | 0 | 0 | 0 | 0 | 0 | 0 | 0 | 0 | 0 | 0 | 0 | 0 | 0 | 0 | 0 | 0 | 0 | 0
F7_Commercial_WA - Miscellaneous_Existing_Space Heating_Natural Gas_Unit Heater_A_Achievable Economic RVT Potential | F7 | Commercial | WA - Miscellaneous | Existing | Space Heating | Natural Gas | Unit Heater | A | Cumulative Energy Savings (MWh or mTherms) | Achievable Economic RVT Potential | 0 | 0 | 0 | 0 | 0 | 0 | 0 | 0 | 0 | 0 | 0 | 0 | 0 | 0 | 0 | 0 | 0 | 0 | 0 | 0 | 0 | 0 | 0 | 0 | 0 | 0 | 0
F8_Commercial_WA - Miscellaneous_Existing_Space Heating_Natural Gas_Unit Heater_A_Achievable Economic RVT Potential | F8 | Commercial | WA - Miscellaneous | Existing | Space Heating | Natural Gas | Unit Heater | A | Cumulative Summer Peak Savings (MW) | Achievable Economic RVT Potential | 0 | 0 | 0 | 0 | 0 | 0 | 0 | 0 | 0 | 0 | 0 | 0 | 0 | 0 | 0 | 0 | 0 | 0 | 0 | 0 | 0 | 0 | 0 | 0 | 0 | 0 | 0
F9_Commercial_WA - Miscellaneous_Existing_Space Heating_Natural Gas_Unit Heater_A_Achievable Economic RVT Potential | F9 | Commercial | WA - Miscellaneous | Existing | Space Heating | Natural Gas | Unit Heater | A | Cumulative Winter Peak Savings (MW) | Achievable Economic RVT Potential | 0 | 0 | 0 | 0 | 0 | 0 | 0 | 0 | 0 | 0 | 0 | 0 | 0 | 0 | 0 | 0 | 0 | 0 | 0 | 0 | 0 | 0 | 0 | 0 | 0 | 0 | 0
F10_Commercial_WA - Miscellaneous_Existing_Space Heating_Natural Gas_Unit Heater_A_Achievable Economic RVT Potential | F10 | Commercial | WA - Miscellaneous | Existing | Space Heating | Natural Gas | Unit Heater | A | Purchases (Incremental) | Achievable Economic RVT Potential | 0 | 0 | 0 | 0 | 0 | 0 | 0 | 0 | 0 | 0 | 0 | 0 | 0 | 0 | 0 | 0 | 0 | 0 | 0 | 0 | 0 | 0 | 0 | 0 | 0 | 0 | 0
F11_Commercial_WA - Miscellaneous_Existing_Space Heating_Natural Gas_Unit Heater_A_Achievable Economic RVT Potential | F11 | Commercial | WA - Miscellaneous | Existing | Space Heating | Natural Gas | Unit Heater | A | Purchases (Cumulative) | Achievable Economic RVT Potential | 0 | 0 | 0 | 0 | 0 | 0 | 0 | 0 | 0 | 0 | 0 | 0 | 0 | 0 | 0 | 0 | 0 | 0 | 0 | 0 | 0 | 0 | 0 | 0 | 0 | 0 | 0
F1_Commercial_WA - Miscellaneous_Existing_Water Heating_Natural Gas_Water Heater_A_Achievable Economic RVT Potential | F1 | Commercial | WA - Miscellaneous | Existing | Water Heating | Natural Gas | Water Heater | A | Integrated Unit Energy Savings (kWh or therms) | Achievable Economic RVT Potential | 0 | 2.8505 | 2.8505 | 2.8505 | 2.8505 | 2.8505 | 2.8505 | 2.8505 | 2.8505 | 2.8505 | 2.8505 | 2.8505 | 2.8505 | 2.8505 | 2.8505 | 2.8505 | 2.8505 | 2.8505 | 2.8505 | 2.8505 | 2.8505 | 2.8505 | 2.8505 | 2.8505 | 2.8505 | 2.8505 | 2.8505
F2_Commercial_WA - Miscellaneous_Existing_Water Heating_Natural Gas_Water Heater_A_Achievable Economic RVT Potential | F2 | Commercial | WA - Miscellaneous | Existing | Water Heating | Natural Gas | Water Heater | A | Integrated Unit Summer Peak Savings (kW) | Achievable Economic RVT Potential | 0 | 0 | 0 | 0 | 0 | 0 | 0 | 0 | 0 | 0 | 0 | 0 | 0 | 0 | 0 | 0 | 0 | 0 | 0 | 0 | 0 | 0 | 0 | 0 | 0 | 0 | 0
F3_Commercial_WA - Miscellaneous_Existing_Water Heating_Natural Gas_Water Heater_A_Achievable Economic RVT Potential | F3 | Commercial | WA - Miscellaneous | Existing | Water Heating | Natural Gas | Water Heater | A | Integrated Unit Winter Peak Savings (kW) | Achievable Economic RVT Potential | 0 | 0 | 0 | 0 | 0 | 0 | 0 | 0 | 0 | 0 | 0 | 0 | 0 | 0 | 0 | 0 | 0 | 0 | 0 | 0 | 0 | 0 | 0 | 0 | 0 | 0 | 0
F4_Commercial_WA - Miscellaneous_Existing_Water Heating_Natural Gas_Water Heater_A_Achievable Economic RVT Potential | F4 | Commercial | WA - Miscellaneous | Existing | Water Heating | Natural Gas | Water Heater | A | Incremental Energy Savings (MWh or mTherms) | Achievable Economic RVT Potential | 0 | 0 | 0 | 0.50751 | 0.97365 | 1.4108 | 1.8281 | 2.2322 | 2.584 | 2.8545 | 3.2964 | 3.6228 | 3.8524 | 3.4978 | 3.1262 | 4.0376 | 3.3248 | 2.6748 | 2.1202 | 1.7046 | 1.1818 | 0.80952 | 0.55074 | 0.37449 | 0.60397 | 0 | 0
F5_Commercial_WA - Miscellaneous_Existing_Water Heating_Natural Gas_Water Heater_A_Achievable Economic RVT Potential | F5 | Commercial | WA - Miscellaneous | Existing | Water Heating | Natural Gas | Water Heater | A | Incremental Summer Peak Savings (MW) | Achievable Economic RVT Potential | 0 | 0 | 0 | 0 | 0 | 0 | 0 | 0 | 0 | 0 | 0 | 0 | 0 | 0 | 0 | 0 | 0 | 0 | 0 | 0 | 0 | 0 | 0 | 0 | 0 | 0 | 0
F6_Commercial_WA - Miscellaneous_Existing_Water Heating_Natural Gas_Water Heater_A_Achievable Economic RVT Potential | F6 | Commercial | WA - Miscellaneous | Existing | Water Heating | Natural Gas | Water Heater | A | Incremental Winter Peak Savings (MW) | Achievable Economic RVT Potential | 0 | 0 | 0 | 0 | 0 | 0 | 0 | 0 | 0 | 0 | 0 | 0 | 0 | 0 | 0 | 0 | 0 | 0 | 0 | 0 | 0 | 0 | 0 | 0 | 0 | 0 | 0
F7_Commercial_WA - Miscellaneous_Existing_Water Heating_Natural Gas_Water Heater_A_Achievable Economic RVT Potential | F7 | Commercial | WA - Miscellaneous | Existing | Water Heating | Natural Gas | Water Heater | A | Cumulative Energy Savings (MWh or mTherms) | Achievable Economic RVT Potential | 0 | 0 | 0 | 0.50751 | 1.4812 | 2.892 | 4.7201 | 6.9523 | 9.5363 | 12.3908 | 15.6872 | 19.31 | 23.1624 | 26.6602 | 29.7863 | 33.8239 | 37.1487 | 39.8235 | 41.9437 | 43.6483 | 44.8301 | 45.6396 | 46.1903 | 46.5648 | 47.1688 | 47.1688 | 47.1688
F8_Commercial_WA - Miscellaneous_Existing_Water Heating_Natural Gas_Water Heater_A_Achievable Economic RVT Potential | F8 | Commercial | WA - Miscellaneous | Existing | Water Heating | Natural Gas | Water Heater | A | Cumulative Summer Peak Savings (MW) | Achievable Economic RVT Potential | 0 | 0 | 0 | 0 | 0 | 0 | 0 | 0 | 0 | 0 | 0 | 0 | 0 | 0 | 0 | 0 | 0 | 0 | 0 | 0 | 0 | 0 | 0 | 0 | 0 | 0 | 0
F9_Commercial_WA - Miscellaneous_Existing_Water Heating_Natural Gas_Water Heater_A_Achievable Economic RVT Potential | F9 | Commercial | WA - Miscellaneous | Existing | Water Heating | Natural Gas | Water Heater | A | Cumulative Winter Peak Savings (MW) | Achievable Economic RVT Potential | 0 | 0 | 0 | 0 | 0 | 0 | 0 | 0 | 0 | 0 | 0 | 0 | 0 | 0 | 0 | 0 | 0 | 0 | 0 | 0 | 0 | 0 | 0 | 0 | 0 | 0 | 0
F10_Commercial_WA - Miscellaneous_Existing_Water Heating_Natural Gas_Water Heater_A_Achievable Economic RVT Potential | F10 | Commercial | WA - Miscellaneous | Existing | Water Heating | Natural Gas | Water Heater | A | Purchases (Incremental) | Achievable Economic RVT Potential | 0 | 0 | 0 | 178.046 | 341.5762 | 494.9453 | 641.3468 | 783.1032 | 906.522 | 1001.4042 | 1156.4505 | 1270.9493 | 1351.4914 | 1227.0813 | 1096.7264 | 1416.4671 | 1166.3992 | 938.3693 | 743.7938 | 598.0124 | 414.5949 | 283.9949 | 193.2114 | 131.3786 | 211.8838 | 0 | 0
F11_Commercial_WA - Miscellaneous_Existing_Water Heating_Natural Gas_Water Heater_A_Achievable Economic RVT Potential | F11 | Commercial | WA - Miscellaneous | Existing | Water Heating | Natural Gas | Water Heater | A | Purchases (Cumulative) | Achievable Economic RVT Potential | 0 | 0 | 0 | 178.046 | 519.6223 | 1014.5676 | 1655.9144 | 2439.0177 | 3345.5397 | 4346.9439 | 5503.3944 | 6774.3437 | 8125.8351 | 9352.9163 | 10449.6428 | 11866.1098 | 13032.509 | 13970.8783 | 14714.6722 | 15312.6846 | 15727.2795 | 16011.2745 | 16204.4858 | 16335.8645 | 16547.7483 | 16547.7483 | 16547.7483
F1_Commercial_WA - Miscellaneous_Existing_Food Preparation_Natural Gas_Oven_A_Achievable Economic RVT Potential | F1 | Commercial | WA - Miscellaneous | Existing | Food Preparation | Natural Gas | Oven | A | Integrated Unit Energy Savings (kWh or therms) | Achievable Economic RVT Potential | 0 | 106.6752 | 106.6752 | 106.6752 | 106.6752 | 106.6752 | 106.6752 | 106.6752 | 106.6752 | 106.6752 | 106.6752 | 106.6752 | 106.6752 | 106.6752 | 106.6752 | 106.6752 | 106.6752 | 106.6752 | 106.6752 | 106.6752 | 106.6752 | 106.6752 | 106.6752 | 106.6752 | 106.6752 | 106.6752 | 106.6752
F2_Commercial_WA - Miscellaneous_Existing_Food Preparation_Natural Gas_Oven_A_Achievable Economic RVT Potential | F2 | Commercial | WA - Miscellaneous | Existing | Food Preparation | Natural Gas | Oven | A | Integrated Unit Summer Peak Savings (kW) | Achievable Economic RVT Potential | 0 | 0 | 0 | 0 | 0 | 0 | 0 | 0 | 0 | 0 | 0 | 0 | 0 | 0 | 0 | 0 | 0 | 0 | 0 | 0 | 0 | 0 | 0 | 0 | 0 | 0 | 0
F3_Commercial_WA - Miscellaneous_Existing_Food Preparation_Natural Gas_Oven_A_Achievable Economic RVT Potential | F3 | Commercial | WA - Miscellaneous | Existing | Food Preparation | Natural Gas | Oven | A | Integrated Unit Winter Peak Savings (kW) | Achievable Economic RVT Potential | 0 | 0 | 0 | 0 | 0 | 0 | 0 | 0 | 0 | 0 | 0 | 0 | 0 | 0 | 0 | 0 | 0 | 0 | 0 | 0 | 0 | 0 | 0 | 0 | 0 | 0 | 0
F4_Commercial_WA - Miscellaneous_Existing_Food Preparation_Natural Gas_Oven_A_Achievable Economic RVT Potential | F4 | Commercial | WA - Miscellaneous | Existing | Food Preparation | Natural Gas | Oven | A | Incremental Energy Savings (MWh or mTherms) | Achievable Economic RVT Potential | 0 | 0 | 0 | 0 | 0 | 0 | 0 | 0 | 0 | 0 | 0 | 0 | 0 | 0 | 0 | 0 | 0 | 0 | 0 | 0 | 0 | 0 | 0 | 0 | 0 | 0 | 0
F5_Commercial_WA - Miscellaneous_Existing_Food Preparation_Natural Gas_Oven_A_Achievable Economic RVT Potential | F5 | Commercial | WA - Miscellaneous | Existing | Food Preparation | Natural Gas | Oven | A | Incremental Summer Peak Savings (MW) | Achievable Economic RVT Potential | 0 | 0 | 0 | 0 | 0 | 0 | 0 | 0 | 0 | 0 | 0 | 0 | 0 | 0 | 0 | 0 | 0 | 0 | 0 | 0 | 0 | 0 | 0 | 0 | 0 | 0 | 0
F6_Commercial_WA - Miscellaneous_Existing_Food Preparation_Natural Gas_Oven_A_Achievable Economic RVT Potential | F6 | Commercial | WA - Miscellaneous | Existing | Food Preparation | Natural Gas | Oven | A | Incremental Winter Peak Savings (MW) | Achievable Economic RVT Potential | 0 | 0 | 0 | 0 | 0 | 0 | 0 | 0 | 0 | 0 | 0 | 0 | 0 | 0 | 0 | 0 | 0 | 0 | 0 | 0 | 0 | 0 | 0 | 0 | 0 | 0 | 0
F7_Commercial_WA - Miscellaneous_Existing_Food Preparation_Natural Gas_Oven_A_Achievable Economic RVT Potential | F7 | Commercial | WA - Miscellaneous | Existing | Food Preparation | Natural Gas | Oven | A | Cumulative Energy Savings (MWh or mTherms) | Achievable Economic RVT Potential | 0 | 0 | 0 | 0 | 0 | 0 | 0 | 0 | 0 | 0 | 0 | 0 | 0 | 0 | 0 | 0 | 0 | 0 | 0 | 0 | 0 | 0 | 0 | 0 | 0 | 0 | 0
F8_Commercial_WA - Miscellaneous_Existing_Food Preparation_Natural Gas_Oven_A_Achievable Economic RVT Potential | F8 | Commercial | WA - Miscellaneous | Existing | Food Preparation | Natural Gas | Oven | A | Cumulative Summer Peak Savings (MW) | Achievable Economic RVT Potential | 0 | 0 | 0 | 0 | 0 | 0 | 0 | 0 | 0 | 0 | 0 | 0 | 0 | 0 | 0 | 0 | 0 | 0 | 0 | 0 | 0 | 0 | 0 | 0 | 0 | 0 | 0
F9_Commercial_WA - Miscellaneous_Existing_Food Preparation_Natural Gas_Oven_A_Achievable Economic RVT Potential | F9 | Commercial | WA - Miscellaneous | Existing | Food Preparation | Natural Gas | Oven | A | Cumulative Winter Peak Savings (MW) | Achievable Economic RVT Potential | 0 | 0 | 0 | 0 | 0 | 0 | 0 | 0 | 0 | 0 | 0 | 0 | 0 | 0 | 0 | 0 | 0 | 0 | 0 | 0 | 0 | 0 | 0 | 0 | 0 | 0 | 0
F10_Commercial_WA - Miscellaneous_Existing_Food Preparation_Natural Gas_Oven_A_Achievable Economic RVT Potential | F10 | Commercial | WA - Miscellaneous | Existing | Food Preparation | Natural Gas | Oven | A | Purchases (Incremental) | Achievable Economic RVT Potential | 0 | 0 | 0 | 0 | 0 | 0 | 0 | 0 | 0 | 0 | 0 | 0 | 0 | 0 | 0 | 0 | 0 | 0 | 0 | 0 | 0 | 0 | 0 | 0 | 0 | 0 | 0
F11_Commercial_WA - Miscellaneous_Existing_Food Preparation_Natural Gas_Oven_A_Achievable Economic RVT Potential | F11 | Commercial | WA - Miscellaneous | Existing | Food Preparation | Natural Gas | Oven | A | Purchases (Cumulative) | Achievable Economic RVT Potential | 0 | 0 | 0 | 0 | 0 | 0 | 0 | 0 | 0 | 0 | 0 | 0 | 0 | 0 | 0 | 0 | 0 | 0 | 0 | 0 | 0 | 0 | 0 | 0 | 0 | 0 | 0
F1_Commercial_WA - Miscellaneous_Existing_Food Preparation_Natural Gas_Conveyor Oven_A_Achievable Economic RVT Potential | F1 | Commercial | WA - Miscellaneous | Existing | Food Preparation | Natural Gas | Conveyor Oven | A | Integrated Unit Energy Savings (kWh or therms) | Achievable Economic RVT Potential | 0 | 0 | 0 | 0 | 0 | 692.0657 | 692.0657 | 692.0657 | 692.0657 | 692.0657 | 692.0657 | 692.0657 | 692.0657 | 692.0657 | 692.0657 | 692.0657 | 692.0657 | 692.0657 | 692.0657 | 692.0657 | 692.0657 | 692.0657 | 692.0657 | 692.0657 | 692.0657 | 692.0657 | 692.0657
F2_Commercial_WA - Miscellaneous_Existing_Food Preparation_Natural Gas_Conveyor Oven_A_Achievable Economic RVT Potential | F2 | Commercial | WA - Miscellaneous | Existing | Food Preparation | Natural Gas | Conveyor Oven | A | Integrated Unit Summer Peak Savings (kW) | Achievable Economic RVT Potential | 0 | 0 | 0 | 0 | 0 | 0 | 0 | 0 | 0 | 0 | 0 | 0 | 0 | 0 | 0 | 0 | 0 | 0 | 0 | 0 | 0 | 0 | 0 | 0 | 0 | 0 | 0
F3_Commercial_WA - Miscellaneous_Existing_Food Preparation_Natural Gas_Conveyor Oven_A_Achievable Economic RVT Potential | F3 | Commercial | WA - Miscellaneous | Existing | Food Preparation | Natural Gas | Conveyor Oven | A | Integrated Unit Winter Peak Savings (kW) | Achievable Economic RVT Potential | 0 | 0 | 0 | 0 | 0 | 0 | 0 | 0 | 0 | 0 | 0 | 0 | 0 | 0 | 0 | 0 | 0 | 0 | 0 | 0 | 0 | 0 | 0 | 0 | 0 | 0 | 0
F4_Commercial_WA - Miscellaneous_Existing_Food Preparation_Natural Gas_Conveyor Oven_A_Achievable Economic RVT Potential | F4 | Commercial | WA - Miscellaneous | Existing | Food Preparation | Natural Gas | Conveyor Oven | A | Incremental Energy Savings (MWh or mTherms) | Achievable Economic RVT Potential | 0 | 0 | 0 | 0 | 0 | 0 | 0 | 0 | 0 | 0 | 0 | 0 | 0 | 0 | 0 | 0 | 0 | 0 | 0 | 0 | 0 | 0 | 0 | 0 | 0 | 0 | 0
F5_Commercial_WA - Miscellaneous_Existing_Food Preparation_Natural Gas_Conveyor Oven_A_Achievable Economic RVT Potential | F5 | Commercial | WA - Miscellaneous | Existing | Food Preparation | Natural Gas | Conveyor Oven | A | Incremental Summer Peak Savings (MW) | Achievable Economic RVT Potential | 0 | 0 | 0 | 0 | 0 | 0 | 0 | 0 | 0 | 0 | 0 | 0 | 0 | 0 | 0 | 0 | 0 | 0 | 0 | 0 | 0 | 0 | 0 | 0 | 0 | 0 | 0
F6_Commercial_WA - Miscellaneous_Existing_Food Preparation_Natural Gas_Conveyor Oven_A_Achievable Economic RVT Potential | F6 | Commercial | WA - Miscellaneous | Existing | Food Preparation | Natural Gas | Conveyor Oven | A | Incremental Winter Peak Savings (MW) | Achievable Economic RVT Potential | 0 | 0 | 0 | 0 | 0 | 0 | 0 | 0 | 0 | 0 | 0 | 0 | 0 | 0 | 0 | 0 | 0 | 0 | 0 | 0 | 0 | 0 | 0 | 0 | 0 | 0 | 0
F7_Commercial_WA - Miscellaneous_Existing_Food Preparation_Natural Gas_Conveyor Oven_A_Achievable Economic RVT Potential | F7 | Commercial | WA - Miscellaneous | Existing | Food Preparation | Natural Gas | Conveyor Oven | A | Cumulative Energy Savings (MWh or mTherms) | Achievable Economic RVT Potential | 0 | 0 | 0 | 0 | 0 | 0 | 0 | 0 | 0 | 0 | 0 | 0 | 0 | 0 | 0 | 0 | 0 | 0 | 0 | 0 | 0 | 0 | 0 | 0 | 0 | 0 | 0
F8_Commercial_WA - Miscellaneous_Existing_Food Preparation_Natural Gas_Conveyor Oven_A_Achievable Economic RVT Potential | F8 | Commercial | WA - Miscellaneous | Existing | Food Preparation | Natural Gas | Conveyor Oven | A | Cumulative Summer Peak Savings (MW) | Achievable Economic RVT Potential | 0 | 0 | 0 | 0 | 0 | 0 | 0 | 0 | 0 | 0 | 0 | 0 | 0 | 0 | 0 | 0 | 0 | 0 | 0 | 0 | 0 | 0 | 0 | 0 | 0 | 0 | 0
F9_Commercial_WA - Miscellaneous_Existing_Food Preparation_Natural Gas_Conveyor Oven_A_Achievable Economic RVT Potential | F9 | Commercial | WA - Miscellaneous | Existing | Food Preparation | Natural Gas | Conveyor Oven | A | Cumulative Winter Peak Savings (MW) | Achievable Economic RVT Potential | 0 | 0 | 0 | 0 | 0 | 0 | 0 | 0 | 0 | 0 | 0 | 0 | 0 | 0 | 0 | 0 | 0 | 0 | 0 | 0 | 0 | 0 | 0 | 0 | 0 | 0 | 0
F10_Commercial_WA - Miscellaneous_Existing_Food Preparation_Natural Gas_Conveyor Oven_A_Achievable Economic RVT Potential | F10 | Commercial | WA - Miscellaneous | Existing | Food Preparation | Natural Gas | Conveyor Oven | A | Purchases (Incremental) | Achievable Economic RVT Potential | 0 | 0 | 0 | 0 | 0 | 0 | 0 | 0 | 0 | 0 | 0 | 0 | 0 | 0 | 0 | 0 | 0 | 0 | 0 | 0 | 0 | 0 | 0 | 0 | 0 | 0 | 0
F11_Commercial_WA - Miscellaneous_Existing_Food Preparation_Natural Gas_Conveyor Oven_A_Achievable Economic RVT Potential | F11 | Commercial | WA - Miscellaneous | Existing | Food Preparation | Natural Gas | Conveyor Oven | A | Purchases (Cumulative) | Achievable Economic RVT Potential | 0 | 0 | 0 | 0 | 0 | 0 | 0 | 0 | 0 | 0 | 0 | 0 | 0 | 0 | 0 | 0 | 0 | 0 | 0 | 0 | 0 | 0 | 0 | 0 | 0 | 0 | 0
F1_Commercial_WA - Miscellaneous_Existing_Food Preparation_Natural Gas_Double Rack Oven_A_Achievable Economic RVT Potential | F1 | Commercial | WA - Miscellaneous | Existing | Food Preparation | Natural Gas | Double Rack Oven | A | Integrated Unit Energy Savings (kWh or therms) | Achievable Economic RVT Potential | 0 | 1621.62 | 1621.62 | 1621.62 | 1621.62 | 1621.62 | 1621.62 | 1621.62 | 1621.62 | 1621.62 | 1621.62 | 1621.62 | 1621.62 | 1621.62 | 1621.62 | 1621.62 | 1621.62 | 1621.62 | 1621.62 | 1621.62 | 1621.62 | 1621.62 | 1621.62 | 1621.62 | 1621.62 | 1621.62 | 1621.62
F2_Commercial_WA - Miscellaneous_Existing_Food Preparation_Natural Gas_Double Rack Oven_A_Achievable Economic RVT Potential | F2 | Commercial | WA - Miscellaneous | Existing | Food Preparation | Natural Gas | Double Rack Oven | A | Integrated Unit Summer Peak Savings (kW) | Achievable Economic RVT Potential | 0 | 0 | 0 | 0 | 0 | 0 | 0 | 0 | 0 | 0 | 0 | 0 | 0 | 0 | 0 | 0 | 0 | 0 | 0 | 0 | 0 | 0 | 0 | 0 | 0 | 0 | 0
F3_Commercial_WA - Miscellaneous_Existing_Food Preparation_Natural Gas_Double Rack Oven_A_Achievable Economic RVT Potential | F3 | Commercial | WA - Miscellaneous | Existing | Food Preparation | Natural Gas | Double Rack Oven | A | Integrated Unit Winter Peak Savings (kW) | Achievable Economic RVT Potential | 0 | 0 | 0 | 0 | 0 | 0 | 0 | 0 | 0 | 0 | 0 | 0 | 0 | 0 | 0 | 0 | 0 | 0 | 0 | 0 | 0 | 0 | 0 | 0 | 0 | 0 | 0
F4_Commercial_WA - Miscellaneous_Existing_Food Preparation_Natural Gas_Double Rack Oven_A_Achievable Economic RVT Potential | F4 | Commercial | WA - Miscellaneous | Existing | Food Preparation | Natural Gas | Double Rack Oven | A | Incremental Energy Savings (MWh or mTherms) | Achievable Economic RVT Potential | 0 | 0 | 0 | 0 | 0 | 0 | 0 | 0 | 0 | 0 | 0 | 0 | 0 | 0 | 0 | 0 | 0 | 0 | 0 | 0 | 0 | 0 | 0 | 0 | 0 | 0 | 0
F5_Commercial_WA - Miscellaneous_Existing_Food Preparation_Natural Gas_Double Rack Oven_A_Achievable Economic RVT Potential | F5 | Commercial | WA - Miscellaneous | Existing | Food Preparation | Natural Gas | Double Rack Oven | A | Incremental Summer Peak Savings (MW) | Achievable Economic RVT Potential | 0 | 0 | 0 | 0 | 0 | 0 | 0 | 0 | 0 | 0 | 0 | 0 | 0 | 0 | 0 | 0 | 0 | 0 | 0 | 0 | 0 | 0 | 0 | 0 | 0 | 0 | 0
F6_Commercial_WA - Miscellaneous_Existing_Food Preparation_Natural Gas_Double Rack Oven_A_Achievable Economic RVT Potential | F6 | Commercial | WA - Miscellaneous | Existing | Food Preparation | Natural Gas | Double Rack Oven | A | Incremental Winter Peak Savings (MW) | Achievable Economic RVT Potential | 0 | 0 | 0 | 0 | 0 | 0 | 0 | 0 | 0 | 0 | 0 | 0 | 0 | 0 | 0 | 0 | 0 | 0 | 0 | 0 | 0 | 0 | 0 | 0 | 0 | 0 | 0
F7_Commercial_WA - Miscellaneous_Existing_Food Preparation_Natural Gas_Double Rack Oven_A_Achievable Economic RVT Potential | F7 | Commercial | WA - Miscellaneous | Existing | Food Preparation | Natural Gas | Double Rack Oven | A | Cumulative Energy Savings (MWh or mTherms) | Achievable Economic RVT Potential | 0 | 0 | 0 | 0 | 0 | 0 | 0 | 0 | 0 | 0 | 0 | 0 | 0 | 0 | 0 | 0 | 0 | 0 | 0 | 0 | 0 | 0 | 0 | 0 | 0 | 0 | 0
F8_Commercial_WA - Miscellaneous_Existing_Food Preparation_Natural Gas_Double Rack Oven_A_Achievable Economic RVT Potential | F8 | Commercial | WA - Miscellaneous | Existing | Food Preparation | Natural Gas | Double Rack Oven | A | Cumulative Summer Peak Savings (MW) | Achievable Economic RVT Potential | 0 | 0 | 0 | 0 | 0 | 0 | 0 | 0 | 0 | 0 | 0 | 0 | 0 | 0 | 0 | 0 | 0 | 0 | 0 | 0 | 0 | 0 | 0 | 0 | 0 | 0 | 0
F9_Commercial_WA - Miscellaneous_Existing_Food Preparation_Natural Gas_Double Rack Oven_A_Achievable Economic RVT Potential | F9 | Commercial | WA - Miscellaneous | Existing | Food Preparation | Natural Gas | Double Rack Oven | A | Cumulative Winter Peak Savings (MW) | Achievable Economic RVT Potential | 0 | 0 | 0 | 0 | 0 | 0 | 0 | 0 | 0 | 0 | 0 | 0 | 0 | 0 | 0 | 0 | 0 | 0 | 0 | 0 | 0 | 0 | 0 | 0 | 0 | 0 | 0
F10_Commercial_WA - Miscellaneous_Existing_Food Preparation_Natural Gas_Double Rack Oven_A_Achievable Economic RVT Potential | F10 | Commercial | WA - Miscellaneous | Existing | Food Preparation | Natural Gas | Double Rack Oven | A | Purchases (Incremental) | Achievable Economic RVT Potential | 0 | 0 | 0 | 0 | 0 | 0 | 0 | 0 | 0 | 0 | 0 | 0 | 0 | 0 | 0 | 0 | 0 | 0 | 0 | 0 | 0 | 0 | 0 | 0 | 0 | 0 | 0
F11_Commercial_WA - Miscellaneous_Existing_Food Preparation_Natural Gas_Double Rack Oven_A_Achievable Economic RVT Potential | F11 | Commercial | WA - Miscellaneous | Existing | Food Preparation | Natural Gas | Double Rack Oven | A | Purchases (Cumulative) | Achievable Economic RVT Potential | 0 | 0 | 0 | 0 | 0 | 0 | 0 | 0 | 0 | 0 | 0 | 0 | 0 | 0 | 0 | 0 | 0 | 0 | 0 | 0 | 0 | 0 | 0 | 0 | 0 | 0 | 0
F1_Commercial_WA - Miscellaneous_Existing_Food Preparation_Natural Gas_Fryer_A_Achievable Economic RVT Potential | F1 | Commercial | WA - Miscellaneous | Existing | Food Preparation | Natural Gas | Fryer | A | Integrated Unit Energy Savings (kWh or therms) | Achievable Economic RVT Potential | 0 | 395.2691 | 395.2691 | 395.2691 | 395.2691 | 395.2691 | 395.2691 | 395.2691 | 395.2691 | 395.2691 | 395.2691 | 395.2691 | 395.2691 | 395.2691 | 395.2691 | 395.2691 | 395.2691 | 395.2691 | 395.2691 | 395.2691 | 395.2691 | 395.2691 | 395.2691 | 395.2691 | 395.2691 | 395.2691 | 395.2691
F2_Commercial_WA - Miscellaneous_Existing_Food Preparation_Natural Gas_Fryer_A_Achievable Economic RVT Potential | F2 | Commercial | WA - Miscellaneous | Existing | Food Preparation | Natural Gas | Fryer | A | Integrated Unit Summer Peak Savings (kW) | Achievable Economic RVT Potential | 0 | 0 | 0 | 0 | 0 | 0 | 0 | 0 | 0 | 0 | 0 | 0 | 0 | 0 | 0 | 0 | 0 | 0 | 0 | 0 | 0 | 0 | 0 | 0 | 0 | 0 | 0
F3_Commercial_WA - Miscellaneous_Existing_Food Preparation_Natural Gas_Fryer_A_Achievable Economic RVT Potential | F3 | Commercial | WA - Miscellaneous | Existing | Food Preparation | Natural Gas | Fryer | A | Integrated Unit Winter Peak Savings (kW) | Achievable Economic RVT Potential | 0 | 0 | 0 | 0 | 0 | 0 | 0 | 0 | 0 | 0 | 0 | 0 | 0 | 0 | 0 | 0 | 0 | 0 | 0 | 0 | 0 | 0 | 0 | 0 | 0 | 0 | 0
F4_Commercial_WA - Miscellaneous_Existing_Food Preparation_Natural Gas_Fryer_A_Achievable Economic RVT Potential | F4 | Commercial | WA - Miscellaneous | Existing | Food Preparation | Natural Gas | Fryer | A | Incremental Energy Savings (MWh or mTherms) | Achievable Economic RVT Potential | 0 | 0 | 0 | 0 | 0 | 0 | 0 | 0 | 0 | 0 | 0 | 0 | 0 | 0 | 0 | 0 | 0 | 0 | 0 | 0 | 0 | 0 | 0 | 0 | 0 | 0 | 0
F5_Commercial_WA - Miscellaneous_Existing_Food Preparation_Natural Gas_Fryer_A_Achievable Economic RVT Potential | F5 | Commercial | WA - Miscellaneous | Existing | Food Preparation | Natural Gas | Fryer | A | Incremental Summer Peak Savings (MW) | Achievable Economic RVT Potential | 0 | 0 | 0 | 0 | 0 | 0 | 0 | 0 | 0 | 0 | 0 | 0 | 0 | 0 | 0 | 0 | 0 | 0 | 0 | 0 | 0 | 0 | 0 | 0 | 0 | 0 | 0
F6_Commercial_WA - Miscellaneous_Existing_Food Preparation_Natural Gas_Fryer_A_Achievable Economic RVT Potential | F6 | Commercial | WA - Miscellaneous | Existing | Food Preparation | Natural Gas | Fryer | A | Incremental Winter Peak Savings (MW) | Achievable Economic RVT Potential | 0 | 0 | 0 | 0 | 0 | 0 | 0 | 0 | 0 | 0 | 0 | 0 | 0 | 0 | 0 | 0 | 0 | 0 | 0 | 0 | 0 | 0 | 0 | 0 | 0 | 0 | 0
F7_Commercial_WA - Miscellaneous_Existing_Food Preparation_Natural Gas_Fryer_A_Achievable Economic RVT Potential | F7 | Commercial | WA - Miscellaneous | Existing | Food Preparation | Natural Gas | Fryer | A | Cumulative Energy Savings (MWh or mTherms) | Achievable Economic RVT Potential | 0 | 0 | 0 | 0 | 0 | 0 | 0 | 0 | 0 | 0 | 0 | 0 | 0 | 0 | 0 | 0 | 0 | 0 | 0 | 0 | 0 | 0 | 0 | 0 | 0 | 0 | 0
F8_Commercial_WA - Miscellaneous_Existing_Food Preparation_Natural Gas_Fryer_A_Achievable Economic RVT Potential | F8 | Commercial | WA - Miscellaneous | Existing | Food Preparation | Natural Gas | Fryer | A | Cumulative Summer Peak Savings (MW) | Achievable Economic RVT Potential | 0 | 0 | 0 | 0 | 0 | 0 | 0 | 0 | 0 | 0 | 0 | 0 | 0 | 0 | 0 | 0 | 0 | 0 | 0 | 0 | 0 | 0 | 0 | 0 | 0 | 0 | 0
F9_Commercial_WA - Miscellaneous_Existing_Food Preparation_Natural Gas_Fryer_A_Achievable Economic RVT Potential | F9 | Commercial | WA - Miscellaneous | Existing | Food Preparation | Natural Gas | Fryer | A | Cumulative Winter Peak Savings (MW) | Achievable Economic RVT Potential | 0 | 0 | 0 | 0 | 0 | 0 | 0 | 0 | 0 | 0 | 0 | 0 | 0 | 0 | 0 | 0 | 0 | 0 | 0 | 0 | 0 | 0 | 0 | 0 | 0 | 0 | 0
F10_Commercial_WA - Miscellaneous_Existing_Food Preparation_Natural Gas_Fryer_A_Achievable Economic RVT Potential | F10 | Commercial | WA - Miscellaneous | Existing | Food Preparation | Natural Gas | Fryer | A | Purchases (Incremental) | Achievable Economic RVT Potential | 0 | 0 | 0 | 0 | 0 | 0 | 0 | 0 | 0 | 0 | 0 | 0 | 0 | 0 | 0 | 0 | 0 | 0 | 0 | 0 | 0 | 0 | 0 | 0 | 0 | 0 | 0
F11_Commercial_WA - Miscellaneous_Existing_Food Preparation_Natural Gas_Fryer_A_Achievable Economic RVT Potential | F11 | Commercial | WA - Miscellaneous | Existing | Food Preparation | Natural Gas | Fryer | A | Purchases (Cumulative) | Achievable Economic RVT Potential | 0 | 0 | 0 | 0 | 0 | 0 | 0 | 0 | 0 | 0 | 0 | 0 | 0 | 0 | 0 | 0 | 0 | 0 | 0 | 0 | 0 | 0 | 0 | 0 | 0 | 0 | 0
F1_Commercial_WA - Miscellaneous_Existing_Food Preparation_Natural Gas_Broiler_A_Achievable Economic RVT Potential | F1 | Commercial | WA - Miscellaneous | Existing | Food Preparation | Natural Gas | Broiler | A | Integrated Unit Energy Savings (kWh or therms) | Achievable Economic RVT Potential | 0 | 240.24 | 240.24 | 240.24 | 240.24 | 240.24 | 240.24 | 240.24 | 240.24 | 240.24 | 240.24 | 240.24 | 240.24 | 240.24 | 240.24 | 240.24 | 240.24 | 240.24 | 240.24 | 240.24 | 240.24 | 240.24 | 240.24 | 240.24 | 240.24 | 240.24 | 240.24
F2_Commercial_WA - Miscellaneous_Existing_Food Preparation_Natural Gas_Broiler_A_Achievable Economic RVT Potential | F2 | Commercial | WA - Miscellaneous | Existing | Food Preparation | Natural Gas | Broiler | A | Integrated Unit Summer Peak Savings (kW) | Achievable Economic RVT Potential | 0 | 0 | 0 | 0 | 0 | 0 | 0 | 0 | 0 | 0 | 0 | 0 | 0 | 0 | 0 | 0 | 0 | 0 | 0 | 0 | 0 | 0 | 0 | 0 | 0 | 0 | 0
F3_Commercial_WA - Miscellaneous_Existing_Food Preparation_Natural Gas_Broiler_A_Achievable Economic RVT Potential | F3 | Commercial | WA - Miscellaneous | Existing | Food Preparation | Natural Gas | Broiler | A | Integrated Unit Winter Peak Savings (kW) | Achievable Economic RVT Potential | 0 | 0 | 0 | 0 | 0 | 0 | 0 | 0 | 0 | 0 | 0 | 0 | 0 | 0 | 0 | 0 | 0 | 0 | 0 | 0 | 0 | 0 | 0 | 0 | 0 | 0 | 0
F4_Commercial_WA - Miscellaneous_Existing_Food Preparation_Natural Gas_Broiler_A_Achievable Economic RVT Potential | F4 | Commercial | WA - Miscellaneous | Existing | Food Preparation | Natural Gas | Broiler | A | Incremental Energy Savings (MWh or mTherms) | Achievable Economic RVT Potential | 0 | 0 | 0 | 0 | 0 | 0 | 0 | 0 | 0 | 0 | 0 | 0 | 0 | 0 | 0 | 0 | 0 | 0 | 0 | 0 | 0 | 0 | 0 | 0 | 0 | 0 | 0
F5_Commercial_WA - Miscellaneous_Existing_Food Preparation_Natural Gas_Broiler_A_Achievable Economic RVT Potential | F5 | Commercial | WA - Miscellaneous | Existing | Food Preparation | Natural Gas | Broiler | A | Incremental Summer Peak Savings (MW) | Achievable Economic RVT Potential | 0 | 0 | 0 | 0 | 0 | 0 | 0 | 0 | 0 | 0 | 0 | 0 | 0 | 0 | 0 | 0 | 0 | 0 | 0 | 0 | 0 | 0 | 0 | 0 | 0 | 0 | 0
F6_Commercial_WA - Miscellaneous_Existing_Food Preparation_Natural Gas_Broiler_A_Achievable Economic RVT Potential | F6 | Commercial | WA - Miscellaneous | Existing | Food Preparation | Natural Gas | Broiler | A | Incremental Winter Peak Savings (MW) | Achievable Economic RVT Potential | 0 | 0 | 0 | 0 | 0 | 0 | 0 | 0 | 0 | 0 | 0 | 0 | 0 | 0 | 0 | 0 | 0 | 0 | 0 | 0 | 0 | 0 | 0 | 0 | 0 | 0 | 0
F7_Commercial_WA - Miscellaneous_Existing_Food Preparation_Natural Gas_Broiler_A_Achievable Economic RVT Potential | F7 | Commercial | WA - Miscellaneous | Existing | Food Preparation | Natural Gas | Broiler | A | Cumulative Energy Savings (MWh or mTherms) | Achievable Economic RVT Potential | 0 | 0 | 0 | 0 | 0 | 0 | 0 | 0 | 0 | 0 | 0 | 0 | 0 | 0 | 0 | 0 | 0 | 0 | 0 | 0 | 0 | 0 | 0 | 0 | 0 | 0 | 0
F8_Commercial_WA - Miscellaneous_Existing_Food Preparation_Natural Gas_Broiler_A_Achievable Economic RVT Potential | F8 | Commercial | WA - Miscellaneous | Existing | Food Preparation | Natural Gas | Broiler | A | Cumulative Summer Peak Savings (MW) | Achievable Economic RVT Potential | 0 | 0 | 0 | 0 | 0 | 0 | 0 | 0 | 0 | 0 | 0 | 0 | 0 | 0 | 0 | 0 | 0 | 0 | 0 | 0 | 0 | 0 | 0 | 0 | 0 | 0 | 0
F9_Commercial_WA - Miscellaneous_Existing_Food Preparation_Natural Gas_Broiler_A_Achievable Economic RVT Potential | F9 | Commercial | WA - Miscellaneous | Existing | Food Preparation | Natural Gas | Broiler | A | Cumulative Winter Peak Savings (MW) | Achievable Economic RVT Potential | 0 | 0 | 0 | 0 | 0 | 0 | 0 | 0 | 0 | 0 | 0 | 0 | 0 | 0 | 0 | 0 | 0 | 0 | 0 | 0 | 0 | 0 | 0 | 0 | 0 | 0 | 0
F10_Commercial_WA - Miscellaneous_Existing_Food Preparation_Natural Gas_Broiler_A_Achievable Economic RVT Potential | F10 | Commercial | WA - Miscellaneous | Existing | Food Preparation | Natural Gas | Broiler | A | Purchases (Incremental) | Achievable Economic RVT Potential | 0 | 0 | 0 | 0 | 0 | 0 | 0 | 0 | 0 | 0 | 0 | 0 | 0 | 0 | 0 | 0 | 0 | 0 | 0 | 0 | 0 | 0 | 0 | 0 | 0 | 0 | 0
F11_Commercial_WA - Miscellaneous_Existing_Food Preparation_Natural Gas_Broiler_A_Achievable Economic RVT Potential | F11 | Commercial | WA - Miscellaneous | Existing | Food Preparation | Natural Gas | Broiler | A | Purchases (Cumulative) | Achievable Economic RVT Potential | 0 | 0 | 0 | 0 | 0 | 0 | 0 | 0 | 0 | 0 | 0 | 0 | 0 | 0 | 0 | 0 | 0 | 0 | 0 | 0 | 0 | 0 | 0 | 0 | 0 | 0 | 0
F1_Commercial_WA - Miscellaneous_Existing_Food Preparation_Natural Gas_Griddle_A_Achievable Economic RVT Potential | F1 | Commercial | WA - Miscellaneous | Existing | Food Preparation | Natural Gas | Griddle | A | Integrated Unit Energy Savings (kWh or therms) | Achievable Economic RVT Potential | 0 | 167.9465 | 167.9465 | 167.9465 | 167.9465 | 167.9465 | 167.9465 | 167.9465 | 167.9465 | 167.9465 | 167.9465 | 167.9465 | 167.9465 | 167.9465 | 167.9465 | 167.9465 | 167.9465 | 167.9465 | 167.9465 | 167.9465 | 167.9465 | 167.9465 | 167.9465 | 167.9465 | 167.9465 | 167.9465 | 167.9465
F2_Commercial_WA - Miscellaneous_Existing_Food Preparation_Natural Gas_Griddle_A_Achievable Economic RVT Potential | F2 | Commercial | WA - Miscellaneous | Existing | Food Preparation | Natural Gas | Griddle | A | Integrated Unit Summer Peak Savings (kW) | Achievable Economic RVT Potential | 0 | 0 | 0 | 0 | 0 | 0 | 0 | 0 | 0 | 0 | 0 | 0 | 0 | 0 | 0 | 0 | 0 | 0 | 0 | 0 | 0 | 0 | 0 | 0 | 0 | 0 | 0
F3_Commercial_WA - Miscellaneous_Existing_Food Preparation_Natural Gas_Griddle_A_Achievable Economic RVT Potential | F3 | Commercial | WA - Miscellaneous | Existing | Food Preparation | Natural Gas | Griddle | A | Integrated Unit Winter Peak Savings (kW) | Achievable Economic RVT Potential | 0 | 0 | 0 | 0 | 0 | 0 | 0 | 0 | 0 | 0 | 0 | 0 | 0 | 0 | 0 | 0 | 0 | 0 | 0 | 0 | 0 | 0 | 0 | 0 | 0 | 0 | 0
F4_Commercial_WA - Miscellaneous_Existing_Food Preparation_Natural Gas_Griddle_A_Achievable Economic RVT Potential | F4 | Commercial | WA - Miscellaneous | Existing | Food Preparation | Natural Gas | Griddle | A | Incremental Energy Savings (MWh or mTherms) | Achievable Economic RVT Potential | 0 | 0 | 0 | 0 | 0 | 0 | 0 | 0 | 0 | 0 | 0 | 0 | 0 | 0 | 0 | 0 | 0 | 0 | 0 | 0 | 0 | 0 | 0 | 0 | 0 | 0 | 0
F5_Commercial_WA - Miscellaneous_Existing_Food Preparation_Natural Gas_Griddle_A_Achievable Economic RVT Potential | F5 | Commercial | WA - Miscellaneous | Existing | Food Preparation | Natural Gas | Griddle | A | Incremental Summer Peak Savings (MW) | Achievable Economic RVT Potential | 0 | 0 | 0 | 0 | 0 | 0 | 0 | 0 | 0 | 0 | 0 | 0 | 0 | 0 | 0 | 0 | 0 | 0 | 0 | 0 | 0 | 0 | 0 | 0 | 0 | 0 | 0
F6_Commercial_WA - Miscellaneous_Existing_Food Preparation_Natural Gas_Griddle_A_Achievable Economic RVT Potential | F6 | Commercial | WA - Miscellaneous | Existing | Food Preparation | Natural Gas | Griddle | A | Incremental Winter Peak Savings (MW) | Achievable Economic RVT Potential | 0 | 0 | 0 | 0 | 0 | 0 | 0 | 0 | 0 | 0 | 0 | 0 | 0 | 0 | 0 | 0 | 0 | 0 | 0 | 0 | 0 | 0 | 0 | 0 | 0 | 0 | 0
F7_Commercial_WA - Miscellaneous_Existing_Food Preparation_Natural Gas_Griddle_A_Achievable Economic RVT Potential | F7 | Commercial | WA - Miscellaneous | Existing | Food Preparation | Natural Gas | Griddle | A | Cumulative Energy Savings (MWh or mTherms) | Achievable Economic RVT Potential | 0 | 0 | 0 | 0 | 0 | 0 | 0 | 0 | 0 | 0 | 0 | 0 | 0 | 0 | 0 | 0 | 0 | 0 | 0 | 0 | 0 | 0 | 0 | 0 | 0 | 0 | 0
F8_Commercial_WA - Miscellaneous_Existing_Food Preparation_Natural Gas_Griddle_A_Achievable Economic RVT Potential | F8 | Commercial | WA - Miscellaneous | Existing | Food Preparation | Natural Gas | Griddle | A | Cumulative Summer Peak Savings (MW) | Achievable Economic RVT Potential | 0 | 0 | 0 | 0 | 0 | 0 | 0 | 0 | 0 | 0 | 0 | 0 | 0 | 0 | 0 | 0 | 0 | 0 | 0 | 0 | 0 | 0 | 0 | 0 | 0 | 0 | 0
F9_Commercial_WA - Miscellaneous_Existing_Food Preparation_Natural Gas_Griddle_A_Achievable Economic RVT Potential | F9 | Commercial | WA - Miscellaneous | Existing | Food Preparation | Natural Gas | Griddle | A | Cumulative Winter Peak Savings (MW) | Achievable Economic RVT Potential | 0 | 0 | 0 | 0 | 0 | 0 | 0 | 0 | 0 | 0 | 0 | 0 | 0 | 0 | 0 | 0 | 0 | 0 | 0 | 0 | 0 | 0 | 0 | 0 | 0 | 0 | 0
F10_Commercial_WA - Miscellaneous_Existing_Food Preparation_Natural Gas_Griddle_A_Achievable Economic RVT Potential | F10 | Commercial | WA - Miscellaneous | Existing | Food Preparation | Natural Gas | Griddle | A | Purchases (Incremental) | Achievable Economic RVT Potential | 0 | 0 | 0 | 0 | 0 | 0 | 0 | 0 | 0 | 0 | 0 | 0 | 0 | 0 | 0 | 0 | 0 | 0 | 0 | 0 | 0 | 0 | 0 | 0 | 0 | 0 | 0
F11_Commercial_WA - Miscellaneous_Existing_Food Preparation_Natural Gas_Griddle_A_Achievable Economic RVT Potential | F11 | Commercial | WA - Miscellaneous | Existing | Food Preparation | Natural Gas | Griddle | A | Purchases (Cumulative) | Achievable Economic RVT Potential | 0 | 0 | 0 | 0 | 0 | 0 | 0 | 0 | 0 | 0 | 0 | 0 | 0 | 0 | 0 | 0 | 0 | 0 | 0 | 0 | 0 | 0 | 0 | 0 | 0 | 0 | 0
F1_Commercial_WA - Miscellaneous_Existing_Food Preparation_Natural Gas_Range_A_Achievable Economic RVT Potential | F1 | Commercial | WA - Miscellaneous | Existing | Food Preparation | Natural Gas | Range | A | Integrated Unit Energy Savings (kWh or therms) | Achievable Economic RVT Potential | 0 | 171.4286 | 171.4286 | 171.4286 | 171.4286 | 171.4286 | 171.4286 | 171.4286 | 171.4286 | 171.4286 | 171.4286 | 171.4286 | 171.4286 | 171.4286 | 171.4286 | 171.4286 | 171.4286 | 171.4286 | 171.4286 | 171.4286 | 171.4286 | 171.4286 | 171.4286 | 171.4286 | 171.4286 | 171.4286 | 171.4286
F2_Commercial_WA - Miscellaneous_Existing_Food Preparation_Natural Gas_Range_A_Achievable Economic RVT Potential | F2 | Commercial | WA - Miscellaneous | Existing | Food Preparation | Natural Gas | Range | A | Integrated Unit Summer Peak Savings (kW) | Achievable Economic RVT Potential | 0 | 0 | 0 | 0 | 0 | 0 | 0 | 0 | 0 | 0 | 0 | 0 | 0 | 0 | 0 | 0 | 0 | 0 | 0 | 0 | 0 | 0 | 0 | 0 | 0 | 0 | 0
F3_Commercial_WA - Miscellaneous_Existing_Food Preparation_Natural Gas_Range_A_Achievable Economic RVT Potential | F3 | Commercial | WA - Miscellaneous | Existing | Food Preparation | Natural Gas | Range | A | Integrated Unit Winter Peak Savings (kW) | Achievable Economic RVT Potential | 0 | 0 | 0 | 0 | 0 | 0 | 0 | 0 | 0 | 0 | 0 | 0 | 0 | 0 | 0 | 0 | 0 | 0 | 0 | 0 | 0 | 0 | 0 | 0 | 0 | 0 | 0
F4_Commercial_WA - Miscellaneous_Existing_Food Preparation_Natural Gas_Range_A_Achievable Economic RVT Potential | F4 | Commercial | WA - Miscellaneous | Existing | Food Preparation | Natural Gas | Range | A | Incremental Energy Savings (MWh or mTherms) | Achievable Economic RVT Potential | 0 | 0 | 0 | 0 | 0 | 0 | 0 | 0 | 0 | 0 | 0 | 0 | 0 | 0 | 0 | 0 | 0 | 0 | 0 | 0 | 0 | 0 | 0 | 0 | 0 | 0 | 0
F5_Commercial_WA - Miscellaneous_Existing_Food Preparation_Natural Gas_Range_A_Achievable Economic RVT Potential | F5 | Commercial | WA - Miscellaneous | Existing | Food Preparation | Natural Gas | Range | A | Incremental Summer Peak Savings (MW) | Achievable Economic RVT Potential | 0 | 0 | 0 | 0 | 0 | 0 | 0 | 0 | 0 | 0 | 0 | 0 | 0 | 0 | 0 | 0 | 0 | 0 | 0 | 0 | 0 | 0 | 0 | 0 | 0 | 0 | 0
F6_Commercial_WA - Miscellaneous_Existing_Food Preparation_Natural Gas_Range_A_Achievable Economic RVT Potential | F6 | Commercial | WA - Miscellaneous | Existing | Food Preparation | Natural Gas | Range | A | Incremental Winter Peak Savings (MW) | Achievable Economic RVT Potential | 0 | 0 | 0 | 0 | 0 | 0 | 0 | 0 | 0 | 0 | 0 | 0 | 0 | 0 | 0 | 0 | 0 | 0 | 0 | 0 | 0 | 0 | 0 | 0 | 0 | 0 | 0
F7_Commercial_WA - Miscellaneous_Existing_Food Preparation_Natural Gas_Range_A_Achievable Economic RVT Potential | F7 | Commercial | WA - Miscellaneous | Existing | Food Preparation | Natural Gas | Range | A | Cumulative Energy Savings (MWh or mTherms) | Achievable Economic RVT Potential | 0 | 0 | 0 | 0 | 0 | 0 | 0 | 0 | 0 | 0 | 0 | 0 | 0 | 0 | 0 | 0 | 0 | 0 | 0 | 0 | 0 | 0 | 0 | 0 | 0 | 0 | 0
F8_Commercial_WA - Miscellaneous_Existing_Food Preparation_Natural Gas_Range_A_Achievable Economic RVT Potential | F8 | Commercial | WA - Miscellaneous | Existing | Food Preparation | Natural Gas | Range | A | Cumulative Summer Peak Savings (MW) | Achievable Economic RVT Potential | 0 | 0 | 0 | 0 | 0 | 0 | 0 | 0 | 0 | 0 | 0 | 0 | 0 | 0 | 0 | 0 | 0 | 0 | 0 | 0 | 0 | 0 | 0 | 0 | 0 | 0 | 0
F9_Commercial_WA - Miscellaneous_Existing_Food Preparation_Natural Gas_Range_A_Achievable Economic RVT Potential | F9 | Commercial | WA - Miscellaneous | Existing | Food Preparation | Natural Gas | Range | A | Cumulative Winter Peak Savings (MW) | Achievable Economic RVT Potential | 0 | 0 | 0 | 0 | 0 | 0 | 0 | 0 | 0 | 0 | 0 | 0 | 0 | 0 | 0 | 0 | 0 | 0 | 0 | 0 | 0 | 0 | 0 | 0 | 0 | 0 | 0
F10_Commercial_WA - Miscellaneous_Existing_Food Preparation_Natural Gas_Range_A_Achievable Economic RVT Potential | F10 | Commercial | WA - Miscellaneous | Existing | Food Preparation | Natural Gas | Range | A | Purchases (Incremental) | Achievable Economic RVT Potential | 0 | 0 | 0 | 0 | 0 | 0 | 0 | 0 | 0 | 0 | 0 | 0 | 0 | 0 | 0 | 0 | 0 | 0 | 0 | 0 | 0 | 0 | 0 | 0 | 0 | 0 | 0
F11_Commercial_WA - Miscellaneous_Existing_Food Preparation_Natural Gas_Range_A_Achievable Economic RVT Potential | F11 | Commercial | WA - Miscellaneous | Existing | Food Preparation | Natural Gas | Range | A | Purchases (Cumulative) | Achievable Economic RVT Potential | 0 | 0 | 0 | 0 | 0 | 0 | 0 | 0 | 0 | 0 | 0 | 0 | 0 | 0 | 0 | 0 | 0 | 0 | 0 | 0 | 0 | 0 | 0 | 0 | 0 | 0 | 0
F1_Commercial_WA - Miscellaneous_Existing_Food Preparation_Natural Gas_Steamer_A_Achievable Economic RVT Potential | F1 | Commercial | WA - Miscellaneous | Existing | Food Preparation | Natural Gas | Steamer | A | Integrated Unit Energy Savings (kWh or therms) | Achievable Economic RVT Potential | 0 | 1215.1419 | 1215.1419 | 1215.1419 | 1215.1419 | 1215.1419 | 1215.1419 | 1215.1419 | 1215.1419 | 1215.1419 | 1215.1419 | 1215.1419 | 1215.1419 | 1215.1419 | 1215.1419 | 1215.1419 | 1215.1419 | 1215.1419 | 1215.1419 | 1215.1419 | 1215.1419 | 1215.1419 | 1215.1419 | 1215.1419 | 1215.1419 | 1215.1419 | 1215.1419
F2_Commercial_WA - Miscellaneous_Existing_Food Preparation_Natural Gas_Steamer_A_Achievable Economic RVT Potential | F2 | Commercial | WA - Miscellaneous | Existing | Food Preparation | Natural Gas | Steamer | A | Integrated Unit Summer Peak Savings (kW) | Achievable Economic RVT Potential | 0 | 0 | 0 | 0 | 0 | 0 | 0 | 0 | 0 | 0 | 0 | 0 | 0 | 0 | 0 | 0 | 0 | 0 | 0 | 0 | 0 | 0 | 0 | 0 | 0 | 0 | 0
F3_Commercial_WA - Miscellaneous_Existing_Food Preparation_Natural Gas_Steamer_A_Achievable Economic RVT Potential | F3 | Commercial | WA - Miscellaneous | Existing | Food Preparation | Natural Gas | Steamer | A | Integrated Unit Winter Peak Savings (kW) | Achievable Economic RVT Potential | 0 | 0 | 0 | 0 | 0 | 0 | 0 | 0 | 0 | 0 | 0 | 0 | 0 | 0 | 0 | 0 | 0 | 0 | 0 | 0 | 0 | 0 | 0 | 0 | 0 | 0 | 0
F4_Commercial_WA - Miscellaneous_Existing_Food Preparation_Natural Gas_Steamer_A_Achievable Economic RVT Potential | F4 | Commercial | WA - Miscellaneous | Existing | Food Preparation | Natural Gas | Steamer | A | Incremental Energy Savings (MWh or mTherms) | Achievable Economic RVT Potential | 0 | 0 | 0 | 0.0017402 | 0.0051915 | 0.008521 | 0.011766 | 0.014954 | 0.018799 | 0.022546 | 0.026166 | 0.027914 | 0.027827 | 0.038202 | 0.036451 | 0.035203 | 0.033628 | 0.032385 | 0.031424 | 0.03069 | 0.034194 | 0.025882 | 0.028761 | 0.026572 | 0.023665 | 0.025415 | 0.019635
F5_Commercial_WA - Miscellaneous_Existing_Food Preparation_Natural Gas_Steamer_A_Achievable Economic RVT Potential | F5 | Commercial | WA - Miscellaneous | Existing | Food Preparation | Natural Gas | Steamer | A | Incremental Summer Peak Savings (MW) | Achievable Economic RVT Potential | 0 | 0 | 0 | 0 | 0 | 0 | 0 | 0 | 0 | 0 | 0 | 0 | 0 | 0 | 0 | 0 | 0 | 0 | 0 | 0 | 0 | 0 | 0 | 0 | 0 | 0 | 0
F6_Commercial_WA - Miscellaneous_Existing_Food Preparation_Natural Gas_Steamer_A_Achievable Economic RVT Potential | F6 | Commercial | WA - Miscellaneous | Existing | Food Preparation | Natural Gas | Steamer | A | Incremental Winter Peak Savings (MW) | Achievable Economic RVT Potential | 0 | 0 | 0 | 0 | 0 | 0 | 0 | 0 | 0 | 0 | 0 | 0 | 0 | 0 | 0 | 0 | 0 | 0 | 0 | 0 | 0 | 0 | 0 | 0 | 0 | 0 | 0
F7_Commercial_WA - Miscellaneous_Existing_Food Preparation_Natural Gas_Steamer_A_Achievable Economic RVT Potential | F7 | Commercial | WA - Miscellaneous | Existing | Food Preparation | Natural Gas | Steamer | A | Cumulative Energy Savings (MWh or mTherms) | Achievable Economic RVT Potential | 0 | 0 | 0 | 0.0017402 | 0.0069316 | 0.015453 | 0.027219 | 0.042173 | 0.060972 | 0.083518 | 0.10968 | 0.1376 | 0.16543 | 0.20363 | 0.24008 | 0.27528 | 0.30891 | 0.34129 | 0.37272 | 0.40341 | 0.4376 | 0.46348 | 0.49224 | 0.51882 | 0.54248 | 0.5679 | 0.58753
F8_Commercial_WA - Miscellaneous_Existing_Food Preparation_Natural Gas_Steamer_A_Achievable Economic RVT Potential | F8 | Commercial | WA - Miscellaneous | Existing | Food Preparation | Natural Gas | Steamer | A | Cumulative Summer Peak Savings (MW) | Achievable Economic RVT Potential | 0 | 0 | 0 | 0 | 0 | 0 | 0 | 0 | 0 | 0 | 0 | 0 | 0 | 0 | 0 | 0 | 0 | 0 | 0 | 0 | 0 | 0 | 0 | 0 | 0 | 0 | 0
F9_Commercial_WA - Miscellaneous_Existing_Food Preparation_Natural Gas_Steamer_A_Achievable Economic RVT Potential | F9 | Commercial | WA - Miscellaneous | Existing | Food Preparation | Natural Gas | Steamer | A | Cumulative Winter Peak Savings (MW) | Achievable Economic RVT Potential | 0 | 0 | 0 | 0 | 0 | 0 | 0 | 0 | 0 | 0 | 0 | 0 | 0 | 0 | 0 | 0 | 0 | 0 | 0 | 0 | 0 | 0 | 0 | 0 | 0 | 0 | 0
F10_Commercial_WA - Miscellaneous_Existing_Food Preparation_Natural Gas_Steamer_A_Achievable Economic RVT Potential | F10 | Commercial | WA - Miscellaneous | Existing | Food Preparation | Natural Gas | Steamer | A | Purchases (Incremental) | Achievable Economic RVT Potential | 0 | 0 | 0 | 0.0014321 | 0.0042723 | 0.0070124 | 0.0096829 | 0.012306 | 0.015471 | 0.018554 | 0.021533 | 0.022972 | 0.022901 | 0.031438 | 0.029998 | 0.02897 | 0.027674 | 0.026651 | 0.02586 | 0.025256 | 0.02814 | 0.0213 | 0.023669 | 0.021868 | 0.019475 | 0.020916 | 0.016159
F11_Commercial_WA - Miscellaneous_Existing_Food Preparation_Natural Gas_Steamer_A_Achievable Economic RVT Potential | F11 | Commercial | WA - Miscellaneous | Existing | Food Preparation | Natural Gas | Steamer | A | Purchases (Cumulative) | Achievable Economic RVT Potential | 0 | 0 | 0 | 0.0014321 | 0.0057044 | 0.012717 | 0.0224 | 0.034706 | 0.050177 | 0.068731 | 0.090264 | 0.11324 | 0.13614 | 0.16757 | 0.19757 | 0.22654 | 0.25422 | 0.28087 | 0.30673 | 0.33198 | 0.36012 | 0.38142 | 0.40509 | 0.42696 | 0.44643 | 0.46735 | 0.48351
F1_Commercial_WA - Miscellaneous_Existing_Food Preparation_Natural Gas_Commercial Food Prep Other_A_Achievable Economic RVT Potential | F1 | Commercial | WA - Miscellaneous | Existing | Food Preparation | Natural Gas | Commercial Food Prep Other | A | Integrated Unit Energy Savings (kWh or therms) | Achievable Economic RVT Potential | 0 | 0 | 0 | 0 | 0 | 0 | 0 | 0 | 0 | 0 | 0 | 0 | 0 | 0 | 0 | 0 | 0 | 0 | 0 | 0 | 0 | 0 | 0 | 0 | 0 | 0 | 0
F2_Commercial_WA - Miscellaneous_Existing_Food Preparation_Natural Gas_Commercial Food Prep Other_A_Achievable Economic RVT Potential | F2 | Commercial | WA - Miscellaneous | Existing | Food Preparation | Natural Gas | Commercial Food Prep Other | A | Integrated Unit Summer Peak Savings (kW) | Achievable Economic RVT Potential | 0 | 0 | 0 | 0 | 0 | 0 | 0 | 0 | 0 | 0 | 0 | 0 | 0 | 0 | 0 | 0 | 0 | 0 | 0 | 0 | 0 | 0 | 0 | 0 | 0 | 0 | 0
F3_Commercial_WA - Miscellaneous_Existing_Food Preparation_Natural Gas_Commercial Food Prep Other_A_Achievable Economic RVT Potential | F3 | Commercial | WA - Miscellaneous | Existing | Food Preparation | Natural Gas | Commercial Food Prep Other | A | Integrated Unit Winter Peak Savings (kW) | Achievable Economic RVT Potential | 0 | 0 | 0 | 0 | 0 | 0 | 0 | 0 | 0 | 0 | 0 | 0 | 0 | 0 | 0 | 0 | 0 | 0 | 0 | 0 | 0 | 0 | 0 | 0 | 0 | 0 | 0
F4_Commercial_WA - Miscellaneous_Existing_Food Preparation_Natural Gas_Commercial Food Prep Other_A_Achievable Economic RVT Potential | F4 | Commercial | WA - Miscellaneous | Existing | Food Preparation | Natural Gas | Commercial Food Prep Other | A | Incremental Energy Savings (MWh or mTherms) | Achievable Economic RVT Potential | 0 | 0 | 0 | 0 | 0 | 0 | 0 | 0 | 0 | 0 | 0 | 0 | 0 | 0 | 0 | 0 | 0 | 0 | 0 | 0 | 0 | 0 | 0 | 0 | 0 | 0 | 0
F5_Commercial_WA - Miscellaneous_Existing_Food Preparation_Natural Gas_Commercial Food Prep Other_A_Achievable Economic RVT Potential | F5 | Commercial | WA - Miscellaneous | Existing | Food Preparation | Natural Gas | Commercial Food Prep Other | A | Incremental Summer Peak Savings (MW) | Achievable Economic RVT Potential | 0 | 0 | 0 | 0 | 0 | 0 | 0 | 0 | 0 | 0 | 0 | 0 | 0 | 0 | 0 | 0 | 0 | 0 | 0 | 0 | 0 | 0 | 0 | 0 | 0 | 0 | 0
F6_Commercial_WA - Miscellaneous_Existing_Food Preparation_Natural Gas_Commercial Food Prep Other_A_Achievable Economic RVT Potential | F6 | Commercial | WA - Miscellaneous | Existing | Food Preparation | Natural Gas | Commercial Food Prep Other | A | Incremental Winter Peak Savings (MW) | Achievable Economic RVT Potential | 0 | 0 | 0 | 0 | 0 | 0 | 0 | 0 | 0 | 0 | 0 | 0 | 0 | 0 | 0 | 0 | 0 | 0 | 0 | 0 | 0 | 0 | 0 | 0 | 0 | 0 | 0
F7_Commercial_WA - Miscellaneous_Existing_Food Preparation_Natural Gas_Commercial Food Prep Other_A_Achievable Economic RVT Potential | F7 | Commercial | WA - Miscellaneous | Existing | Food Preparation | Natural Gas | Commercial Food Prep Other | A | Cumulative Energy Savings (MWh or mTherms) | Achievable Economic RVT Potential | 0 | 0 | 0 | 0 | 0 | 0 | 0 | 0 | 0 | 0 | 0 | 0 | 0 | 0 | 0 | 0 | 0 | 0 | 0 | 0 | 0 | 0 | 0 | 0 | 0 | 0 | 0
F8_Commercial_WA - Miscellaneous_Existing_Food Preparation_Natural Gas_Commercial Food Prep Other_A_Achievable Economic RVT Potential | F8 | Commercial | WA - Miscellaneous | Existing | Food Preparation | Natural Gas | Commercial Food Prep Other | A | Cumulative Summer Peak Savings (MW) | Achievable Economic RVT Potential | 0 | 0 | 0 | 0 | 0 | 0 | 0 | 0 | 0 | 0 | 0 | 0 | 0 | 0 | 0 | 0 | 0 | 0 | 0 | 0 | 0 | 0 | 0 | 0 | 0 | 0 | 0
F9_Commercial_WA - Miscellaneous_Existing_Food Preparation_Natural Gas_Commercial Food Prep Other_A_Achievable Economic RVT Potential | F9 | Commercial | WA - Miscellaneous | Existing | Food Preparation | Natural Gas | Commercial Food Prep Other | A | Cumulative Winter Peak Savings (MW) | Achievable Economic RVT Potential | 0 | 0 | 0 | 0 | 0 | 0 | 0 | 0 | 0 | 0 | 0 | 0 | 0 | 0 | 0 | 0 | 0 | 0 | 0 | 0 | 0 | 0 | 0 | 0 | 0 | 0 | 0
F10_Commercial_WA - Miscellaneous_Existing_Food Preparation_Natural Gas_Commercial Food Prep Other_A_Achievable Economic RVT Potential | F10 | Commercial | WA - Miscellaneous | Existing | Food Preparation | Natural Gas | Commercial Food Prep Other | A | Purchases (Incremental) | Achievable Economic RVT Potential | 0 | 0 | 0 | 0 | 0 | 0 | 0 | 0 | 0 | 0 | 0 | 0 | 0 | 0 | 0 | 0 | 0 | 0 | 0 | 0 | 0 | 0 | 0 | 0 | 0 | 0 | 0
F11_Commercial_WA - Miscellaneous_Existing_Food Preparation_Natural Gas_Commercial Food Prep Other_A_Achievable Economic RVT Potential | F11 | Commercial | WA - Miscellaneous | Existing | Food Preparation | Natural Gas | Commercial Food Prep Other | A | Purchases (Cumulative) | Achievable Economic RVT Potential | 0 | 0 | 0 | 0 | 0 | 0 | 0 | 0 | 0 | 0 | 0 | 0 | 0 | 0 | 0 | 0 | 0 | 0 | 0 | 0 | 0 | 0 | 0 | 0 | 0 | 0 | 0
F1_Commercial_WA - Miscellaneous_Existing_Miscellaneous_Natural Gas_Pool Heater_A_Achievable Economic RVT Potential | F1 | Commercial | WA - Miscellaneous | Existing | Miscellaneous | Natural Gas | Pool Heater | A | Integrated Unit Energy Savings (kWh or therms) | Achievable Economic RVT Potential | 0 | 2233.5 | 2233.5 | 2233.5 | 2233.5 | 2233.5 | 2233.5 | 2233.5 | 2233.5 | 2233.5 | 2233.5 | 2233.5 | 2233.5 | 2233.5 | 2233.5 | 2233.5 | 2233.5 | 2233.5 | 2233.5 | 2233.5 | 2233.5 | 2233.5 | 2233.5 | 2233.5 | 2233.5 | 2233.5 | 2233.5
F2_Commercial_WA - Miscellaneous_Existing_Miscellaneous_Natural Gas_Pool Heater_A_Achievable Economic RVT Potential | F2 | Commercial | WA - Miscellaneous | Existing | Miscellaneous | Natural Gas | Pool Heater | A | Integrated Unit Summer Peak Savings (kW) | Achievable Economic RVT Potential | 0 | 0 | 0 | 0 | 0 | 0 | 0 | 0 | 0 | 0 | 0 | 0 | 0 | 0 | 0 | 0 | 0 | 0 | 0 | 0 | 0 | 0 | 0 | 0 | 0 | 0 | 0
F3_Commercial_WA - Miscellaneous_Existing_Miscellaneous_Natural Gas_Pool Heater_A_Achievable Economic RVT Potential | F3 | Commercial | WA - Miscellaneous | Existing | Miscellaneous | Natural Gas | Pool Heater | A | Integrated Unit Winter Peak Savings (kW) | Achievable Economic RVT Potential | 0 | 0 | 0 | 0 | 0 | 0 | 0 | 0 | 0 | 0 | 0 | 0 | 0 | 0 | 0 | 0 | 0 | 0 | 0 | 0 | 0 | 0 | 0 | 0 | 0 | 0 | 0
F4_Commercial_WA - Miscellaneous_Existing_Miscellaneous_Natural Gas_Pool Heater_A_Achievable Economic RVT Potential | F4 | Commercial | WA - Miscellaneous | Existing | Miscellaneous | Natural Gas | Pool Heater | A | Incremental Energy Savings (MWh or mTherms) | Achievable Economic RVT Potential | 0 | 0 | 0 | 0 | 0 | 0 | 0 | 0 | 0 | 0 | 0 | 0 | 0 | 0 | 0 | 0 | 0 | 0 | 0 | 0 | 0 | 0 | 0 | 0 | 0 | 0 | 0
F5_Commercial_WA - Miscellaneous_Existing_Miscellaneous_Natural Gas_Pool Heater_A_Achievable Economic RVT Potential | F5 | Commercial | WA - Miscellaneous | Existing | Miscellaneous | Natural Gas | Pool Heater | A | Incremental Summer Peak Savings (MW) | Achievable Economic RVT Potential | 0 | 0 | 0 | 0 | 0 | 0 | 0 | 0 | 0 | 0 | 0 | 0 | 0 | 0 | 0 | 0 | 0 | 0 | 0 | 0 | 0 | 0 | 0 | 0 | 0 | 0 | 0
F6_Commercial_WA - Miscellaneous_Existing_Miscellaneous_Natural Gas_Pool Heater_A_Achievable Economic RVT Potential | F6 | Commercial | WA - Miscellaneous | Existing | Miscellaneous | Natural Gas | Pool Heater | A | Incremental Winter Peak Savings (MW) | Achievable Economic RVT Potential | 0 | 0 | 0 | 0 | 0 | 0 | 0 | 0 | 0 | 0 | 0 | 0 | 0 | 0 | 0 | 0 | 0 | 0 | 0 | 0 | 0 | 0 | 0 | 0 | 0 | 0 | 0
F7_Commercial_WA - Miscellaneous_Existing_Miscellaneous_Natural Gas_Pool Heater_A_Achievable Economic RVT Potential | F7 | Commercial | WA - Miscellaneous | Existing | Miscellaneous | Natural Gas | Pool Heater | A | Cumulative Energy Savings (MWh or mTherms) | Achievable Economic RVT Potential | 0 | 0 | 0 | 0 | 0 | 0 | 0 | 0 | 0 | 0 | 0 | 0 | 0 | 0 | 0 | 0 | 0 | 0 | 0 | 0 | 0 | 0 | 0 | 0 | 0 | 0 | 0
F8_Commercial_WA - Miscellaneous_Existing_Miscellaneous_Natural Gas_Pool Heater_A_Achievable Economic RVT Potential | F8 | Commercial | WA - Miscellaneous | Existing | Miscellaneous | Natural Gas | Pool Heater | A | Cumulative Summer Peak Savings (MW) | Achievable Economic RVT Potential | 0 | 0 | 0 | 0 | 0 | 0 | 0 | 0 | 0 | 0 | 0 | 0 | 0 | 0 | 0 | 0 | 0 | 0 | 0 | 0 | 0 | 0 | 0 | 0 | 0 | 0 | 0
F9_Commercial_WA - Miscellaneous_Existing_Miscellaneous_Natural Gas_Pool Heater_A_Achievable Economic RVT Potential | F9 | Commercial | WA - Miscellaneous | Existing | Miscellaneous | Natural Gas | Pool Heater | A | Cumulative Winter Peak Savings (MW) | Achievable Economic RVT Potential | 0 | 0 | 0 | 0 | 0 | 0 | 0 | 0 | 0 | 0 | 0 | 0 | 0 | 0 | 0 | 0 | 0 | 0 | 0 | 0 | 0 | 0 | 0 | 0 | 0 | 0 | 0
F10_Commercial_WA - Miscellaneous_Existing_Miscellaneous_Natural Gas_Pool Heater_A_Achievable Economic RVT Potential | F10 | Commercial | WA - Miscellaneous | Existing | Miscellaneous | Natural Gas | Pool Heater | A | Purchases (Incremental) | Achievable Economic RVT Potential | 0 | 0 | 0 | 0 | 0 | 0 | 0 | 0 | 0 | 0 | 0 | 0 | 0 | 0 | 0 | 0 | 0 | 0 | 0 | 0 | 0 | 0 | 0 | 0 | 0 | 0 | 0
F11_Commercial_WA - Miscellaneous_Existing_Miscellaneous_Natural Gas_Pool Heater_A_Achievable Economic RVT Potential | F11 | Commercial | WA - Miscellaneous | Existing | Miscellaneous | Natural Gas | Pool Heater | A | Purchases (Cumulative) | Achievable Economic RVT Potential | 0 | 0 | 0 | 0 | 0 | 0 | 0 | 0 | 0 | 0 | 0 | 0 | 0 | 0 | 0 | 0 | 0 | 0 | 0 | 0 | 0 | 0 | 0 | 0 | 0 | 0 | 0
F1_Commercial_WA - Miscellaneous_New_Space Heating_Natural Gas_Furnace_A_Achievable Economic RVT Potential | F1 | Commercial | WA - Miscellaneous | New | Space Heating | Natural Gas | Furnace | A | Integrated Unit Energy Savings (kWh or therms) | Achievable Economic RVT Potential | 0 | 0 | 0 | 0 | 0 | 0 | 0 | 0 | 0 | 0 | 0 | 0 | 0 | 0 | 0 | 0 | 0 | 0 | 0 | 0 | 0 | 0 | 0 | 0 | 0 | 0 | 0
F2_Commercial_WA - Miscellaneous_New_Space Heating_Natural Gas_Furnace_A_Achievable Economic RVT Potential | F2 | Commercial | WA - Miscellaneous | New | Space Heating | Natural Gas | Furnace | A | Integrated Unit Summer Peak Savings (kW) | Achievable Economic RVT Potential | 0 | 0 | 0 | 0 | 0 | 0 | 0 | 0 | 0 | 0 | 0 | 0 | 0 | 0 | 0 | 0 | 0 | 0 | 0 | 0 | 0 | 0 | 0 | 0 | 0 | 0 | 0
F3_Commercial_WA - Miscellaneous_New_Space Heating_Natural Gas_Furnace_A_Achievable Economic RVT Potential | F3 | Commercial | WA - Miscellaneous | New | Space Heating | Natural Gas | Furnace | A | Integrated Unit Winter Peak Savings (kW) | Achievable Economic RVT Potential | 0 | 0 | 0 | 0 | 0 | 0 | 0 | 0 | 0 | 0 | 0 | 0 | 0 | 0 | 0 | 0 | 0 | 0 | 0 | 0 | 0 | 0 | 0 | 0 | 0 | 0 | 0
F4_Commercial_WA - Miscellaneous_New_Space Heating_Natural Gas_Furnace_A_Achievable Economic RVT Potential | F4 | Commercial | WA - Miscellaneous | New | Space Heating | Natural Gas | Furnace | A | Incremental Energy Savings (MWh or mTherms) | Achievable Economic RVT Potential | 0 | 0 | 0 | 0 | 0 | 0 | 0 | 0 | 0 | 0 | 0 | 0 | 0 | 0 | 0 | 0 | 0 | 0 | 0 | 0 | 0 | 0 | 0 | 0 | 0 | 0 | 0
F5_Commercial_WA - Miscellaneous_New_Space Heating_Natural Gas_Furnace_A_Achievable Economic RVT Potential | F5 | Commercial | WA - Miscellaneous | New | Space Heating | Natural Gas | Furnace | A | Incremental Summer Peak Savings (MW) | Achievable Economic RVT Potential | 0 | 0 | 0 | 0 | 0 | 0 | 0 | 0 | 0 | 0 | 0 | 0 | 0 | 0 | 0 | 0 | 0 | 0 | 0 | 0 | 0 | 0 | 0 | 0 | 0 | 0 | 0
F6_Commercial_WA - Miscellaneous_New_Space Heating_Natural Gas_Furnace_A_Achievable Economic RVT Potential | F6 | Commercial | WA - Miscellaneous | New | Space Heating | Natural Gas | Furnace | A | Incremental Winter Peak Savings (MW) | Achievable Economic RVT Potential | 0 | 0 | 0 | 0 | 0 | 0 | 0 | 0 | 0 | 0 | 0 | 0 | 0 | 0 | 0 | 0 | 0 | 0 | 0 | 0 | 0 | 0 | 0 | 0 | 0 | 0 | 0
F7_Commercial_WA - Miscellaneous_New_Space Heating_Natural Gas_Furnace_A_Achievable Economic RVT Potential | F7 | Commercial | WA - Miscellaneous | New | Space Heating | Natural Gas | Furnace | A | Cumulative Energy Savings (MWh or mTherms) | Achievable Economic RVT Potential | 0 | 0 | 0 | 0 | 0 | 0 | 0 | 0 | 0 | 0 | 0 | 0 | 0 | 0 | 0 | 0 | 0 | 0 | 0 | 0 | 0 | 0 | 0 | 0 | 0 | 0 | 0
F8_Commercial_WA - Miscellaneous_New_Space Heating_Natural Gas_Furnace_A_Achievable Economic RVT Potential | F8 | Commercial | WA - Miscellaneous | New | Space Heating | Natural Gas | Furnace | A | Cumulative Summer Peak Savings (MW) | Achievable Economic RVT Potential | 0 | 0 | 0 | 0 | 0 | 0 | 0 | 0 | 0 | 0 | 0 | 0 | 0 | 0 | 0 | 0 | 0 | 0 | 0 | 0 | 0 | 0 | 0 | 0 | 0 | 0 | 0
F9_Commercial_WA - Miscellaneous_New_Space Heating_Natural Gas_Furnace_A_Achievable Economic RVT Potential | F9 | Commercial | WA - Miscellaneous | New | Space Heating | Natural Gas | Furnace | A | Cumulative Winter Peak Savings (MW) | Achievable Economic RVT Potential | 0 | 0 | 0 | 0 | 0 | 0 | 0 | 0 | 0 | 0 | 0 | 0 | 0 | 0 | 0 | 0 | 0 | 0 | 0 | 0 | 0 | 0 | 0 | 0 | 0 | 0 | 0
F10_Commercial_WA - Miscellaneous_New_Space Heating_Natural Gas_Furnace_A_Achievable Economic RVT Potential | F10 | Commercial | WA - Miscellaneous | New | Space Heating | Natural Gas | Furnace | A | Purchases (Incremental) | Achievable Economic RVT Potential | 0 | 0 | 0 | 0 | 0 | 0 | 0 | 0 | 0 | 0 | 0 | 0 | 0 | 0 | 0 | 0 | 0 | 0 | 0 | 0 | 0 | 0 | 0 | 0 | 0 | 0 | 0
F11_Commercial_WA - Miscellaneous_New_Space Heating_Natural Gas_Furnace_A_Achievable Economic RVT Potential | F11 | Commercial | WA - Miscellaneous | New | Space Heating | Natural Gas | Furnace | A | Purchases (Cumulative) | Achievable Economic RVT Potential | 0 | 0 | 0 | 0 | 0 | 0 | 0 | 0 | 0 | 0 | 0 | 0 | 0 | 0 | 0 | 0 | 0 | 0 | 0 | 0 | 0 | 0 | 0 | 0 | 0 | 0 | 0
F1_Commercial_WA - Miscellaneous_New_Space Heating_Natural Gas_Boiler_A_Achievable Economic RVT Potential | F1 | Commercial | WA - Miscellaneous | New | Space Heating | Natural Gas | Boiler | A | Integrated Unit Energy Savings (kWh or therms) | Achievable Economic RVT Potential | 0 | 0 | 0 | 0 | 0 | 0 | 0 | 0 | 0 | 0 | 0 | 0 | 0 | 0 | 0 | 0 | 0 | 0 | 0 | 0 | 0 | 0 | 0 | 0 | 0 | 0 | 0
F2_Commercial_WA - Miscellaneous_New_Space Heating_Natural Gas_Boiler_A_Achievable Economic RVT Potential | F2 | Commercial | WA - Miscellaneous | New | Space Heating | Natural Gas | Boiler | A | Integrated Unit Summer Peak Savings (kW) | Achievable Economic RVT Potential | 0 | 0 | 0 | 0 | 0 | 0 | 0 | 0 | 0 | 0 | 0 | 0 | 0 | 0 | 0 | 0 | 0 | 0 | 0 | 0 | 0 | 0 | 0 | 0 | 0 | 0 | 0
F3_Commercial_WA - Miscellaneous_New_Space Heating_Natural Gas_Boiler_A_Achievable Economic RVT Potential | F3 | Commercial | WA - Miscellaneous | New | Space Heating | Natural Gas | Boiler | A | Integrated Unit Winter Peak Savings (kW) | Achievable Economic RVT Potential | 0 | 0 | 0 | 0 | 0 | 0 | 0 | 0 | 0 | 0 | 0 | 0 | 0 | 0 | 0 | 0 | 0 | 0 | 0 | 0 | 0 | 0 | 0 | 0 | 0 | 0 | 0
F4_Commercial_WA - Miscellaneous_New_Space Heating_Natural Gas_Boiler_A_Achievable Economic RVT Potential | F4 | Commercial | WA - Miscellaneous | New | Space Heating | Natural Gas | Boiler | A | Incremental Energy Savings (MWh or mTherms) | Achievable Economic RVT Potential | 0 | 0 | 0 | 0 | 0 | 0 | 0 | 0 | 0 | 0 | 0 | 0 | 0 | 0 | 0 | 0 | 0 | 0 | 0 | 0 | 0 | 0 | 0 | 0 | 0 | 0 | 0
F5_Commercial_WA - Miscellaneous_New_Space Heating_Natural Gas_Boiler_A_Achievable Economic RVT Potential | F5 | Commercial | WA - Miscellaneous | New | Space Heating | Natural Gas | Boiler | A | Incremental Summer Peak Savings (MW) | Achievable Economic RVT Potential | 0 | 0 | 0 | 0 | 0 | 0 | 0 | 0 | 0 | 0 | 0 | 0 | 0 | 0 | 0 | 0 | 0 | 0 | 0 | 0 | 0 | 0 | 0 | 0 | 0 | 0 | 0
F6_Commercial_WA - Miscellaneous_New_Space Heating_Natural Gas_Boiler_A_Achievable Economic RVT Potential | F6 | Commercial | WA - Miscellaneous | New | Space Heating | Natural Gas | Boiler | A | Incremental Winter Peak Savings (MW) | Achievable Economic RVT Potential | 0 | 0 | 0 | 0 | 0 | 0 | 0 | 0 | 0 | 0 | 0 | 0 | 0 | 0 | 0 | 0 | 0 | 0 | 0 | 0 | 0 | 0 | 0 | 0 | 0 | 0 | 0
F7_Commercial_WA - Miscellaneous_New_Space Heating_Natural Gas_Boiler_A_Achievable Economic RVT Potential | F7 | Commercial | WA - Miscellaneous | New | Space Heating | Natural Gas | Boiler | A | Cumulative Energy Savings (MWh or mTherms) | Achievable Economic RVT Potential | 0 | 0 | 0 | 0 | 0 | 0 | 0 | 0 | 0 | 0 | 0 | 0 | 0 | 0 | 0 | 0 | 0 | 0 | 0 | 0 | 0 | 0 | 0 | 0 | 0 | 0 | 0
F8_Commercial_WA - Miscellaneous_New_Space Heating_Natural Gas_Boiler_A_Achievable Economic RVT Potential | F8 | Commercial | WA - Miscellaneous | New | Space Heating | Natural Gas | Boiler | A | Cumulative Summer Peak Savings (MW) | Achievable Economic RVT Potential | 0 | 0 | 0 | 0 | 0 | 0 | 0 | 0 | 0 | 0 | 0 | 0 | 0 | 0 | 0 | 0 | 0 | 0 | 0 | 0 | 0 | 0 | 0 | 0 | 0 | 0 | 0
F9_Commercial_WA - Miscellaneous_New_Space Heating_Natural Gas_Boiler_A_Achievable Economic RVT Potential | F9 | Commercial | WA - Miscellaneous | New | Space Heating | Natural Gas | Boiler | A | Cumulative Winter Peak Savings (MW) | Achievable Economic RVT Potential | 0 | 0 | 0 | 0 | 0 | 0 | 0 | 0 | 0 | 0 | 0 | 0 | 0 | 0 | 0 | 0 | 0 | 0 | 0 | 0 | 0 | 0 | 0 | 0 | 0 | 0 | 0
F10_Commercial_WA - Miscellaneous_New_Space Heating_Natural Gas_Boiler_A_Achievable Economic RVT Potential | F10 | Commercial | WA - Miscellaneous | New | Space Heating | Natural Gas | Boiler | A | Purchases (Incremental) | Achievable Economic RVT Potential | 0 | 0 | 0 | 0 | 0 | 0 | 0 | 0 | 0 | 0 | 0 | 0 | 0 | 0 | 0 | 0 | 0 | 0 | 0 | 0 | 0 | 0 | 0 | 0 | 0 | 0 | 0
F11_Commercial_WA - Miscellaneous_New_Space Heating_Natural Gas_Boiler_A_Achievable Economic RVT Potential | F11 | Commercial | WA - Miscellaneous | New | Space Heating | Natural Gas | Boiler | A | Purchases (Cumulative) | Achievable Economic RVT Potential | 0 | 0 | 0 | 0 | 0 | 0 | 0 | 0 | 0 | 0 | 0 | 0 | 0 | 0 | 0 | 0 | 0 | 0 | 0 | 0 | 0 | 0 | 0 | 0 | 0 | 0 | 0
F1_Commercial_WA - Miscellaneous_New_Space Heating_Natural Gas_Unit Heater_A_Achievable Economic RVT Potential | F1 | Commercial | WA - Miscellaneous | New | Space Heating | Natural Gas | Unit Heater | A | Integrated Unit Energy Savings (kWh or therms) | Achievable Economic RVT Potential | 0 | 0 | 0 | 0 | 0 | 0 | 0 | 0 | 0 | 0 | 0 | 0 | 0 | 0 | 0 | 0 | 0 | 0 | 0 | 0 | 0 | 0 | 0 | 0 | 0 | 0 | 0
F2_Commercial_WA - Miscellaneous_New_Space Heating_Natural Gas_Unit Heater_A_Achievable Economic RVT Potential | F2 | Commercial | WA - Miscellaneous | New | Space Heating | Natural Gas | Unit Heater | A | Integrated Unit Summer Peak Savings (kW) | Achievable Economic RVT Potential | 0 | 0 | 0 | 0 | 0 | 0 | 0 | 0 | 0 | 0 | 0 | 0 | 0 | 0 | 0 | 0 | 0 | 0 | 0 | 0 | 0 | 0 | 0 | 0 | 0 | 0 | 0
F3_Commercial_WA - Miscellaneous_New_Space Heating_Natural Gas_Unit Heater_A_Achievable Economic RVT Potential | F3 | Commercial | WA - Miscellaneous | New | Space Heating | Natural Gas | Unit Heater | A | Integrated Unit Winter Peak Savings (kW) | Achievable Economic RVT Potential | 0 | 0 | 0 | 0 | 0 | 0 | 0 | 0 | 0 | 0 | 0 | 0 | 0 | 0 | 0 | 0 | 0 | 0 | 0 | 0 | 0 | 0 | 0 | 0 | 0 | 0 | 0
F4_Commercial_WA - Miscellaneous_New_Space Heating_Natural Gas_Unit Heater_A_Achievable Economic RVT Potential | F4 | Commercial | WA - Miscellaneous | New | Space Heating | Natural Gas | Unit Heater | A | Incremental Energy Savings (MWh or mTherms) | Achievable Economic RVT Potential | 0 | 0 | 0 | 0 | 0 | 0 | 0 | 0 | 0 | 0 | 0 | 0 | 0 | 0 | 0 | 0 | 0 | 0 | 0 | 0 | 0 | 0 | 0 | 0 | 0 | 0 | 0
F5_Commercial_WA - Miscellaneous_New_Space Heating_Natural Gas_Unit Heater_A_Achievable Economic RVT Potential | F5 | Commercial | WA - Miscellaneous | New | Space Heating | Natural Gas | Unit Heater | A | Incremental Summer Peak Savings (MW) | Achievable Economic RVT Potential | 0 | 0 | 0 | 0 | 0 | 0 | 0 | 0 | 0 | 0 | 0 | 0 | 0 | 0 | 0 | 0 | 0 | 0 | 0 | 0 | 0 | 0 | 0 | 0 | 0 | 0 | 0
F6_Commercial_WA - Miscellaneous_New_Space Heating_Natural Gas_Unit Heater_A_Achievable Economic RVT Potential | F6 | Commercial | WA - Miscellaneous | New | Space Heating | Natural Gas | Unit Heater | A | Incremental Winter Peak Savings (MW) | Achievable Economic RVT Potential | 0 | 0 | 0 | 0 | 0 | 0 | 0 | 0 | 0 | 0 | 0 | 0 | 0 | 0 | 0 | 0 | 0 | 0 | 0 | 0 | 0 | 0 | 0 | 0 | 0 | 0 | 0
F7_Commercial_WA - Miscellaneous_New_Space Heating_Natural Gas_Unit Heater_A_Achievable Economic RVT Potential | F7 | Commercial | WA - Miscellaneous | New | Space Heating | Natural Gas | Unit Heater | A | Cumulative Energy Savings (MWh or mTherms) | Achievable Economic RVT Potential | 0 | 0 | 0 | 0 | 0 | 0 | 0 | 0 | 0 | 0 | 0 | 0 | 0 | 0 | 0 | 0 | 0 | 0 | 0 | 0 | 0 | 0 | 0 | 0 | 0 | 0 | 0
F8_Commercial_WA - Miscellaneous_New_Space Heating_Natural Gas_Unit Heater_A_Achievable Economic RVT Potential | F8 | Commercial | WA - Miscellaneous | New | Space Heating | Natural Gas | Unit Heater | A | Cumulative Summer Peak Savings (MW) | Achievable Economic RVT Potential | 0 | 0 | 0 | 0 | 0 | 0 | 0 | 0 | 0 | 0 | 0 | 0 | 0 | 0 | 0 | 0 | 0 | 0 | 0 | 0 | 0 | 0 | 0 | 0 | 0 | 0 | 0
F9_Commercial_WA - Miscellaneous_New_Space Heating_Natural Gas_Unit Heater_A_Achievable Economic RVT Potential | F9 | Commercial | WA - Miscellaneous | New | Space Heating | Natural Gas | Unit Heater | A | Cumulative Winter Peak Savings (MW) | Achievable Economic RVT Potential | 0 | 0 | 0 | 0 | 0 | 0 | 0 | 0 | 0 | 0 | 0 | 0 | 0 | 0 | 0 | 0 | 0 | 0 | 0 | 0 | 0 | 0 | 0 | 0 | 0 | 0 | 0
F10_Commercial_WA - Miscellaneous_New_Space Heating_Natural Gas_Unit Heater_A_Achievable Economic RVT Potential | F10 | Commercial | WA - Miscellaneous | New | Space Heating | Natural Gas | Unit Heater | A | Purchases (Incremental) | Achievable Economic RVT Potential | 0 | 0 | 0 | 0 | 0 | 0 | 0 | 0 | 0 | 0 | 0 | 0 | 0 | 0 | 0 | 0 | 0 | 0 | 0 | 0 | 0 | 0 | 0 | 0 | 0 | 0 | 0
F11_Commercial_WA - Miscellaneous_New_Space Heating_Natural Gas_Unit Heater_A_Achievable Economic RVT Potential | F11 | Commercial | WA - Miscellaneous | New | Space Heating | Natural Gas | Unit Heater | A | Purchases (Cumulative) | Achievable Economic RVT Potential | 0 | 0 | 0 | 0 | 0 | 0 | 0 | 0 | 0 | 0 | 0 | 0 | 0 | 0 | 0 | 0 | 0 | 0 | 0 | 0 | 0 | 0 | 0 | 0 | 0 | 0 | 0
F1_Commercial_WA - Miscellaneous_New_Water Heating_Natural Gas_Water Heater_A_Achievable Economic RVT Potential | F1 | Commercial | WA - Miscellaneous | New | Water Heating | Natural Gas | Water Heater | A | Integrated Unit Energy Savings (kWh or therms) | Achievable Economic RVT Potential | 0 | 0 | 0 | 0 | 0 | 0 | 0 | 0 | 0 | 0 | 0 | 0 | 0 | 0 | 0 | 0 | 0 | 0 | 0 | 0 | 0 | 0 | 0 | 0 | 0 | 0 | 0
F2_Commercial_WA - Miscellaneous_New_Water Heating_Natural Gas_Water Heater_A_Achievable Economic RVT Potential | F2 | Commercial | WA - Miscellaneous | New | Water Heating | Natural Gas | Water Heater | A | Integrated Unit Summer Peak Savings (kW) | Achievable Economic RVT Potential | 0 | 0 | 0 | 0 | 0 | 0 | 0 | 0 | 0 | 0 | 0 | 0 | 0 | 0 | 0 | 0 | 0 | 0 | 0 | 0 | 0 | 0 | 0 | 0 | 0 | 0 | 0
F3_Commercial_WA - Miscellaneous_New_Water Heating_Natural Gas_Water Heater_A_Achievable Economic RVT Potential | F3 | Commercial | WA - Miscellaneous | New | Water Heating | Natural Gas | Water Heater | A | Integrated Unit Winter Peak Savings (kW) | Achievable Economic RVT Potential | 0 | 0 | 0 | 0 | 0 | 0 | 0 | 0 | 0 | 0 | 0 | 0 | 0 | 0 | 0 | 0 | 0 | 0 | 0 | 0 | 0 | 0 | 0 | 0 | 0 | 0 | 0
F4_Commercial_WA - Miscellaneous_New_Water Heating_Natural Gas_Water Heater_A_Achievable Economic RVT Potential | F4 | Commercial | WA - Miscellaneous | New | Water Heating | Natural Gas | Water Heater | A | Incremental Energy Savings (MWh or mTherms) | Achievable Economic RVT Potential | 0 | 0 | 0 | 0 | 0 | 0 | 0 | 0 | 0 | 0 | 0 | 0 | 0 | 0 | 0 | 0 | 0 | 0 | 0 | 0 | 0 | 0 | 0 | 0 | 0 | 0 | 0
F5_Commercial_WA - Miscellaneous_New_Water Heating_Natural Gas_Water Heater_A_Achievable Economic RVT Potential | F5 | Commercial | WA - Miscellaneous | New | Water Heating | Natural Gas | Water Heater | A | Incremental Summer Peak Savings (MW) | Achievable Economic RVT Potential | 0 | 0 | 0 | 0 | 0 | 0 | 0 | 0 | 0 | 0 | 0 | 0 | 0 | 0 | 0 | 0 | 0 | 0 | 0 | 0 | 0 | 0 | 0 | 0 | 0 | 0 | 0
F6_Commercial_WA - Miscellaneous_New_Water Heating_Natural Gas_Water Heater_A_Achievable Economic RVT Potential | F6 | Commercial | WA - Miscellaneous | New | Water Heating | Natural Gas | Water Heater | A | Incremental Winter Peak Savings (MW) | Achievable Economic RVT Potential | 0 | 0 | 0 | 0 | 0 | 0 | 0 | 0 | 0 | 0 | 0 | 0 | 0 | 0 | 0 | 0 | 0 | 0 | 0 | 0 | 0 | 0 | 0 | 0 | 0 | 0 | 0
F7_Commercial_WA - Miscellaneous_New_Water Heating_Natural Gas_Water Heater_A_Achievable Economic RVT Potential | F7 | Commercial | WA - Miscellaneous | New | Water Heating | Natural Gas | Water Heater | A | Cumulative Energy Savings (MWh or mTherms) | Achievable Economic RVT Potential | 0 | 0 | 0 | 0 | 0 | 0 | 0 | 0 | 0 | 0 | 0 | 0 | 0 | 0 | 0 | 0 | 0 | 0 | 0 | 0 | 0 | 0 | 0 | 0 | 0 | 0 | 0
F8_Commercial_WA - Miscellaneous_New_Water Heating_Natural Gas_Water Heater_A_Achievable Economic RVT Potential | F8 | Commercial | WA - Miscellaneous | New | Water Heating | Natural Gas | Water Heater | A | Cumulative Summer Peak Savings (MW) | Achievable Economic RVT Potential | 0 | 0 | 0 | 0 | 0 | 0 | 0 | 0 | 0 | 0 | 0 | 0 | 0 | 0 | 0 | 0 | 0 | 0 | 0 | 0 | 0 | 0 | 0 | 0 | 0 | 0 | 0
F9_Commercial_WA - Miscellaneous_New_Water Heating_Natural Gas_Water Heater_A_Achievable Economic RVT Potential | F9 | Commercial | WA - Miscellaneous | New | Water Heating | Natural Gas | Water Heater | A | Cumulative Winter Peak Savings (MW) | Achievable Economic RVT Potential | 0 | 0 | 0 | 0 | 0 | 0 | 0 | 0 | 0 | 0 | 0 | 0 | 0 | 0 | 0 | 0 | 0 | 0 | 0 | 0 | 0 | 0 | 0 | 0 | 0 | 0 | 0
F10_Commercial_WA - Miscellaneous_New_Water Heating_Natural Gas_Water Heater_A_Achievable Economic RVT Potential | F10 | Commercial | WA - Miscellaneous | New | Water Heating | Natural Gas | Water Heater | A | Purchases (Incremental) | Achievable Economic RVT Potential | 0 | 0 | 0 | 0 | 0 | 0 | 0 | 0 | 0 | 0 | 0 | 0 | 0 | 0 | 0 | 0 | 0 | 0 | 0 | 0 | 0 | 0 | 0 | 0 | 0 | 0 | 0
F11_Commercial_WA - Miscellaneous_New_Water Heating_Natural Gas_Water Heater_A_Achievable Economic RVT Potential | F11 | Commercial | WA - Miscellaneous | New | Water Heating | Natural Gas | Water Heater | A | Purchases (Cumulative) | Achievable Economic RVT Potential | 0 | 0 | 0 | 0 | 0 | 0 | 0 | 0 | 0 | 0 | 0 | 0 | 0 | 0 | 0 | 0 | 0 | 0 | 0 | 0 | 0 | 0 | 0 | 0 | 0 | 0 | 0
F1_Commercial_WA - Miscellaneous_New_Food Preparation_Natural Gas_Oven_A_Achievable Economic RVT Potential | F1 | Commercial | WA - Miscellaneous | New | Food Preparation | Natural Gas | Oven | A | Integrated Unit Energy Savings (kWh or therms) | Achievable Economic RVT Potential | 0 | 0 | 0 | 0 | 0 | 0 | 0 | 0 | 0 | 0 | 0 | 0 | 0 | 0 | 0 | 0 | 0 | 0 | 0 | 0 | 0 | 0 | 0 | 0 | 0 | 0 | 0
F2_Commercial_WA - Miscellaneous_New_Food Preparation_Natural Gas_Oven_A_Achievable Economic RVT Potential | F2 | Commercial | WA - Miscellaneous | New | Food Preparation | Natural Gas | Oven | A | Integrated Unit Summer Peak Savings (kW) | Achievable Economic RVT Potential | 0 | 0 | 0 | 0 | 0 | 0 | 0 | 0 | 0 | 0 | 0 | 0 | 0 | 0 | 0 | 0 | 0 | 0 | 0 | 0 | 0 | 0 | 0 | 0 | 0 | 0 | 0
F3_Commercial_WA - Miscellaneous_New_Food Preparation_Natural Gas_Oven_A_Achievable Economic RVT Potential | F3 | Commercial | WA - Miscellaneous | New | Food Preparation | Natural Gas | Oven | A | Integrated Unit Winter Peak Savings (kW) | Achievable Economic RVT Potential | 0 | 0 | 0 | 0 | 0 | 0 | 0 | 0 | 0 | 0 | 0 | 0 | 0 | 0 | 0 | 0 | 0 | 0 | 0 | 0 | 0 | 0 | 0 | 0 | 0 | 0 | 0
F4_Commercial_WA - Miscellaneous_New_Food Preparation_Natural Gas_Oven_A_Achievable Economic RVT Potential | F4 | Commercial | WA - Miscellaneous | New | Food Preparation | Natural Gas | Oven | A | Incremental Energy Savings (MWh or mTherms) | Achievable Economic RVT Potential | 0 | 0 | 0 | 0 | 0 | 0 | 0 | 0 | 0 | 0 | 0 | 0 | 0 | 0 | 0 | 0 | 0 | 0 | 0 | 0 | 0 | 0 | 0 | 0 | 0 | 0 | 0
F5_Commercial_WA - Miscellaneous_New_Food Preparation_Natural Gas_Oven_A_Achievable Economic RVT Potential | F5 | Commercial | WA - Miscellaneous | New | Food Preparation | Natural Gas | Oven | A | Incremental Summer Peak Savings (MW) | Achievable Economic RVT Potential | 0 | 0 | 0 | 0 | 0 | 0 | 0 | 0 | 0 | 0 | 0 | 0 | 0 | 0 | 0 | 0 | 0 | 0 | 0 | 0 | 0 | 0 | 0 | 0 | 0 | 0 | 0
F6_Commercial_WA - Miscellaneous_New_Food Preparation_Natural Gas_Oven_A_Achievable Economic RVT Potential | F6 | Commercial | WA - Miscellaneous | New | Food Preparation | Natural Gas | Oven | A | Incremental Winter Peak Savings (MW) | Achievable Economic RVT Potential | 0 | 0 | 0 | 0 | 0 | 0 | 0 | 0 | 0 | 0 | 0 | 0 | 0 | 0 | 0 | 0 | 0 | 0 | 0 | 0 | 0 | 0 | 0 | 0 | 0 | 0 | 0
F7_Commercial_WA - Miscellaneous_New_Food Preparation_Natural Gas_Oven_A_Achievable Economic RVT Potential | F7 | Commercial | WA - Miscellaneous | New | Food Preparation | Natural Gas | Oven | A | Cumulative Energy Savings (MWh or mTherms) | Achievable Economic RVT Potential | 0 | 0 | 0 | 0 | 0 | 0 | 0 | 0 | 0 | 0 | 0 | 0 | 0 | 0 | 0 | 0 | 0 | 0 | 0 | 0 | 0 | 0 | 0 | 0 | 0 | 0 | 0
F8_Commercial_WA - Miscellaneous_New_Food Preparation_Natural Gas_Oven_A_Achievable Economic RVT Potential | F8 | Commercial | WA - Miscellaneous | New | Food Preparation | Natural Gas | Oven | A | Cumulative Summer Peak Savings (MW) | Achievable Economic RVT Potential | 0 | 0 | 0 | 0 | 0 | 0 | 0 | 0 | 0 | 0 | 0 | 0 | 0 | 0 | 0 | 0 | 0 | 0 | 0 | 0 | 0 | 0 | 0 | 0 | 0 | 0 | 0
F9_Commercial_WA - Miscellaneous_New_Food Preparation_Natural Gas_Oven_A_Achievable Economic RVT Potential | F9 | Commercial | WA - Miscellaneous | New | Food Preparation | Natural Gas | Oven | A | Cumulative Winter Peak Savings (MW) | Achievable Economic RVT Potential | 0 | 0 | 0 | 0 | 0 | 0 | 0 | 0 | 0 | 0 | 0 | 0 | 0 | 0 | 0 | 0 | 0 | 0 | 0 | 0 | 0 | 0 | 0 | 0 | 0 | 0 | 0
F10_Commercial_WA - Miscellaneous_New_Food Preparation_Natural Gas_Oven_A_Achievable Economic RVT Potential | F10 | Commercial | WA - Miscellaneous | New | Food Preparation | Natural Gas | Oven | A | Purchases (Incremental) | Achievable Economic RVT Potential | 0 | 0 | 0 | 0 | 0 | 0 | 0 | 0 | 0 | 0 | 0 | 0 | 0 | 0 | 0 | 0 | 0 | 0 | 0 | 0 | 0 | 0 | 0 | 0 | 0 | 0 | 0
F11_Commercial_WA - Miscellaneous_New_Food Preparation_Natural Gas_Oven_A_Achievable Economic RVT Potential | F11 | Commercial | WA - Miscellaneous | New | Food Preparation | Natural Gas | Oven | A | Purchases (Cumulative) | Achievable Economic RVT Potential | 0 | 0 | 0 | 0 | 0 | 0 | 0 | 0 | 0 | 0 | 0 | 0 | 0 | 0 | 0 | 0 | 0 | 0 | 0 | 0 | 0 | 0 | 0 | 0 | 0 | 0 | 0
F1_Commercial_WA - Miscellaneous_New_Food Preparation_Natural Gas_Conveyor Oven_A_Achievable Economic RVT Potential | F1 | Commercial | WA - Miscellaneous | New | Food Preparation | Natural Gas | Conveyor Oven | A | Integrated Unit Energy Savings (kWh or therms) | Achievable Economic RVT Potential | 0 | 0 | 0 | 0 | 0 | 0 | 0 | 0 | 0 | 0 | 0 | 0 | 0 | 0 | 0 | 0 | 0 | 0 | 0 | 0 | 0 | 0 | 0 | 0 | 0 | 0 | 0
F2_Commercial_WA - Miscellaneous_New_Food Preparation_Natural Gas_Conveyor Oven_A_Achievable Economic RVT Potential | F2 | Commercial | WA - Miscellaneous | New | Food Preparation | Natural Gas | Conveyor Oven | A | Integrated Unit Summer Peak Savings (kW) | Achievable Economic RVT Potential | 0 | 0 | 0 | 0 | 0 | 0 | 0 | 0 | 0 | 0 | 0 | 0 | 0 | 0 | 0 | 0 | 0 | 0 | 0 | 0 | 0 | 0 | 0 | 0 | 0 | 0 | 0
F3_Commercial_WA - Miscellaneous_New_Food Preparation_Natural Gas_Conveyor Oven_A_Achievable Economic RVT Potential | F3 | Commercial | WA - Miscellaneous | New | Food Preparation | Natural Gas | Conveyor Oven | A | Integrated Unit Winter Peak Savings (kW) | Achievable Economic RVT Potential | 0 | 0 | 0 | 0 | 0 | 0 | 0 | 0 | 0 | 0 | 0 | 0 | 0 | 0 | 0 | 0 | 0 | 0 | 0 | 0 | 0 | 0 | 0 | 0 | 0 | 0 | 0
F4_Commercial_WA - Miscellaneous_New_Food Preparation_Natural Gas_Conveyor Oven_A_Achievable Economic RVT Potential | F4 | Commercial | WA - Miscellaneous | New | Food Preparation | Natural Gas | Conveyor Oven | A | Incremental Energy Savings (MWh or mTherms) | Achievable Economic RVT Potential | 0 | 0 | 0 | 0 | 0 | 0 | 0 | 0 | 0 | 0 | 0 | 0 | 0 | 0 | 0 | 0 | 0 | 0 | 0 | 0 | 0 | 0 | 0 | 0 | 0 | 0 | 0
F5_Commercial_WA - Miscellaneous_New_Food Preparation_Natural Gas_Conveyor Oven_A_Achievable Economic RVT Potential | F5 | Commercial | WA - Miscellaneous | New | Food Preparation | Natural Gas | Conveyor Oven | A | Incremental Summer Peak Savings (MW) | Achievable Economic RVT Potential | 0 | 0 | 0 | 0 | 0 | 0 | 0 | 0 | 0 | 0 | 0 | 0 | 0 | 0 | 0 | 0 | 0 | 0 | 0 | 0 | 0 | 0 | 0 | 0 | 0 | 0 | 0
F6_Commercial_WA - Miscellaneous_New_Food Preparation_Natural Gas_Conveyor Oven_A_Achievable Economic RVT Potential | F6 | Commercial | WA - Miscellaneous | New | Food Preparation | Natural Gas | Conveyor Oven | A | Incremental Winter Peak Savings (MW) | Achievable Economic RVT Potential | 0 | 0 | 0 | 0 | 0 | 0 | 0 | 0 | 0 | 0 | 0 | 0 | 0 | 0 | 0 | 0 | 0 | 0 | 0 | 0 | 0 | 0 | 0 | 0 | 0 | 0 | 0
F7_Commercial_WA - Miscellaneous_New_Food Preparation_Natural Gas_Conveyor Oven_A_Achievable Economic RVT Potential | F7 | Commercial | WA - Miscellaneous | New | Food Preparation | Natural Gas | Conveyor Oven | A | Cumulative Energy Savings (MWh or mTherms) | Achievable Economic RVT Potential | 0 | 0 | 0 | 0 | 0 | 0 | 0 | 0 | 0 | 0 | 0 | 0 | 0 | 0 | 0 | 0 | 0 | 0 | 0 | 0 | 0 | 0 | 0 | 0 | 0 | 0 | 0
F8_Commercial_WA - Miscellaneous_New_Food Preparation_Natural Gas_Conveyor Oven_A_Achievable Economic RVT Potential | F8 | Commercial | WA - Miscellaneous | New | Food Preparation | Natural Gas | Conveyor Oven | A | Cumulative Summer Peak Savings (MW) | Achievable Economic RVT Potential | 0 | 0 | 0 | 0 | 0 | 0 | 0 | 0 | 0 | 0 | 0 | 0 | 0 | 0 | 0 | 0 | 0 | 0 | 0 | 0 | 0 | 0 | 0 | 0 | 0 | 0 | 0
F9_Commercial_WA - Miscellaneous_New_Food Preparation_Natural Gas_Conveyor Oven_A_Achievable Economic RVT Potential | F9 | Commercial | WA - Miscellaneous | New | Food Preparation | Natural Gas | Conveyor Oven | A | Cumulative Winter Peak Savings (MW) | Achievable Economic RVT Potential | 0 | 0 | 0 | 0 | 0 | 0 | 0 | 0 | 0 | 0 | 0 | 0 | 0 | 0 | 0 | 0 | 0 | 0 | 0 | 0 | 0 | 0 | 0 | 0 | 0 | 0 | 0
F10_Commercial_WA - Miscellaneous_New_Food Preparation_Natural Gas_Conveyor Oven_A_Achievable Economic RVT Potential | F10 | Commercial | WA - Miscellaneous | New | Food Preparation | Natural Gas | Conveyor Oven | A | Purchases (Incremental) | Achievable Economic RVT Potential | 0 | 0 | 0 | 0 | 0 | 0 | 0 | 0 | 0 | 0 | 0 | 0 | 0 | 0 | 0 | 0 | 0 | 0 | 0 | 0 | 0 | 0 | 0 | 0 | 0 | 0 | 0
F11_Commercial_WA - Miscellaneous_New_Food Preparation_Natural Gas_Conveyor Oven_A_Achievable Economic RVT Potential | F11 | Commercial | WA - Miscellaneous | New | Food Preparation | Natural Gas | Conveyor Oven | A | Purchases (Cumulative) | Achievable Economic RVT Potential | 0 | 0 | 0 | 0 | 0 | 0 | 0 | 0 | 0 | 0 | 0 | 0 | 0 | 0 | 0 | 0 | 0 | 0 | 0 | 0 | 0 | 0 | 0 | 0 | 0 | 0 | 0
F1_Commercial_WA - Miscellaneous_New_Food Preparation_Natural Gas_Double Rack Oven_A_Achievable Economic RVT Potential | F1 | Commercial | WA - Miscellaneous | New | Food Preparation | Natural Gas | Double Rack Oven | A | Integrated Unit Energy Savings (kWh or therms) | Achievable Economic RVT Potential | 0 | 0 | 0 | 0 | 0 | 0 | 0 | 0 | 0 | 0 | 0 | 0 | 0 | 0 | 0 | 0 | 0 | 0 | 0 | 0 | 0 | 0 | 0 | 0 | 0 | 0 | 0
F2_Commercial_WA - Miscellaneous_New_Food Preparation_Natural Gas_Double Rack Oven_A_Achievable Economic RVT Potential | F2 | Commercial | WA - Miscellaneous | New | Food Preparation | Natural Gas | Double Rack Oven | A | Integrated Unit Summer Peak Savings (kW) | Achievable Economic RVT Potential | 0 | 0 | 0 | 0 | 0 | 0 | 0 | 0 | 0 | 0 | 0 | 0 | 0 | 0 | 0 | 0 | 0 | 0 | 0 | 0 | 0 | 0 | 0 | 0 | 0 | 0 | 0
F3_Commercial_WA - Miscellaneous_New_Food Preparation_Natural Gas_Double Rack Oven_A_Achievable Economic RVT Potential | F3 | Commercial | WA - Miscellaneous | New | Food Preparation | Natural Gas | Double Rack Oven | A | Integrated Unit Winter Peak Savings (kW) | Achievable Economic RVT Potential | 0 | 0 | 0 | 0 | 0 | 0 | 0 | 0 | 0 | 0 | 0 | 0 | 0 | 0 | 0 | 0 | 0 | 0 | 0 | 0 | 0 | 0 | 0 | 0 | 0 | 0 | 0
F4_Commercial_WA - Miscellaneous_New_Food Preparation_Natural Gas_Double Rack Oven_A_Achievable Economic RVT Potential | F4 | Commercial | WA - Miscellaneous | New | Food Preparation | Natural Gas | Double Rack Oven | A | Incremental Energy Savings (MWh or mTherms) | Achievable Economic RVT Potential | 0 | 0 | 0 | 0 | 0 | 0 | 0 | 0 | 0 | 0 | 0 | 0 | 0 | 0 | 0 | 0 | 0 | 0 | 0 | 0 | 0 | 0 | 0 | 0 | 0 | 0 | 0
F5_Commercial_WA - Miscellaneous_New_Food Preparation_Natural Gas_Double Rack Oven_A_Achievable Economic RVT Potential | F5 | Commercial | WA - Miscellaneous | New | Food Preparation | Natural Gas | Double Rack Oven | A | Incremental Summer Peak Savings (MW) | Achievable Economic RVT Potential | 0 | 0 | 0 | 0 | 0 | 0 | 0 | 0 | 0 | 0 | 0 | 0 | 0 | 0 | 0 | 0 | 0 | 0 | 0 | 0 | 0 | 0 | 0 | 0 | 0 | 0 | 0
F6_Commercial_WA - Miscellaneous_New_Food Preparation_Natural Gas_Double Rack Oven_A_Achievable Economic RVT Potential | F6 | Commercial | WA - Miscellaneous | New | Food Preparation | Natural Gas | Double Rack Oven | A | Incremental Winter Peak Savings (MW) | Achievable Economic RVT Potential | 0 | 0 | 0 | 0 | 0 | 0 | 0 | 0 | 0 | 0 | 0 | 0 | 0 | 0 | 0 | 0 | 0 | 0 | 0 | 0 | 0 | 0 | 0 | 0 | 0 | 0 | 0
F7_Commercial_WA - Miscellaneous_New_Food Preparation_Natural Gas_Double Rack Oven_A_Achievable Economic RVT Potential | F7 | Commercial | WA - Miscellaneous | New | Food Preparation | Natural Gas | Double Rack Oven | A | Cumulative Energy Savings (MWh or mTherms) | Achievable Economic RVT Potential | 0 | 0 | 0 | 0 | 0 | 0 | 0 | 0 | 0 | 0 | 0 | 0 | 0 | 0 | 0 | 0 | 0 | 0 | 0 | 0 | 0 | 0 | 0 | 0 | 0 | 0 | 0
F8_Commercial_WA - Miscellaneous_New_Food Preparation_Natural Gas_Double Rack Oven_A_Achievable Economic RVT Potential | F8 | Commercial | WA - Miscellaneous | New | Food Preparation | Natural Gas | Double Rack Oven | A | Cumulative Summer Peak Savings (MW) | Achievable Economic RVT Potential | 0 | 0 | 0 | 0 | 0 | 0 | 0 | 0 | 0 | 0 | 0 | 0 | 0 | 0 | 0 | 0 | 0 | 0 | 0 | 0 | 0 | 0 | 0 | 0 | 0 | 0 | 0
F9_Commercial_WA - Miscellaneous_New_Food Preparation_Natural Gas_Double Rack Oven_A_Achievable Economic RVT Potential | F9 | Commercial | WA - Miscellaneous | New | Food Preparation | Natural Gas | Double Rack Oven | A | Cumulative Winter Peak Savings (MW) | Achievable Economic RVT Potential | 0 | 0 | 0 | 0 | 0 | 0 | 0 | 0 | 0 | 0 | 0 | 0 | 0 | 0 | 0 | 0 | 0 | 0 | 0 | 0 | 0 | 0 | 0 | 0 | 0 | 0 | 0
F10_Commercial_WA - Miscellaneous_New_Food Preparation_Natural Gas_Double Rack Oven_A_Achievable Economic RVT Potential | F10 | Commercial | WA - Miscellaneous | New | Food Preparation | Natural Gas | Double Rack Oven | A | Purchases (Incremental) | Achievable Economic RVT Potential | 0 | 0 | 0 | 0 | 0 | 0 | 0 | 0 | 0 | 0 | 0 | 0 | 0 | 0 | 0 | 0 | 0 | 0 | 0 | 0 | 0 | 0 | 0 | 0 | 0 | 0 | 0
F11_Commercial_WA - Miscellaneous_New_Food Preparation_Natural Gas_Double Rack Oven_A_Achievable Economic RVT Potential | F11 | Commercial | WA - Miscellaneous | New | Food Preparation | Natural Gas | Double Rack Oven | A | Purchases (Cumulative) | Achievable Economic RVT Potential | 0 | 0 | 0 | 0 | 0 | 0 | 0 | 0 | 0 | 0 | 0 | 0 | 0 | 0 | 0 | 0 | 0 | 0 | 0 | 0 | 0 | 0 | 0 | 0 | 0 | 0 | 0
F1_Commercial_WA - Miscellaneous_New_Food Preparation_Natural Gas_Fryer_A_Achievable Economic RVT Potential | F1 | Commercial | WA - Miscellaneous | New | Food Preparation | Natural Gas | Fryer | A | Integrated Unit Energy Savings (kWh or therms) | Achievable Economic RVT Potential | 0 | 0 | 0 | 0 | 0 | 0 | 0 | 0 | 0 | 0 | 0 | 0 | 0 | 0 | 0 | 0 | 0 | 0 | 0 | 0 | 0 | 0 | 0 | 0 | 0 | 0 | 0
F2_Commercial_WA - Miscellaneous_New_Food Preparation_Natural Gas_Fryer_A_Achievable Economic RVT Potential | F2 | Commercial | WA - Miscellaneous | New | Food Preparation | Natural Gas | Fryer | A | Integrated Unit Summer Peak Savings (kW) | Achievable Economic RVT Potential | 0 | 0 | 0 | 0 | 0 | 0 | 0 | 0 | 0 | 0 | 0 | 0 | 0 | 0 | 0 | 0 | 0 | 0 | 0 | 0 | 0 | 0 | 0 | 0 | 0 | 0 | 0
F3_Commercial_WA - Miscellaneous_New_Food Preparation_Natural Gas_Fryer_A_Achievable Economic RVT Potential | F3 | Commercial | WA - Miscellaneous | New | Food Preparation | Natural Gas | Fryer | A | Integrated Unit Winter Peak Savings (kW) | Achievable Economic RVT Potential | 0 | 0 | 0 | 0 | 0 | 0 | 0 | 0 | 0 | 0 | 0 | 0 | 0 | 0 | 0 | 0 | 0 | 0 | 0 | 0 | 0 | 0 | 0 | 0 | 0 | 0 | 0
F4_Commercial_WA - Miscellaneous_New_Food Preparation_Natural Gas_Fryer_A_Achievable Economic RVT Potential | F4 | Commercial | WA - Miscellaneous | New | Food Preparation | Natural Gas | Fryer | A | Incremental Energy Savings (MWh or mTherms) | Achievable Economic RVT Potential | 0 | 0 | 0 | 0 | 0 | 0 | 0 | 0 | 0 | 0 | 0 | 0 | 0 | 0 | 0 | 0 | 0 | 0 | 0 | 0 | 0 | 0 | 0 | 0 | 0 | 0 | 0
F5_Commercial_WA - Miscellaneous_New_Food Preparation_Natural Gas_Fryer_A_Achievable Economic RVT Potential | F5 | Commercial | WA - Miscellaneous | New | Food Preparation | Natural Gas | Fryer | A | Incremental Summer Peak Savings (MW) | Achievable Economic RVT Potential | 0 | 0 | 0 | 0 | 0 | 0 | 0 | 0 | 0 | 0 | 0 | 0 | 0 | 0 | 0 | 0 | 0 | 0 | 0 | 0 | 0 | 0 | 0 | 0 | 0 | 0 | 0
F6_Commercial_WA - Miscellaneous_New_Food Preparation_Natural Gas_Fryer_A_Achievable Economic RVT Potential | F6 | Commercial | WA - Miscellaneous | New | Food Preparation | Natural Gas | Fryer | A | Incremental Winter Peak Savings (MW) | Achievable Economic RVT Potential | 0 | 0 | 0 | 0 | 0 | 0 | 0 | 0 | 0 | 0 | 0 | 0 | 0 | 0 | 0 | 0 | 0 | 0 | 0 | 0 | 0 | 0 | 0 | 0 | 0 | 0 | 0
F7_Commercial_WA - Miscellaneous_New_Food Preparation_Natural Gas_Fryer_A_Achievable Economic RVT Potential | F7 | Commercial | WA - Miscellaneous | New | Food Preparation | Natural Gas | Fryer | A | Cumulative Energy Savings (MWh or mTherms) | Achievable Economic RVT Potential | 0 | 0 | 0 | 0 | 0 | 0 | 0 | 0 | 0 | 0 | 0 | 0 | 0 | 0 | 0 | 0 | 0 | 0 | 0 | 0 | 0 | 0 | 0 | 0 | 0 | 0 | 0
F8_Commercial_WA - Miscellaneous_New_Food Preparation_Natural Gas_Fryer_A_Achievable Economic RVT Potential | F8 | Commercial | WA - Miscellaneous | New | Food Preparation | Natural Gas | Fryer | A | Cumulative Summer Peak Savings (MW) | Achievable Economic RVT Potential | 0 | 0 | 0 | 0 | 0 | 0 | 0 | 0 | 0 | 0 | 0 | 0 | 0 | 0 | 0 | 0 | 0 | 0 | 0 | 0 | 0 | 0 | 0 | 0 | 0 | 0 | 0
F9_Commercial_WA - Miscellaneous_New_Food Preparation_Natural Gas_Fryer_A_Achievable Economic RVT Potential | F9 | Commercial | WA - Miscellaneous | New | Food Preparation | Natural Gas | Fryer | A | Cumulative Winter Peak Savings (MW) | Achievable Economic RVT Potential | 0 | 0 | 0 | 0 | 0 | 0 | 0 | 0 | 0 | 0 | 0 | 0 | 0 | 0 | 0 | 0 | 0 | 0 | 0 | 0 | 0 | 0 | 0 | 0 | 0 | 0 | 0
F10_Commercial_WA - Miscellaneous_New_Food Preparation_Natural Gas_Fryer_A_Achievable Economic RVT Potential | F10 | Commercial | WA - Miscellaneous | New | Food Preparation | Natural Gas | Fryer | A | Purchases (Incremental) | Achievable Economic RVT Potential | 0 | 0 | 0 | 0 | 0 | 0 | 0 | 0 | 0 | 0 | 0 | 0 | 0 | 0 | 0 | 0 | 0 | 0 | 0 | 0 | 0 | 0 | 0 | 0 | 0 | 0 | 0
F11_Commercial_WA - Miscellaneous_New_Food Preparation_Natural Gas_Fryer_A_Achievable Economic RVT Potential | F11 | Commercial | WA - Miscellaneous | New | Food Preparation | Natural Gas | Fryer | A | Purchases (Cumulative) | Achievable Economic RVT Potential | 0 | 0 | 0 | 0 | 0 | 0 | 0 | 0 | 0 | 0 | 0 | 0 | 0 | 0 | 0 | 0 | 0 | 0 | 0 | 0 | 0 | 0 | 0 | 0 | 0 | 0 | 0
F1_Commercial_WA - Miscellaneous_New_Food Preparation_Natural Gas_Broiler_A_Achievable Economic RVT Potential | F1 | Commercial | WA - Miscellaneous | New | Food Preparation | Natural Gas | Broiler | A | Integrated Unit Energy Savings (kWh or therms) | Achievable Economic RVT Potential | 0 | 0 | 0 | 0 | 0 | 0 | 0 | 0 | 0 | 0 | 0 | 0 | 0 | 0 | 0 | 0 | 0 | 0 | 0 | 0 | 0 | 0 | 0 | 0 | 0 | 0 | 0
F2_Commercial_WA - Miscellaneous_New_Food Preparation_Natural Gas_Broiler_A_Achievable Economic RVT Potential | F2 | Commercial | WA - Miscellaneous | New | Food Preparation | Natural Gas | Broiler | A | Integrated Unit Summer Peak Savings (kW) | Achievable Economic RVT Potential | 0 | 0 | 0 | 0 | 0 | 0 | 0 | 0 | 0 | 0 | 0 | 0 | 0 | 0 | 0 | 0 | 0 | 0 | 0 | 0 | 0 | 0 | 0 | 0 | 0 | 0 | 0
F3_Commercial_WA - Miscellaneous_New_Food Preparation_Natural Gas_Broiler_A_Achievable Economic RVT Potential | F3 | Commercial | WA - Miscellaneous | New | Food Preparation | Natural Gas | Broiler | A | Integrated Unit Winter Peak Savings (kW) | Achievable Economic RVT Potential | 0 | 0 | 0 | 0 | 0 | 0 | 0 | 0 | 0 | 0 | 0 | 0 | 0 | 0 | 0 | 0 | 0 | 0 | 0 | 0 | 0 | 0 | 0 | 0 | 0 | 0 | 0
F4_Commercial_WA - Miscellaneous_New_Food Preparation_Natural Gas_Broiler_A_Achievable Economic RVT Potential | F4 | Commercial | WA - Miscellaneous | New | Food Preparation | Natural Gas | Broiler | A | Incremental Energy Savings (MWh or mTherms) | Achievable Economic RVT Potential | 0 | 0 | 0 | 0 | 0 | 0 | 0 | 0 | 0 | 0 | 0 | 0 | 0 | 0 | 0 | 0 | 0 | 0 | 0 | 0 | 0 | 0 | 0 | 0 | 0 | 0 | 0
F5_Commercial_WA - Miscellaneous_New_Food Preparation_Natural Gas_Broiler_A_Achievable Economic RVT Potential | F5 | Commercial | WA - Miscellaneous | New | Food Preparation | Natural Gas | Broiler | A | Incremental Summer Peak Savings (MW) | Achievable Economic RVT Potential | 0 | 0 | 0 | 0 | 0 | 0 | 0 | 0 | 0 | 0 | 0 | 0 | 0 | 0 | 0 | 0 | 0 | 0 | 0 | 0 | 0 | 0 | 0 | 0 | 0 | 0 | 0
F6_Commercial_WA - Miscellaneous_New_Food Preparation_Natural Gas_Broiler_A_Achievable Economic RVT Potential | F6 | Commercial | WA - Miscellaneous | New | Food Preparation | Natural Gas | Broiler | A | Incremental Winter Peak Savings (MW) | Achievable Economic RVT Potential | 0 | 0 | 0 | 0 | 0 | 0 | 0 | 0 | 0 | 0 | 0 | 0 | 0 | 0 | 0 | 0 | 0 | 0 | 0 | 0 | 0 | 0 | 0 | 0 | 0 | 0 | 0
F7_Commercial_WA - Miscellaneous_New_Food Preparation_Natural Gas_Broiler_A_Achievable Economic RVT Potential | F7 | Commercial | WA - Miscellaneous | New | Food Preparation | Natural Gas | Broiler | A | Cumulative Energy Savings (MWh or mTherms) | Achievable Economic RVT Potential | 0 | 0 | 0 | 0 | 0 | 0 | 0 | 0 | 0 | 0 | 0 | 0 | 0 | 0 | 0 | 0 | 0 | 0 | 0 | 0 | 0 | 0 | 0 | 0 | 0 | 0 | 0
F8_Commercial_WA - Miscellaneous_New_Food Preparation_Natural Gas_Broiler_A_Achievable Economic RVT Potential | F8 | Commercial | WA - Miscellaneous | New | Food Preparation | Natural Gas | Broiler | A | Cumulative Summer Peak Savings (MW) | Achievable Economic RVT Potential | 0 | 0 | 0 | 0 | 0 | 0 | 0 | 0 | 0 | 0 | 0 | 0 | 0 | 0 | 0 | 0 | 0 | 0 | 0 | 0 | 0 | 0 | 0 | 0 | 0 | 0 | 0
F9_Commercial_WA - Miscellaneous_New_Food Preparation_Natural Gas_Broiler_A_Achievable Economic RVT Potential | F9 | Commercial | WA - Miscellaneous | New | Food Preparation | Natural Gas | Broiler | A | Cumulative Winter Peak Savings (MW) | Achievable Economic RVT Potential | 0 | 0 | 0 | 0 | 0 | 0 | 0 | 0 | 0 | 0 | 0 | 0 | 0 | 0 | 0 | 0 | 0 | 0 | 0 | 0 | 0 | 0 | 0 | 0 | 0 | 0 | 0
F10_Commercial_WA - Miscellaneous_New_Food Preparation_Natural Gas_Broiler_A_Achievable Economic RVT Potential | F10 | Commercial | WA - Miscellaneous | New | Food Preparation | Natural Gas | Broiler | A | Purchases (Incremental) | Achievable Economic RVT Potential | 0 | 0 | 0 | 0 | 0 | 0 | 0 | 0 | 0 | 0 | 0 | 0 | 0 | 0 | 0 | 0 | 0 | 0 | 0 | 0 | 0 | 0 | 0 | 0 | 0 | 0 | 0
F11_Commercial_WA - Miscellaneous_New_Food Preparation_Natural Gas_Broiler_A_Achievable Economic RVT Potential | F11 | Commercial | WA - Miscellaneous | New | Food Preparation | Natural Gas | Broiler | A | Purchases (Cumulative) | Achievable Economic RVT Potential | 0 | 0 | 0 | 0 | 0 | 0 | 0 | 0 | 0 | 0 | 0 | 0 | 0 | 0 | 0 | 0 | 0 | 0 | 0 | 0 | 0 | 0 | 0 | 0 | 0 | 0 | 0
F1_Commercial_WA - Miscellaneous_New_Food Preparation_Natural Gas_Griddle_A_Achievable Economic RVT Potential | F1 | Commercial | WA - Miscellaneous | New | Food Preparation | Natural Gas | Griddle | A | Integrated Unit Energy Savings (kWh or therms) | Achievable Economic RVT Potential | 0 | 0 | 0 | 0 | 0 | 0 | 0 | 0 | 0 | 0 | 0 | 0 | 0 | 0 | 0 | 0 | 0 | 0 | 0 | 0 | 0 | 0 | 0 | 0 | 0 | 0 | 0
F2_Commercial_WA - Miscellaneous_New_Food Preparation_Natural Gas_Griddle_A_Achievable Economic RVT Potential | F2 | Commercial | WA - Miscellaneous | New | Food Preparation | Natural Gas | Griddle | A | Integrated Unit Summer Peak Savings (kW) | Achievable Economic RVT Potential | 0 | 0 | 0 | 0 | 0 | 0 | 0 | 0 | 0 | 0 | 0 | 0 | 0 | 0 | 0 | 0 | 0 | 0 | 0 | 0 | 0 | 0 | 0 | 0 | 0 | 0 | 0
F3_Commercial_WA - Miscellaneous_New_Food Preparation_Natural Gas_Griddle_A_Achievable Economic RVT Potential | F3 | Commercial | WA - Miscellaneous | New | Food Preparation | Natural Gas | Griddle | A | Integrated Unit Winter Peak Savings (kW) | Achievable Economic RVT Potential | 0 | 0 | 0 | 0 | 0 | 0 | 0 | 0 | 0 | 0 | 0 | 0 | 0 | 0 | 0 | 0 | 0 | 0 | 0 | 0 | 0 | 0 | 0 | 0 | 0 | 0 | 0
F4_Commercial_WA - Miscellaneous_New_Food Preparation_Natural Gas_Griddle_A_Achievable Economic RVT Potential | F4 | Commercial | WA - Miscellaneous | New | Food Preparation | Natural Gas | Griddle | A | Incremental Energy Savings (MWh or mTherms) | Achievable Economic RVT Potential | 0 | 0 | 0 | 0 | 0 | 0 | 0 | 0 | 0 | 0 | 0 | 0 | 0 | 0 | 0 | 0 | 0 | 0 | 0 | 0 | 0 | 0 | 0 | 0 | 0 | 0 | 0
F5_Commercial_WA - Miscellaneous_New_Food Preparation_Natural Gas_Griddle_A_Achievable Economic RVT Potential | F5 | Commercial | WA - Miscellaneous | New | Food Preparation | Natural Gas | Griddle | A | Incremental Summer Peak Savings (MW) | Achievable Economic RVT Potential | 0 | 0 | 0 | 0 | 0 | 0 | 0 | 0 | 0 | 0 | 0 | 0 | 0 | 0 | 0 | 0 | 0 | 0 | 0 | 0 | 0 | 0 | 0 | 0 | 0 | 0 | 0
F6_Commercial_WA - Miscellaneous_New_Food Preparation_Natural Gas_Griddle_A_Achievable Economic RVT Potential | F6 | Commercial | WA - Miscellaneous | New | Food Preparation | Natural Gas | Griddle | A | Incremental Winter Peak Savings (MW) | Achievable Economic RVT Potential | 0 | 0 | 0 | 0 | 0 | 0 | 0 | 0 | 0 | 0 | 0 | 0 | 0 | 0 | 0 | 0 | 0 | 0 | 0 | 0 | 0 | 0 | 0 | 0 | 0 | 0 | 0
F7_Commercial_WA - Miscellaneous_New_Food Preparation_Natural Gas_Griddle_A_Achievable Economic RVT Potential | F7 | Commercial | WA - Miscellaneous | New | Food Preparation | Natural Gas | Griddle | A | Cumulative Energy Savings (MWh or mTherms) | Achievable Economic RVT Potential | 0 | 0 | 0 | 0 | 0 | 0 | 0 | 0 | 0 | 0 | 0 | 0 | 0 | 0 | 0 | 0 | 0 | 0 | 0 | 0 | 0 | 0 | 0 | 0 | 0 | 0 | 0
F8_Commercial_WA - Miscellaneous_New_Food Preparation_Natural Gas_Griddle_A_Achievable Economic RVT Potential | F8 | Commercial | WA - Miscellaneous | New | Food Preparation | Natural Gas | Griddle | A | Cumulative Summer Peak Savings (MW) | Achievable Economic RVT Potential | 0 | 0 | 0 | 0 | 0 | 0 | 0 | 0 | 0 | 0 | 0 | 0 | 0 | 0 | 0 | 0 | 0 | 0 | 0 | 0 | 0 | 0 | 0 | 0 | 0 | 0 | 0
F9_Commercial_WA - Miscellaneous_New_Food Preparation_Natural Gas_Griddle_A_Achievable Economic RVT Potential | F9 | Commercial | WA - Miscellaneous | New | Food Preparation | Natural Gas | Griddle | A | Cumulative Winter Peak Savings (MW) | Achievable Economic RVT Potential | 0 | 0 | 0 | 0 | 0 | 0 | 0 | 0 | 0 | 0 | 0 | 0 | 0 | 0 | 0 | 0 | 0 | 0 | 0 | 0 | 0 | 0 | 0 | 0 | 0 | 0 | 0
F10_Commercial_WA - Miscellaneous_New_Food Preparation_Natural Gas_Griddle_A_Achievable Economic RVT Potential | F10 | Commercial | WA - Miscellaneous | New | Food Preparation | Natural Gas | Griddle | A | Purchases (Incremental) | Achievable Economic RVT Potential | 0 | 0 | 0 | 0 | 0 | 0 | 0 | 0 | 0 | 0 | 0 | 0 | 0 | 0 | 0 | 0 | 0 | 0 | 0 | 0 | 0 | 0 | 0 | 0 | 0 | 0 | 0
F11_Commercial_WA - Miscellaneous_New_Food Preparation_Natural Gas_Griddle_A_Achievable Economic RVT Potential | F11 | Commercial | WA - Miscellaneous | New | Food Preparation | Natural Gas | Griddle | A | Purchases (Cumulative) | Achievable Economic RVT Potential | 0 | 0 | 0 | 0 | 0 | 0 | 0 | 0 | 0 | 0 | 0 | 0 | 0 | 0 | 0 | 0 | 0 | 0 | 0 | 0 | 0 | 0 | 0 | 0 | 0 | 0 | 0
F1_Commercial_WA - Miscellaneous_New_Food Preparation_Natural Gas_Range_A_Achievable Economic RVT Potential | F1 | Commercial | WA - Miscellaneous | New | Food Preparation | Natural Gas | Range | A | Integrated Unit Energy Savings (kWh or therms) | Achievable Economic RVT Potential | 0 | 0 | 0 | 0 | 0 | 0 | 0 | 0 | 0 | 0 | 0 | 0 | 0 | 0 | 0 | 0 | 0 | 0 | 0 | 0 | 0 | 0 | 0 | 0 | 0 | 0 | 0
F2_Commercial_WA - Miscellaneous_New_Food Preparation_Natural Gas_Range_A_Achievable Economic RVT Potential | F2 | Commercial | WA - Miscellaneous | New | Food Preparation | Natural Gas | Range | A | Integrated Unit Summer Peak Savings (kW) | Achievable Economic RVT Potential | 0 | 0 | 0 | 0 | 0 | 0 | 0 | 0 | 0 | 0 | 0 | 0 | 0 | 0 | 0 | 0 | 0 | 0 | 0 | 0 | 0 | 0 | 0 | 0 | 0 | 0 | 0
F3_Commercial_WA - Miscellaneous_New_Food Preparation_Natural Gas_Range_A_Achievable Economic RVT Potential | F3 | Commercial | WA - Miscellaneous | New | Food Preparation | Natural Gas | Range | A | Integrated Unit Winter Peak Savings (kW) | Achievable Economic RVT Potential | 0 | 0 | 0 | 0 | 0 | 0 | 0 | 0 | 0 | 0 | 0 | 0 | 0 | 0 | 0 | 0 | 0 | 0 | 0 | 0 | 0 | 0 | 0 | 0 | 0 | 0 | 0
F4_Commercial_WA - Miscellaneous_New_Food Preparation_Natural Gas_Range_A_Achievable Economic RVT Potential | F4 | Commercial | WA - Miscellaneous | New | Food Preparation | Natural Gas | Range | A | Incremental Energy Savings (MWh or mTherms) | Achievable Economic RVT Potential | 0 | 0 | 0 | 0 | 0 | 0 | 0 | 0 | 0 | 0 | 0 | 0 | 0 | 0 | 0 | 0 | 0 | 0 | 0 | 0 | 0 | 0 | 0 | 0 | 0 | 0 | 0
F5_Commercial_WA - Miscellaneous_New_Food Preparation_Natural Gas_Range_A_Achievable Economic RVT Potential | F5 | Commercial | WA - Miscellaneous | New | Food Preparation | Natural Gas | Range | A | Incremental Summer Peak Savings (MW) | Achievable Economic RVT Potential | 0 | 0 | 0 | 0 | 0 | 0 | 0 | 0 | 0 | 0 | 0 | 0 | 0 | 0 | 0 | 0 | 0 | 0 | 0 | 0 | 0 | 0 | 0 | 0 | 0 | 0 | 0
F6_Commercial_WA - Miscellaneous_New_Food Preparation_Natural Gas_Range_A_Achievable Economic RVT Potential | F6 | Commercial | WA - Miscellaneous | New | Food Preparation | Natural Gas | Range | A | Incremental Winter Peak Savings (MW) | Achievable Economic RVT Potential | 0 | 0 | 0 | 0 | 0 | 0 | 0 | 0 | 0 | 0 | 0 | 0 | 0 | 0 | 0 | 0 | 0 | 0 | 0 | 0 | 0 | 0 | 0 | 0 | 0 | 0 | 0
F7_Commercial_WA - Miscellaneous_New_Food Preparation_Natural Gas_Range_A_Achievable Economic RVT Potential | F7 | Commercial | WA - Miscellaneous | New | Food Preparation | Natural Gas | Range | A | Cumulative Energy Savings (MWh or mTherms) | Achievable Economic RVT Potential | 0 | 0 | 0 | 0 | 0 | 0 | 0 | 0 | 0 | 0 | 0 | 0 | 0 | 0 | 0 | 0 | 0 | 0 | 0 | 0 | 0 | 0 | 0 | 0 | 0 | 0 | 0
F8_Commercial_WA - Miscellaneous_New_Food Preparation_Natural Gas_Range_A_Achievable Economic RVT Potential | F8 | Commercial | WA - Miscellaneous | New | Food Preparation | Natural Gas | Range | A | Cumulative Summer Peak Savings (MW) | Achievable Economic RVT Potential | 0 | 0 | 0 | 0 | 0 | 0 | 0 | 0 | 0 | 0 | 0 | 0 | 0 | 0 | 0 | 0 | 0 | 0 | 0 | 0 | 0 | 0 | 0 | 0 | 0 | 0 | 0
F9_Commercial_WA - Miscellaneous_New_Food Preparation_Natural Gas_Range_A_Achievable Economic RVT Potential | F9 | Commercial | WA - Miscellaneous | New | Food Preparation | Natural Gas | Range | A | Cumulative Winter Peak Savings (MW) | Achievable Economic RVT Potential | 0 | 0 | 0 | 0 | 0 | 0 | 0 | 0 | 0 | 0 | 0 | 0 | 0 | 0 | 0 | 0 | 0 | 0 | 0 | 0 | 0 | 0 | 0 | 0 | 0 | 0 | 0
F10_Commercial_WA - Miscellaneous_New_Food Preparation_Natural Gas_Range_A_Achievable Economic RVT Potential | F10 | Commercial | WA - Miscellaneous | New | Food Preparation | Natural Gas | Range | A | Purchases (Incremental) | Achievable Economic RVT Potential | 0 | 0 | 0 | 0 | 0 | 0 | 0 | 0 | 0 | 0 | 0 | 0 | 0 | 0 | 0 | 0 | 0 | 0 | 0 | 0 | 0 | 0 | 0 | 0 | 0 | 0 | 0
F11_Commercial_WA - Miscellaneous_New_Food Preparation_Natural Gas_Range_A_Achievable Economic RVT Potential | F11 | Commercial | WA - Miscellaneous | New | Food Preparation | Natural Gas | Range | A | Purchases (Cumulative) | Achievable Economic RVT Potential | 0 | 0 | 0 | 0 | 0 | 0 | 0 | 0 | 0 | 0 | 0 | 0 | 0 | 0 | 0 | 0 | 0 | 0 | 0 | 0 | 0 | 0 | 0 | 0 | 0 | 0 | 0
F1_Commercial_WA - Miscellaneous_New_Food Preparation_Natural Gas_Steamer_A_Achievable Economic RVT Potential | F1 | Commercial | WA - Miscellaneous | New | Food Preparation | Natural Gas | Steamer | A | Integrated Unit Energy Savings (kWh or therms) | Achievable Economic RVT Potential | 0 | 0 | 0 | 0 | 0 | 0 | 0 | 0 | 0 | 0 | 0 | 0 | 0 | 0 | 0 | 0 | 0 | 0 | 0 | 0 | 0 | 0 | 0 | 0 | 0 | 0 | 0
F2_Commercial_WA - Miscellaneous_New_Food Preparation_Natural Gas_Steamer_A_Achievable Economic RVT Potential | F2 | Commercial | WA - Miscellaneous | New | Food Preparation | Natural Gas | Steamer | A | Integrated Unit Summer Peak Savings (kW) | Achievable Economic RVT Potential | 0 | 0 | 0 | 0 | 0 | 0 | 0 | 0 | 0 | 0 | 0 | 0 | 0 | 0 | 0 | 0 | 0 | 0 | 0 | 0 | 0 | 0 | 0 | 0 | 0 | 0 | 0
F3_Commercial_WA - Miscellaneous_New_Food Preparation_Natural Gas_Steamer_A_Achievable Economic RVT Potential | F3 | Commercial | WA - Miscellaneous | New | Food Preparation | Natural Gas | Steamer | A | Integrated Unit Winter Peak Savings (kW) | Achievable Economic RVT Potential | 0 | 0 | 0 | 0 | 0 | 0 | 0 | 0 | 0 | 0 | 0 | 0 | 0 | 0 | 0 | 0 | 0 | 0 | 0 | 0 | 0 | 0 | 0 | 0 | 0 | 0 | 0
F4_Commercial_WA - Miscellaneous_New_Food Preparation_Natural Gas_Steamer_A_Achievable Economic RVT Potential | F4 | Commercial | WA - Miscellaneous | New | Food Preparation | Natural Gas | Steamer | A | Incremental Energy Savings (MWh or mTherms) | Achievable Economic RVT Potential | 0 | 0 | 0 | 0 | 0 | 0 | 0 | 0 | 0 | 0 | 0 | 0 | 0 | 0 | 0 | 0 | 0 | 0 | 0 | 0 | 0 | 0 | 0 | 0 | 0 | 0 | 0
F5_Commercial_WA - Miscellaneous_New_Food Preparation_Natural Gas_Steamer_A_Achievable Economic RVT Potential | F5 | Commercial | WA - Miscellaneous | New | Food Preparation | Natural Gas | Steamer | A | Incremental Summer Peak Savings (MW) | Achievable Economic RVT Potential | 0 | 0 | 0 | 0 | 0 | 0 | 0 | 0 | 0 | 0 | 0 | 0 | 0 | 0 | 0 | 0 | 0 | 0 | 0 | 0 | 0 | 0 | 0 | 0 | 0 | 0 | 0
F6_Commercial_WA - Miscellaneous_New_Food Preparation_Natural Gas_Steamer_A_Achievable Economic RVT Potential | F6 | Commercial | WA - Miscellaneous | New | Food Preparation | Natural Gas | Steamer | A | Incremental Winter Peak Savings (MW) | Achievable Economic RVT Potential | 0 | 0 | 0 | 0 | 0 | 0 | 0 | 0 | 0 | 0 | 0 | 0 | 0 | 0 | 0 | 0 | 0 | 0 | 0 | 0 | 0 | 0 | 0 | 0 | 0 | 0 | 0
F7_Commercial_WA - Miscellaneous_New_Food Preparation_Natural Gas_Steamer_A_Achievable Economic RVT Potential | F7 | Commercial | WA - Miscellaneous | New | Food Preparation | Natural Gas | Steamer | A | Cumulative Energy Savings (MWh or mTherms) | Achievable Economic RVT Potential | 0 | 0 | 0 | 0 | 0 | 0 | 0 | 0 | 0 | 0 | 0 | 0 | 0 | 0 | 0 | 0 | 0 | 0 | 0 | 0 | 0 | 0 | 0 | 0 | 0 | 0 | 0
F8_Commercial_WA - Miscellaneous_New_Food Preparation_Natural Gas_Steamer_A_Achievable Economic RVT Potential | F8 | Commercial | WA - Miscellaneous | New | Food Preparation | Natural Gas | Steamer | A | Cumulative Summer Peak Savings (MW) | Achievable Economic RVT Potential | 0 | 0 | 0 | 0 | 0 | 0 | 0 | 0 | 0 | 0 | 0 | 0 | 0 | 0 | 0 | 0 | 0 | 0 | 0 | 0 | 0 | 0 | 0 | 0 | 0 | 0 | 0
F9_Commercial_WA - Miscellaneous_New_Food Preparation_Natural Gas_Steamer_A_Achievable Economic RVT Potential | F9 | Commercial | WA - Miscellaneous | New | Food Preparation | Natural Gas | Steamer | A | Cumulative Winter Peak Savings (MW) | Achievable Economic RVT Potential | 0 | 0 | 0 | 0 | 0 | 0 | 0 | 0 | 0 | 0 | 0 | 0 | 0 | 0 | 0 | 0 | 0 | 0 | 0 | 0 | 0 | 0 | 0 | 0 | 0 | 0 | 0
F10_Commercial_WA - Miscellaneous_New_Food Preparation_Natural Gas_Steamer_A_Achievable Economic RVT Potential | F10 | Commercial | WA - Miscellaneous | New | Food Preparation | Natural Gas | Steamer | A | Purchases (Incremental) | Achievable Economic RVT Potential | 0 | 0 | 0 | 0 | 0 | 0 | 0 | 0 | 0 | 0 | 0 | 0 | 0 | 0 | 0 | 0 | 0 | 0 | 0 | 0 | 0 | 0 | 0 | 0 | 0 | 0 | 0
F11_Commercial_WA - Miscellaneous_New_Food Preparation_Natural Gas_Steamer_A_Achievable Economic RVT Potential | F11 | Commercial | WA - Miscellaneous | New | Food Preparation | Natural Gas | Steamer | A | Purchases (Cumulative) | Achievable Economic RVT Potential | 0 | 0 | 0 | 0 | 0 | 0 | 0 | 0 | 0 | 0 | 0 | 0 | 0 | 0 | 0 | 0 | 0 | 0 | 0 | 0 | 0 | 0 | 0 | 0 | 0 | 0 | 0
F1_Commercial_WA - Miscellaneous_New_Food Preparation_Natural Gas_Commercial Food Prep Other_A_Achievable Economic RVT Potential | F1 | Commercial | WA - Miscellaneous | New | Food Preparation | Natural Gas | Commercial Food Prep Other | A | Integrated Unit Energy Savings (kWh or therms) | Achievable Economic RVT Potential | 0 | 0 | 0 | 0 | 0 | 0 | 0 | 0 | 0 | 0 | 0 | 0 | 0 | 0 | 0 | 0 | 0 | 0 | 0 | 0 | 0 | 0 | 0 | 0 | 0 | 0 | 0
F2_Commercial_WA - Miscellaneous_New_Food Preparation_Natural Gas_Commercial Food Prep Other_A_Achievable Economic RVT Potential | F2 | Commercial | WA - Miscellaneous | New | Food Preparation | Natural Gas | Commercial Food Prep Other | A | Integrated Unit Summer Peak Savings (kW) | Achievable Economic RVT Potential | 0 | 0 | 0 | 0 | 0 | 0 | 0 | 0 | 0 | 0 | 0 | 0 | 0 | 0 | 0 | 0 | 0 | 0 | 0 | 0 | 0 | 0 | 0 | 0 | 0 | 0 | 0
F3_Commercial_WA - Miscellaneous_New_Food Preparation_Natural Gas_Commercial Food Prep Other_A_Achievable Economic RVT Potential | F3 | Commercial | WA - Miscellaneous | New | Food Preparation | Natural Gas | Commercial Food Prep Other | A | Integrated Unit Winter Peak Savings (kW) | Achievable Economic RVT Potential | 0 | 0 | 0 | 0 | 0 | 0 | 0 | 0 | 0 | 0 | 0 | 0 | 0 | 0 | 0 | 0 | 0 | 0 | 0 | 0 | 0 | 0 | 0 | 0 | 0 | 0 | 0
F4_Commercial_WA - Miscellaneous_New_Food Preparation_Natural Gas_Commercial Food Prep Other_A_Achievable Economic RVT Potential | F4 | Commercial | WA - Miscellaneous | New | Food Preparation | Natural Gas | Commercial Food Prep Other | A | Incremental Energy Savings (MWh or mTherms) | Achievable Economic RVT Potential | 0 | 0 | 0 | 0 | 0 | 0 | 0 | 0 | 0 | 0 | 0 | 0 | 0 | 0 | 0 | 0 | 0 | 0 | 0 | 0 | 0 | 0 | 0 | 0 | 0 | 0 | 0
F5_Commercial_WA - Miscellaneous_New_Food Preparation_Natural Gas_Commercial Food Prep Other_A_Achievable Economic RVT Potential | F5 | Commercial | WA - Miscellaneous | New | Food Preparation | Natural Gas | Commercial Food Prep Other | A | Incremental Summer Peak Savings (MW) | Achievable Economic RVT Potential | 0 | 0 | 0 | 0 | 0 | 0 | 0 | 0 | 0 | 0 | 0 | 0 | 0 | 0 | 0 | 0 | 0 | 0 | 0 | 0 | 0 | 0 | 0 | 0 | 0 | 0 | 0
F6_Commercial_WA - Miscellaneous_New_Food Preparation_Natural Gas_Commercial Food Prep Other_A_Achievable Economic RVT Potential | F6 | Commercial | WA - Miscellaneous | New | Food Preparation | Natural Gas | Commercial Food Prep Other | A | Incremental Winter Peak Savings (MW) | Achievable Economic RVT Potential | 0 | 0 | 0 | 0 | 0 | 0 | 0 | 0 | 0 | 0 | 0 | 0 | 0 | 0 | 0 | 0 | 0 | 0 | 0 | 0 | 0 | 0 | 0 | 0 | 0 | 0 | 0
F7_Commercial_WA - Miscellaneous_New_Food Preparation_Natural Gas_Commercial Food Prep Other_A_Achievable Economic RVT Potential | F7 | Commercial | WA - Miscellaneous | New | Food Preparation | Natural Gas | Commercial Food Prep Other | A | Cumulative Energy Savings (MWh or mTherms) | Achievable Economic RVT Potential | 0 | 0 | 0 | 0 | 0 | 0 | 0 | 0 | 0 | 0 | 0 | 0 | 0 | 0 | 0 | 0 | 0 | 0 | 0 | 0 | 0 | 0 | 0 | 0 | 0 | 0 | 0
F8_Commercial_WA - Miscellaneous_New_Food Preparation_Natural Gas_Commercial Food Prep Other_A_Achievable Economic RVT Potential | F8 | Commercial | WA - Miscellaneous | New | Food Preparation | Natural Gas | Commercial Food Prep Other | A | Cumulative Summer Peak Savings (MW) | Achievable Economic RVT Potential | 0 | 0 | 0 | 0 | 0 | 0 | 0 | 0 | 0 | 0 | 0 | 0 | 0 | 0 | 0 | 0 | 0 | 0 | 0 | 0 | 0 | 0 | 0 | 0 | 0 | 0 | 0
F9_Commercial_WA - Miscellaneous_New_Food Preparation_Natural Gas_Commercial Food Prep Other_A_Achievable Economic RVT Potential | F9 | Commercial | WA - Miscellaneous | New | Food Preparation | Natural Gas | Commercial Food Prep Other | A | Cumulative Winter Peak Savings (MW) | Achievable Economic RVT Potential | 0 | 0 | 0 | 0 | 0 | 0 | 0 | 0 | 0 | 0 | 0 | 0 | 0 | 0 | 0 | 0 | 0 | 0 | 0 | 0 | 0 | 0 | 0 | 0 | 0 | 0 | 0
F10_Commercial_WA - Miscellaneous_New_Food Preparation_Natural Gas_Commercial Food Prep Other_A_Achievable Economic RVT Potential | F10 | Commercial | WA - Miscellaneous | New | Food Preparation | Natural Gas | Commercial Food Prep Other | A | Purchases (Incremental) | Achievable Economic RVT Potential | 0 | 0 | 0 | 0 | 0 | 0 | 0 | 0 | 0 | 0 | 0 | 0 | 0 | 0 | 0 | 0 | 0 | 0 | 0 | 0 | 0 | 0 | 0 | 0 | 0 | 0 | 0
F11_Commercial_WA - Miscellaneous_New_Food Preparation_Natural Gas_Commercial Food Prep Other_A_Achievable Economic RVT Potential | F11 | Commercial | WA - Miscellaneous | New | Food Preparation | Natural Gas | Commercial Food Prep Other | A | Purchases (Cumulative) | Achievable Economic RVT Potential | 0 | 0 | 0 | 0 | 0 | 0 | 0 | 0 | 0 | 0 | 0 | 0 | 0 | 0 | 0 | 0 | 0 | 0 | 0 | 0 | 0 | 0 | 0 | 0 | 0 | 0 | 0
F1_Commercial_WA - Miscellaneous_New_Miscellaneous_Natural Gas_Pool Heater_A_Achievable Economic RVT Potential | F1 | Commercial | WA - Miscellaneous | New | Miscellaneous | Natural Gas | Pool Heater | A | Integrated Unit Energy Savings (kWh or therms) | Achievable Economic RVT Potential | 0 | 0 | 0 | 0 | 0 | 0 | 0 | 0 | 0 | 0 | 0 | 0 | 0 | 0 | 0 | 0 | 0 | 0 | 0 | 0 | 0 | 0 | 0 | 0 | 0 | 0 | 0
F2_Commercial_WA - Miscellaneous_New_Miscellaneous_Natural Gas_Pool Heater_A_Achievable Economic RVT Potential | F2 | Commercial | WA - Miscellaneous | New | Miscellaneous | Natural Gas | Pool Heater | A | Integrated Unit Summer Peak Savings (kW) | Achievable Economic RVT Potential | 0 | 0 | 0 | 0 | 0 | 0 | 0 | 0 | 0 | 0 | 0 | 0 | 0 | 0 | 0 | 0 | 0 | 0 | 0 | 0 | 0 | 0 | 0 | 0 | 0 | 0 | 0
F3_Commercial_WA - Miscellaneous_New_Miscellaneous_Natural Gas_Pool Heater_A_Achievable Economic RVT Potential | F3 | Commercial | WA - Miscellaneous | New | Miscellaneous | Natural Gas | Pool Heater | A | Integrated Unit Winter Peak Savings (kW) | Achievable Economic RVT Potential | 0 | 0 | 0 | 0 | 0 | 0 | 0 | 0 | 0 | 0 | 0 | 0 | 0 | 0 | 0 | 0 | 0 | 0 | 0 | 0 | 0 | 0 | 0 | 0 | 0 | 0 | 0
F4_Commercial_WA - Miscellaneous_New_Miscellaneous_Natural Gas_Pool Heater_A_Achievable Economic RVT Potential | F4 | Commercial | WA - Miscellaneous | New | Miscellaneous | Natural Gas | Pool Heater | A | Incremental Energy Savings (MWh or mTherms) | Achievable Economic RVT Potential | 0 | 0 | 0 | 0 | 0 | 0 | 0 | 0 | 0 | 0 | 0 | 0 | 0 | 0 | 0 | 0 | 0 | 0 | 0 | 0 | 0 | 0 | 0 | 0 | 0 | 0 | 0
F5_Commercial_WA - Miscellaneous_New_Miscellaneous_Natural Gas_Pool Heater_A_Achievable Economic RVT Potential | F5 | Commercial | WA - Miscellaneous | New | Miscellaneous | Natural Gas | Pool Heater | A | Incremental Summer Peak Savings (MW) | Achievable Economic RVT Potential | 0 | 0 | 0 | 0 | 0 | 0 | 0 | 0 | 0 | 0 | 0 | 0 | 0 | 0 | 0 | 0 | 0 | 0 | 0 | 0 | 0 | 0 | 0 | 0 | 0 | 0 | 0
F6_Commercial_WA - Miscellaneous_New_Miscellaneous_Natural Gas_Pool Heater_A_Achievable Economic RVT Potential | F6 | Commercial | WA - Miscellaneous | New | Miscellaneous | Natural Gas | Pool Heater | A | Incremental Winter Peak Savings (MW) | Achievable Economic RVT Potential | 0 | 0 | 0 | 0 | 0 | 0 | 0 | 0 | 0 | 0 | 0 | 0 | 0 | 0 | 0 | 0 | 0 | 0 | 0 | 0 | 0 | 0 | 0 | 0 | 0 | 0 | 0
F7_Commercial_WA - Miscellaneous_New_Miscellaneous_Natural Gas_Pool Heater_A_Achievable Economic RVT Potential | F7 | Commercial | WA - Miscellaneous | New | Miscellaneous | Natural Gas | Pool Heater | A | Cumulative Energy Savings (MWh or mTherms) | Achievable Economic RVT Potential | 0 | 0 | 0 | 0 | 0 | 0 | 0 | 0 | 0 | 0 | 0 | 0 | 0 | 0 | 0 | 0 | 0 | 0 | 0 | 0 | 0 | 0 | 0 | 0 | 0 | 0 | 0
F8_Commercial_WA - Miscellaneous_New_Miscellaneous_Natural Gas_Pool Heater_A_Achievable Economic RVT Potential | F8 | Commercial | WA - Miscellaneous | New | Miscellaneous | Natural Gas | Pool Heater | A | Cumulative Summer Peak Savings (MW) | Achievable Economic RVT Potential | 0 | 0 | 0 | 0 | 0 | 0 | 0 | 0 | 0 | 0 | 0 | 0 | 0 | 0 | 0 | 0 | 0 | 0 | 0 | 0 | 0 | 0 | 0 | 0 | 0 | 0 | 0
F9_Commercial_WA - Miscellaneous_New_Miscellaneous_Natural Gas_Pool Heater_A_Achievable Economic RVT Potential | F9 | Commercial | WA - Miscellaneous | New | Miscellaneous | Natural Gas | Pool Heater | A | Cumulative Winter Peak Savings (MW) | Achievable Economic RVT Potential | 0 | 0 | 0 | 0 | 0 | 0 | 0 | 0 | 0 | 0 | 0 | 0 | 0 | 0 | 0 | 0 | 0 | 0 | 0 | 0 | 0 | 0 | 0 | 0 | 0 | 0 | 0
F10_Commercial_WA - Miscellaneous_New_Miscellaneous_Natural Gas_Pool Heater_A_Achievable Economic RVT Potential | F10 | Commercial | WA - Miscellaneous | New | Miscellaneous | Natural Gas | Pool Heater | A | Purchases (Incremental) | Achievable Economic RVT Potential | 0 | 0 | 0 | 0 | 0 | 0 | 0 | 0 | 0 | 0 | 0 | 0 | 0 | 0 | 0 | 0 | 0 | 0 | 0 | 0 | 0 | 0 | 0 | 0 | 0 | 0 | 0
F11_Commercial_WA - Miscellaneous_New_Miscellaneous_Natural Gas_Pool Heater_A_Achievable Economic RVT Potential | F11 | Commercial | WA - Miscellaneous | New | Miscellaneous | Natural Gas | Pool Heater | A | Purchases (Cumulative) | Achievable Economic RVT Potential | 0 | 0 | 0 | 0 | 0 | 0 | 0 | 0 | 0 | 0 | 0 | 0 | 0 | 0 | 0 | 0 | 0 | 0 | 0 | 0 | 0 | 0 | 0 | 0 | 0 | 0 | 0
F1_Commercial_OR - College_Existing_Space Heating_Natural Gas_Furnace_A_Achievable Economic RVT Potential | F1 | Commercial | OR - College | Existing | Space Heating | Natural Gas | Furnace | A | Integrated Unit Energy Savings (kWh or therms) | Achievable Economic RVT Potential | 0 | 243.0543 | 242.1118 | 81.8666 | 81.8666 | 81.8666 | 81.8666 | 81.8666 | 81.8666 | 81.8666 | 81.8666 | 81.8666 | 81.8666 | 81.8666 | 81.8666 | 81.8666 | 81.8666 | 81.8666 | 81.8666 | 81.8666 | 81.8666 | 81.8666 | 81.8666 | 81.8666 | 81.8666 | 81.8666 | 81.8666
F2_Commercial_OR - College_Existing_Space Heating_Natural Gas_Furnace_A_Achievable Economic RVT Potential | F2 | Commercial | OR - College | Existing | Space Heating | Natural Gas | Furnace | A | Integrated Unit Summer Peak Savings (kW) | Achievable Economic RVT Potential | 0 | 0 | 0 | 0 | 0 | 0 | 0 | 0 | 0 | 0 | 0 | 0 | 0 | 0 | 0 | 0 | 0 | 0 | 0 | 0 | 0 | 0 | 0 | 0 | 0 | 0 | 0
F3_Commercial_OR - College_Existing_Space Heating_Natural Gas_Furnace_A_Achievable Economic RVT Potential | F3 | Commercial | OR - College | Existing | Space Heating | Natural Gas | Furnace | A | Integrated Unit Winter Peak Savings (kW) | Achievable Economic RVT Potential | 0 | 0 | 0 | 0 | 0 | 0 | 0 | 0 | 0 | 0 | 0 | 0 | 0 | 0 | 0 | 0 | 0 | 0 | 0 | 0 | 0 | 0 | 0 | 0 | 0 | 0 | 0
F4_Commercial_OR - College_Existing_Space Heating_Natural Gas_Furnace_A_Achievable Economic RVT Potential | F4 | Commercial | OR - College | Existing | Space Heating | Natural Gas | Furnace | A | Incremental Energy Savings (MWh or mTherms) | Achievable Economic RVT Potential | 0 | 0 | 0 | 0 | 0 | 0 | 0 | 0 | 0 | 0 | 0 | 0 | 0 | 0 | 0 | 0 | 0 | 0 | 0 | 0 | 0 | 0 | 0 | 0 | 0 | 0 | 0
F5_Commercial_OR - College_Existing_Space Heating_Natural Gas_Furnace_A_Achievable Economic RVT Potential | F5 | Commercial | OR - College | Existing | Space Heating | Natural Gas | Furnace | A | Incremental Summer Peak Savings (MW) | Achievable Economic RVT Potential | 0 | 0 | 0 | 0 | 0 | 0 | 0 | 0 | 0 | 0 | 0 | 0 | 0 | 0 | 0 | 0 | 0 | 0 | 0 | 0 | 0 | 0 | 0 | 0 | 0 | 0 | 0
F6_Commercial_OR - College_Existing_Space Heating_Natural Gas_Furnace_A_Achievable Economic RVT Potential | F6 | Commercial | OR - College | Existing | Space Heating | Natural Gas | Furnace | A | Incremental Winter Peak Savings (MW) | Achievable Economic RVT Potential | 0 | 0 | 0 | 0 | 0 | 0 | 0 | 0 | 0 | 0 | 0 | 0 | 0 | 0 | 0 | 0 | 0 | 0 | 0 | 0 | 0 | 0 | 0 | 0 | 0 | 0 | 0
F7_Commercial_OR - College_Existing_Space Heating_Natural Gas_Furnace_A_Achievable Economic RVT Potential | F7 | Commercial | OR - College | Existing | Space Heating | Natural Gas | Furnace | A | Cumulative Energy Savings (MWh or mTherms) | Achievable Economic RVT Potential | 0 | 0 | 0 | 0 | 0 | 0 | 0 | 0 | 0 | 0 | 0 | 0 | 0 | 0 | 0 | 0 | 0 | 0 | 0 | 0 | 0 | 0 | 0 | 0 | 0 | 0 | 0
F8_Commercial_OR - College_Existing_Space Heating_Natural Gas_Furnace_A_Achievable Economic RVT Potential | F8 | Commercial | OR - College | Existing | Space Heating | Natural Gas | Furnace | A | Cumulative Summer Peak Savings (MW) | Achievable Economic RVT Potential | 0 | 0 | 0 | 0 | 0 | 0 | 0 | 0 | 0 | 0 | 0 | 0 | 0 | 0 | 0 | 0 | 0 | 0 | 0 | 0 | 0 | 0 | 0 | 0 | 0 | 0 | 0
F9_Commercial_OR - College_Existing_Space Heating_Natural Gas_Furnace_A_Achievable Economic RVT Potential | F9 | Commercial | OR - College | Existing | Space Heating | Natural Gas | Furnace | A | Cumulative Winter Peak Savings (MW) | Achievable Economic RVT Potential | 0 | 0 | 0 | 0 | 0 | 0 | 0 | 0 | 0 | 0 | 0 | 0 | 0 | 0 | 0 | 0 | 0 | 0 | 0 | 0 | 0 | 0 | 0 | 0 | 0 | 0 | 0
F10_Commercial_OR - College_Existing_Space Heating_Natural Gas_Furnace_A_Achievable Economic RVT Potential | F10 | Commercial | OR - College | Existing | Space Heating | Natural Gas | Furnace | A | Purchases (Incremental) | Achievable Economic RVT Potential | 0 | 0 | 0 | 0 | 0 | 0 | 0 | 0 | 0 | 0 | 0 | 0 | 0 | 0 | 0 | 0 | 0 | 0 | 0 | 0 | 0 | 0 | 0 | 0 | 0 | 0 | 0
F11_Commercial_OR - College_Existing_Space Heating_Natural Gas_Furnace_A_Achievable Economic RVT Potential | F11 | Commercial | OR - College | Existing | Space Heating | Natural Gas | Furnace | A | Purchases (Cumulative) | Achievable Economic RVT Potential | 0 | 0 | 0 | 0 | 0 | 0 | 0 | 0 | 0 | 0 | 0 | 0 | 0 | 0 | 0 | 0 | 0 | 0 | 0 | 0 | 0 | 0 | 0 | 0 | 0 | 0 | 0
F1_Commercial_OR - College_Existing_Space Heating_Natural Gas_Boiler_A_Achievable Economic RVT Potential | F1 | Commercial | OR - College | Existing | Space Heating | Natural Gas | Boiler | A | Integrated Unit Energy Savings (kWh or therms) | Achievable Economic RVT Potential | 0 | 375.9733 | 374.5154 | 374.5154 | 374.5154 | 374.5154 | 374.5154 | 374.5154 | 374.5154 | 374.5154 | 374.5154 | 374.5154 | 374.5154 | 374.5154 | 374.5154 | 374.5154 | 374.5154 | 374.5154 | 374.5154 | 374.5154 | 374.5154 | 374.5154 | 374.5154 | 374.5154 | 374.5154 | 374.5154 | 374.5154
F2_Commercial_OR - College_Existing_Space Heating_Natural Gas_Boiler_A_Achievable Economic RVT Potential | F2 | Commercial | OR - College | Existing | Space Heating | Natural Gas | Boiler | A | Integrated Unit Summer Peak Savings (kW) | Achievable Economic RVT Potential | 0 | 0 | 0 | 0 | 0 | 0 | 0 | 0 | 0 | 0 | 0 | 0 | 0 | 0 | 0 | 0 | 0 | 0 | 0 | 0 | 0 | 0 | 0 | 0 | 0 | 0 | 0
F3_Commercial_OR - College_Existing_Space Heating_Natural Gas_Boiler_A_Achievable Economic RVT Potential | F3 | Commercial | OR - College | Existing | Space Heating | Natural Gas | Boiler | A | Integrated Unit Winter Peak Savings (kW) | Achievable Economic RVT Potential | 0 | 0 | 0 | 0 | 0 | 0 | 0 | 0 | 0 | 0 | 0 | 0 | 0 | 0 | 0 | 0 | 0 | 0 | 0 | 0 | 0 | 0 | 0 | 0 | 0 | 0 | 0
F4_Commercial_OR - College_Existing_Space Heating_Natural Gas_Boiler_A_Achievable Economic RVT Potential | F4 | Commercial | OR - College | Existing | Space Heating | Natural Gas | Boiler | A | Incremental Energy Savings (MWh or mTherms) | Achievable Economic RVT Potential | 0 | 0 | 0 | 0 | 0 | 0 | 0 | 0 | 0 | 0 | 0 | 0 | 0 | 0 | 0 | 0 | 0 | 0 | 0 | 0 | 0 | 0 | 0 | 0 | 0 | 0 | 0
F5_Commercial_OR - College_Existing_Space Heating_Natural Gas_Boiler_A_Achievable Economic RVT Potential | F5 | Commercial | OR - College | Existing | Space Heating | Natural Gas | Boiler | A | Incremental Summer Peak Savings (MW) | Achievable Economic RVT Potential | 0 | 0 | 0 | 0 | 0 | 0 | 0 | 0 | 0 | 0 | 0 | 0 | 0 | 0 | 0 | 0 | 0 | 0 | 0 | 0 | 0 | 0 | 0 | 0 | 0 | 0 | 0
F6_Commercial_OR - College_Existing_Space Heating_Natural Gas_Boiler_A_Achievable Economic RVT Potential | F6 | Commercial | OR - College | Existing | Space Heating | Natural Gas | Boiler | A | Incremental Winter Peak Savings (MW) | Achievable Economic RVT Potential | 0 | 0 | 0 | 0 | 0 | 0 | 0 | 0 | 0 | 0 | 0 | 0 | 0 | 0 | 0 | 0 | 0 | 0 | 0 | 0 | 0 | 0 | 0 | 0 | 0 | 0 | 0
F7_Commercial_OR - College_Existing_Space Heating_Natural Gas_Boiler_A_Achievable Economic RVT Potential | F7 | Commercial | OR - College | Existing | Space Heating | Natural Gas | Boiler | A | Cumulative Energy Savings (MWh or mTherms) | Achievable Economic RVT Potential | 0 | 0 | 0 | 0 | 0 | 0 | 0 | 0 | 0 | 0 | 0 | 0 | 0 | 0 | 0 | 0 | 0 | 0 | 0 | 0 | 0 | 0 | 0 | 0 | 0 | 0 | 0
F8_Commercial_OR - College_Existing_Space Heating_Natural Gas_Boiler_A_Achievable Economic RVT Potential | F8 | Commercial | OR - College | Existing | Space Heating | Natural Gas | Boiler | A | Cumulative Summer Peak Savings (MW) | Achievable Economic RVT Potential | 0 | 0 | 0 | 0 | 0 | 0 | 0 | 0 | 0 | 0 | 0 | 0 | 0 | 0 | 0 | 0 | 0 | 0 | 0 | 0 | 0 | 0 | 0 | 0 | 0 | 0 | 0
F9_Commercial_OR - College_Existing_Space Heating_Natural Gas_Boiler_A_Achievable Economic RVT Potential | F9 | Commercial | OR - College | Existing | Space Heating | Natural Gas | Boiler | A | Cumulative Winter Peak Savings (MW) | Achievable Economic RVT Potential | 0 | 0 | 0 | 0 | 0 | 0 | 0 | 0 | 0 | 0 | 0 | 0 | 0 | 0 | 0 | 0 | 0 | 0 | 0 | 0 | 0 | 0 | 0 | 0 | 0 | 0 | 0
F10_Commercial_OR - College_Existing_Space Heating_Natural Gas_Boiler_A_Achievable Economic RVT Potential | F10 | Commercial | OR - College | Existing | Space Heating | Natural Gas | Boiler | A | Purchases (Incremental) | Achievable Economic RVT Potential | 0 | 0 | 0 | 0 | 0 | 0 | 0 | 0 | 0 | 0 | 0 | 0 | 0 | 0 | 0 | 0 | 0 | 0 | 0 | 0 | 0 | 0 | 0 | 0 | 0 | 0 | 0
F11_Commercial_OR - College_Existing_Space Heating_Natural Gas_Boiler_A_Achievable Economic RVT Potential | F11 | Commercial | OR - College | Existing | Space Heating | Natural Gas | Boiler | A | Purchases (Cumulative) | Achievable Economic RVT Potential | 0 | 0 | 0 | 0 | 0 | 0 | 0 | 0 | 0 | 0 | 0 | 0 | 0 | 0 | 0 | 0 | 0 | 0 | 0 | 0 | 0 | 0 | 0 | 0 | 0 | 0 | 0
F1_Commercial_OR - College_Existing_Space Heating_Natural Gas_Unit Heater_A_Achievable Economic RVT Potential | F1 | Commercial | OR - College | Existing | Space Heating | Natural Gas | Unit Heater | A | Integrated Unit Energy Savings (kWh or therms) | Achievable Economic RVT Potential | 0 | 0 | 0 | 0 | 0 | 0 | 0 | 0 | 0 | 0 | 0 | 0 | 0 | 0 | 0 | 0 | 0 | 0 | 0 | 0 | 0 | 0 | 0 | 0 | 0 | 0 | 0
F2_Commercial_OR - College_Existing_Space Heating_Natural Gas_Unit Heater_A_Achievable Economic RVT Potential | F2 | Commercial | OR - College | Existing | Space Heating | Natural Gas | Unit Heater | A | Integrated Unit Summer Peak Savings (kW) | Achievable Economic RVT Potential | 0 | 0 | 0 | 0 | 0 | 0 | 0 | 0 | 0 | 0 | 0 | 0 | 0 | 0 | 0 | 0 | 0 | 0 | 0 | 0 | 0 | 0 | 0 | 0 | 0 | 0 | 0
F3_Commercial_OR - College_Existing_Space Heating_Natural Gas_Unit Heater_A_Achievable Economic RVT Potential | F3 | Commercial | OR - College | Existing | Space Heating | Natural Gas | Unit Heater | A | Integrated Unit Winter Peak Savings (kW) | Achievable Economic RVT Potential | 0 | 0 | 0 | 0 | 0 | 0 | 0 | 0 | 0 | 0 | 0 | 0 | 0 | 0 | 0 | 0 | 0 | 0 | 0 | 0 | 0 | 0 | 0 | 0 | 0 | 0 | 0
F4_Commercial_OR - College_Existing_Space Heating_Natural Gas_Unit Heater_A_Achievable Economic RVT Potential | F4 | Commercial | OR - College | Existing | Space Heating | Natural Gas | Unit Heater | A | Incremental Energy Savings (MWh or mTherms) | Achievable Economic RVT Potential | 0 | 0 | 0 | 0 | 0 | 0 | 0 | 0 | 0 | 0 | 0 | 0 | 0 | 0 | 0 | 0 | 0 | 0 | 0 | 0 | 0 | 0 | 0 | 0 | 0 | 0 | 0
F5_Commercial_OR - College_Existing_Space Heating_Natural Gas_Unit Heater_A_Achievable Economic RVT Potential | F5 | Commercial | OR - College | Existing | Space Heating | Natural Gas | Unit Heater | A | Incremental Summer Peak Savings (MW) | Achievable Economic RVT Potential | 0 | 0 | 0 | 0 | 0 | 0 | 0 | 0 | 0 | 0 | 0 | 0 | 0 | 0 | 0 | 0 | 0 | 0 | 0 | 0 | 0 | 0 | 0 | 0 | 0 | 0 | 0
F6_Commercial_OR - College_Existing_Space Heating_Natural Gas_Unit Heater_A_Achievable Economic RVT Potential | F6 | Commercial | OR - College | Existing | Space Heating | Natural Gas | Unit Heater | A | Incremental Winter Peak Savings (MW) | Achievable Economic RVT Potential | 0 | 0 | 0 | 0 | 0 | 0 | 0 | 0 | 0 | 0 | 0 | 0 | 0 | 0 | 0 | 0 | 0 | 0 | 0 | 0 | 0 | 0 | 0 | 0 | 0 | 0 | 0
F7_Commercial_OR - College_Existing_Space Heating_Natural Gas_Unit Heater_A_Achievable Economic RVT Potential | F7 | Commercial | OR - College | Existing | Space Heating | Natural Gas | Unit Heater | A | Cumulative Energy Savings (MWh or mTherms) | Achievable Economic RVT Potential | 0 | 0 | 0 | 0 | 0 | 0 | 0 | 0 | 0 | 0 | 0 | 0 | 0 | 0 | 0 | 0 | 0 | 0 | 0 | 0 | 0 | 0 | 0 | 0 | 0 | 0 | 0
F8_Commercial_OR - College_Existing_Space Heating_Natural Gas_Unit Heater_A_Achievable Economic RVT Potential | F8 | Commercial | OR - College | Existing | Space Heating | Natural Gas | Unit Heater | A | Cumulative Summer Peak Savings (MW) | Achievable Economic RVT Potential | 0 | 0 | 0 | 0 | 0 | 0 | 0 | 0 | 0 | 0 | 0 | 0 | 0 | 0 | 0 | 0 | 0 | 0 | 0 | 0 | 0 | 0 | 0 | 0 | 0 | 0 | 0
F9_Commercial_OR - College_Existing_Space Heating_Natural Gas_Unit Heater_A_Achievable Economic RVT Potential | F9 | Commercial | OR - College | Existing | Space Heating | Natural Gas | Unit Heater | A | Cumulative Winter Peak Savings (MW) | Achievable Economic RVT Potential | 0 | 0 | 0 | 0 | 0 | 0 | 0 | 0 | 0 | 0 | 0 | 0 | 0 | 0 | 0 | 0 | 0 | 0 | 0 | 0 | 0 | 0 | 0 | 0 | 0 | 0 | 0
F10_Commercial_OR - College_Existing_Space Heating_Natural Gas_Unit Heater_A_Achievable Economic RVT Potential | F10 | Commercial | OR - College | Existing | Space Heating | Natural Gas | Unit Heater | A | Purchases (Incremental) | Achievable Economic RVT Potential | 0 | 0 | 0 | 0 | 0 | 0 | 0 | 0 | 0 | 0 | 0 | 0 | 0 | 0 | 0 | 0 | 0 | 0 | 0 | 0 | 0 | 0 | 0 | 0 | 0 | 0 | 0
F11_Commercial_OR - College_Existing_Space Heating_Natural Gas_Unit Heater_A_Achievable Economic RVT Potential | F11 | Commercial | OR - College | Existing | Space Heating | Natural Gas | Unit Heater | A | Purchases (Cumulative) | Achievable Economic RVT Potential | 0 | 0 | 0 | 0 | 0 | 0 | 0 | 0 | 0 | 0 | 0 | 0 | 0 | 0 | 0 | 0 | 0 | 0 | 0 | 0 | 0 | 0 | 0 | 0 | 0 | 0 | 0
F1_Commercial_OR - College_Existing_Water Heating_Natural Gas_Water Heater_A_Achievable Economic RVT Potential | F1 | Commercial | OR - College | Existing | Water Heating | Natural Gas | Water Heater | A | Integrated Unit Energy Savings (kWh or therms) | Achievable Economic RVT Potential | 0 | 2.8505 | 2.8505 | 2.8505 | 2.8505 | 2.8505 | 2.8505 | 2.8505 | 2.8505 | 2.8505 | 2.8505 | 2.8505 | 2.8505 | 2.8505 | 2.8505 | 2.8505 | 2.8505 | 2.8505 | 2.8505 | 2.8505 | 2.8505 | 2.8505 | 2.8505 | 2.8505 | 2.8505 | 2.8505 | 2.8505
F2_Commercial_OR - College_Existing_Water Heating_Natural Gas_Water Heater_A_Achievable Economic RVT Potential | F2 | Commercial | OR - College | Existing | Water Heating | Natural Gas | Water Heater | A | Integrated Unit Summer Peak Savings (kW) | Achievable Economic RVT Potential | 0 | 0 | 0 | 0 | 0 | 0 | 0 | 0 | 0 | 0 | 0 | 0 | 0 | 0 | 0 | 0 | 0 | 0 | 0 | 0 | 0 | 0 | 0 | 0 | 0 | 0 | 0
F3_Commercial_OR - College_Existing_Water Heating_Natural Gas_Water Heater_A_Achievable Economic RVT Potential | F3 | Commercial | OR - College | Existing | Water Heating | Natural Gas | Water Heater | A | Integrated Unit Winter Peak Savings (kW) | Achievable Economic RVT Potential | 0 | 0 | 0 | 0 | 0 | 0 | 0 | 0 | 0 | 0 | 0 | 0 | 0 | 0 | 0 | 0 | 0 | 0 | 0 | 0 | 0 | 0 | 0 | 0 | 0 | 0 | 0
F4_Commercial_OR - College_Existing_Water Heating_Natural Gas_Water Heater_A_Achievable Economic RVT Potential | F4 | Commercial | OR - College | Existing | Water Heating | Natural Gas | Water Heater | A | Incremental Energy Savings (MWh or mTherms) | Achievable Economic RVT Potential | 0 | 0 | 0.14176 | 0.26978 | 0.38817 | 0.49996 | 0.60736 | 0.70007 | 0.77059 | 0.82468 | 0.93223 | 1.0092 | 0.91975 | 0.82494 | 0.72553 | 0.97313 | 0.78079 | 0.6181 | 0.47978 | 0.38708 | 0.258 | 0.1688 | 0.10875 | 0.069347 | 0.13649 | 0 | 0
F5_Commercial_OR - College_Existing_Water Heating_Natural Gas_Water Heater_A_Achievable Economic RVT Potential | F5 | Commercial | OR - College | Existing | Water Heating | Natural Gas | Water Heater | A | Incremental Summer Peak Savings (MW) | Achievable Economic RVT Potential | 0 | 0 | 0 | 0 | 0 | 0 | 0 | 0 | 0 | 0 | 0 | 0 | 0 | 0 | 0 | 0 | 0 | 0 | 0 | 0 | 0 | 0 | 0 | 0 | 0 | 0 | 0
F6_Commercial_OR - College_Existing_Water Heating_Natural Gas_Water Heater_A_Achievable Economic RVT Potential | F6 | Commercial | OR - College | Existing | Water Heating | Natural Gas | Water Heater | A | Incremental Winter Peak Savings (MW) | Achievable Economic RVT Potential | 0 | 0 | 0 | 0 | 0 | 0 | 0 | 0 | 0 | 0 | 0 | 0 | 0 | 0 | 0 | 0 | 0 | 0 | 0 | 0 | 0 | 0 | 0 | 0 | 0 | 0 | 0
F7_Commercial_OR - College_Existing_Water Heating_Natural Gas_Water Heater_A_Achievable Economic RVT Potential | F7 | Commercial | OR - College | Existing | Water Heating | Natural Gas | Water Heater | A | Cumulative Energy Savings (MWh or mTherms) | Achievable Economic RVT Potential | 0 | 0 | 0.14176 | 0.41154 | 0.7997 | 1.2997 | 1.907 | 2.6071 | 3.3777 | 4.2024 | 5.1346 | 6.1438 | 7.0636 | 7.8885 | 8.614 | 9.5872 | 10.368 | 10.9861 | 11.4658 | 11.8529 | 12.1109 | 12.2797 | 12.3885 | 12.4578 | 12.5943 | 12.5943 | 12.5943
F8_Commercial_OR - College_Existing_Water Heating_Natural Gas_Water Heater_A_Achievable Economic RVT Potential | F8 | Commercial | OR - College | Existing | Water Heating | Natural Gas | Water Heater | A | Cumulative Summer Peak Savings (MW) | Achievable Economic RVT Potential | 0 | 0 | 0 | 0 | 0 | 0 | 0 | 0 | 0 | 0 | 0 | 0 | 0 | 0 | 0 | 0 | 0 | 0 | 0 | 0 | 0 | 0 | 0 | 0 | 0 | 0 | 0
F9_Commercial_OR - College_Existing_Water Heating_Natural Gas_Water Heater_A_Achievable Economic RVT Potential | F9 | Commercial | OR - College | Existing | Water Heating | Natural Gas | Water Heater | A | Cumulative Winter Peak Savings (MW) | Achievable Economic RVT Potential | 0 | 0 | 0 | 0 | 0 | 0 | 0 | 0 | 0 | 0 | 0 | 0 | 0 | 0 | 0 | 0 | 0 | 0 | 0 | 0 | 0 | 0 | 0 | 0 | 0 | 0 | 0
F10_Commercial_OR - College_Existing_Water Heating_Natural Gas_Water Heater_A_Achievable Economic RVT Potential | F10 | Commercial | OR - College | Existing | Water Heating | Natural Gas | Water Heater | A | Purchases (Incremental) | Achievable Economic RVT Potential | 0 | 0 | 49.7326 | 94.6427 | 136.177 | 175.3964 | 213.0727 | 245.5986 | 270.3393 | 289.3126 | 327.0454 | 354.0581 | 322.6684 | 289.4038 | 254.5299 | 341.3933 | 273.9169 | 216.8406 | 168.3159 | 135.7938 | 90.5132 | 59.2185 | 38.1524 | 24.3284 | 47.8822 | 0 | 0
F11_Commercial_OR - College_Existing_Water Heating_Natural Gas_Water Heater_A_Achievable Economic RVT Potential | F11 | Commercial | OR - College | Existing | Water Heating | Natural Gas | Water Heater | A | Purchases (Cumulative) | Achievable Economic RVT Potential | 0 | 0 | 49.7326 | 144.3753 | 280.5523 | 455.9487 | 669.0214 | 914.62 | 1184.9592 | 1474.2719 | 1801.3172 | 2155.3753 | 2478.0438 | 2767.4476 | 3021.9775 | 3363.3708 | 3637.2877 | 3854.1284 | 4022.4443 | 4158.238 | 4248.7512 | 4307.9697 | 4346.1221 | 4370.4505 | 4418.3327 | 4418.3327 | 4418.3327
F1_Commercial_OR - College_Existing_Food Preparation_Natural Gas_Oven_A_Achievable Economic RVT Potential | F1 | Commercial | OR - College | Existing | Food Preparation | Natural Gas | Oven | A | Integrated Unit Energy Savings (kWh or therms) | Achievable Economic RVT Potential | 0 | 106.6752 | 106.6752 | 106.6752 | 106.6752 | 106.6752 | 106.6752 | 106.6752 | 106.6752 | 106.6752 | 106.6752 | 106.6752 | 106.6752 | 106.6752 | 106.6752 | 106.6752 | 106.6752 | 106.6752 | 106.6752 | 106.6752 | 106.6752 | 106.6752 | 106.6752 | 106.6752 | 106.6752 | 106.6752 | 106.6752
F2_Commercial_OR - College_Existing_Food Preparation_Natural Gas_Oven_A_Achievable Economic RVT Potential | F2 | Commercial | OR - College | Existing | Food Preparation | Natural Gas | Oven | A | Integrated Unit Summer Peak Savings (kW) | Achievable Economic RVT Potential | 0 | 0 | 0 | 0 | 0 | 0 | 0 | 0 | 0 | 0 | 0 | 0 | 0 | 0 | 0 | 0 | 0 | 0 | 0 | 0 | 0 | 0 | 0 | 0 | 0 | 0 | 0
F3_Commercial_OR - College_Existing_Food Preparation_Natural Gas_Oven_A_Achievable Economic RVT Potential | F3 | Commercial | OR - College | Existing | Food Preparation | Natural Gas | Oven | A | Integrated Unit Winter Peak Savings (kW) | Achievable Economic RVT Potential | 0 | 0 | 0 | 0 | 0 | 0 | 0 | 0 | 0 | 0 | 0 | 0 | 0 | 0 | 0 | 0 | 0 | 0 | 0 | 0 | 0 | 0 | 0 | 0 | 0 | 0 | 0
F4_Commercial_OR - College_Existing_Food Preparation_Natural Gas_Oven_A_Achievable Economic RVT Potential | F4 | Commercial | OR - College | Existing | Food Preparation | Natural Gas | Oven | A | Incremental Energy Savings (MWh or mTherms) | Achievable Economic RVT Potential | 0 | 0 | 0 | 0 | 0 | 0 | 0 | 0 | 0 | 0 | 0 | 0 | 0 | 0 | 0 | 0 | 0 | 0 | 0 | 0 | 0 | 0 | 0 | 0 | 0 | 0 | 0
F5_Commercial_OR - College_Existing_Food Preparation_Natural Gas_Oven_A_Achievable Economic RVT Potential | F5 | Commercial | OR - College | Existing | Food Preparation | Natural Gas | Oven | A | Incremental Summer Peak Savings (MW) | Achievable Economic RVT Potential | 0 | 0 | 0 | 0 | 0 | 0 | 0 | 0 | 0 | 0 | 0 | 0 | 0 | 0 | 0 | 0 | 0 | 0 | 0 | 0 | 0 | 0 | 0 | 0 | 0 | 0 | 0
F6_Commercial_OR - College_Existing_Food Preparation_Natural Gas_Oven_A_Achievable Economic RVT Potential | F6 | Commercial | OR - College | Existing | Food Preparation | Natural Gas | Oven | A | Incremental Winter Peak Savings (MW) | Achievable Economic RVT Potential | 0 | 0 | 0 | 0 | 0 | 0 | 0 | 0 | 0 | 0 | 0 | 0 | 0 | 0 | 0 | 0 | 0 | 0 | 0 | 0 | 0 | 0 | 0 | 0 | 0 | 0 | 0
F7_Commercial_OR - College_Existing_Food Preparation_Natural Gas_Oven_A_Achievable Economic RVT Potential | F7 | Commercial | OR - College | Existing | Food Preparation | Natural Gas | Oven | A | Cumulative Energy Savings (MWh or mTherms) | Achievable Economic RVT Potential | 0 | 0 | 0 | 0 | 0 | 0 | 0 | 0 | 0 | 0 | 0 | 0 | 0 | 0 | 0 | 0 | 0 | 0 | 0 | 0 | 0 | 0 | 0 | 0 | 0 | 0 | 0
F8_Commercial_OR - College_Existing_Food Preparation_Natural Gas_Oven_A_Achievable Economic RVT Potential | F8 | Commercial | OR - College | Existing | Food Preparation | Natural Gas | Oven | A | Cumulative Summer Peak Savings (MW) | Achievable Economic RVT Potential | 0 | 0 | 0 | 0 | 0 | 0 | 0 | 0 | 0 | 0 | 0 | 0 | 0 | 0 | 0 | 0 | 0 | 0 | 0 | 0 | 0 | 0 | 0 | 0 | 0 | 0 | 0
F9_Commercial_OR - College_Existing_Food Preparation_Natural Gas_Oven_A_Achievable Economic RVT Potential | F9 | Commercial | OR - College | Existing | Food Preparation | Natural Gas | Oven | A | Cumulative Winter Peak Savings (MW) | Achievable Economic RVT Potential | 0 | 0 | 0 | 0 | 0 | 0 | 0 | 0 | 0 | 0 | 0 | 0 | 0 | 0 | 0 | 0 | 0 | 0 | 0 | 0 | 0 | 0 | 0 | 0 | 0 | 0 | 0
F10_Commercial_OR - College_Existing_Food Preparation_Natural Gas_Oven_A_Achievable Economic RVT Potential | F10 | Commercial | OR - College | Existing | Food Preparation | Natural Gas | Oven | A | Purchases (Incremental) | Achievable Economic RVT Potential | 0 | 0 | 0 | 0 | 0 | 0 | 0 | 0 | 0 | 0 | 0 | 0 | 0 | 0 | 0 | 0 | 0 | 0 | 0 | 0 | 0 | 0 | 0 | 0 | 0 | 0 | 0
F11_Commercial_OR - College_Existing_Food Preparation_Natural Gas_Oven_A_Achievable Economic RVT Potential | F11 | Commercial | OR - College | Existing | Food Preparation | Natural Gas | Oven | A | Purchases (Cumulative) | Achievable Economic RVT Potential | 0 | 0 | 0 | 0 | 0 | 0 | 0 | 0 | 0 | 0 | 0 | 0 | 0 | 0 | 0 | 0 | 0 | 0 | 0 | 0 | 0 | 0 | 0 | 0 | 0 | 0 | 0
F1_Commercial_OR - College_Existing_Food Preparation_Natural Gas_Conveyor Oven_A_Achievable Economic RVT Potential | F1 | Commercial | OR - College | Existing | Food Preparation | Natural Gas | Conveyor Oven | A | Integrated Unit Energy Savings (kWh or therms) | Achievable Economic RVT Potential | 0 | 0 | 0 | 0 | 0 | 692.0657 | 692.0657 | 692.0657 | 692.0657 | 692.0657 | 692.0657 | 692.0657 | 692.0657 | 692.0657 | 692.0657 | 692.0657 | 692.0657 | 692.0657 | 692.0657 | 692.0657 | 692.0657 | 692.0657 | 692.0657 | 692.0657 | 692.0657 | 692.0657 | 692.0657
F2_Commercial_OR - College_Existing_Food Preparation_Natural Gas_Conveyor Oven_A_Achievable Economic RVT Potential | F2 | Commercial | OR - College | Existing | Food Preparation | Natural Gas | Conveyor Oven | A | Integrated Unit Summer Peak Savings (kW) | Achievable Economic RVT Potential | 0 | 0 | 0 | 0 | 0 | 0 | 0 | 0 | 0 | 0 | 0 | 0 | 0 | 0 | 0 | 0 | 0 | 0 | 0 | 0 | 0 | 0 | 0 | 0 | 0 | 0 | 0
F3_Commercial_OR - College_Existing_Food Preparation_Natural Gas_Conveyor Oven_A_Achievable Economic RVT Potential | F3 | Commercial | OR - College | Existing | Food Preparation | Natural Gas | Conveyor Oven | A | Integrated Unit Winter Peak Savings (kW) | Achievable Economic RVT Potential | 0 | 0 | 0 | 0 | 0 | 0 | 0 | 0 | 0 | 0 | 0 | 0 | 0 | 0 | 0 | 0 | 0 | 0 | 0 | 0 | 0 | 0 | 0 | 0 | 0 | 0 | 0
F4_Commercial_OR - College_Existing_Food Preparation_Natural Gas_Conveyor Oven_A_Achievable Economic RVT Potential | F4 | Commercial | OR - College | Existing | Food Preparation | Natural Gas | Conveyor Oven | A | Incremental Energy Savings (MWh or mTherms) | Achievable Economic RVT Potential | 0 | 0 | 0 | 0 | 0 | 0 | 0 | 0 | 0 | 0 | 0 | 0 | 0 | 0 | 0 | 0 | 0 | 0 | 0 | 0 | 0 | 0 | 0 | 0 | 0 | 0 | 0
F5_Commercial_OR - College_Existing_Food Preparation_Natural Gas_Conveyor Oven_A_Achievable Economic RVT Potential | F5 | Commercial | OR - College | Existing | Food Preparation | Natural Gas | Conveyor Oven | A | Incremental Summer Peak Savings (MW) | Achievable Economic RVT Potential | 0 | 0 | 0 | 0 | 0 | 0 | 0 | 0 | 0 | 0 | 0 | 0 | 0 | 0 | 0 | 0 | 0 | 0 | 0 | 0 | 0 | 0 | 0 | 0 | 0 | 0 | 0
F6_Commercial_OR - College_Existing_Food Preparation_Natural Gas_Conveyor Oven_A_Achievable Economic RVT Potential | F6 | Commercial | OR - College | Existing | Food Preparation | Natural Gas | Conveyor Oven | A | Incremental Winter Peak Savings (MW) | Achievable Economic RVT Potential | 0 | 0 | 0 | 0 | 0 | 0 | 0 | 0 | 0 | 0 | 0 | 0 | 0 | 0 | 0 | 0 | 0 | 0 | 0 | 0 | 0 | 0 | 0 | 0 | 0 | 0 | 0
F7_Commercial_OR - College_Existing_Food Preparation_Natural Gas_Conveyor Oven_A_Achievable Economic RVT Potential | F7 | Commercial | OR - College | Existing | Food Preparation | Natural Gas | Conveyor Oven | A | Cumulative Energy Savings (MWh or mTherms) | Achievable Economic RVT Potential | 0 | 0 | 0 | 0 | 0 | 0 | 0 | 0 | 0 | 0 | 0 | 0 | 0 | 0 | 0 | 0 | 0 | 0 | 0 | 0 | 0 | 0 | 0 | 0 | 0 | 0 | 0
F8_Commercial_OR - College_Existing_Food Preparation_Natural Gas_Conveyor Oven_A_Achievable Economic RVT Potential | F8 | Commercial | OR - College | Existing | Food Preparation | Natural Gas | Conveyor Oven | A | Cumulative Summer Peak Savings (MW) | Achievable Economic RVT Potential | 0 | 0 | 0 | 0 | 0 | 0 | 0 | 0 | 0 | 0 | 0 | 0 | 0 | 0 | 0 | 0 | 0 | 0 | 0 | 0 | 0 | 0 | 0 | 0 | 0 | 0 | 0
F9_Commercial_OR - College_Existing_Food Preparation_Natural Gas_Conveyor Oven_A_Achievable Economic RVT Potential | F9 | Commercial | OR - College | Existing | Food Preparation | Natural Gas | Conveyor Oven | A | Cumulative Winter Peak Savings (MW) | Achievable Economic RVT Potential | 0 | 0 | 0 | 0 | 0 | 0 | 0 | 0 | 0 | 0 | 0 | 0 | 0 | 0 | 0 | 0 | 0 | 0 | 0 | 0 | 0 | 0 | 0 | 0 | 0 | 0 | 0
F10_Commercial_OR - College_Existing_Food Preparation_Natural Gas_Conveyor Oven_A_Achievable Economic RVT Potential | F10 | Commercial | OR - College | Existing | Food Preparation | Natural Gas | Conveyor Oven | A | Purchases (Incremental) | Achievable Economic RVT Potential | 0 | 0 | 0 | 0 | 0 | 0 | 0 | 0 | 0 | 0 | 0 | 0 | 0 | 0 | 0 | 0 | 0 | 0 | 0 | 0 | 0 | 0 | 0 | 0 | 0 | 0 | 0
F11_Commercial_OR - College_Existing_Food Preparation_Natural Gas_Conveyor Oven_A_Achievable Economic RVT Potential | F11 | Commercial | OR - College | Existing | Food Preparation | Natural Gas | Conveyor Oven | A | Purchases (Cumulative) | Achievable Economic RVT Potential | 0 | 0 | 0 | 0 | 0 | 0 | 0 | 0 | 0 | 0 | 0 | 0 | 0 | 0 | 0 | 0 | 0 | 0 | 0 | 0 | 0 | 0 | 0 | 0 | 0 | 0 | 0
F1_Commercial_OR - College_Existing_Food Preparation_Natural Gas_Double Rack Oven_A_Achievable Economic RVT Potential | F1 | Commercial | OR - College | Existing | Food Preparation | Natural Gas | Double Rack Oven | A | Integrated Unit Energy Savings (kWh or therms) | Achievable Economic RVT Potential | 0 | 1621.62 | 1621.62 | 1621.62 | 1621.62 | 1621.62 | 1621.62 | 1621.62 | 1621.62 | 1621.62 | 1621.62 | 1621.62 | 1621.62 | 1621.62 | 1621.62 | 1621.62 | 1621.62 | 1621.62 | 1621.62 | 1621.62 | 1621.62 | 1621.62 | 1621.62 | 1621.62 | 1621.62 | 1621.62 | 1621.62
F2_Commercial_OR - College_Existing_Food Preparation_Natural Gas_Double Rack Oven_A_Achievable Economic RVT Potential | F2 | Commercial | OR - College | Existing | Food Preparation | Natural Gas | Double Rack Oven | A | Integrated Unit Summer Peak Savings (kW) | Achievable Economic RVT Potential | 0 | 0 | 0 | 0 | 0 | 0 | 0 | 0 | 0 | 0 | 0 | 0 | 0 | 0 | 0 | 0 | 0 | 0 | 0 | 0 | 0 | 0 | 0 | 0 | 0 | 0 | 0
F3_Commercial_OR - College_Existing_Food Preparation_Natural Gas_Double Rack Oven_A_Achievable Economic RVT Potential | F3 | Commercial | OR - College | Existing | Food Preparation | Natural Gas | Double Rack Oven | A | Integrated Unit Winter Peak Savings (kW) | Achievable Economic RVT Potential | 0 | 0 | 0 | 0 | 0 | 0 | 0 | 0 | 0 | 0 | 0 | 0 | 0 | 0 | 0 | 0 | 0 | 0 | 0 | 0 | 0 | 0 | 0 | 0 | 0 | 0 | 0
F4_Commercial_OR - College_Existing_Food Preparation_Natural Gas_Double Rack Oven_A_Achievable Economic RVT Potential | F4 | Commercial | OR - College | Existing | Food Preparation | Natural Gas | Double Rack Oven | A | Incremental Energy Savings (MWh or mTherms) | Achievable Economic RVT Potential | 0 | 0 | 0 | 0 | 0 | 0 | 0 | 0 | 0 | 0 | 0 | 0 | 0 | 0 | 0 | 0 | 0 | 0 | 0 | 0 | 0 | 0 | 0 | 0 | 0 | 0 | 0
F5_Commercial_OR - College_Existing_Food Preparation_Natural Gas_Double Rack Oven_A_Achievable Economic RVT Potential | F5 | Commercial | OR - College | Existing | Food Preparation | Natural Gas | Double Rack Oven | A | Incremental Summer Peak Savings (MW) | Achievable Economic RVT Potential | 0 | 0 | 0 | 0 | 0 | 0 | 0 | 0 | 0 | 0 | 0 | 0 | 0 | 0 | 0 | 0 | 0 | 0 | 0 | 0 | 0 | 0 | 0 | 0 | 0 | 0 | 0
F6_Commercial_OR - College_Existing_Food Preparation_Natural Gas_Double Rack Oven_A_Achievable Economic RVT Potential | F6 | Commercial | OR - College | Existing | Food Preparation | Natural Gas | Double Rack Oven | A | Incremental Winter Peak Savings (MW) | Achievable Economic RVT Potential | 0 | 0 | 0 | 0 | 0 | 0 | 0 | 0 | 0 | 0 | 0 | 0 | 0 | 0 | 0 | 0 | 0 | 0 | 0 | 0 | 0 | 0 | 0 | 0 | 0 | 0 | 0
F7_Commercial_OR - College_Existing_Food Preparation_Natural Gas_Double Rack Oven_A_Achievable Economic RVT Potential | F7 | Commercial | OR - College | Existing | Food Preparation | Natural Gas | Double Rack Oven | A | Cumulative Energy Savings (MWh or mTherms) | Achievable Economic RVT Potential | 0 | 0 | 0 | 0 | 0 | 0 | 0 | 0 | 0 | 0 | 0 | 0 | 0 | 0 | 0 | 0 | 0 | 0 | 0 | 0 | 0 | 0 | 0 | 0 | 0 | 0 | 0
F8_Commercial_OR - College_Existing_Food Preparation_Natural Gas_Double Rack Oven_A_Achievable Economic RVT Potential | F8 | Commercial | OR - College | Existing | Food Preparation | Natural Gas | Double Rack Oven | A | Cumulative Summer Peak Savings (MW) | Achievable Economic RVT Potential | 0 | 0 | 0 | 0 | 0 | 0 | 0 | 0 | 0 | 0 | 0 | 0 | 0 | 0 | 0 | 0 | 0 | 0 | 0 | 0 | 0 | 0 | 0 | 0 | 0 | 0 | 0
F9_Commercial_OR - College_Existing_Food Preparation_Natural Gas_Double Rack Oven_A_Achievable Economic RVT Potential | F9 | Commercial | OR - College | Existing | Food Preparation | Natural Gas | Double Rack Oven | A | Cumulative Winter Peak Savings (MW) | Achievable Economic RVT Potential | 0 | 0 | 0 | 0 | 0 | 0 | 0 | 0 | 0 | 0 | 0 | 0 | 0 | 0 | 0 | 0 | 0 | 0 | 0 | 0 | 0 | 0 | 0 | 0 | 0 | 0 | 0
F10_Commercial_OR - College_Existing_Food Preparation_Natural Gas_Double Rack Oven_A_Achievable Economic RVT Potential | F10 | Commercial | OR - College | Existing | Food Preparation | Natural Gas | Double Rack Oven | A | Purchases (Incremental) | Achievable Economic RVT Potential | 0 | 0 | 0 | 0 | 0 | 0 | 0 | 0 | 0 | 0 | 0 | 0 | 0 | 0 | 0 | 0 | 0 | 0 | 0 | 0 | 0 | 0 | 0 | 0 | 0 | 0 | 0
F11_Commercial_OR - College_Existing_Food Preparation_Natural Gas_Double Rack Oven_A_Achievable Economic RVT Potential | F11 | Commercial | OR - College | Existing | Food Preparation | Natural Gas | Double Rack Oven | A | Purchases (Cumulative) | Achievable Economic RVT Potential | 0 | 0 | 0 | 0 | 0 | 0 | 0 | 0 | 0 | 0 | 0 | 0 | 0 | 0 | 0 | 0 | 0 | 0 | 0 | 0 | 0 | 0 | 0 | 0 | 0 | 0 | 0
F1_Commercial_OR - College_Existing_Food Preparation_Natural Gas_Fryer_A_Achievable Economic RVT Potential | F1 | Commercial | OR - College | Existing | Food Preparation | Natural Gas | Fryer | A | Integrated Unit Energy Savings (kWh or therms) | Achievable Economic RVT Potential | 0 | 395.2691 | 395.2691 | 395.2691 | 395.2691 | 395.2691 | 395.2691 | 395.2691 | 395.2691 | 395.2691 | 395.2691 | 395.2691 | 395.2691 | 395.2691 | 395.2691 | 395.2691 | 395.2691 | 395.2691 | 395.2691 | 395.2691 | 395.2691 | 395.2691 | 395.2691 | 395.2691 | 395.2691 | 395.2691 | 395.2691
F2_Commercial_OR - College_Existing_Food Preparation_Natural Gas_Fryer_A_Achievable Economic RVT Potential | F2 | Commercial | OR - College | Existing | Food Preparation | Natural Gas | Fryer | A | Integrated Unit Summer Peak Savings (kW) | Achievable Economic RVT Potential | 0 | 0 | 0 | 0 | 0 | 0 | 0 | 0 | 0 | 0 | 0 | 0 | 0 | 0 | 0 | 0 | 0 | 0 | 0 | 0 | 0 | 0 | 0 | 0 | 0 | 0 | 0
F3_Commercial_OR - College_Existing_Food Preparation_Natural Gas_Fryer_A_Achievable Economic RVT Potential | F3 | Commercial | OR - College | Existing | Food Preparation | Natural Gas | Fryer | A | Integrated Unit Winter Peak Savings (kW) | Achievable Economic RVT Potential | 0 | 0 | 0 | 0 | 0 | 0 | 0 | 0 | 0 | 0 | 0 | 0 | 0 | 0 | 0 | 0 | 0 | 0 | 0 | 0 | 0 | 0 | 0 | 0 | 0 | 0 | 0
F4_Commercial_OR - College_Existing_Food Preparation_Natural Gas_Fryer_A_Achievable Economic RVT Potential | F4 | Commercial | OR - College | Existing | Food Preparation | Natural Gas | Fryer | A | Incremental Energy Savings (MWh or mTherms) | Achievable Economic RVT Potential | 0 | 0 | 0 | 0 | 0 | 0 | 0 | 0 | 0 | 0 | 0 | 0 | 0 | 0 | 0 | 0 | 0 | 0 | 0 | 0 | 0 | 0 | 0 | 0 | 0 | 0 | 0
F5_Commercial_OR - College_Existing_Food Preparation_Natural Gas_Fryer_A_Achievable Economic RVT Potential | F5 | Commercial | OR - College | Existing | Food Preparation | Natural Gas | Fryer | A | Incremental Summer Peak Savings (MW) | Achievable Economic RVT Potential | 0 | 0 | 0 | 0 | 0 | 0 | 0 | 0 | 0 | 0 | 0 | 0 | 0 | 0 | 0 | 0 | 0 | 0 | 0 | 0 | 0 | 0 | 0 | 0 | 0 | 0 | 0
F6_Commercial_OR - College_Existing_Food Preparation_Natural Gas_Fryer_A_Achievable Economic RVT Potential | F6 | Commercial | OR - College | Existing | Food Preparation | Natural Gas | Fryer | A | Incremental Winter Peak Savings (MW) | Achievable Economic RVT Potential | 0 | 0 | 0 | 0 | 0 | 0 | 0 | 0 | 0 | 0 | 0 | 0 | 0 | 0 | 0 | 0 | 0 | 0 | 0 | 0 | 0 | 0 | 0 | 0 | 0 | 0 | 0
F7_Commercial_OR - College_Existing_Food Preparation_Natural Gas_Fryer_A_Achievable Economic RVT Potential | F7 | Commercial | OR - College | Existing | Food Preparation | Natural Gas | Fryer | A | Cumulative Energy Savings (MWh or mTherms) | Achievable Economic RVT Potential | 0 | 0 | 0 | 0 | 0 | 0 | 0 | 0 | 0 | 0 | 0 | 0 | 0 | 0 | 0 | 0 | 0 | 0 | 0 | 0 | 0 | 0 | 0 | 0 | 0 | 0 | 0
F8_Commercial_OR - College_Existing_Food Preparation_Natural Gas_Fryer_A_Achievable Economic RVT Potential | F8 | Commercial | OR - College | Existing | Food Preparation | Natural Gas | Fryer | A | Cumulative Summer Peak Savings (MW) | Achievable Economic RVT Potential | 0 | 0 | 0 | 0 | 0 | 0 | 0 | 0 | 0 | 0 | 0 | 0 | 0 | 0 | 0 | 0 | 0 | 0 | 0 | 0 | 0 | 0 | 0 | 0 | 0 | 0 | 0
F9_Commercial_OR - College_Existing_Food Preparation_Natural Gas_Fryer_A_Achievable Economic RVT Potential | F9 | Commercial | OR - College | Existing | Food Preparation | Natural Gas | Fryer | A | Cumulative Winter Peak Savings (MW) | Achievable Economic RVT Potential | 0 | 0 | 0 | 0 | 0 | 0 | 0 | 0 | 0 | 0 | 0 | 0 | 0 | 0 | 0 | 0 | 0 | 0 | 0 | 0 | 0 | 0 | 0 | 0 | 0 | 0 | 0
F10_Commercial_OR - College_Existing_Food Preparation_Natural Gas_Fryer_A_Achievable Economic RVT Potential | F10 | Commercial | OR - College | Existing | Food Preparation | Natural Gas | Fryer | A | Purchases (Incremental) | Achievable Economic RVT Potential | 0 | 0 | 0 | 0 | 0 | 0 | 0 | 0 | 0 | 0 | 0 | 0 | 0 | 0 | 0 | 0 | 0 | 0 | 0 | 0 | 0 | 0 | 0 | 0 | 0 | 0 | 0
F11_Commercial_OR - College_Existing_Food Preparation_Natural Gas_Fryer_A_Achievable Economic RVT Potential | F11 | Commercial | OR - College | Existing | Food Preparation | Natural Gas | Fryer | A | Purchases (Cumulative) | Achievable Economic RVT Potential | 0 | 0 | 0 | 0 | 0 | 0 | 0 | 0 | 0 | 0 | 0 | 0 | 0 | 0 | 0 | 0 | 0 | 0 | 0 | 0 | 0 | 0 | 0 | 0 | 0 | 0 | 0
F1_Commercial_OR - College_Existing_Food Preparation_Natural Gas_Broiler_A_Achievable Economic RVT Potential | F1 | Commercial | OR - College | Existing | Food Preparation | Natural Gas | Broiler | A | Integrated Unit Energy Savings (kWh or therms) | Achievable Economic RVT Potential | 0 | 240.24 | 240.24 | 240.24 | 240.24 | 240.24 | 240.24 | 240.24 | 240.24 | 240.24 | 240.24 | 240.24 | 240.24 | 240.24 | 240.24 | 240.24 | 240.24 | 240.24 | 240.24 | 240.24 | 240.24 | 240.24 | 240.24 | 240.24 | 240.24 | 240.24 | 240.24
F2_Commercial_OR - College_Existing_Food Preparation_Natural Gas_Broiler_A_Achievable Economic RVT Potential | F2 | Commercial | OR - College | Existing | Food Preparation | Natural Gas | Broiler | A | Integrated Unit Summer Peak Savings (kW) | Achievable Economic RVT Potential | 0 | 0 | 0 | 0 | 0 | 0 | 0 | 0 | 0 | 0 | 0 | 0 | 0 | 0 | 0 | 0 | 0 | 0 | 0 | 0 | 0 | 0 | 0 | 0 | 0 | 0 | 0
F3_Commercial_OR - College_Existing_Food Preparation_Natural Gas_Broiler_A_Achievable Economic RVT Potential | F3 | Commercial | OR - College | Existing | Food Preparation | Natural Gas | Broiler | A | Integrated Unit Winter Peak Savings (kW) | Achievable Economic RVT Potential | 0 | 0 | 0 | 0 | 0 | 0 | 0 | 0 | 0 | 0 | 0 | 0 | 0 | 0 | 0 | 0 | 0 | 0 | 0 | 0 | 0 | 0 | 0 | 0 | 0 | 0 | 0
F4_Commercial_OR - College_Existing_Food Preparation_Natural Gas_Broiler_A_Achievable Economic RVT Potential | F4 | Commercial | OR - College | Existing | Food Preparation | Natural Gas | Broiler | A | Incremental Energy Savings (MWh or mTherms) | Achievable Economic RVT Potential | 0 | 0 | 0 | 0 | 0 | 0 | 0 | 0 | 0 | 0 | 0 | 0 | 0 | 0 | 0 | 0 | 0 | 0 | 0 | 0 | 0 | 0 | 0 | 0 | 0 | 0 | 0
F5_Commercial_OR - College_Existing_Food Preparation_Natural Gas_Broiler_A_Achievable Economic RVT Potential | F5 | Commercial | OR - College | Existing | Food Preparation | Natural Gas | Broiler | A | Incremental Summer Peak Savings (MW) | Achievable Economic RVT Potential | 0 | 0 | 0 | 0 | 0 | 0 | 0 | 0 | 0 | 0 | 0 | 0 | 0 | 0 | 0 | 0 | 0 | 0 | 0 | 0 | 0 | 0 | 0 | 0 | 0 | 0 | 0
F6_Commercial_OR - College_Existing_Food Preparation_Natural Gas_Broiler_A_Achievable Economic RVT Potential | F6 | Commercial | OR - College | Existing | Food Preparation | Natural Gas | Broiler | A | Incremental Winter Peak Savings (MW) | Achievable Economic RVT Potential | 0 | 0 | 0 | 0 | 0 | 0 | 0 | 0 | 0 | 0 | 0 | 0 | 0 | 0 | 0 | 0 | 0 | 0 | 0 | 0 | 0 | 0 | 0 | 0 | 0 | 0 | 0
F7_Commercial_OR - College_Existing_Food Preparation_Natural Gas_Broiler_A_Achievable Economic RVT Potential | F7 | Commercial | OR - College | Existing | Food Preparation | Natural Gas | Broiler | A | Cumulative Energy Savings (MWh or mTherms) | Achievable Economic RVT Potential | 0 | 0 | 0 | 0 | 0 | 0 | 0 | 0 | 0 | 0 | 0 | 0 | 0 | 0 | 0 | 0 | 0 | 0 | 0 | 0 | 0 | 0 | 0 | 0 | 0 | 0 | 0
F8_Commercial_OR - College_Existing_Food Preparation_Natural Gas_Broiler_A_Achievable Economic RVT Potential | F8 | Commercial | OR - College | Existing | Food Preparation | Natural Gas | Broiler | A | Cumulative Summer Peak Savings (MW) | Achievable Economic RVT Potential | 0 | 0 | 0 | 0 | 0 | 0 | 0 | 0 | 0 | 0 | 0 | 0 | 0 | 0 | 0 | 0 | 0 | 0 | 0 | 0 | 0 | 0 | 0 | 0 | 0 | 0 | 0
F9_Commercial_OR - College_Existing_Food Preparation_Natural Gas_Broiler_A_Achievable Economic RVT Potential | F9 | Commercial | OR - College | Existing | Food Preparation | Natural Gas | Broiler | A | Cumulative Winter Peak Savings (MW) | Achievable Economic RVT Potential | 0 | 0 | 0 | 0 | 0 | 0 | 0 | 0 | 0 | 0 | 0 | 0 | 0 | 0 | 0 | 0 | 0 | 0 | 0 | 0 | 0 | 0 | 0 | 0 | 0 | 0 | 0
F10_Commercial_OR - College_Existing_Food Preparation_Natural Gas_Broiler_A_Achievable Economic RVT Potential | F10 | Commercial | OR - College | Existing | Food Preparation | Natural Gas | Broiler | A | Purchases (Incremental) | Achievable Economic RVT Potential | 0 | 0 | 0 | 0 | 0 | 0 | 0 | 0 | 0 | 0 | 0 | 0 | 0 | 0 | 0 | 0 | 0 | 0 | 0 | 0 | 0 | 0 | 0 | 0 | 0 | 0 | 0
F11_Commercial_OR - College_Existing_Food Preparation_Natural Gas_Broiler_A_Achievable Economic RVT Potential | F11 | Commercial | OR - College | Existing | Food Preparation | Natural Gas | Broiler | A | Purchases (Cumulative) | Achievable Economic RVT Potential | 0 | 0 | 0 | 0 | 0 | 0 | 0 | 0 | 0 | 0 | 0 | 0 | 0 | 0 | 0 | 0 | 0 | 0 | 0 | 0 | 0 | 0 | 0 | 0 | 0 | 0 | 0
F1_Commercial_OR - College_Existing_Food Preparation_Natural Gas_Griddle_A_Achievable Economic RVT Potential | F1 | Commercial | OR - College | Existing | Food Preparation | Natural Gas | Griddle | A | Integrated Unit Energy Savings (kWh or therms) | Achievable Economic RVT Potential | 0 | 167.9465 | 167.9465 | 167.9465 | 167.9465 | 167.9465 | 167.9465 | 167.9465 | 167.9465 | 167.9465 | 167.9465 | 167.9465 | 167.9465 | 167.9465 | 167.9465 | 167.9465 | 167.9465 | 167.9465 | 167.9465 | 167.9465 | 167.9465 | 167.9465 | 167.9465 | 167.9465 | 167.9465 | 167.9465 | 167.9465
F2_Commercial_OR - College_Existing_Food Preparation_Natural Gas_Griddle_A_Achievable Economic RVT Potential | F2 | Commercial | OR - College | Existing | Food Preparation | Natural Gas | Griddle | A | Integrated Unit Summer Peak Savings (kW) | Achievable Economic RVT Potential | 0 | 0 | 0 | 0 | 0 | 0 | 0 | 0 | 0 | 0 | 0 | 0 | 0 | 0 | 0 | 0 | 0 | 0 | 0 | 0 | 0 | 0 | 0 | 0 | 0 | 0 | 0
F3_Commercial_OR - College_Existing_Food Preparation_Natural Gas_Griddle_A_Achievable Economic RVT Potential | F3 | Commercial | OR - College | Existing | Food Preparation | Natural Gas | Griddle | A | Integrated Unit Winter Peak Savings (kW) | Achievable Economic RVT Potential | 0 | 0 | 0 | 0 | 0 | 0 | 0 | 0 | 0 | 0 | 0 | 0 | 0 | 0 | 0 | 0 | 0 | 0 | 0 | 0 | 0 | 0 | 0 | 0 | 0 | 0 | 0
F4_Commercial_OR - College_Existing_Food Preparation_Natural Gas_Griddle_A_Achievable Economic RVT Potential | F4 | Commercial | OR - College | Existing | Food Preparation | Natural Gas | Griddle | A | Incremental Energy Savings (MWh or mTherms) | Achievable Economic RVT Potential | 0 | 0 | 0 | 0 | 0 | 0 | 0 | 0 | 0 | 0 | 0 | 0 | 0 | 0 | 0 | 0 | 0 | 0 | 0 | 0 | 0 | 0 | 0 | 0 | 0 | 0 | 0
F5_Commercial_OR - College_Existing_Food Preparation_Natural Gas_Griddle_A_Achievable Economic RVT Potential | F5 | Commercial | OR - College | Existing | Food Preparation | Natural Gas | Griddle | A | Incremental Summer Peak Savings (MW) | Achievable Economic RVT Potential | 0 | 0 | 0 | 0 | 0 | 0 | 0 | 0 | 0 | 0 | 0 | 0 | 0 | 0 | 0 | 0 | 0 | 0 | 0 | 0 | 0 | 0 | 0 | 0 | 0 | 0 | 0
F6_Commercial_OR - College_Existing_Food Preparation_Natural Gas_Griddle_A_Achievable Economic RVT Potential | F6 | Commercial | OR - College | Existing | Food Preparation | Natural Gas | Griddle | A | Incremental Winter Peak Savings (MW) | Achievable Economic RVT Potential | 0 | 0 | 0 | 0 | 0 | 0 | 0 | 0 | 0 | 0 | 0 | 0 | 0 | 0 | 0 | 0 | 0 | 0 | 0 | 0 | 0 | 0 | 0 | 0 | 0 | 0 | 0
F7_Commercial_OR - College_Existing_Food Preparation_Natural Gas_Griddle_A_Achievable Economic RVT Potential | F7 | Commercial | OR - College | Existing | Food Preparation | Natural Gas | Griddle | A | Cumulative Energy Savings (MWh or mTherms) | Achievable Economic RVT Potential | 0 | 0 | 0 | 0 | 0 | 0 | 0 | 0 | 0 | 0 | 0 | 0 | 0 | 0 | 0 | 0 | 0 | 0 | 0 | 0 | 0 | 0 | 0 | 0 | 0 | 0 | 0
F8_Commercial_OR - College_Existing_Food Preparation_Natural Gas_Griddle_A_Achievable Economic RVT Potential | F8 | Commercial | OR - College | Existing | Food Preparation | Natural Gas | Griddle | A | Cumulative Summer Peak Savings (MW) | Achievable Economic RVT Potential | 0 | 0 | 0 | 0 | 0 | 0 | 0 | 0 | 0 | 0 | 0 | 0 | 0 | 0 | 0 | 0 | 0 | 0 | 0 | 0 | 0 | 0 | 0 | 0 | 0 | 0 | 0
F9_Commercial_OR - College_Existing_Food Preparation_Natural Gas_Griddle_A_Achievable Economic RVT Potential | F9 | Commercial | OR - College | Existing | Food Preparation | Natural Gas | Griddle | A | Cumulative Winter Peak Savings (MW) | Achievable Economic RVT Potential | 0 | 0 | 0 | 0 | 0 | 0 | 0 | 0 | 0 | 0 | 0 | 0 | 0 | 0 | 0 | 0 | 0 | 0 | 0 | 0 | 0 | 0 | 0 | 0 | 0 | 0 | 0
F10_Commercial_OR - College_Existing_Food Preparation_Natural Gas_Griddle_A_Achievable Economic RVT Potential | F10 | Commercial | OR - College | Existing | Food Preparation | Natural Gas | Griddle | A | Purchases (Incremental) | Achievable Economic RVT Potential | 0 | 0 | 0 | 0 | 0 | 0 | 0 | 0 | 0 | 0 | 0 | 0 | 0 | 0 | 0 | 0 | 0 | 0 | 0 | 0 | 0 | 0 | 0 | 0 | 0 | 0 | 0
F11_Commercial_OR - College_Existing_Food Preparation_Natural Gas_Griddle_A_Achievable Economic RVT Potential | F11 | Commercial | OR - College | Existing | Food Preparation | Natural Gas | Griddle | A | Purchases (Cumulative) | Achievable Economic RVT Potential | 0 | 0 | 0 | 0 | 0 | 0 | 0 | 0 | 0 | 0 | 0 | 0 | 0 | 0 | 0 | 0 | 0 | 0 | 0 | 0 | 0 | 0 | 0 | 0 | 0 | 0 | 0
F1_Commercial_OR - College_Existing_Food Preparation_Natural Gas_Range_A_Achievable Economic RVT Potential | F1 | Commercial | OR - College | Existing | Food Preparation | Natural Gas | Range | A | Integrated Unit Energy Savings (kWh or therms) | Achievable Economic RVT Potential | 0 | 171.4286 | 171.4286 | 171.4286 | 171.4286 | 171.4286 | 171.4286 | 171.4286 | 171.4286 | 171.4286 | 171.4286 | 171.4286 | 171.4286 | 171.4286 | 171.4286 | 171.4286 | 171.4286 | 171.4286 | 171.4286 | 171.4286 | 171.4286 | 171.4286 | 171.4286 | 171.4286 | 171.4286 | 171.4286 | 171.4286
F2_Commercial_OR - College_Existing_Food Preparation_Natural Gas_Range_A_Achievable Economic RVT Potential | F2 | Commercial | OR - College | Existing | Food Preparation | Natural Gas | Range | A | Integrated Unit Summer Peak Savings (kW) | Achievable Economic RVT Potential | 0 | 0 | 0 | 0 | 0 | 0 | 0 | 0 | 0 | 0 | 0 | 0 | 0 | 0 | 0 | 0 | 0 | 0 | 0 | 0 | 0 | 0 | 0 | 0 | 0 | 0 | 0
F3_Commercial_OR - College_Existing_Food Preparation_Natural Gas_Range_A_Achievable Economic RVT Potential | F3 | Commercial | OR - College | Existing | Food Preparation | Natural Gas | Range | A | Integrated Unit Winter Peak Savings (kW) | Achievable Economic RVT Potential | 0 | 0 | 0 | 0 | 0 | 0 | 0 | 0 | 0 | 0 | 0 | 0 | 0 | 0 | 0 | 0 | 0 | 0 | 0 | 0 | 0 | 0 | 0 | 0 | 0 | 0 | 0
F4_Commercial_OR - College_Existing_Food Preparation_Natural Gas_Range_A_Achievable Economic RVT Potential | F4 | Commercial | OR - College | Existing | Food Preparation | Natural Gas | Range | A | Incremental Energy Savings (MWh or mTherms) | Achievable Economic RVT Potential | 0 | 0 | 0 | 0 | 0 | 0 | 0 | 0 | 0 | 0 | 0 | 0 | 0 | 0 | 0 | 0 | 0 | 0 | 0 | 0 | 0 | 0 | 0 | 0 | 0 | 0 | 0
F5_Commercial_OR - College_Existing_Food Preparation_Natural Gas_Range_A_Achievable Economic RVT Potential | F5 | Commercial | OR - College | Existing | Food Preparation | Natural Gas | Range | A | Incremental Summer Peak Savings (MW) | Achievable Economic RVT Potential | 0 | 0 | 0 | 0 | 0 | 0 | 0 | 0 | 0 | 0 | 0 | 0 | 0 | 0 | 0 | 0 | 0 | 0 | 0 | 0 | 0 | 0 | 0 | 0 | 0 | 0 | 0
F6_Commercial_OR - College_Existing_Food Preparation_Natural Gas_Range_A_Achievable Economic RVT Potential | F6 | Commercial | OR - College | Existing | Food Preparation | Natural Gas | Range | A | Incremental Winter Peak Savings (MW) | Achievable Economic RVT Potential | 0 | 0 | 0 | 0 | 0 | 0 | 0 | 0 | 0 | 0 | 0 | 0 | 0 | 0 | 0 | 0 | 0 | 0 | 0 | 0 | 0 | 0 | 0 | 0 | 0 | 0 | 0
F7_Commercial_OR - College_Existing_Food Preparation_Natural Gas_Range_A_Achievable Economic RVT Potential | F7 | Commercial | OR - College | Existing | Food Preparation | Natural Gas | Range | A | Cumulative Energy Savings (MWh or mTherms) | Achievable Economic RVT Potential | 0 | 0 | 0 | 0 | 0 | 0 | 0 | 0 | 0 | 0 | 0 | 0 | 0 | 0 | 0 | 0 | 0 | 0 | 0 | 0 | 0 | 0 | 0 | 0 | 0 | 0 | 0
F8_Commercial_OR - College_Existing_Food Preparation_Natural Gas_Range_A_Achievable Economic RVT Potential | F8 | Commercial | OR - College | Existing | Food Preparation | Natural Gas | Range | A | Cumulative Summer Peak Savings (MW) | Achievable Economic RVT Potential | 0 | 0 | 0 | 0 | 0 | 0 | 0 | 0 | 0 | 0 | 0 | 0 | 0 | 0 | 0 | 0 | 0 | 0 | 0 | 0 | 0 | 0 | 0 | 0 | 0 | 0 | 0
F9_Commercial_OR - College_Existing_Food Preparation_Natural Gas_Range_A_Achievable Economic RVT Potential | F9 | Commercial | OR - College | Existing | Food Preparation | Natural Gas | Range | A | Cumulative Winter Peak Savings (MW) | Achievable Economic RVT Potential | 0 | 0 | 0 | 0 | 0 | 0 | 0 | 0 | 0 | 0 | 0 | 0 | 0 | 0 | 0 | 0 | 0 | 0 | 0 | 0 | 0 | 0 | 0 | 0 | 0 | 0 | 0
F10_Commercial_OR - College_Existing_Food Preparation_Natural Gas_Range_A_Achievable Economic RVT Potential | F10 | Commercial | OR - College | Existing | Food Preparation | Natural Gas | Range | A | Purchases (Incremental) | Achievable Economic RVT Potential | 0 | 0 | 0 | 0 | 0 | 0 | 0 | 0 | 0 | 0 | 0 | 0 | 0 | 0 | 0 | 0 | 0 | 0 | 0 | 0 | 0 | 0 | 0 | 0 | 0 | 0 | 0
F11_Commercial_OR - College_Existing_Food Preparation_Natural Gas_Range_A_Achievable Economic RVT Potential | F11 | Commercial | OR - College | Existing | Food Preparation | Natural Gas | Range | A | Purchases (Cumulative) | Achievable Economic RVT Potential | 0 | 0 | 0 | 0 | 0 | 0 | 0 | 0 | 0 | 0 | 0 | 0 | 0 | 0 | 0 | 0 | 0 | 0 | 0 | 0 | 0 | 0 | 0 | 0 | 0 | 0 | 0
F1_Commercial_OR - College_Existing_Food Preparation_Natural Gas_Steamer_A_Achievable Economic RVT Potential | F1 | Commercial | OR - College | Existing | Food Preparation | Natural Gas | Steamer | A | Integrated Unit Energy Savings (kWh or therms) | Achievable Economic RVT Potential | 0 | 1215.1419 | 1215.1419 | 1215.1419 | 1215.1419 | 1215.1419 | 1215.1419 | 1215.1419 | 1215.1419 | 1215.1419 | 1215.1419 | 1215.1419 | 1215.1419 | 1215.1419 | 1215.1419 | 1215.1419 | 1215.1419 | 1215.1419 | 1215.1419 | 1215.1419 | 1215.1419 | 1215.1419 | 1215.1419 | 1215.1419 | 1215.1419 | 1215.1419 | 1215.1419
F2_Commercial_OR - College_Existing_Food Preparation_Natural Gas_Steamer_A_Achievable Economic RVT Potential | F2 | Commercial | OR - College | Existing | Food Preparation | Natural Gas | Steamer | A | Integrated Unit Summer Peak Savings (kW) | Achievable Economic RVT Potential | 0 | 0 | 0 | 0 | 0 | 0 | 0 | 0 | 0 | 0 | 0 | 0 | 0 | 0 | 0 | 0 | 0 | 0 | 0 | 0 | 0 | 0 | 0 | 0 | 0 | 0 | 0
F3_Commercial_OR - College_Existing_Food Preparation_Natural Gas_Steamer_A_Achievable Economic RVT Potential | F3 | Commercial | OR - College | Existing | Food Preparation | Natural Gas | Steamer | A | Integrated Unit Winter Peak Savings (kW) | Achievable Economic RVT Potential | 0 | 0 | 0 | 0 | 0 | 0 | 0 | 0 | 0 | 0 | 0 | 0 | 0 | 0 | 0 | 0 | 0 | 0 | 0 | 0 | 0 | 0 | 0 | 0 | 0 | 0 | 0
F4_Commercial_OR - College_Existing_Food Preparation_Natural Gas_Steamer_A_Achievable Economic RVT Potential | F4 | Commercial | OR - College | Existing | Food Preparation | Natural Gas | Steamer | A | Incremental Energy Savings (MWh or mTherms) | Achievable Economic RVT Potential | 0 | 0 | 0.0045983 | 0.01365 | 0.02231 | 0.030699 | 0.038904 | 0.046989 | 0.05711 | 0.066865 | 0.071617 | 0.071527 | 0.071478 | 0.10081 | 0.095781 | 0.092214 | 0.087594 | 0.084028 | 0.081321 | 0.079286 | 0.088798 | 0.06515 | 0.063119 | 0.057959 | 0.05082 | 0.055564 | 0.036301
F5_Commercial_OR - College_Existing_Food Preparation_Natural Gas_Steamer_A_Achievable Economic RVT Potential | F5 | Commercial | OR - College | Existing | Food Preparation | Natural Gas | Steamer | A | Incremental Summer Peak Savings (MW) | Achievable Economic RVT Potential | 0 | 0 | 0 | 0 | 0 | 0 | 0 | 0 | 0 | 0 | 0 | 0 | 0 | 0 | 0 | 0 | 0 | 0 | 0 | 0 | 0 | 0 | 0 | 0 | 0 | 0 | 0
F6_Commercial_OR - College_Existing_Food Preparation_Natural Gas_Steamer_A_Achievable Economic RVT Potential | F6 | Commercial | OR - College | Existing | Food Preparation | Natural Gas | Steamer | A | Incremental Winter Peak Savings (MW) | Achievable Economic RVT Potential | 0 | 0 | 0 | 0 | 0 | 0 | 0 | 0 | 0 | 0 | 0 | 0 | 0 | 0 | 0 | 0 | 0 | 0 | 0 | 0 | 0 | 0 | 0 | 0 | 0 | 0 | 0
F7_Commercial_OR - College_Existing_Food Preparation_Natural Gas_Steamer_A_Achievable Economic RVT Potential | F7 | Commercial | OR - College | Existing | Food Preparation | Natural Gas | Steamer | A | Cumulative Energy Savings (MWh or mTherms) | Achievable Economic RVT Potential | 0 | 0 | 0.0045983 | 0.018248 | 0.040558 | 0.071257 | 0.11016 | 0.15715 | 0.21426 | 0.28112 | 0.35274 | 0.42427 | 0.49575 | 0.59655 | 0.69233 | 0.78455 | 0.87214 | 0.95617 | 1.0375 | 1.1168 | 1.2056 | 1.2707 | 1.3338 | 1.3918 | 1.4426 | 1.4982 | 1.5345
F8_Commercial_OR - College_Existing_Food Preparation_Natural Gas_Steamer_A_Achievable Economic RVT Potential | F8 | Commercial | OR - College | Existing | Food Preparation | Natural Gas | Steamer | A | Cumulative Summer Peak Savings (MW) | Achievable Economic RVT Potential | 0 | 0 | 0 | 0 | 0 | 0 | 0 | 0 | 0 | 0 | 0 | 0 | 0 | 0 | 0 | 0 | 0 | 0 | 0 | 0 | 0 | 0 | 0 | 0 | 0 | 0 | 0
F9_Commercial_OR - College_Existing_Food Preparation_Natural Gas_Steamer_A_Achievable Economic RVT Potential | F9 | Commercial | OR - College | Existing | Food Preparation | Natural Gas | Steamer | A | Cumulative Winter Peak Savings (MW) | Achievable Economic RVT Potential | 0 | 0 | 0 | 0 | 0 | 0 | 0 | 0 | 0 | 0 | 0 | 0 | 0 | 0 | 0 | 0 | 0 | 0 | 0 | 0 | 0 | 0 | 0 | 0 | 0 | 0 | 0
F10_Commercial_OR - College_Existing_Food Preparation_Natural Gas_Steamer_A_Achievable Economic RVT Potential | F10 | Commercial | OR - College | Existing | Food Preparation | Natural Gas | Steamer | A | Purchases (Incremental) | Achievable Economic RVT Potential | 0 | 0 | 0.0037842 | 0.011233 | 0.01836 | 0.025264 | 0.032016 | 0.038669 | 0.046999 | 0.055026 | 0.058937 | 0.058863 | 0.058823 | 0.082959 | 0.078823 | 0.075887 | 0.072085 | 0.069151 | 0.066923 | 0.065248 | 0.073076 | 0.053615 | 0.051944 | 0.047697 | 0.041822 | 0.045726 | 0.029874
F11_Commercial_OR - College_Existing_Food Preparation_Natural Gas_Steamer_A_Achievable Economic RVT Potential | F11 | Commercial | OR - College | Existing | Food Preparation | Natural Gas | Steamer | A | Purchases (Cumulative) | Achievable Economic RVT Potential | 0 | 0 | 0.0037842 | 0.015017 | 0.033377 | 0.058641 | 0.090657 | 0.12933 | 0.17632 | 0.23135 | 0.29029 | 0.34915 | 0.40797 | 0.49093 | 0.56976 | 0.64564 | 0.71773 | 0.78688 | 0.8538 | 0.91905 | 0.99213 | 1.0457 | 1.0977 | 1.1454 | 1.1872 | 1.2329 | 1.2628
F1_Commercial_OR - College_Existing_Food Preparation_Natural Gas_Commercial Food Prep Other_A_Achievable Economic RVT Potential | F1 | Commercial | OR - College | Existing | Food Preparation | Natural Gas | Commercial Food Prep Other | A | Integrated Unit Energy Savings (kWh or therms) | Achievable Economic RVT Potential | 0 | 366.1618 | 366.1618 | 366.1618 | 366.1618 | 366.1618 | 366.1618 | 366.1618 | 366.1618 | 366.1618 | 366.1618 | 366.1618 | 366.1618 | 366.1618 | 366.1618 | 366.1618 | 366.1618 | 366.1618 | 366.1618 | 366.1618 | 366.1618 | 366.1618 | 366.1618 | 366.1618 | 366.1618 | 366.1618 | 366.1618
F2_Commercial_OR - College_Existing_Food Preparation_Natural Gas_Commercial Food Prep Other_A_Achievable Economic RVT Potential | F2 | Commercial | OR - College | Existing | Food Preparation | Natural Gas | Commercial Food Prep Other | A | Integrated Unit Summer Peak Savings (kW) | Achievable Economic RVT Potential | 0 | 0 | 0 | 0 | 0 | 0 | 0 | 0 | 0 | 0 | 0 | 0 | 0 | 0 | 0 | 0 | 0 | 0 | 0 | 0 | 0 | 0 | 0 | 0 | 0 | 0 | 0
F3_Commercial_OR - College_Existing_Food Preparation_Natural Gas_Commercial Food Prep Other_A_Achievable Economic RVT Potential | F3 | Commercial | OR - College | Existing | Food Preparation | Natural Gas | Commercial Food Prep Other | A | Integrated Unit Winter Peak Savings (kW) | Achievable Economic RVT Potential | 0 | 0 | 0 | 0 | 0 | 0 | 0 | 0 | 0 | 0 | 0 | 0 | 0 | 0 | 0 | 0 | 0 | 0 | 0 | 0 | 0 | 0 | 0 | 0 | 0 | 0 | 0
F4_Commercial_OR - College_Existing_Food Preparation_Natural Gas_Commercial Food Prep Other_A_Achievable Economic RVT Potential | F4 | Commercial | OR - College | Existing | Food Preparation | Natural Gas | Commercial Food Prep Other | A | Incremental Energy Savings (MWh or mTherms) | Achievable Economic RVT Potential | 0 | 0 | 0 | 0 | 0 | 0 | 0 | 0 | 0 | 0 | 0 | 0 | 0 | 0 | 0 | 0 | 0 | 0 | 0 | 0 | 0 | 0 | 0 | 0 | 0 | 0 | 0
F5_Commercial_OR - College_Existing_Food Preparation_Natural Gas_Commercial Food Prep Other_A_Achievable Economic RVT Potential | F5 | Commercial | OR - College | Existing | Food Preparation | Natural Gas | Commercial Food Prep Other | A | Incremental Summer Peak Savings (MW) | Achievable Economic RVT Potential | 0 | 0 | 0 | 0 | 0 | 0 | 0 | 0 | 0 | 0 | 0 | 0 | 0 | 0 | 0 | 0 | 0 | 0 | 0 | 0 | 0 | 0 | 0 | 0 | 0 | 0 | 0
F6_Commercial_OR - College_Existing_Food Preparation_Natural Gas_Commercial Food Prep Other_A_Achievable Economic RVT Potential | F6 | Commercial | OR - College | Existing | Food Preparation | Natural Gas | Commercial Food Prep Other | A | Incremental Winter Peak Savings (MW) | Achievable Economic RVT Potential | 0 | 0 | 0 | 0 | 0 | 0 | 0 | 0 | 0 | 0 | 0 | 0 | 0 | 0 | 0 | 0 | 0 | 0 | 0 | 0 | 0 | 0 | 0 | 0 | 0 | 0 | 0
F7_Commercial_OR - College_Existing_Food Preparation_Natural Gas_Commercial Food Prep Other_A_Achievable Economic RVT Potential | F7 | Commercial | OR - College | Existing | Food Preparation | Natural Gas | Commercial Food Prep Other | A | Cumulative Energy Savings (MWh or mTherms) | Achievable Economic RVT Potential | 0 | 0 | 0 | 0 | 0 | 0 | 0 | 0 | 0 | 0 | 0 | 0 | 0 | 0 | 0 | 0 | 0 | 0 | 0 | 0 | 0 | 0 | 0 | 0 | 0 | 0 | 0
F8_Commercial_OR - College_Existing_Food Preparation_Natural Gas_Commercial Food Prep Other_A_Achievable Economic RVT Potential | F8 | Commercial | OR - College | Existing | Food Preparation | Natural Gas | Commercial Food Prep Other | A | Cumulative Summer Peak Savings (MW) | Achievable Economic RVT Potential | 0 | 0 | 0 | 0 | 0 | 0 | 0 | 0 | 0 | 0 | 0 | 0 | 0 | 0 | 0 | 0 | 0 | 0 | 0 | 0 | 0 | 0 | 0 | 0 | 0 | 0 | 0
F9_Commercial_OR - College_Existing_Food Preparation_Natural Gas_Commercial Food Prep Other_A_Achievable Economic RVT Potential | F9 | Commercial | OR - College | Existing | Food Preparation | Natural Gas | Commercial Food Prep Other | A | Cumulative Winter Peak Savings (MW) | Achievable Economic RVT Potential | 0 | 0 | 0 | 0 | 0 | 0 | 0 | 0 | 0 | 0 | 0 | 0 | 0 | 0 | 0 | 0 | 0 | 0 | 0 | 0 | 0 | 0 | 0 | 0 | 0 | 0 | 0
F10_Commercial_OR - College_Existing_Food Preparation_Natural Gas_Commercial Food Prep Other_A_Achievable Economic RVT Potential | F10 | Commercial | OR - College | Existing | Food Preparation | Natural Gas | Commercial Food Prep Other | A | Purchases (Incremental) | Achievable Economic RVT Potential | 0 | 0 | 0 | 0 | 0 | 0 | 0 | 0 | 0 | 0 | 0 | 0 | 0 | 0 | 0 | 0 | 0 | 0 | 0 | 0 | 0 | 0 | 0 | 0 | 0 | 0 | 0
F11_Commercial_OR - College_Existing_Food Preparation_Natural Gas_Commercial Food Prep Other_A_Achievable Economic RVT Potential | F11 | Commercial | OR - College | Existing | Food Preparation | Natural Gas | Commercial Food Prep Other | A | Purchases (Cumulative) | Achievable Economic RVT Potential | 0 | 0 | 0 | 0 | 0 | 0 | 0 | 0 | 0 | 0 | 0 | 0 | 0 | 0 | 0 | 0 | 0 | 0 | 0 | 0 | 0 | 0 | 0 | 0 | 0 | 0 | 0
F1_Commercial_OR - College_Existing_Miscellaneous_Natural Gas_Pool Heater_A_Achievable Economic RVT Potential | F1 | Commercial | OR - College | Existing | Miscellaneous | Natural Gas | Pool Heater | A | Integrated Unit Energy Savings (kWh or therms) | Achievable Economic RVT Potential | 0 | 2233.5 | 2233.5 | 2233.5 | 2233.5 | 2233.5 | 2233.5 | 2233.5 | 2233.5 | 2233.5 | 2233.5 | 2233.5 | 2233.5 | 2233.5 | 2233.5 | 2233.5 | 2233.5 | 2233.5 | 2233.5 | 2233.5 | 2233.5 | 2233.5 | 2233.5 | 2233.5 | 2233.5 | 2233.5 | 2233.5
F2_Commercial_OR - College_Existing_Miscellaneous_Natural Gas_Pool Heater_A_Achievable Economic RVT Potential | F2 | Commercial | OR - College | Existing | Miscellaneous | Natural Gas | Pool Heater | A | Integrated Unit Summer Peak Savings (kW) | Achievable Economic RVT Potential | 0 | 0 | 0 | 0 | 0 | 0 | 0 | 0 | 0 | 0 | 0 | 0 | 0 | 0 | 0 | 0 | 0 | 0 | 0 | 0 | 0 | 0 | 0 | 0 | 0 | 0 | 0
F3_Commercial_OR - College_Existing_Miscellaneous_Natural Gas_Pool Heater_A_Achievable Economic RVT Potential | F3 | Commercial | OR - College | Existing | Miscellaneous | Natural Gas | Pool Heater | A | Integrated Unit Winter Peak Savings (kW) | Achievable Economic RVT Potential | 0 | 0 | 0 | 0 | 0 | 0 | 0 | 0 | 0 | 0 | 0 | 0 | 0 | 0 | 0 | 0 | 0 | 0 | 0 | 0 | 0 | 0 | 0 | 0 | 0 | 0 | 0
F4_Commercial_OR - College_Existing_Miscellaneous_Natural Gas_Pool Heater_A_Achievable Economic RVT Potential | F4 | Commercial | OR - College | Existing | Miscellaneous | Natural Gas | Pool Heater | A | Incremental Energy Savings (MWh or mTherms) | Achievable Economic RVT Potential | 0 | 0 | 0 | 0 | 0 | 0 | 0 | 0 | 0 | 0 | 0 | 0 | 0 | 0 | 0 | 0 | 0 | 0 | 0 | 0 | 0 | 0 | 0 | 0 | 0 | 0 | 0
F5_Commercial_OR - College_Existing_Miscellaneous_Natural Gas_Pool Heater_A_Achievable Economic RVT Potential | F5 | Commercial | OR - College | Existing | Miscellaneous | Natural Gas | Pool Heater | A | Incremental Summer Peak Savings (MW) | Achievable Economic RVT Potential | 0 | 0 | 0 | 0 | 0 | 0 | 0 | 0 | 0 | 0 | 0 | 0 | 0 | 0 | 0 | 0 | 0 | 0 | 0 | 0 | 0 | 0 | 0 | 0 | 0 | 0 | 0
F6_Commercial_OR - College_Existing_Miscellaneous_Natural Gas_Pool Heater_A_Achievable Economic RVT Potential | F6 | Commercial | OR - College | Existing | Miscellaneous | Natural Gas | Pool Heater | A | Incremental Winter Peak Savings (MW) | Achievable Economic RVT Potential | 0 | 0 | 0 | 0 | 0 | 0 | 0 | 0 | 0 | 0 | 0 | 0 | 0 | 0 | 0 | 0 | 0 | 0 | 0 | 0 | 0 | 0 | 0 | 0 | 0 | 0 | 0
F7_Commercial_OR - College_Existing_Miscellaneous_Natural Gas_Pool Heater_A_Achievable Economic RVT Potential | F7 | Commercial | OR - College | Existing | Miscellaneous | Natural Gas | Pool Heater | A | Cumulative Energy Savings (MWh or mTherms) | Achievable Economic RVT Potential | 0 | 0 | 0 | 0 | 0 | 0 | 0 | 0 | 0 | 0 | 0 | 0 | 0 | 0 | 0 | 0 | 0 | 0 | 0 | 0 | 0 | 0 | 0 | 0 | 0 | 0 | 0
F8_Commercial_OR - College_Existing_Miscellaneous_Natural Gas_Pool Heater_A_Achievable Economic RVT Potential | F8 | Commercial | OR - College | Existing | Miscellaneous | Natural Gas | Pool Heater | A | Cumulative Summer Peak Savings (MW) | Achievable Economic RVT Potential | 0 | 0 | 0 | 0 | 0 | 0 | 0 | 0 | 0 | 0 | 0 | 0 | 0 | 0 | 0 | 0 | 0 | 0 | 0 | 0 | 0 | 0 | 0 | 0 | 0 | 0 | 0
F9_Commercial_OR - College_Existing_Miscellaneous_Natural Gas_Pool Heater_A_Achievable Economic RVT Potential | F9 | Commercial | OR - College | Existing | Miscellaneous | Natural Gas | Pool Heater | A | Cumulative Winter Peak Savings (MW) | Achievable Economic RVT Potential | 0 | 0 | 0 | 0 | 0 | 0 | 0 | 0 | 0 | 0 | 0 | 0 | 0 | 0 | 0 | 0 | 0 | 0 | 0 | 0 | 0 | 0 | 0 | 0 | 0 | 0 | 0
F10_Commercial_OR - College_Existing_Miscellaneous_Natural Gas_Pool Heater_A_Achievable Economic RVT Potential | F10 | Commercial | OR - College | Existing | Miscellaneous | Natural Gas | Pool Heater | A | Purchases (Incremental) | Achievable Economic RVT Potential | 0 | 0 | 0 | 0 | 0 | 0 | 0 | 0 | 0 | 0 | 0 | 0 | 0 | 0 | 0 | 0 | 0 | 0 | 0 | 0 | 0 | 0 | 0 | 0 | 0 | 0 | 0
F11_Commercial_OR - College_Existing_Miscellaneous_Natural Gas_Pool Heater_A_Achievable Economic RVT Potential | F11 | Commercial | OR - College | Existing | Miscellaneous | Natural Gas | Pool Heater | A | Purchases (Cumulative) | Achievable Economic RVT Potential | 0 | 0 | 0 | 0 | 0 | 0 | 0 | 0 | 0 | 0 | 0 | 0 | 0 | 0 | 0 | 0 | 0 | 0 | 0 | 0 | 0 | 0 | 0 | 0 | 0 | 0 | 0
F1_Commercial_OR - College_New_Space Heating_Natural Gas_Furnace_A_Achievable Economic RVT Potential | F1 | Commercial | OR - College | New | Space Heating | Natural Gas | Furnace | A | Integrated Unit Energy Savings (kWh or therms) | Achievable Economic RVT Potential | 0 | 0 | 0 | 0 | 0 | 0 | 0 | 0 | 0 | 0 | 0 | 0 | 0 | 0 | 0 | 0 | 0 | 0 | 0 | 0 | 0 | 0 | 0 | 0 | 0 | 0 | 0
F2_Commercial_OR - College_New_Space Heating_Natural Gas_Furnace_A_Achievable Economic RVT Potential | F2 | Commercial | OR - College | New | Space Heating | Natural Gas | Furnace | A | Integrated Unit Summer Peak Savings (kW) | Achievable Economic RVT Potential | 0 | 0 | 0 | 0 | 0 | 0 | 0 | 0 | 0 | 0 | 0 | 0 | 0 | 0 | 0 | 0 | 0 | 0 | 0 | 0 | 0 | 0 | 0 | 0 | 0 | 0 | 0
F3_Commercial_OR - College_New_Space Heating_Natural Gas_Furnace_A_Achievable Economic RVT Potential | F3 | Commercial | OR - College | New | Space Heating | Natural Gas | Furnace | A | Integrated Unit Winter Peak Savings (kW) | Achievable Economic RVT Potential | 0 | 0 | 0 | 0 | 0 | 0 | 0 | 0 | 0 | 0 | 0 | 0 | 0 | 0 | 0 | 0 | 0 | 0 | 0 | 0 | 0 | 0 | 0 | 0 | 0 | 0 | 0
F4_Commercial_OR - College_New_Space Heating_Natural Gas_Furnace_A_Achievable Economic RVT Potential | F4 | Commercial | OR - College | New | Space Heating | Natural Gas | Furnace | A | Incremental Energy Savings (MWh or mTherms) | Achievable Economic RVT Potential | 0 | 0 | 0 | 0 | 0 | 0 | 0 | 0 | 0 | 0 | 0 | 0 | 0 | 0 | 0 | 0 | 0 | 0 | 0 | 0 | 0 | 0 | 0 | 0 | 0 | 0 | 0
F5_Commercial_OR - College_New_Space Heating_Natural Gas_Furnace_A_Achievable Economic RVT Potential | F5 | Commercial | OR - College | New | Space Heating | Natural Gas | Furnace | A | Incremental Summer Peak Savings (MW) | Achievable Economic RVT Potential | 0 | 0 | 0 | 0 | 0 | 0 | 0 | 0 | 0 | 0 | 0 | 0 | 0 | 0 | 0 | 0 | 0 | 0 | 0 | 0 | 0 | 0 | 0 | 0 | 0 | 0 | 0
F6_Commercial_OR - College_New_Space Heating_Natural Gas_Furnace_A_Achievable Economic RVT Potential | F6 | Commercial | OR - College | New | Space Heating | Natural Gas | Furnace | A | Incremental Winter Peak Savings (MW) | Achievable Economic RVT Potential | 0 | 0 | 0 | 0 | 0 | 0 | 0 | 0 | 0 | 0 | 0 | 0 | 0 | 0 | 0 | 0 | 0 | 0 | 0 | 0 | 0 | 0 | 0 | 0 | 0 | 0 | 0
F7_Commercial_OR - College_New_Space Heating_Natural Gas_Furnace_A_Achievable Economic RVT Potential | F7 | Commercial | OR - College | New | Space Heating | Natural Gas | Furnace | A | Cumulative Energy Savings (MWh or mTherms) | Achievable Economic RVT Potential | 0 | 0 | 0 | 0 | 0 | 0 | 0 | 0 | 0 | 0 | 0 | 0 | 0 | 0 | 0 | 0 | 0 | 0 | 0 | 0 | 0 | 0 | 0 | 0 | 0 | 0 | 0
F8_Commercial_OR - College_New_Space Heating_Natural Gas_Furnace_A_Achievable Economic RVT Potential | F8 | Commercial | OR - College | New | Space Heating | Natural Gas | Furnace | A | Cumulative Summer Peak Savings (MW) | Achievable Economic RVT Potential | 0 | 0 | 0 | 0 | 0 | 0 | 0 | 0 | 0 | 0 | 0 | 0 | 0 | 0 | 0 | 0 | 0 | 0 | 0 | 0 | 0 | 0 | 0 | 0 | 0 | 0 | 0
F9_Commercial_OR - College_New_Space Heating_Natural Gas_Furnace_A_Achievable Economic RVT Potential | F9 | Commercial | OR - College | New | Space Heating | Natural Gas | Furnace | A | Cumulative Winter Peak Savings (MW) | Achievable Economic RVT Potential | 0 | 0 | 0 | 0 | 0 | 0 | 0 | 0 | 0 | 0 | 0 | 0 | 0 | 0 | 0 | 0 | 0 | 0 | 0 | 0 | 0 | 0 | 0 | 0 | 0 | 0 | 0
F10_Commercial_OR - College_New_Space Heating_Natural Gas_Furnace_A_Achievable Economic RVT Potential | F10 | Commercial | OR - College | New | Space Heating | Natural Gas | Furnace | A | Purchases (Incremental) | Achievable Economic RVT Potential | 0 | 0 | 0 | 0 | 0 | 0 | 0 | 0 | 0 | 0 | 0 | 0 | 0 | 0 | 0 | 0 | 0 | 0 | 0 | 0 | 0 | 0 | 0 | 0 | 0 | 0 | 0
F11_Commercial_OR - College_New_Space Heating_Natural Gas_Furnace_A_Achievable Economic RVT Potential | F11 | Commercial | OR - College | New | Space Heating | Natural Gas | Furnace | A | Purchases (Cumulative) | Achievable Economic RVT Potential | 0 | 0 | 0 | 0 | 0 | 0 | 0 | 0 | 0 | 0 | 0 | 0 | 0 | 0 | 0 | 0 | 0 | 0 | 0 | 0 | 0 | 0 | 0 | 0 | 0 | 0 | 0
F1_Commercial_OR - College_New_Space Heating_Natural Gas_Boiler_A_Achievable Economic RVT Potential | F1 | Commercial | OR - College | New | Space Heating | Natural Gas | Boiler | A | Integrated Unit Energy Savings (kWh or therms) | Achievable Economic RVT Potential | 0 | 0 | 0 | 0 | 0 | 0 | 0 | 0 | 0 | 0 | 0 | 0 | 0 | 0 | 0 | 0 | 0 | 0 | 0 | 0 | 0 | 0 | 0 | 0 | 0 | 0 | 0
F2_Commercial_OR - College_New_Space Heating_Natural Gas_Boiler_A_Achievable Economic RVT Potential | F2 | Commercial | OR - College | New | Space Heating | Natural Gas | Boiler | A | Integrated Unit Summer Peak Savings (kW) | Achievable Economic RVT Potential | 0 | 0 | 0 | 0 | 0 | 0 | 0 | 0 | 0 | 0 | 0 | 0 | 0 | 0 | 0 | 0 | 0 | 0 | 0 | 0 | 0 | 0 | 0 | 0 | 0 | 0 | 0
F3_Commercial_OR - College_New_Space Heating_Natural Gas_Boiler_A_Achievable Economic RVT Potential | F3 | Commercial | OR - College | New | Space Heating | Natural Gas | Boiler | A | Integrated Unit Winter Peak Savings (kW) | Achievable Economic RVT Potential | 0 | 0 | 0 | 0 | 0 | 0 | 0 | 0 | 0 | 0 | 0 | 0 | 0 | 0 | 0 | 0 | 0 | 0 | 0 | 0 | 0 | 0 | 0 | 0 | 0 | 0 | 0
F4_Commercial_OR - College_New_Space Heating_Natural Gas_Boiler_A_Achievable Economic RVT Potential | F4 | Commercial | OR - College | New | Space Heating | Natural Gas | Boiler | A | Incremental Energy Savings (MWh or mTherms) | Achievable Economic RVT Potential | 0 | 0 | 0 | 0 | 0 | 0 | 0 | 0 | 0 | 0 | 0 | 0 | 0 | 0 | 0 | 0 | 0 | 0 | 0 | 0 | 0 | 0 | 0 | 0 | 0 | 0 | 0
F5_Commercial_OR - College_New_Space Heating_Natural Gas_Boiler_A_Achievable Economic RVT Potential | F5 | Commercial | OR - College | New | Space Heating | Natural Gas | Boiler | A | Incremental Summer Peak Savings (MW) | Achievable Economic RVT Potential | 0 | 0 | 0 | 0 | 0 | 0 | 0 | 0 | 0 | 0 | 0 | 0 | 0 | 0 | 0 | 0 | 0 | 0 | 0 | 0 | 0 | 0 | 0 | 0 | 0 | 0 | 0
F6_Commercial_OR - College_New_Space Heating_Natural Gas_Boiler_A_Achievable Economic RVT Potential | F6 | Commercial | OR - College | New | Space Heating | Natural Gas | Boiler | A | Incremental Winter Peak Savings (MW) | Achievable Economic RVT Potential | 0 | 0 | 0 | 0 | 0 | 0 | 0 | 0 | 0 | 0 | 0 | 0 | 0 | 0 | 0 | 0 | 0 | 0 | 0 | 0 | 0 | 0 | 0 | 0 | 0 | 0 | 0
F7_Commercial_OR - College_New_Space Heating_Natural Gas_Boiler_A_Achievable Economic RVT Potential | F7 | Commercial | OR - College | New | Space Heating | Natural Gas | Boiler | A | Cumulative Energy Savings (MWh or mTherms) | Achievable Economic RVT Potential | 0 | 0 | 0 | 0 | 0 | 0 | 0 | 0 | 0 | 0 | 0 | 0 | 0 | 0 | 0 | 0 | 0 | 0 | 0 | 0 | 0 | 0 | 0 | 0 | 0 | 0 | 0
F8_Commercial_OR - College_New_Space Heating_Natural Gas_Boiler_A_Achievable Economic RVT Potential | F8 | Commercial | OR - College | New | Space Heating | Natural Gas | Boiler | A | Cumulative Summer Peak Savings (MW) | Achievable Economic RVT Potential | 0 | 0 | 0 | 0 | 0 | 0 | 0 | 0 | 0 | 0 | 0 | 0 | 0 | 0 | 0 | 0 | 0 | 0 | 0 | 0 | 0 | 0 | 0 | 0 | 0 | 0 | 0
F9_Commercial_OR - College_New_Space Heating_Natural Gas_Boiler_A_Achievable Economic RVT Potential | F9 | Commercial | OR - College | New | Space Heating | Natural Gas | Boiler | A | Cumulative Winter Peak Savings (MW) | Achievable Economic RVT Potential | 0 | 0 | 0 | 0 | 0 | 0 | 0 | 0 | 0 | 0 | 0 | 0 | 0 | 0 | 0 | 0 | 0 | 0 | 0 | 0 | 0 | 0 | 0 | 0 | 0 | 0 | 0
F10_Commercial_OR - College_New_Space Heating_Natural Gas_Boiler_A_Achievable Economic RVT Potential | F10 | Commercial | OR - College | New | Space Heating | Natural Gas | Boiler | A | Purchases (Incremental) | Achievable Economic RVT Potential | 0 | 0 | 0 | 0 | 0 | 0 | 0 | 0 | 0 | 0 | 0 | 0 | 0 | 0 | 0 | 0 | 0 | 0 | 0 | 0 | 0 | 0 | 0 | 0 | 0 | 0 | 0
F11_Commercial_OR - College_New_Space Heating_Natural Gas_Boiler_A_Achievable Economic RVT Potential | F11 | Commercial | OR - College | New | Space Heating | Natural Gas | Boiler | A | Purchases (Cumulative) | Achievable Economic RVT Potential | 0 | 0 | 0 | 0 | 0 | 0 | 0 | 0 | 0 | 0 | 0 | 0 | 0 | 0 | 0 | 0 | 0 | 0 | 0 | 0 | 0 | 0 | 0 | 0 | 0 | 0 | 0
F1_Commercial_OR - College_New_Space Heating_Natural Gas_Unit Heater_A_Achievable Economic RVT Potential | F1 | Commercial | OR - College | New | Space Heating | Natural Gas | Unit Heater | A | Integrated Unit Energy Savings (kWh or therms) | Achievable Economic RVT Potential | 0 | 0 | 0 | 0 | 0 | 0 | 0 | 0 | 0 | 0 | 0 | 0 | 0 | 0 | 0 | 0 | 0 | 0 | 0 | 0 | 0 | 0 | 0 | 0 | 0 | 0 | 0
F2_Commercial_OR - College_New_Space Heating_Natural Gas_Unit Heater_A_Achievable Economic RVT Potential | F2 | Commercial | OR - College | New | Space Heating | Natural Gas | Unit Heater | A | Integrated Unit Summer Peak Savings (kW) | Achievable Economic RVT Potential | 0 | 0 | 0 | 0 | 0 | 0 | 0 | 0 | 0 | 0 | 0 | 0 | 0 | 0 | 0 | 0 | 0 | 0 | 0 | 0 | 0 | 0 | 0 | 0 | 0 | 0 | 0
F3_Commercial_OR - College_New_Space Heating_Natural Gas_Unit Heater_A_Achievable Economic RVT Potential | F3 | Commercial | OR - College | New | Space Heating | Natural Gas | Unit Heater | A | Integrated Unit Winter Peak Savings (kW) | Achievable Economic RVT Potential | 0 | 0 | 0 | 0 | 0 | 0 | 0 | 0 | 0 | 0 | 0 | 0 | 0 | 0 | 0 | 0 | 0 | 0 | 0 | 0 | 0 | 0 | 0 | 0 | 0 | 0 | 0
F4_Commercial_OR - College_New_Space Heating_Natural Gas_Unit Heater_A_Achievable Economic RVT Potential | F4 | Commercial | OR - College | New | Space Heating | Natural Gas | Unit Heater | A | Incremental Energy Savings (MWh or mTherms) | Achievable Economic RVT Potential | 0 | 0 | 0 | 0 | 0 | 0 | 0 | 0 | 0 | 0 | 0 | 0 | 0 | 0 | 0 | 0 | 0 | 0 | 0 | 0 | 0 | 0 | 0 | 0 | 0 | 0 | 0
F5_Commercial_OR - College_New_Space Heating_Natural Gas_Unit Heater_A_Achievable Economic RVT Potential | F5 | Commercial | OR - College | New | Space Heating | Natural Gas | Unit Heater | A | Incremental Summer Peak Savings (MW) | Achievable Economic RVT Potential | 0 | 0 | 0 | 0 | 0 | 0 | 0 | 0 | 0 | 0 | 0 | 0 | 0 | 0 | 0 | 0 | 0 | 0 | 0 | 0 | 0 | 0 | 0 | 0 | 0 | 0 | 0
F6_Commercial_OR - College_New_Space Heating_Natural Gas_Unit Heater_A_Achievable Economic RVT Potential | F6 | Commercial | OR - College | New | Space Heating | Natural Gas | Unit Heater | A | Incremental Winter Peak Savings (MW) | Achievable Economic RVT Potential | 0 | 0 | 0 | 0 | 0 | 0 | 0 | 0 | 0 | 0 | 0 | 0 | 0 | 0 | 0 | 0 | 0 | 0 | 0 | 0 | 0 | 0 | 0 | 0 | 0 | 0 | 0
F7_Commercial_OR - College_New_Space Heating_Natural Gas_Unit Heater_A_Achievable Economic RVT Potential | F7 | Commercial | OR - College | New | Space Heating | Natural Gas | Unit Heater | A | Cumulative Energy Savings (MWh or mTherms) | Achievable Economic RVT Potential | 0 | 0 | 0 | 0 | 0 | 0 | 0 | 0 | 0 | 0 | 0 | 0 | 0 | 0 | 0 | 0 | 0 | 0 | 0 | 0 | 0 | 0 | 0 | 0 | 0 | 0 | 0
F8_Commercial_OR - College_New_Space Heating_Natural Gas_Unit Heater_A_Achievable Economic RVT Potential | F8 | Commercial | OR - College | New | Space Heating | Natural Gas | Unit Heater | A | Cumulative Summer Peak Savings (MW) | Achievable Economic RVT Potential | 0 | 0 | 0 | 0 | 0 | 0 | 0 | 0 | 0 | 0 | 0 | 0 | 0 | 0 | 0 | 0 | 0 | 0 | 0 | 0 | 0 | 0 | 0 | 0 | 0 | 0 | 0
F9_Commercial_OR - College_New_Space Heating_Natural Gas_Unit Heater_A_Achievable Economic RVT Potential | F9 | Commercial | OR - College | New | Space Heating | Natural Gas | Unit Heater | A | Cumulative Winter Peak Savings (MW) | Achievable Economic RVT Potential | 0 | 0 | 0 | 0 | 0 | 0 | 0 | 0 | 0 | 0 | 0 | 0 | 0 | 0 | 0 | 0 | 0 | 0 | 0 | 0 | 0 | 0 | 0 | 0 | 0 | 0 | 0
F10_Commercial_OR - College_New_Space Heating_Natural Gas_Unit Heater_A_Achievable Economic RVT Potential | F10 | Commercial | OR - College | New | Space Heating | Natural Gas | Unit Heater | A | Purchases (Incremental) | Achievable Economic RVT Potential | 0 | 0 | 0 | 0 | 0 | 0 | 0 | 0 | 0 | 0 | 0 | 0 | 0 | 0 | 0 | 0 | 0 | 0 | 0 | 0 | 0 | 0 | 0 | 0 | 0 | 0 | 0
F11_Commercial_OR - College_New_Space Heating_Natural Gas_Unit Heater_A_Achievable Economic RVT Potential | F11 | Commercial | OR - College | New | Space Heating | Natural Gas | Unit Heater | A | Purchases (Cumulative) | Achievable Economic RVT Potential | 0 | 0 | 0 | 0 | 0 | 0 | 0 | 0 | 0 | 0 | 0 | 0 | 0 | 0 | 0 | 0 | 0 | 0 | 0 | 0 | 0 | 0 | 0 | 0 | 0 | 0 | 0
F1_Commercial_OR - College_New_Water Heating_Natural Gas_Water Heater_A_Achievable Economic RVT Potential | F1 | Commercial | OR - College | New | Water Heating | Natural Gas | Water Heater | A | Integrated Unit Energy Savings (kWh or therms) | Achievable Economic RVT Potential | 0 | 0 | 0 | 0 | 0 | 0 | 0 | 0 | 0 | 0 | 0 | 0 | 0 | 0 | 0 | 0 | 0 | 0 | 0 | 0 | 0 | 0 | 0 | 0 | 0 | 0 | 0
F2_Commercial_OR - College_New_Water Heating_Natural Gas_Water Heater_A_Achievable Economic RVT Potential | F2 | Commercial | OR - College | New | Water Heating | Natural Gas | Water Heater | A | Integrated Unit Summer Peak Savings (kW) | Achievable Economic RVT Potential | 0 | 0 | 0 | 0 | 0 | 0 | 0 | 0 | 0 | 0 | 0 | 0 | 0 | 0 | 0 | 0 | 0 | 0 | 0 | 0 | 0 | 0 | 0 | 0 | 0 | 0 | 0
F3_Commercial_OR - College_New_Water Heating_Natural Gas_Water Heater_A_Achievable Economic RVT Potential | F3 | Commercial | OR - College | New | Water Heating | Natural Gas | Water Heater | A | Integrated Unit Winter Peak Savings (kW) | Achievable Economic RVT Potential | 0 | 0 | 0 | 0 | 0 | 0 | 0 | 0 | 0 | 0 | 0 | 0 | 0 | 0 | 0 | 0 | 0 | 0 | 0 | 0 | 0 | 0 | 0 | 0 | 0 | 0 | 0
F4_Commercial_OR - College_New_Water Heating_Natural Gas_Water Heater_A_Achievable Economic RVT Potential | F4 | Commercial | OR - College | New | Water Heating | Natural Gas | Water Heater | A | Incremental Energy Savings (MWh or mTherms) | Achievable Economic RVT Potential | 0 | 0 | 0 | 0 | 0 | 0 | 0 | 0 | 0 | 0 | 0 | 0 | 0 | 0 | 0 | 0 | 0 | 0 | 0 | 0 | 0 | 0 | 0 | 0 | 0 | 0 | 0
F5_Commercial_OR - College_New_Water Heating_Natural Gas_Water Heater_A_Achievable Economic RVT Potential | F5 | Commercial | OR - College | New | Water Heating | Natural Gas | Water Heater | A | Incremental Summer Peak Savings (MW) | Achievable Economic RVT Potential | 0 | 0 | 0 | 0 | 0 | 0 | 0 | 0 | 0 | 0 | 0 | 0 | 0 | 0 | 0 | 0 | 0 | 0 | 0 | 0 | 0 | 0 | 0 | 0 | 0 | 0 | 0
F6_Commercial_OR - College_New_Water Heating_Natural Gas_Water Heater_A_Achievable Economic RVT Potential | F6 | Commercial | OR - College | New | Water Heating | Natural Gas | Water Heater | A | Incremental Winter Peak Savings (MW) | Achievable Economic RVT Potential | 0 | 0 | 0 | 0 | 0 | 0 | 0 | 0 | 0 | 0 | 0 | 0 | 0 | 0 | 0 | 0 | 0 | 0 | 0 | 0 | 0 | 0 | 0 | 0 | 0 | 0 | 0
F7_Commercial_OR - College_New_Water Heating_Natural Gas_Water Heater_A_Achievable Economic RVT Potential | F7 | Commercial | OR - College | New | Water Heating | Natural Gas | Water Heater | A | Cumulative Energy Savings (MWh or mTherms) | Achievable Economic RVT Potential | 0 | 0 | 0 | 0 | 0 | 0 | 0 | 0 | 0 | 0 | 0 | 0 | 0 | 0 | 0 | 0 | 0 | 0 | 0 | 0 | 0 | 0 | 0 | 0 | 0 | 0 | 0
F8_Commercial_OR - College_New_Water Heating_Natural Gas_Water Heater_A_Achievable Economic RVT Potential | F8 | Commercial | OR - College | New | Water Heating | Natural Gas | Water Heater | A | Cumulative Summer Peak Savings (MW) | Achievable Economic RVT Potential | 0 | 0 | 0 | 0 | 0 | 0 | 0 | 0 | 0 | 0 | 0 | 0 | 0 | 0 | 0 | 0 | 0 | 0 | 0 | 0 | 0 | 0 | 0 | 0 | 0 | 0 | 0
F9_Commercial_OR - College_New_Water Heating_Natural Gas_Water Heater_A_Achievable Economic RVT Potential | F9 | Commercial | OR - College | New | Water Heating | Natural Gas | Water Heater | A | Cumulative Winter Peak Savings (MW) | Achievable Economic RVT Potential | 0 | 0 | 0 | 0 | 0 | 0 | 0 | 0 | 0 | 0 | 0 | 0 | 0 | 0 | 0 | 0 | 0 | 0 | 0 | 0 | 0 | 0 | 0 | 0 | 0 | 0 | 0
F10_Commercial_OR - College_New_Water Heating_Natural Gas_Water Heater_A_Achievable Economic RVT Potential | F10 | Commercial | OR - College | New | Water Heating | Natural Gas | Water Heater | A | Purchases (Incremental) | Achievable Economic RVT Potential | 0 | 0 | 0 | 0 | 0 | 0 | 0 | 0 | 0 | 0 | 0 | 0 | 0 | 0 | 0 | 0 | 0 | 0 | 0 | 0 | 0 | 0 | 0 | 0 | 0 | 0 | 0
F11_Commercial_OR - College_New_Water Heating_Natural Gas_Water Heater_A_Achievable Economic RVT Potential | F11 | Commercial | OR - College | New | Water Heating | Natural Gas | Water Heater | A | Purchases (Cumulative) | Achievable Economic RVT Potential | 0 | 0 | 0 | 0 | 0 | 0 | 0 | 0 | 0 | 0 | 0 | 0 | 0 | 0 | 0 | 0 | 0 | 0 | 0 | 0 | 0 | 0 | 0 | 0 | 0 | 0 | 0
F1_Commercial_OR - College_New_Food Preparation_Natural Gas_Oven_A_Achievable Economic RVT Potential | F1 | Commercial | OR - College | New | Food Preparation | Natural Gas | Oven | A | Integrated Unit Energy Savings (kWh or therms) | Achievable Economic RVT Potential | 0 | 0 | 0 | 0 | 0 | 0 | 0 | 0 | 0 | 0 | 0 | 0 | 0 | 0 | 0 | 0 | 0 | 0 | 0 | 0 | 0 | 0 | 0 | 0 | 0 | 0 | 0
F2_Commercial_OR - College_New_Food Preparation_Natural Gas_Oven_A_Achievable Economic RVT Potential | F2 | Commercial | OR - College | New | Food Preparation | Natural Gas | Oven | A | Integrated Unit Summer Peak Savings (kW) | Achievable Economic RVT Potential | 0 | 0 | 0 | 0 | 0 | 0 | 0 | 0 | 0 | 0 | 0 | 0 | 0 | 0 | 0 | 0 | 0 | 0 | 0 | 0 | 0 | 0 | 0 | 0 | 0 | 0 | 0
F3_Commercial_OR - College_New_Food Preparation_Natural Gas_Oven_A_Achievable Economic RVT Potential | F3 | Commercial | OR - College | New | Food Preparation | Natural Gas | Oven | A | Integrated Unit Winter Peak Savings (kW) | Achievable Economic RVT Potential | 0 | 0 | 0 | 0 | 0 | 0 | 0 | 0 | 0 | 0 | 0 | 0 | 0 | 0 | 0 | 0 | 0 | 0 | 0 | 0 | 0 | 0 | 0 | 0 | 0 | 0 | 0
F4_Commercial_OR - College_New_Food Preparation_Natural Gas_Oven_A_Achievable Economic RVT Potential | F4 | Commercial | OR - College | New | Food Preparation | Natural Gas | Oven | A | Incremental Energy Savings (MWh or mTherms) | Achievable Economic RVT Potential | 0 | 0 | 0 | 0 | 0 | 0 | 0 | 0 | 0 | 0 | 0 | 0 | 0 | 0 | 0 | 0 | 0 | 0 | 0 | 0 | 0 | 0 | 0 | 0 | 0 | 0 | 0
F5_Commercial_OR - College_New_Food Preparation_Natural Gas_Oven_A_Achievable Economic RVT Potential | F5 | Commercial | OR - College | New | Food Preparation | Natural Gas | Oven | A | Incremental Summer Peak Savings (MW) | Achievable Economic RVT Potential | 0 | 0 | 0 | 0 | 0 | 0 | 0 | 0 | 0 | 0 | 0 | 0 | 0 | 0 | 0 | 0 | 0 | 0 | 0 | 0 | 0 | 0 | 0 | 0 | 0 | 0 | 0
F6_Commercial_OR - College_New_Food Preparation_Natural Gas_Oven_A_Achievable Economic RVT Potential | F6 | Commercial | OR - College | New | Food Preparation | Natural Gas | Oven | A | Incremental Winter Peak Savings (MW) | Achievable Economic RVT Potential | 0 | 0 | 0 | 0 | 0 | 0 | 0 | 0 | 0 | 0 | 0 | 0 | 0 | 0 | 0 | 0 | 0 | 0 | 0 | 0 | 0 | 0 | 0 | 0 | 0 | 0 | 0
F7_Commercial_OR - College_New_Food Preparation_Natural Gas_Oven_A_Achievable Economic RVT Potential | F7 | Commercial | OR - College | New | Food Preparation | Natural Gas | Oven | A | Cumulative Energy Savings (MWh or mTherms) | Achievable Economic RVT Potential | 0 | 0 | 0 | 0 | 0 | 0 | 0 | 0 | 0 | 0 | 0 | 0 | 0 | 0 | 0 | 0 | 0 | 0 | 0 | 0 | 0 | 0 | 0 | 0 | 0 | 0 | 0
F8_Commercial_OR - College_New_Food Preparation_Natural Gas_Oven_A_Achievable Economic RVT Potential | F8 | Commercial | OR - College | New | Food Preparation | Natural Gas | Oven | A | Cumulative Summer Peak Savings (MW) | Achievable Economic RVT Potential | 0 | 0 | 0 | 0 | 0 | 0 | 0 | 0 | 0 | 0 | 0 | 0 | 0 | 0 | 0 | 0 | 0 | 0 | 0 | 0 | 0 | 0 | 0 | 0 | 0 | 0 | 0
F9_Commercial_OR - College_New_Food Preparation_Natural Gas_Oven_A_Achievable Economic RVT Potential | F9 | Commercial | OR - College | New | Food Preparation | Natural Gas | Oven | A | Cumulative Winter Peak Savings (MW) | Achievable Economic RVT Potential | 0 | 0 | 0 | 0 | 0 | 0 | 0 | 0 | 0 | 0 | 0 | 0 | 0 | 0 | 0 | 0 | 0 | 0 | 0 | 0 | 0 | 0 | 0 | 0 | 0 | 0 | 0
F10_Commercial_OR - College_New_Food Preparation_Natural Gas_Oven_A_Achievable Economic RVT Potential | F10 | Commercial | OR - College | New | Food Preparation | Natural Gas | Oven | A | Purchases (Incremental) | Achievable Economic RVT Potential | 0 | 0 | 0 | 0 | 0 | 0 | 0 | 0 | 0 | 0 | 0 | 0 | 0 | 0 | 0 | 0 | 0 | 0 | 0 | 0 | 0 | 0 | 0 | 0 | 0 | 0 | 0
F11_Commercial_OR - College_New_Food Preparation_Natural Gas_Oven_A_Achievable Economic RVT Potential | F11 | Commercial | OR - College | New | Food Preparation | Natural Gas | Oven | A | Purchases (Cumulative) | Achievable Economic RVT Potential | 0 | 0 | 0 | 0 | 0 | 0 | 0 | 0 | 0 | 0 | 0 | 0 | 0 | 0 | 0 | 0 | 0 | 0 | 0 | 0 | 0 | 0 | 0 | 0 | 0 | 0 | 0
F1_Commercial_OR - College_New_Food Preparation_Natural Gas_Conveyor Oven_A_Achievable Economic RVT Potential | F1 | Commercial | OR - College | New | Food Preparation | Natural Gas | Conveyor Oven | A | Integrated Unit Energy Savings (kWh or therms) | Achievable Economic RVT Potential | 0 | 0 | 0 | 0 | 0 | 0 | 0 | 0 | 0 | 0 | 0 | 0 | 0 | 0 | 0 | 0 | 0 | 0 | 0 | 0 | 0 | 0 | 0 | 0 | 0 | 0 | 0
F2_Commercial_OR - College_New_Food Preparation_Natural Gas_Conveyor Oven_A_Achievable Economic RVT Potential | F2 | Commercial | OR - College | New | Food Preparation | Natural Gas | Conveyor Oven | A | Integrated Unit Summer Peak Savings (kW) | Achievable Economic RVT Potential | 0 | 0 | 0 | 0 | 0 | 0 | 0 | 0 | 0 | 0 | 0 | 0 | 0 | 0 | 0 | 0 | 0 | 0 | 0 | 0 | 0 | 0 | 0 | 0 | 0 | 0 | 0
F3_Commercial_OR - College_New_Food Preparation_Natural Gas_Conveyor Oven_A_Achievable Economic RVT Potential | F3 | Commercial | OR - College | New | Food Preparation | Natural Gas | Conveyor Oven | A | Integrated Unit Winter Peak Savings (kW) | Achievable Economic RVT Potential | 0 | 0 | 0 | 0 | 0 | 0 | 0 | 0 | 0 | 0 | 0 | 0 | 0 | 0 | 0 | 0 | 0 | 0 | 0 | 0 | 0 | 0 | 0 | 0 | 0 | 0 | 0
F4_Commercial_OR - College_New_Food Preparation_Natural Gas_Conveyor Oven_A_Achievable Economic RVT Potential | F4 | Commercial | OR - College | New | Food Preparation | Natural Gas | Conveyor Oven | A | Incremental Energy Savings (MWh or mTherms) | Achievable Economic RVT Potential | 0 | 0 | 0 | 0 | 0 | 0 | 0 | 0 | 0 | 0 | 0 | 0 | 0 | 0 | 0 | 0 | 0 | 0 | 0 | 0 | 0 | 0 | 0 | 0 | 0 | 0 | 0
F5_Commercial_OR - College_New_Food Preparation_Natural Gas_Conveyor Oven_A_Achievable Economic RVT Potential | F5 | Commercial | OR - College | New | Food Preparation | Natural Gas | Conveyor Oven | A | Incremental Summer Peak Savings (MW) | Achievable Economic RVT Potential | 0 | 0 | 0 | 0 | 0 | 0 | 0 | 0 | 0 | 0 | 0 | 0 | 0 | 0 | 0 | 0 | 0 | 0 | 0 | 0 | 0 | 0 | 0 | 0 | 0 | 0 | 0
F6_Commercial_OR - College_New_Food Preparation_Natural Gas_Conveyor Oven_A_Achievable Economic RVT Potential | F6 | Commercial | OR - College | New | Food Preparation | Natural Gas | Conveyor Oven | A | Incremental Winter Peak Savings (MW) | Achievable Economic RVT Potential | 0 | 0 | 0 | 0 | 0 | 0 | 0 | 0 | 0 | 0 | 0 | 0 | 0 | 0 | 0 | 0 | 0 | 0 | 0 | 0 | 0 | 0 | 0 | 0 | 0 | 0 | 0
F7_Commercial_OR - College_New_Food Preparation_Natural Gas_Conveyor Oven_A_Achievable Economic RVT Potential | F7 | Commercial | OR - College | New | Food Preparation | Natural Gas | Conveyor Oven | A | Cumulative Energy Savings (MWh or mTherms) | Achievable Economic RVT Potential | 0 | 0 | 0 | 0 | 0 | 0 | 0 | 0 | 0 | 0 | 0 | 0 | 0 | 0 | 0 | 0 | 0 | 0 | 0 | 0 | 0 | 0 | 0 | 0 | 0 | 0 | 0
F8_Commercial_OR - College_New_Food Preparation_Natural Gas_Conveyor Oven_A_Achievable Economic RVT Potential | F8 | Commercial | OR - College | New | Food Preparation | Natural Gas | Conveyor Oven | A | Cumulative Summer Peak Savings (MW) | Achievable Economic RVT Potential | 0 | 0 | 0 | 0 | 0 | 0 | 0 | 0 | 0 | 0 | 0 | 0 | 0 | 0 | 0 | 0 | 0 | 0 | 0 | 0 | 0 | 0 | 0 | 0 | 0 | 0 | 0
F9_Commercial_OR - College_New_Food Preparation_Natural Gas_Conveyor Oven_A_Achievable Economic RVT Potential | F9 | Commercial | OR - College | New | Food Preparation | Natural Gas | Conveyor Oven | A | Cumulative Winter Peak Savings (MW) | Achievable Economic RVT Potential | 0 | 0 | 0 | 0 | 0 | 0 | 0 | 0 | 0 | 0 | 0 | 0 | 0 | 0 | 0 | 0 | 0 | 0 | 0 | 0 | 0 | 0 | 0 | 0 | 0 | 0 | 0
F10_Commercial_OR - College_New_Food Preparation_Natural Gas_Conveyor Oven_A_Achievable Economic RVT Potential | F10 | Commercial | OR - College | New | Food Preparation | Natural Gas | Conveyor Oven | A | Purchases (Incremental) | Achievable Economic RVT Potential | 0 | 0 | 0 | 0 | 0 | 0 | 0 | 0 | 0 | 0 | 0 | 0 | 0 | 0 | 0 | 0 | 0 | 0 | 0 | 0 | 0 | 0 | 0 | 0 | 0 | 0 | 0
F11_Commercial_OR - College_New_Food Preparation_Natural Gas_Conveyor Oven_A_Achievable Economic RVT Potential | F11 | Commercial | OR - College | New | Food Preparation | Natural Gas | Conveyor Oven | A | Purchases (Cumulative) | Achievable Economic RVT Potential | 0 | 0 | 0 | 0 | 0 | 0 | 0 | 0 | 0 | 0 | 0 | 0 | 0 | 0 | 0 | 0 | 0 | 0 | 0 | 0 | 0 | 0 | 0 | 0 | 0 | 0 | 0
F1_Commercial_OR - College_New_Food Preparation_Natural Gas_Double Rack Oven_A_Achievable Economic RVT Potential | F1 | Commercial | OR - College | New | Food Preparation | Natural Gas | Double Rack Oven | A | Integrated Unit Energy Savings (kWh or therms) | Achievable Economic RVT Potential | 0 | 0 | 0 | 0 | 0 | 0 | 0 | 0 | 0 | 0 | 0 | 0 | 0 | 0 | 0 | 0 | 0 | 0 | 0 | 0 | 0 | 0 | 0 | 0 | 0 | 0 | 0
F2_Commercial_OR - College_New_Food Preparation_Natural Gas_Double Rack Oven_A_Achievable Economic RVT Potential | F2 | Commercial | OR - College | New | Food Preparation | Natural Gas | Double Rack Oven | A | Integrated Unit Summer Peak Savings (kW) | Achievable Economic RVT Potential | 0 | 0 | 0 | 0 | 0 | 0 | 0 | 0 | 0 | 0 | 0 | 0 | 0 | 0 | 0 | 0 | 0 | 0 | 0 | 0 | 0 | 0 | 0 | 0 | 0 | 0 | 0
F3_Commercial_OR - College_New_Food Preparation_Natural Gas_Double Rack Oven_A_Achievable Economic RVT Potential | F3 | Commercial | OR - College | New | Food Preparation | Natural Gas | Double Rack Oven | A | Integrated Unit Winter Peak Savings (kW) | Achievable Economic RVT Potential | 0 | 0 | 0 | 0 | 0 | 0 | 0 | 0 | 0 | 0 | 0 | 0 | 0 | 0 | 0 | 0 | 0 | 0 | 0 | 0 | 0 | 0 | 0 | 0 | 0 | 0 | 0
F4_Commercial_OR - College_New_Food Preparation_Natural Gas_Double Rack Oven_A_Achievable Economic RVT Potential | F4 | Commercial | OR - College | New | Food Preparation | Natural Gas | Double Rack Oven | A | Incremental Energy Savings (MWh or mTherms) | Achievable Economic RVT Potential | 0 | 0 | 0 | 0 | 0 | 0 | 0 | 0 | 0 | 0 | 0 | 0 | 0 | 0 | 0 | 0 | 0 | 0 | 0 | 0 | 0 | 0 | 0 | 0 | 0 | 0 | 0
F5_Commercial_OR - College_New_Food Preparation_Natural Gas_Double Rack Oven_A_Achievable Economic RVT Potential | F5 | Commercial | OR - College | New | Food Preparation | Natural Gas | Double Rack Oven | A | Incremental Summer Peak Savings (MW) | Achievable Economic RVT Potential | 0 | 0 | 0 | 0 | 0 | 0 | 0 | 0 | 0 | 0 | 0 | 0 | 0 | 0 | 0 | 0 | 0 | 0 | 0 | 0 | 0 | 0 | 0 | 0 | 0 | 0 | 0
F6_Commercial_OR - College_New_Food Preparation_Natural Gas_Double Rack Oven_A_Achievable Economic RVT Potential | F6 | Commercial | OR - College | New | Food Preparation | Natural Gas | Double Rack Oven | A | Incremental Winter Peak Savings (MW) | Achievable Economic RVT Potential | 0 | 0 | 0 | 0 | 0 | 0 | 0 | 0 | 0 | 0 | 0 | 0 | 0 | 0 | 0 | 0 | 0 | 0 | 0 | 0 | 0 | 0 | 0 | 0 | 0 | 0 | 0
F7_Commercial_OR - College_New_Food Preparation_Natural Gas_Double Rack Oven_A_Achievable Economic RVT Potential | F7 | Commercial | OR - College | New | Food Preparation | Natural Gas | Double Rack Oven | A | Cumulative Energy Savings (MWh or mTherms) | Achievable Economic RVT Potential | 0 | 0 | 0 | 0 | 0 | 0 | 0 | 0 | 0 | 0 | 0 | 0 | 0 | 0 | 0 | 0 | 0 | 0 | 0 | 0 | 0 | 0 | 0 | 0 | 0 | 0 | 0
F8_Commercial_OR - College_New_Food Preparation_Natural Gas_Double Rack Oven_A_Achievable Economic RVT Potential | F8 | Commercial | OR - College | New | Food Preparation | Natural Gas | Double Rack Oven | A | Cumulative Summer Peak Savings (MW) | Achievable Economic RVT Potential | 0 | 0 | 0 | 0 | 0 | 0 | 0 | 0 | 0 | 0 | 0 | 0 | 0 | 0 | 0 | 0 | 0 | 0 | 0 | 0 | 0 | 0 | 0 | 0 | 0 | 0 | 0
F9_Commercial_OR - College_New_Food Preparation_Natural Gas_Double Rack Oven_A_Achievable Economic RVT Potential | F9 | Commercial | OR - College | New | Food Preparation | Natural Gas | Double Rack Oven | A | Cumulative Winter Peak Savings (MW) | Achievable Economic RVT Potential | 0 | 0 | 0 | 0 | 0 | 0 | 0 | 0 | 0 | 0 | 0 | 0 | 0 | 0 | 0 | 0 | 0 | 0 | 0 | 0 | 0 | 0 | 0 | 0 | 0 | 0 | 0
F10_Commercial_OR - College_New_Food Preparation_Natural Gas_Double Rack Oven_A_Achievable Economic RVT Potential | F10 | Commercial | OR - College | New | Food Preparation | Natural Gas | Double Rack Oven | A | Purchases (Incremental) | Achievable Economic RVT Potential | 0 | 0 | 0 | 0 | 0 | 0 | 0 | 0 | 0 | 0 | 0 | 0 | 0 | 0 | 0 | 0 | 0 | 0 | 0 | 0 | 0 | 0 | 0 | 0 | 0 | 0 | 0
F11_Commercial_OR - College_New_Food Preparation_Natural Gas_Double Rack Oven_A_Achievable Economic RVT Potential | F11 | Commercial | OR - College | New | Food Preparation | Natural Gas | Double Rack Oven | A | Purchases (Cumulative) | Achievable Economic RVT Potential | 0 | 0 | 0 | 0 | 0 | 0 | 0 | 0 | 0 | 0 | 0 | 0 | 0 | 0 | 0 | 0 | 0 | 0 | 0 | 0 | 0 | 0 | 0 | 0 | 0 | 0 | 0
F1_Commercial_OR - College_New_Food Preparation_Natural Gas_Fryer_A_Achievable Economic RVT Potential | F1 | Commercial | OR - College | New | Food Preparation | Natural Gas | Fryer | A | Integrated Unit Energy Savings (kWh or therms) | Achievable Economic RVT Potential | 0 | 0 | 0 | 0 | 0 | 0 | 0 | 0 | 0 | 0 | 0 | 0 | 0 | 0 | 0 | 0 | 0 | 0 | 0 | 0 | 0 | 0 | 0 | 0 | 0 | 0 | 0
F2_Commercial_OR - College_New_Food Preparation_Natural Gas_Fryer_A_Achievable Economic RVT Potential | F2 | Commercial | OR - College | New | Food Preparation | Natural Gas | Fryer | A | Integrated Unit Summer Peak Savings (kW) | Achievable Economic RVT Potential | 0 | 0 | 0 | 0 | 0 | 0 | 0 | 0 | 0 | 0 | 0 | 0 | 0 | 0 | 0 | 0 | 0 | 0 | 0 | 0 | 0 | 0 | 0 | 0 | 0 | 0 | 0
F3_Commercial_OR - College_New_Food Preparation_Natural Gas_Fryer_A_Achievable Economic RVT Potential | F3 | Commercial | OR - College | New | Food Preparation | Natural Gas | Fryer | A | Integrated Unit Winter Peak Savings (kW) | Achievable Economic RVT Potential | 0 | 0 | 0 | 0 | 0 | 0 | 0 | 0 | 0 | 0 | 0 | 0 | 0 | 0 | 0 | 0 | 0 | 0 | 0 | 0 | 0 | 0 | 0 | 0 | 0 | 0 | 0
F4_Commercial_OR - College_New_Food Preparation_Natural Gas_Fryer_A_Achievable Economic RVT Potential | F4 | Commercial | OR - College | New | Food Preparation | Natural Gas | Fryer | A | Incremental Energy Savings (MWh or mTherms) | Achievable Economic RVT Potential | 0 | 0 | 0 | 0 | 0 | 0 | 0 | 0 | 0 | 0 | 0 | 0 | 0 | 0 | 0 | 0 | 0 | 0 | 0 | 0 | 0 | 0 | 0 | 0 | 0 | 0 | 0
F5_Commercial_OR - College_New_Food Preparation_Natural Gas_Fryer_A_Achievable Economic RVT Potential | F5 | Commercial | OR - College | New | Food Preparation | Natural Gas | Fryer | A | Incremental Summer Peak Savings (MW) | Achievable Economic RVT Potential | 0 | 0 | 0 | 0 | 0 | 0 | 0 | 0 | 0 | 0 | 0 | 0 | 0 | 0 | 0 | 0 | 0 | 0 | 0 | 0 | 0 | 0 | 0 | 0 | 0 | 0 | 0
F6_Commercial_OR - College_New_Food Preparation_Natural Gas_Fryer_A_Achievable Economic RVT Potential | F6 | Commercial | OR - College | New | Food Preparation | Natural Gas | Fryer | A | Incremental Winter Peak Savings (MW) | Achievable Economic RVT Potential | 0 | 0 | 0 | 0 | 0 | 0 | 0 | 0 | 0 | 0 | 0 | 0 | 0 | 0 | 0 | 0 | 0 | 0 | 0 | 0 | 0 | 0 | 0 | 0 | 0 | 0 | 0
F7_Commercial_OR - College_New_Food Preparation_Natural Gas_Fryer_A_Achievable Economic RVT Potential | F7 | Commercial | OR - College | New | Food Preparation | Natural Gas | Fryer | A | Cumulative Energy Savings (MWh or mTherms) | Achievable Economic RVT Potential | 0 | 0 | 0 | 0 | 0 | 0 | 0 | 0 | 0 | 0 | 0 | 0 | 0 | 0 | 0 | 0 | 0 | 0 | 0 | 0 | 0 | 0 | 0 | 0 | 0 | 0 | 0
F8_Commercial_OR - College_New_Food Preparation_Natural Gas_Fryer_A_Achievable Economic RVT Potential | F8 | Commercial | OR - College | New | Food Preparation | Natural Gas | Fryer | A | Cumulative Summer Peak Savings (MW) | Achievable Economic RVT Potential | 0 | 0 | 0 | 0 | 0 | 0 | 0 | 0 | 0 | 0 | 0 | 0 | 0 | 0 | 0 | 0 | 0 | 0 | 0 | 0 | 0 | 0 | 0 | 0 | 0 | 0 | 0
F9_Commercial_OR - College_New_Food Preparation_Natural Gas_Fryer_A_Achievable Economic RVT Potential | F9 | Commercial | OR - College | New | Food Preparation | Natural Gas | Fryer | A | Cumulative Winter Peak Savings (MW) | Achievable Economic RVT Potential | 0 | 0 | 0 | 0 | 0 | 0 | 0 | 0 | 0 | 0 | 0 | 0 | 0 | 0 | 0 | 0 | 0 | 0 | 0 | 0 | 0 | 0 | 0 | 0 | 0 | 0 | 0
F10_Commercial_OR - College_New_Food Preparation_Natural Gas_Fryer_A_Achievable Economic RVT Potential | F10 | Commercial | OR - College | New | Food Preparation | Natural Gas | Fryer | A | Purchases (Incremental) | Achievable Economic RVT Potential | 0 | 0 | 0 | 0 | 0 | 0 | 0 | 0 | 0 | 0 | 0 | 0 | 0 | 0 | 0 | 0 | 0 | 0 | 0 | 0 | 0 | 0 | 0 | 0 | 0 | 0 | 0
F11_Commercial_OR - College_New_Food Preparation_Natural Gas_Fryer_A_Achievable Economic RVT Potential | F11 | Commercial | OR - College | New | Food Preparation | Natural Gas | Fryer | A | Purchases (Cumulative) | Achievable Economic RVT Potential | 0 | 0 | 0 | 0 | 0 | 0 | 0 | 0 | 0 | 0 | 0 | 0 | 0 | 0 | 0 | 0 | 0 | 0 | 0 | 0 | 0 | 0 | 0 | 0 | 0 | 0 | 0
F1_Commercial_OR - College_New_Food Preparation_Natural Gas_Broiler_A_Achievable Economic RVT Potential | F1 | Commercial | OR - College | New | Food Preparation | Natural Gas | Broiler | A | Integrated Unit Energy Savings (kWh or therms) | Achievable Economic RVT Potential | 0 | 0 | 0 | 0 | 0 | 0 | 0 | 0 | 0 | 0 | 0 | 0 | 0 | 0 | 0 | 0 | 0 | 0 | 0 | 0 | 0 | 0 | 0 | 0 | 0 | 0 | 0
F2_Commercial_OR - College_New_Food Preparation_Natural Gas_Broiler_A_Achievable Economic RVT Potential | F2 | Commercial | OR - College | New | Food Preparation | Natural Gas | Broiler | A | Integrated Unit Summer Peak Savings (kW) | Achievable Economic RVT Potential | 0 | 0 | 0 | 0 | 0 | 0 | 0 | 0 | 0 | 0 | 0 | 0 | 0 | 0 | 0 | 0 | 0 | 0 | 0 | 0 | 0 | 0 | 0 | 0 | 0 | 0 | 0
F3_Commercial_OR - College_New_Food Preparation_Natural Gas_Broiler_A_Achievable Economic RVT Potential | F3 | Commercial | OR - College | New | Food Preparation | Natural Gas | Broiler | A | Integrated Unit Winter Peak Savings (kW) | Achievable Economic RVT Potential | 0 | 0 | 0 | 0 | 0 | 0 | 0 | 0 | 0 | 0 | 0 | 0 | 0 | 0 | 0 | 0 | 0 | 0 | 0 | 0 | 0 | 0 | 0 | 0 | 0 | 0 | 0
F4_Commercial_OR - College_New_Food Preparation_Natural Gas_Broiler_A_Achievable Economic RVT Potential | F4 | Commercial | OR - College | New | Food Preparation | Natural Gas | Broiler | A | Incremental Energy Savings (MWh or mTherms) | Achievable Economic RVT Potential | 0 | 0 | 0 | 0 | 0 | 0 | 0 | 0 | 0 | 0 | 0 | 0 | 0 | 0 | 0 | 0 | 0 | 0 | 0 | 0 | 0 | 0 | 0 | 0 | 0 | 0 | 0
F5_Commercial_OR - College_New_Food Preparation_Natural Gas_Broiler_A_Achievable Economic RVT Potential | F5 | Commercial | OR - College | New | Food Preparation | Natural Gas | Broiler | A | Incremental Summer Peak Savings (MW) | Achievable Economic RVT Potential | 0 | 0 | 0 | 0 | 0 | 0 | 0 | 0 | 0 | 0 | 0 | 0 | 0 | 0 | 0 | 0 | 0 | 0 | 0 | 0 | 0 | 0 | 0 | 0 | 0 | 0 | 0
F6_Commercial_OR - College_New_Food Preparation_Natural Gas_Broiler_A_Achievable Economic RVT Potential | F6 | Commercial | OR - College | New | Food Preparation | Natural Gas | Broiler | A | Incremental Winter Peak Savings (MW) | Achievable Economic RVT Potential | 0 | 0 | 0 | 0 | 0 | 0 | 0 | 0 | 0 | 0 | 0 | 0 | 0 | 0 | 0 | 0 | 0 | 0 | 0 | 0 | 0 | 0 | 0 | 0 | 0 | 0 | 0
F7_Commercial_OR - College_New_Food Preparation_Natural Gas_Broiler_A_Achievable Economic RVT Potential | F7 | Commercial | OR - College | New | Food Preparation | Natural Gas | Broiler | A | Cumulative Energy Savings (MWh or mTherms) | Achievable Economic RVT Potential | 0 | 0 | 0 | 0 | 0 | 0 | 0 | 0 | 0 | 0 | 0 | 0 | 0 | 0 | 0 | 0 | 0 | 0 | 0 | 0 | 0 | 0 | 0 | 0 | 0 | 0 | 0
F8_Commercial_OR - College_New_Food Preparation_Natural Gas_Broiler_A_Achievable Economic RVT Potential | F8 | Commercial | OR - College | New | Food Preparation | Natural Gas | Broiler | A | Cumulative Summer Peak Savings (MW) | Achievable Economic RVT Potential | 0 | 0 | 0 | 0 | 0 | 0 | 0 | 0 | 0 | 0 | 0 | 0 | 0 | 0 | 0 | 0 | 0 | 0 | 0 | 0 | 0 | 0 | 0 | 0 | 0 | 0 | 0
F9_Commercial_OR - College_New_Food Preparation_Natural Gas_Broiler_A_Achievable Economic RVT Potential | F9 | Commercial | OR - College | New | Food Preparation | Natural Gas | Broiler | A | Cumulative Winter Peak Savings (MW) | Achievable Economic RVT Potential | 0 | 0 | 0 | 0 | 0 | 0 | 0 | 0 | 0 | 0 | 0 | 0 | 0 | 0 | 0 | 0 | 0 | 0 | 0 | 0 | 0 | 0 | 0 | 0 | 0 | 0 | 0
F10_Commercial_OR - College_New_Food Preparation_Natural Gas_Broiler_A_Achievable Economic RVT Potential | F10 | Commercial | OR - College | New | Food Preparation | Natural Gas | Broiler | A | Purchases (Incremental) | Achievable Economic RVT Potential | 0 | 0 | 0 | 0 | 0 | 0 | 0 | 0 | 0 | 0 | 0 | 0 | 0 | 0 | 0 | 0 | 0 | 0 | 0 | 0 | 0 | 0 | 0 | 0 | 0 | 0 | 0
F11_Commercial_OR - College_New_Food Preparation_Natural Gas_Broiler_A_Achievable Economic RVT Potential | F11 | Commercial | OR - College | New | Food Preparation | Natural Gas | Broiler | A | Purchases (Cumulative) | Achievable Economic RVT Potential | 0 | 0 | 0 | 0 | 0 | 0 | 0 | 0 | 0 | 0 | 0 | 0 | 0 | 0 | 0 | 0 | 0 | 0 | 0 | 0 | 0 | 0 | 0 | 0 | 0 | 0 | 0
F1_Commercial_OR - College_New_Food Preparation_Natural Gas_Griddle_A_Achievable Economic RVT Potential | F1 | Commercial | OR - College | New | Food Preparation | Natural Gas | Griddle | A | Integrated Unit Energy Savings (kWh or therms) | Achievable Economic RVT Potential | 0 | 0 | 0 | 0 | 0 | 0 | 0 | 0 | 0 | 0 | 0 | 0 | 0 | 0 | 0 | 0 | 0 | 0 | 0 | 0 | 0 | 0 | 0 | 0 | 0 | 0 | 0
F2_Commercial_OR - College_New_Food Preparation_Natural Gas_Griddle_A_Achievable Economic RVT Potential | F2 | Commercial | OR - College | New | Food Preparation | Natural Gas | Griddle | A | Integrated Unit Summer Peak Savings (kW) | Achievable Economic RVT Potential | 0 | 0 | 0 | 0 | 0 | 0 | 0 | 0 | 0 | 0 | 0 | 0 | 0 | 0 | 0 | 0 | 0 | 0 | 0 | 0 | 0 | 0 | 0 | 0 | 0 | 0 | 0
F3_Commercial_OR - College_New_Food Preparation_Natural Gas_Griddle_A_Achievable Economic RVT Potential | F3 | Commercial | OR - College | New | Food Preparation | Natural Gas | Griddle | A | Integrated Unit Winter Peak Savings (kW) | Achievable Economic RVT Potential | 0 | 0 | 0 | 0 | 0 | 0 | 0 | 0 | 0 | 0 | 0 | 0 | 0 | 0 | 0 | 0 | 0 | 0 | 0 | 0 | 0 | 0 | 0 | 0 | 0 | 0 | 0
F4_Commercial_OR - College_New_Food Preparation_Natural Gas_Griddle_A_Achievable Economic RVT Potential | F4 | Commercial | OR - College | New | Food Preparation | Natural Gas | Griddle | A | Incremental Energy Savings (MWh or mTherms) | Achievable Economic RVT Potential | 0 | 0 | 0 | 0 | 0 | 0 | 0 | 0 | 0 | 0 | 0 | 0 | 0 | 0 | 0 | 0 | 0 | 0 | 0 | 0 | 0 | 0 | 0 | 0 | 0 | 0 | 0
F5_Commercial_OR - College_New_Food Preparation_Natural Gas_Griddle_A_Achievable Economic RVT Potential | F5 | Commercial | OR - College | New | Food Preparation | Natural Gas | Griddle | A | Incremental Summer Peak Savings (MW) | Achievable Economic RVT Potential | 0 | 0 | 0 | 0 | 0 | 0 | 0 | 0 | 0 | 0 | 0 | 0 | 0 | 0 | 0 | 0 | 0 | 0 | 0 | 0 | 0 | 0 | 0 | 0 | 0 | 0 | 0
F6_Commercial_OR - College_New_Food Preparation_Natural Gas_Griddle_A_Achievable Economic RVT Potential | F6 | Commercial | OR - College | New | Food Preparation | Natural Gas | Griddle | A | Incremental Winter Peak Savings (MW) | Achievable Economic RVT Potential | 0 | 0 | 0 | 0 | 0 | 0 | 0 | 0 | 0 | 0 | 0 | 0 | 0 | 0 | 0 | 0 | 0 | 0 | 0 | 0 | 0 | 0 | 0 | 0 | 0 | 0 | 0
F7_Commercial_OR - College_New_Food Preparation_Natural Gas_Griddle_A_Achievable Economic RVT Potential | F7 | Commercial | OR - College | New | Food Preparation | Natural Gas | Griddle | A | Cumulative Energy Savings (MWh or mTherms) | Achievable Economic RVT Potential | 0 | 0 | 0 | 0 | 0 | 0 | 0 | 0 | 0 | 0 | 0 | 0 | 0 | 0 | 0 | 0 | 0 | 0 | 0 | 0 | 0 | 0 | 0 | 0 | 0 | 0 | 0
F8_Commercial_OR - College_New_Food Preparation_Natural Gas_Griddle_A_Achievable Economic RVT Potential | F8 | Commercial | OR - College | New | Food Preparation | Natural Gas | Griddle | A | Cumulative Summer Peak Savings (MW) | Achievable Economic RVT Potential | 0 | 0 | 0 | 0 | 0 | 0 | 0 | 0 | 0 | 0 | 0 | 0 | 0 | 0 | 0 | 0 | 0 | 0 | 0 | 0 | 0 | 0 | 0 | 0 | 0 | 0 | 0
F9_Commercial_OR - College_New_Food Preparation_Natural Gas_Griddle_A_Achievable Economic RVT Potential | F9 | Commercial | OR - College | New | Food Preparation | Natural Gas | Griddle | A | Cumulative Winter Peak Savings (MW) | Achievable Economic RVT Potential | 0 | 0 | 0 | 0 | 0 | 0 | 0 | 0 | 0 | 0 | 0 | 0 | 0 | 0 | 0 | 0 | 0 | 0 | 0 | 0 | 0 | 0 | 0 | 0 | 0 | 0 | 0
F10_Commercial_OR - College_New_Food Preparation_Natural Gas_Griddle_A_Achievable Economic RVT Potential | F10 | Commercial | OR - College | New | Food Preparation | Natural Gas | Griddle | A | Purchases (Incremental) | Achievable Economic RVT Potential | 0 | 0 | 0 | 0 | 0 | 0 | 0 | 0 | 0 | 0 | 0 | 0 | 0 | 0 | 0 | 0 | 0 | 0 | 0 | 0 | 0 | 0 | 0 | 0 | 0 | 0 | 0
F11_Commercial_OR - College_New_Food Preparation_Natural Gas_Griddle_A_Achievable Economic RVT Potential | F11 | Commercial | OR - College | New | Food Preparation | Natural Gas | Griddle | A | Purchases (Cumulative) | Achievable Economic RVT Potential | 0 | 0 | 0 | 0 | 0 | 0 | 0 | 0 | 0 | 0 | 0 | 0 | 0 | 0 | 0 | 0 | 0 | 0 | 0 | 0 | 0 | 0 | 0 | 0 | 0 | 0 | 0
F1_Commercial_OR - College_New_Food Preparation_Natural Gas_Range_A_Achievable Economic RVT Potential | F1 | Commercial | OR - College | New | Food Preparation | Natural Gas | Range | A | Integrated Unit Energy Savings (kWh or therms) | Achievable Economic RVT Potential | 0 | 0 | 0 | 0 | 0 | 0 | 0 | 0 | 0 | 0 | 0 | 0 | 0 | 0 | 0 | 0 | 0 | 0 | 0 | 0 | 0 | 0 | 0 | 0 | 0 | 0 | 0
F2_Commercial_OR - College_New_Food Preparation_Natural Gas_Range_A_Achievable Economic RVT Potential | F2 | Commercial | OR - College | New | Food Preparation | Natural Gas | Range | A | Integrated Unit Summer Peak Savings (kW) | Achievable Economic RVT Potential | 0 | 0 | 0 | 0 | 0 | 0 | 0 | 0 | 0 | 0 | 0 | 0 | 0 | 0 | 0 | 0 | 0 | 0 | 0 | 0 | 0 | 0 | 0 | 0 | 0 | 0 | 0
F3_Commercial_OR - College_New_Food Preparation_Natural Gas_Range_A_Achievable Economic RVT Potential | F3 | Commercial | OR - College | New | Food Preparation | Natural Gas | Range | A | Integrated Unit Winter Peak Savings (kW) | Achievable Economic RVT Potential | 0 | 0 | 0 | 0 | 0 | 0 | 0 | 0 | 0 | 0 | 0 | 0 | 0 | 0 | 0 | 0 | 0 | 0 | 0 | 0 | 0 | 0 | 0 | 0 | 0 | 0 | 0
F4_Commercial_OR - College_New_Food Preparation_Natural Gas_Range_A_Achievable Economic RVT Potential | F4 | Commercial | OR - College | New | Food Preparation | Natural Gas | Range | A | Incremental Energy Savings (MWh or mTherms) | Achievable Economic RVT Potential | 0 | 0 | 0 | 0 | 0 | 0 | 0 | 0 | 0 | 0 | 0 | 0 | 0 | 0 | 0 | 0 | 0 | 0 | 0 | 0 | 0 | 0 | 0 | 0 | 0 | 0 | 0
F5_Commercial_OR - College_New_Food Preparation_Natural Gas_Range_A_Achievable Economic RVT Potential | F5 | Commercial | OR - College | New | Food Preparation | Natural Gas | Range | A | Incremental Summer Peak Savings (MW) | Achievable Economic RVT Potential | 0 | 0 | 0 | 0 | 0 | 0 | 0 | 0 | 0 | 0 | 0 | 0 | 0 | 0 | 0 | 0 | 0 | 0 | 0 | 0 | 0 | 0 | 0 | 0 | 0 | 0 | 0
F6_Commercial_OR - College_New_Food Preparation_Natural Gas_Range_A_Achievable Economic RVT Potential | F6 | Commercial | OR - College | New | Food Preparation | Natural Gas | Range | A | Incremental Winter Peak Savings (MW) | Achievable Economic RVT Potential | 0 | 0 | 0 | 0 | 0 | 0 | 0 | 0 | 0 | 0 | 0 | 0 | 0 | 0 | 0 | 0 | 0 | 0 | 0 | 0 | 0 | 0 | 0 | 0 | 0 | 0 | 0
F7_Commercial_OR - College_New_Food Preparation_Natural Gas_Range_A_Achievable Economic RVT Potential | F7 | Commercial | OR - College | New | Food Preparation | Natural Gas | Range | A | Cumulative Energy Savings (MWh or mTherms) | Achievable Economic RVT Potential | 0 | 0 | 0 | 0 | 0 | 0 | 0 | 0 | 0 | 0 | 0 | 0 | 0 | 0 | 0 | 0 | 0 | 0 | 0 | 0 | 0 | 0 | 0 | 0 | 0 | 0 | 0
F8_Commercial_OR - College_New_Food Preparation_Natural Gas_Range_A_Achievable Economic RVT Potential | F8 | Commercial | OR - College | New | Food Preparation | Natural Gas | Range | A | Cumulative Summer Peak Savings (MW) | Achievable Economic RVT Potential | 0 | 0 | 0 | 0 | 0 | 0 | 0 | 0 | 0 | 0 | 0 | 0 | 0 | 0 | 0 | 0 | 0 | 0 | 0 | 0 | 0 | 0 | 0 | 0 | 0 | 0 | 0
F9_Commercial_OR - College_New_Food Preparation_Natural Gas_Range_A_Achievable Economic RVT Potential | F9 | Commercial | OR - College | New | Food Preparation | Natural Gas | Range | A | Cumulative Winter Peak Savings (MW) | Achievable Economic RVT Potential | 0 | 0 | 0 | 0 | 0 | 0 | 0 | 0 | 0 | 0 | 0 | 0 | 0 | 0 | 0 | 0 | 0 | 0 | 0 | 0 | 0 | 0 | 0 | 0 | 0 | 0 | 0
F10_Commercial_OR - College_New_Food Preparation_Natural Gas_Range_A_Achievable Economic RVT Potential | F10 | Commercial | OR - College | New | Food Preparation | Natural Gas | Range | A | Purchases (Incremental) | Achievable Economic RVT Potential | 0 | 0 | 0 | 0 | 0 | 0 | 0 | 0 | 0 | 0 | 0 | 0 | 0 | 0 | 0 | 0 | 0 | 0 | 0 | 0 | 0 | 0 | 0 | 0 | 0 | 0 | 0
F11_Commercial_OR - College_New_Food Preparation_Natural Gas_Range_A_Achievable Economic RVT Potential | F11 | Commercial | OR - College | New | Food Preparation | Natural Gas | Range | A | Purchases (Cumulative) | Achievable Economic RVT Potential | 0 | 0 | 0 | 0 | 0 | 0 | 0 | 0 | 0 | 0 | 0 | 0 | 0 | 0 | 0 | 0 | 0 | 0 | 0 | 0 | 0 | 0 | 0 | 0 | 0 | 0 | 0
F1_Commercial_OR - College_New_Food Preparation_Natural Gas_Steamer_A_Achievable Economic RVT Potential | F1 | Commercial | OR - College | New | Food Preparation | Natural Gas | Steamer | A | Integrated Unit Energy Savings (kWh or therms) | Achievable Economic RVT Potential | 0 | 0 | 0 | 0 | 0 | 0 | 0 | 0 | 0 | 0 | 0 | 0 | 0 | 0 | 0 | 0 | 0 | 0 | 0 | 0 | 0 | 0 | 0 | 0 | 0 | 0 | 0
F2_Commercial_OR - College_New_Food Preparation_Natural Gas_Steamer_A_Achievable Economic RVT Potential | F2 | Commercial | OR - College | New | Food Preparation | Natural Gas | Steamer | A | Integrated Unit Summer Peak Savings (kW) | Achievable Economic RVT Potential | 0 | 0 | 0 | 0 | 0 | 0 | 0 | 0 | 0 | 0 | 0 | 0 | 0 | 0 | 0 | 0 | 0 | 0 | 0 | 0 | 0 | 0 | 0 | 0 | 0 | 0 | 0
F3_Commercial_OR - College_New_Food Preparation_Natural Gas_Steamer_A_Achievable Economic RVT Potential | F3 | Commercial | OR - College | New | Food Preparation | Natural Gas | Steamer | A | Integrated Unit Winter Peak Savings (kW) | Achievable Economic RVT Potential | 0 | 0 | 0 | 0 | 0 | 0 | 0 | 0 | 0 | 0 | 0 | 0 | 0 | 0 | 0 | 0 | 0 | 0 | 0 | 0 | 0 | 0 | 0 | 0 | 0 | 0 | 0
F4_Commercial_OR - College_New_Food Preparation_Natural Gas_Steamer_A_Achievable Economic RVT Potential | F4 | Commercial | OR - College | New | Food Preparation | Natural Gas | Steamer | A | Incremental Energy Savings (MWh or mTherms) | Achievable Economic RVT Potential | 0 | 0 | 0 | 0 | 0 | 0 | 0 | 0 | 0 | 0 | 0 | 0 | 0 | 0 | 0 | 0 | 0 | 0 | 0 | 0 | 0 | 0 | 0 | 0 | 0 | 0 | 0
F5_Commercial_OR - College_New_Food Preparation_Natural Gas_Steamer_A_Achievable Economic RVT Potential | F5 | Commercial | OR - College | New | Food Preparation | Natural Gas | Steamer | A | Incremental Summer Peak Savings (MW) | Achievable Economic RVT Potential | 0 | 0 | 0 | 0 | 0 | 0 | 0 | 0 | 0 | 0 | 0 | 0 | 0 | 0 | 0 | 0 | 0 | 0 | 0 | 0 | 0 | 0 | 0 | 0 | 0 | 0 | 0
F6_Commercial_OR - College_New_Food Preparation_Natural Gas_Steamer_A_Achievable Economic RVT Potential | F6 | Commercial | OR - College | New | Food Preparation | Natural Gas | Steamer | A | Incremental Winter Peak Savings (MW) | Achievable Economic RVT Potential | 0 | 0 | 0 | 0 | 0 | 0 | 0 | 0 | 0 | 0 | 0 | 0 | 0 | 0 | 0 | 0 | 0 | 0 | 0 | 0 | 0 | 0 | 0 | 0 | 0 | 0 | 0
F7_Commercial_OR - College_New_Food Preparation_Natural Gas_Steamer_A_Achievable Economic RVT Potential | F7 | Commercial | OR - College | New | Food Preparation | Natural Gas | Steamer | A | Cumulative Energy Savings (MWh or mTherms) | Achievable Economic RVT Potential | 0 | 0 | 0 | 0 | 0 | 0 | 0 | 0 | 0 | 0 | 0 | 0 | 0 | 0 | 0 | 0 | 0 | 0 | 0 | 0 | 0 | 0 | 0 | 0 | 0 | 0 | 0
F8_Commercial_OR - College_New_Food Preparation_Natural Gas_Steamer_A_Achievable Economic RVT Potential | F8 | Commercial | OR - College | New | Food Preparation | Natural Gas | Steamer | A | Cumulative Summer Peak Savings (MW) | Achievable Economic RVT Potential | 0 | 0 | 0 | 0 | 0 | 0 | 0 | 0 | 0 | 0 | 0 | 0 | 0 | 0 | 0 | 0 | 0 | 0 | 0 | 0 | 0 | 0 | 0 | 0 | 0 | 0 | 0
F9_Commercial_OR - College_New_Food Preparation_Natural Gas_Steamer_A_Achievable Economic RVT Potential | F9 | Commercial | OR - College | New | Food Preparation | Natural Gas | Steamer | A | Cumulative Winter Peak Savings (MW) | Achievable Economic RVT Potential | 0 | 0 | 0 | 0 | 0 | 0 | 0 | 0 | 0 | 0 | 0 | 0 | 0 | 0 | 0 | 0 | 0 | 0 | 0 | 0 | 0 | 0 | 0 | 0 | 0 | 0 | 0
F10_Commercial_OR - College_New_Food Preparation_Natural Gas_Steamer_A_Achievable Economic RVT Potential | F10 | Commercial | OR - College | New | Food Preparation | Natural Gas | Steamer | A | Purchases (Incremental) | Achievable Economic RVT Potential | 0 | 0 | 0 | 0 | 0 | 0 | 0 | 0 | 0 | 0 | 0 | 0 | 0 | 0 | 0 | 0 | 0 | 0 | 0 | 0 | 0 | 0 | 0 | 0 | 0 | 0 | 0
F11_Commercial_OR - College_New_Food Preparation_Natural Gas_Steamer_A_Achievable Economic RVT Potential | F11 | Commercial | OR - College | New | Food Preparation | Natural Gas | Steamer | A | Purchases (Cumulative) | Achievable Economic RVT Potential | 0 | 0 | 0 | 0 | 0 | 0 | 0 | 0 | 0 | 0 | 0 | 0 | 0 | 0 | 0 | 0 | 0 | 0 | 0 | 0 | 0 | 0 | 0 | 0 | 0 | 0 | 0
F1_Commercial_OR - College_New_Food Preparation_Natural Gas_Commercial Food Prep Other_A_Achievable Economic RVT Potential | F1 | Commercial | OR - College | New | Food Preparation | Natural Gas | Commercial Food Prep Other | A | Integrated Unit Energy Savings (kWh or therms) | Achievable Economic RVT Potential | 0 | 0 | 0 | 0 | 0 | 0 | 0 | 0 | 0 | 0 | 0 | 0 | 0 | 0 | 0 | 0 | 0 | 0 | 0 | 0 | 0 | 0 | 0 | 0 | 0 | 0 | 0
F2_Commercial_OR - College_New_Food Preparation_Natural Gas_Commercial Food Prep Other_A_Achievable Economic RVT Potential | F2 | Commercial | OR - College | New | Food Preparation | Natural Gas | Commercial Food Prep Other | A | Integrated Unit Summer Peak Savings (kW) | Achievable Economic RVT Potential | 0 | 0 | 0 | 0 | 0 | 0 | 0 | 0 | 0 | 0 | 0 | 0 | 0 | 0 | 0 | 0 | 0 | 0 | 0 | 0 | 0 | 0 | 0 | 0 | 0 | 0 | 0
F3_Commercial_OR - College_New_Food Preparation_Natural Gas_Commercial Food Prep Other_A_Achievable Economic RVT Potential | F3 | Commercial | OR - College | New | Food Preparation | Natural Gas | Commercial Food Prep Other | A | Integrated Unit Winter Peak Savings (kW) | Achievable Economic RVT Potential | 0 | 0 | 0 | 0 | 0 | 0 | 0 | 0 | 0 | 0 | 0 | 0 | 0 | 0 | 0 | 0 | 0 | 0 | 0 | 0 | 0 | 0 | 0 | 0 | 0 | 0 | 0
F4_Commercial_OR - College_New_Food Preparation_Natural Gas_Commercial Food Prep Other_A_Achievable Economic RVT Potential | F4 | Commercial | OR - College | New | Food Preparation | Natural Gas | Commercial Food Prep Other | A | Incremental Energy Savings (MWh or mTherms) | Achievable Economic RVT Potential | 0 | 0 | 0 | 0 | 0 | 0 | 0 | 0 | 0 | 0 | 0 | 0 | 0 | 0 | 0 | 0 | 0 | 0 | 0 | 0 | 0 | 0 | 0 | 0 | 0 | 0 | 0
F5_Commercial_OR - College_New_Food Preparation_Natural Gas_Commercial Food Prep Other_A_Achievable Economic RVT Potential | F5 | Commercial | OR - College | New | Food Preparation | Natural Gas | Commercial Food Prep Other | A | Incremental Summer Peak Savings (MW) | Achievable Economic RVT Potential | 0 | 0 | 0 | 0 | 0 | 0 | 0 | 0 | 0 | 0 | 0 | 0 | 0 | 0 | 0 | 0 | 0 | 0 | 0 | 0 | 0 | 0 | 0 | 0 | 0 | 0 | 0
F6_Commercial_OR - College_New_Food Preparation_Natural Gas_Commercial Food Prep Other_A_Achievable Economic RVT Potential | F6 | Commercial | OR - College | New | Food Preparation | Natural Gas | Commercial Food Prep Other | A | Incremental Winter Peak Savings (MW) | Achievable Economic RVT Potential | 0 | 0 | 0 | 0 | 0 | 0 | 0 | 0 | 0 | 0 | 0 | 0 | 0 | 0 | 0 | 0 | 0 | 0 | 0 | 0 | 0 | 0 | 0 | 0 | 0 | 0 | 0
F7_Commercial_OR - College_New_Food Preparation_Natural Gas_Commercial Food Prep Other_A_Achievable Economic RVT Potential | F7 | Commercial | OR - College | New | Food Preparation | Natural Gas | Commercial Food Prep Other | A | Cumulative Energy Savings (MWh or mTherms) | Achievable Economic RVT Potential | 0 | 0 | 0 | 0 | 0 | 0 | 0 | 0 | 0 | 0 | 0 | 0 | 0 | 0 | 0 | 0 | 0 | 0 | 0 | 0 | 0 | 0 | 0 | 0 | 0 | 0 | 0
F8_Commercial_OR - College_New_Food Preparation_Natural Gas_Commercial Food Prep Other_A_Achievable Economic RVT Potential | F8 | Commercial | OR - College | New | Food Preparation | Natural Gas | Commercial Food Prep Other | A | Cumulative Summer Peak Savings (MW) | Achievable Economic RVT Potential | 0 | 0 | 0 | 0 | 0 | 0 | 0 | 0 | 0 | 0 | 0 | 0 | 0 | 0 | 0 | 0 | 0 | 0 | 0 | 0 | 0 | 0 | 0 | 0 | 0 | 0 | 0
F9_Commercial_OR - College_New_Food Preparation_Natural Gas_Commercial Food Prep Other_A_Achievable Economic RVT Potential | F9 | Commercial | OR - College | New | Food Preparation | Natural Gas | Commercial Food Prep Other | A | Cumulative Winter Peak Savings (MW) | Achievable Economic RVT Potential | 0 | 0 | 0 | 0 | 0 | 0 | 0 | 0 | 0 | 0 | 0 | 0 | 0 | 0 | 0 | 0 | 0 | 0 | 0 | 0 | 0 | 0 | 0 | 0 | 0 | 0 | 0
F10_Commercial_OR - College_New_Food Preparation_Natural Gas_Commercial Food Prep Other_A_Achievable Economic RVT Potential | F10 | Commercial | OR - College | New | Food Preparation | Natural Gas | Commercial Food Prep Other | A | Purchases (Incremental) | Achievable Economic RVT Potential | 0 | 0 | 0 | 0 | 0 | 0 | 0 | 0 | 0 | 0 | 0 | 0 | 0 | 0 | 0 | 0 | 0 | 0 | 0 | 0 | 0 | 0 | 0 | 0 | 0 | 0 | 0
F11_Commercial_OR - College_New_Food Preparation_Natural Gas_Commercial Food Prep Other_A_Achievable Economic RVT Potential | F11 | Commercial | OR - College | New | Food Preparation | Natural Gas | Commercial Food Prep Other | A | Purchases (Cumulative) | Achievable Economic RVT Potential | 0 | 0 | 0 | 0 | 0 | 0 | 0 | 0 | 0 | 0 | 0 | 0 | 0 | 0 | 0 | 0 | 0 | 0 | 0 | 0 | 0 | 0 | 0 | 0 | 0 | 0 | 0
F1_Commercial_OR - College_New_Miscellaneous_Natural Gas_Pool Heater_A_Achievable Economic RVT Potential | F1 | Commercial | OR - College | New | Miscellaneous | Natural Gas | Pool Heater | A | Integrated Unit Energy Savings (kWh or therms) | Achievable Economic RVT Potential | 0 | 0 | 0 | 0 | 0 | 0 | 0 | 0 | 0 | 0 | 0 | 0 | 0 | 0 | 0 | 0 | 0 | 0 | 0 | 0 | 0 | 0 | 0 | 0 | 0 | 0 | 0
F2_Commercial_OR - College_New_Miscellaneous_Natural Gas_Pool Heater_A_Achievable Economic RVT Potential | F2 | Commercial | OR - College | New | Miscellaneous | Natural Gas | Pool Heater | A | Integrated Unit Summer Peak Savings (kW) | Achievable Economic RVT Potential | 0 | 0 | 0 | 0 | 0 | 0 | 0 | 0 | 0 | 0 | 0 | 0 | 0 | 0 | 0 | 0 | 0 | 0 | 0 | 0 | 0 | 0 | 0 | 0 | 0 | 0 | 0
F3_Commercial_OR - College_New_Miscellaneous_Natural Gas_Pool Heater_A_Achievable Economic RVT Potential | F3 | Commercial | OR - College | New | Miscellaneous | Natural Gas | Pool Heater | A | Integrated Unit Winter Peak Savings (kW) | Achievable Economic RVT Potential | 0 | 0 | 0 | 0 | 0 | 0 | 0 | 0 | 0 | 0 | 0 | 0 | 0 | 0 | 0 | 0 | 0 | 0 | 0 | 0 | 0 | 0 | 0 | 0 | 0 | 0 | 0
F4_Commercial_OR - College_New_Miscellaneous_Natural Gas_Pool Heater_A_Achievable Economic RVT Potential | F4 | Commercial | OR - College | New | Miscellaneous | Natural Gas | Pool Heater | A | Incremental Energy Savings (MWh or mTherms) | Achievable Economic RVT Potential | 0 | 0 | 0 | 0 | 0 | 0 | 0 | 0 | 0 | 0 | 0 | 0 | 0 | 0 | 0 | 0 | 0 | 0 | 0 | 0 | 0 | 0 | 0 | 0 | 0 | 0 | 0
F5_Commercial_OR - College_New_Miscellaneous_Natural Gas_Pool Heater_A_Achievable Economic RVT Potential | F5 | Commercial | OR - College | New | Miscellaneous | Natural Gas | Pool Heater | A | Incremental Summer Peak Savings (MW) | Achievable Economic RVT Potential | 0 | 0 | 0 | 0 | 0 | 0 | 0 | 0 | 0 | 0 | 0 | 0 | 0 | 0 | 0 | 0 | 0 | 0 | 0 | 0 | 0 | 0 | 0 | 0 | 0 | 0 | 0
F6_Commercial_OR - College_New_Miscellaneous_Natural Gas_Pool Heater_A_Achievable Economic RVT Potential | F6 | Commercial | OR - College | New | Miscellaneous | Natural Gas | Pool Heater | A | Incremental Winter Peak Savings (MW) | Achievable Economic RVT Potential | 0 | 0 | 0 | 0 | 0 | 0 | 0 | 0 | 0 | 0 | 0 | 0 | 0 | 0 | 0 | 0 | 0 | 0 | 0 | 0 | 0 | 0 | 0 | 0 | 0 | 0 | 0
F7_Commercial_OR - College_New_Miscellaneous_Natural Gas_Pool Heater_A_Achievable Economic RVT Potential | F7 | Commercial | OR - College | New | Miscellaneous | Natural Gas | Pool Heater | A | Cumulative Energy Savings (MWh or mTherms) | Achievable Economic RVT Potential | 0 | 0 | 0 | 0 | 0 | 0 | 0 | 0 | 0 | 0 | 0 | 0 | 0 | 0 | 0 | 0 | 0 | 0 | 0 | 0 | 0 | 0 | 0 | 0 | 0 | 0 | 0
F8_Commercial_OR - College_New_Miscellaneous_Natural Gas_Pool Heater_A_Achievable Economic RVT Potential | F8 | Commercial | OR - College | New | Miscellaneous | Natural Gas | Pool Heater | A | Cumulative Summer Peak Savings (MW) | Achievable Economic RVT Potential | 0 | 0 | 0 | 0 | 0 | 0 | 0 | 0 | 0 | 0 | 0 | 0 | 0 | 0 | 0 | 0 | 0 | 0 | 0 | 0 | 0 | 0 | 0 | 0 | 0 | 0 | 0
F9_Commercial_OR - College_New_Miscellaneous_Natural Gas_Pool Heater_A_Achievable Economic RVT Potential | F9 | Commercial | OR - College | New | Miscellaneous | Natural Gas | Pool Heater | A | Cumulative Winter Peak Savings (MW) | Achievable Economic RVT Potential | 0 | 0 | 0 | 0 | 0 | 0 | 0 | 0 | 0 | 0 | 0 | 0 | 0 | 0 | 0 | 0 | 0 | 0 | 0 | 0 | 0 | 0 | 0 | 0 | 0 | 0 | 0
F10_Commercial_OR - College_New_Miscellaneous_Natural Gas_Pool Heater_A_Achievable Economic RVT Potential | F10 | Commercial | OR - College | New | Miscellaneous | Natural Gas | Pool Heater | A | Purchases (Incremental) | Achievable Economic RVT Potential | 0 | 0 | 0 | 0 | 0 | 0 | 0 | 0 | 0 | 0 | 0 | 0 | 0 | 0 | 0 | 0 | 0 | 0 | 0 | 0 | 0 | 0 | 0 | 0 | 0 | 0 | 0
F11_Commercial_OR - College_New_Miscellaneous_Natural Gas_Pool Heater_A_Achievable Economic RVT Potential | F11 | Commercial | OR - College | New | Miscellaneous | Natural Gas | Pool Heater | A | Purchases (Cumulative) | Achievable Economic RVT Potential | 0 | 0 | 0 | 0 | 0 | 0 | 0 | 0 | 0 | 0 | 0 | 0 | 0 | 0 | 0 | 0 | 0 | 0 | 0 | 0 | 0 | 0 | 0 | 0 | 0 | 0 | 0
F1_Commercial_OR - Health_Existing_Space Heating_Natural Gas_Furnace_A_Achievable Economic RVT Potential | F1 | Commercial | OR - Health | Existing | Space Heating | Natural Gas | Furnace | A | Integrated Unit Energy Savings (kWh or therms) | Achievable Economic RVT Potential | 0 | 122.2515 | 121.7774 | 82.9831 | 82.9831 | 82.9831 | 82.9831 | 82.9831 | 82.9831 | 82.9831 | 82.9831 | 82.9831 | 82.9831 | 82.9831 | 82.9831 | 82.9831 | 82.9831 | 82.9831 | 82.9831 | 82.9831 | 82.9831 | 82.9831 | 82.9831 | 82.9831 | 82.9831 | 82.9831 | 82.9831
F2_Commercial_OR - Health_Existing_Space Heating_Natural Gas_Furnace_A_Achievable Economic RVT Potential | F2 | Commercial | OR - Health | Existing | Space Heating | Natural Gas | Furnace | A | Integrated Unit Summer Peak Savings (kW) | Achievable Economic RVT Potential | 0 | 0 | 0 | 0 | 0 | 0 | 0 | 0 | 0 | 0 | 0 | 0 | 0 | 0 | 0 | 0 | 0 | 0 | 0 | 0 | 0 | 0 | 0 | 0 | 0 | 0 | 0
F3_Commercial_OR - Health_Existing_Space Heating_Natural Gas_Furnace_A_Achievable Economic RVT Potential | F3 | Commercial | OR - Health | Existing | Space Heating | Natural Gas | Furnace | A | Integrated Unit Winter Peak Savings (kW) | Achievable Economic RVT Potential | 0 | 0 | 0 | 0 | 0 | 0 | 0 | 0 | 0 | 0 | 0 | 0 | 0 | 0 | 0 | 0 | 0 | 0 | 0 | 0 | 0 | 0 | 0 | 0 | 0 | 0 | 0
F4_Commercial_OR - Health_Existing_Space Heating_Natural Gas_Furnace_A_Achievable Economic RVT Potential | F4 | Commercial | OR - Health | Existing | Space Heating | Natural Gas | Furnace | A | Incremental Energy Savings (MWh or mTherms) | Achievable Economic RVT Potential | 0 | 0 | 0 | 0 | 0 | 0 | 0 | 0 | 0 | 0 | 0 | 0 | 0 | 0 | 0 | 0 | 0 | 0 | 0 | 0 | 0 | 0 | 0 | 0 | 0 | 0 | 0
F5_Commercial_OR - Health_Existing_Space Heating_Natural Gas_Furnace_A_Achievable Economic RVT Potential | F5 | Commercial | OR - Health | Existing | Space Heating | Natural Gas | Furnace | A | Incremental Summer Peak Savings (MW) | Achievable Economic RVT Potential | 0 | 0 | 0 | 0 | 0 | 0 | 0 | 0 | 0 | 0 | 0 | 0 | 0 | 0 | 0 | 0 | 0 | 0 | 0 | 0 | 0 | 0 | 0 | 0 | 0 | 0 | 0
F6_Commercial_OR - Health_Existing_Space Heating_Natural Gas_Furnace_A_Achievable Economic RVT Potential | F6 | Commercial | OR - Health | Existing | Space Heating | Natural Gas | Furnace | A | Incremental Winter Peak Savings (MW) | Achievable Economic RVT Potential | 0 | 0 | 0 | 0 | 0 | 0 | 0 | 0 | 0 | 0 | 0 | 0 | 0 | 0 | 0 | 0 | 0 | 0 | 0 | 0 | 0 | 0 | 0 | 0 | 0 | 0 | 0
F7_Commercial_OR - Health_Existing_Space Heating_Natural Gas_Furnace_A_Achievable Economic RVT Potential | F7 | Commercial | OR - Health | Existing | Space Heating | Natural Gas | Furnace | A | Cumulative Energy Savings (MWh or mTherms) | Achievable Economic RVT Potential | 0 | 0 | 0 | 0 | 0 | 0 | 0 | 0 | 0 | 0 | 0 | 0 | 0 | 0 | 0 | 0 | 0 | 0 | 0 | 0 | 0 | 0 | 0 | 0 | 0 | 0 | 0
F8_Commercial_OR - Health_Existing_Space Heating_Natural Gas_Furnace_A_Achievable Economic RVT Potential | F8 | Commercial | OR - Health | Existing | Space Heating | Natural Gas | Furnace | A | Cumulative Summer Peak Savings (MW) | Achievable Economic RVT Potential | 0 | 0 | 0 | 0 | 0 | 0 | 0 | 0 | 0 | 0 | 0 | 0 | 0 | 0 | 0 | 0 | 0 | 0 | 0 | 0 | 0 | 0 | 0 | 0 | 0 | 0 | 0
F9_Commercial_OR - Health_Existing_Space Heating_Natural Gas_Furnace_A_Achievable Economic RVT Potential | F9 | Commercial | OR - Health | Existing | Space Heating | Natural Gas | Furnace | A | Cumulative Winter Peak Savings (MW) | Achievable Economic RVT Potential | 0 | 0 | 0 | 0 | 0 | 0 | 0 | 0 | 0 | 0 | 0 | 0 | 0 | 0 | 0 | 0 | 0 | 0 | 0 | 0 | 0 | 0 | 0 | 0 | 0 | 0 | 0
F10_Commercial_OR - Health_Existing_Space Heating_Natural Gas_Furnace_A_Achievable Economic RVT Potential | F10 | Commercial | OR - Health | Existing | Space Heating | Natural Gas | Furnace | A | Purchases (Incremental) | Achievable Economic RVT Potential | 0 | 0 | 0 | 0 | 0 | 0 | 0 | 0 | 0 | 0 | 0 | 0 | 0 | 0 | 0 | 0 | 0 | 0 | 0 | 0 | 0 | 0 | 0 | 0 | 0 | 0 | 0
F11_Commercial_OR - Health_Existing_Space Heating_Natural Gas_Furnace_A_Achievable Economic RVT Potential | F11 | Commercial | OR - Health | Existing | Space Heating | Natural Gas | Furnace | A | Purchases (Cumulative) | Achievable Economic RVT Potential | 0 | 0 | 0 | 0 | 0 | 0 | 0 | 0 | 0 | 0 | 0 | 0 | 0 | 0 | 0 | 0 | 0 | 0 | 0 | 0 | 0 | 0 | 0 | 0 | 0 | 0 | 0
F1_Commercial_OR - Health_Existing_Space Heating_Natural Gas_Boiler_A_Achievable Economic RVT Potential | F1 | Commercial | OR - Health | Existing | Space Heating | Natural Gas | Boiler | A | Integrated Unit Energy Savings (kWh or therms) | Achievable Economic RVT Potential | 0 | 431.2043 | 429.5322 | 429.5322 | 1202.4246 | 1202.4246 | 1202.4246 | 1202.4246 | 1202.4246 | 1202.4246 | 1202.4246 | 1202.4246 | 1202.4246 | 1202.4246 | 1202.4246 | 1202.4246 | 1202.4246 | 1202.4246 | 1202.4246 | 1202.4246 | 1202.4246 | 1202.4246 | 1202.4246 | 1202.4246 | 1202.4246 | 1202.4246 | 1202.4246
F2_Commercial_OR - Health_Existing_Space Heating_Natural Gas_Boiler_A_Achievable Economic RVT Potential | F2 | Commercial | OR - Health | Existing | Space Heating | Natural Gas | Boiler | A | Integrated Unit Summer Peak Savings (kW) | Achievable Economic RVT Potential | 0 | 0 | 0 | 0 | 0 | 0 | 0 | 0 | 0 | 0 | 0 | 0 | 0 | 0 | 0 | 0 | 0 | 0 | 0 | 0 | 0 | 0 | 0 | 0 | 0 | 0 | 0
F3_Commercial_OR - Health_Existing_Space Heating_Natural Gas_Boiler_A_Achievable Economic RVT Potential | F3 | Commercial | OR - Health | Existing | Space Heating | Natural Gas | Boiler | A | Integrated Unit Winter Peak Savings (kW) | Achievable Economic RVT Potential | 0 | 0 | 0 | 0 | 0 | 0 | 0 | 0 | 0 | 0 | 0 | 0 | 0 | 0 | 0 | 0 | 0 | 0 | 0 | 0 | 0 | 0 | 0 | 0 | 0 | 0 | 0
F4_Commercial_OR - Health_Existing_Space Heating_Natural Gas_Boiler_A_Achievable Economic RVT Potential | F4 | Commercial | OR - Health | Existing | Space Heating | Natural Gas | Boiler | A | Incremental Energy Savings (MWh or mTherms) | Achievable Economic RVT Potential | 0 | 0 | 0 | 0 | 0 | 0 | 0 | 0 | 0 | 0 | 0 | 0 | 0 | 0 | 0 | 0 | 0 | 0 | 0 | 0 | 0 | 0 | 0 | 0 | 0 | 0 | 0
F5_Commercial_OR - Health_Existing_Space Heating_Natural Gas_Boiler_A_Achievable Economic RVT Potential | F5 | Commercial | OR - Health | Existing | Space Heating | Natural Gas | Boiler | A | Incremental Summer Peak Savings (MW) | Achievable Economic RVT Potential | 0 | 0 | 0 | 0 | 0 | 0 | 0 | 0 | 0 | 0 | 0 | 0 | 0 | 0 | 0 | 0 | 0 | 0 | 0 | 0 | 0 | 0 | 0 | 0 | 0 | 0 | 0
F6_Commercial_OR - Health_Existing_Space Heating_Natural Gas_Boiler_A_Achievable Economic RVT Potential | F6 | Commercial | OR - Health | Existing | Space Heating | Natural Gas | Boiler | A | Incremental Winter Peak Savings (MW) | Achievable Economic RVT Potential | 0 | 0 | 0 | 0 | 0 | 0 | 0 | 0 | 0 | 0 | 0 | 0 | 0 | 0 | 0 | 0 | 0 | 0 | 0 | 0 | 0 | 0 | 0 | 0 | 0 | 0 | 0
F7_Commercial_OR - Health_Existing_Space Heating_Natural Gas_Boiler_A_Achievable Economic RVT Potential | F7 | Commercial | OR - Health | Existing | Space Heating | Natural Gas | Boiler | A | Cumulative Energy Savings (MWh or mTherms) | Achievable Economic RVT Potential | 0 | 0 | 0 | 0 | 0 | 0 | 0 | 0 | 0 | 0 | 0 | 0 | 0 | 0 | 0 | 0 | 0 | 0 | 0 | 0 | 0 | 0 | 0 | 0 | 0 | 0 | 0
F8_Commercial_OR - Health_Existing_Space Heating_Natural Gas_Boiler_A_Achievable Economic RVT Potential | F8 | Commercial | OR - Health | Existing | Space Heating | Natural Gas | Boiler | A | Cumulative Summer Peak Savings (MW) | Achievable Economic RVT Potential | 0 | 0 | 0 | 0 | 0 | 0 | 0 | 0 | 0 | 0 | 0 | 0 | 0 | 0 | 0 | 0 | 0 | 0 | 0 | 0 | 0 | 0 | 0 | 0 | 0 | 0 | 0
F9_Commercial_OR - Health_Existing_Space Heating_Natural Gas_Boiler_A_Achievable Economic RVT Potential | F9 | Commercial | OR - Health | Existing | Space Heating | Natural Gas | Boiler | A | Cumulative Winter Peak Savings (MW) | Achievable Economic RVT Potential | 0 | 0 | 0 | 0 | 0 | 0 | 0 | 0 | 0 | 0 | 0 | 0 | 0 | 0 | 0 | 0 | 0 | 0 | 0 | 0 | 0 | 0 | 0 | 0 | 0 | 0 | 0
F10_Commercial_OR - Health_Existing_Space Heating_Natural Gas_Boiler_A_Achievable Economic RVT Potential | F10 | Commercial | OR - Health | Existing | Space Heating | Natural Gas | Boiler | A | Purchases (Incremental) | Achievable Economic RVT Potential | 0 | 0 | 0 | 0 | 0 | 0 | 0 | 0 | 0 | 0 | 0 | 0 | 0 | 0 | 0 | 0 | 0 | 0 | 0 | 0 | 0 | 0 | 0 | 0 | 0 | 0 | 0
F11_Commercial_OR - Health_Existing_Space Heating_Natural Gas_Boiler_A_Achievable Economic RVT Potential | F11 | Commercial | OR - Health | Existing | Space Heating | Natural Gas | Boiler | A | Purchases (Cumulative) | Achievable Economic RVT Potential | 0 | 0 | 0 | 0 | 0 | 0 | 0 | 0 | 0 | 0 | 0 | 0 | 0 | 0 | 0 | 0 | 0 | 0 | 0 | 0 | 0 | 0 | 0 | 0 | 0 | 0 | 0
F1_Commercial_OR - Health_Existing_Space Heating_Natural Gas_Unit Heater_A_Achievable Economic RVT Potential | F1 | Commercial | OR - Health | Existing | Space Heating | Natural Gas | Unit Heater | A | Integrated Unit Energy Savings (kWh or therms) | Achievable Economic RVT Potential | 0 | 0 | 0 | 0 | 0 | 0 | 0 | 0 | 0 | 0 | 0 | 0 | 0 | 0 | 0 | 0 | 0 | 0 | 0 | 0 | 0 | 0 | 0 | 0 | 0 | 0 | 0
F2_Commercial_OR - Health_Existing_Space Heating_Natural Gas_Unit Heater_A_Achievable Economic RVT Potential | F2 | Commercial | OR - Health | Existing | Space Heating | Natural Gas | Unit Heater | A | Integrated Unit Summer Peak Savings (kW) | Achievable Economic RVT Potential | 0 | 0 | 0 | 0 | 0 | 0 | 0 | 0 | 0 | 0 | 0 | 0 | 0 | 0 | 0 | 0 | 0 | 0 | 0 | 0 | 0 | 0 | 0 | 0 | 0 | 0 | 0
F3_Commercial_OR - Health_Existing_Space Heating_Natural Gas_Unit Heater_A_Achievable Economic RVT Potential | F3 | Commercial | OR - Health | Existing | Space Heating | Natural Gas | Unit Heater | A | Integrated Unit Winter Peak Savings (kW) | Achievable Economic RVT Potential | 0 | 0 | 0 | 0 | 0 | 0 | 0 | 0 | 0 | 0 | 0 | 0 | 0 | 0 | 0 | 0 | 0 | 0 | 0 | 0 | 0 | 0 | 0 | 0 | 0 | 0 | 0
F4_Commercial_OR - Health_Existing_Space Heating_Natural Gas_Unit Heater_A_Achievable Economic RVT Potential | F4 | Commercial | OR - Health | Existing | Space Heating | Natural Gas | Unit Heater | A | Incremental Energy Savings (MWh or mTherms) | Achievable Economic RVT Potential | 0 | 0 | 0 | 0 | 0 | 0 | 0 | 0 | 0 | 0 | 0 | 0 | 0 | 0 | 0 | 0 | 0 | 0 | 0 | 0 | 0 | 0 | 0 | 0 | 0 | 0 | 0
F5_Commercial_OR - Health_Existing_Space Heating_Natural Gas_Unit Heater_A_Achievable Economic RVT Potential | F5 | Commercial | OR - Health | Existing | Space Heating | Natural Gas | Unit Heater | A | Incremental Summer Peak Savings (MW) | Achievable Economic RVT Potential | 0 | 0 | 0 | 0 | 0 | 0 | 0 | 0 | 0 | 0 | 0 | 0 | 0 | 0 | 0 | 0 | 0 | 0 | 0 | 0 | 0 | 0 | 0 | 0 | 0 | 0 | 0
F6_Commercial_OR - Health_Existing_Space Heating_Natural Gas_Unit Heater_A_Achievable Economic RVT Potential | F6 | Commercial | OR - Health | Existing | Space Heating | Natural Gas | Unit Heater | A | Incremental Winter Peak Savings (MW) | Achievable Economic RVT Potential | 0 | 0 | 0 | 0 | 0 | 0 | 0 | 0 | 0 | 0 | 0 | 0 | 0 | 0 | 0 | 0 | 0 | 0 | 0 | 0 | 0 | 0 | 0 | 0 | 0 | 0 | 0
F7_Commercial_OR - Health_Existing_Space Heating_Natural Gas_Unit Heater_A_Achievable Economic RVT Potential | F7 | Commercial | OR - Health | Existing | Space Heating | Natural Gas | Unit Heater | A | Cumulative Energy Savings (MWh or mTherms) | Achievable Economic RVT Potential | 0 | 0 | 0 | 0 | 0 | 0 | 0 | 0 | 0 | 0 | 0 | 0 | 0 | 0 | 0 | 0 | 0 | 0 | 0 | 0 | 0 | 0 | 0 | 0 | 0 | 0 | 0
F8_Commercial_OR - Health_Existing_Space Heating_Natural Gas_Unit Heater_A_Achievable Economic RVT Potential | F8 | Commercial | OR - Health | Existing | Space Heating | Natural Gas | Unit Heater | A | Cumulative Summer Peak Savings (MW) | Achievable Economic RVT Potential | 0 | 0 | 0 | 0 | 0 | 0 | 0 | 0 | 0 | 0 | 0 | 0 | 0 | 0 | 0 | 0 | 0 | 0 | 0 | 0 | 0 | 0 | 0 | 0 | 0 | 0 | 0
F9_Commercial_OR - Health_Existing_Space Heating_Natural Gas_Unit Heater_A_Achievable Economic RVT Potential | F9 | Commercial | OR - Health | Existing | Space Heating | Natural Gas | Unit Heater | A | Cumulative Winter Peak Savings (MW) | Achievable Economic RVT Potential | 0 | 0 | 0 | 0 | 0 | 0 | 0 | 0 | 0 | 0 | 0 | 0 | 0 | 0 | 0 | 0 | 0 | 0 | 0 | 0 | 0 | 0 | 0 | 0 | 0 | 0 | 0
F10_Commercial_OR - Health_Existing_Space Heating_Natural Gas_Unit Heater_A_Achievable Economic RVT Potential | F10 | Commercial | OR - Health | Existing | Space Heating | Natural Gas | Unit Heater | A | Purchases (Incremental) | Achievable Economic RVT Potential | 0 | 0 | 0 | 0 | 0 | 0 | 0 | 0 | 0 | 0 | 0 | 0 | 0 | 0 | 0 | 0 | 0 | 0 | 0 | 0 | 0 | 0 | 0 | 0 | 0 | 0 | 0
F11_Commercial_OR - Health_Existing_Space Heating_Natural Gas_Unit Heater_A_Achievable Economic RVT Potential | F11 | Commercial | OR - Health | Existing | Space Heating | Natural Gas | Unit Heater | A | Purchases (Cumulative) | Achievable Economic RVT Potential | 0 | 0 | 0 | 0 | 0 | 0 | 0 | 0 | 0 | 0 | 0 | 0 | 0 | 0 | 0 | 0 | 0 | 0 | 0 | 0 | 0 | 0 | 0 | 0 | 0 | 0 | 0
F1_Commercial_OR - Health_Existing_Water Heating_Natural Gas_Water Heater_A_Achievable Economic RVT Potential | F1 | Commercial | OR - Health | Existing | Water Heating | Natural Gas | Water Heater | A | Integrated Unit Energy Savings (kWh or therms) | Achievable Economic RVT Potential | 0 | 2.8505 | 2.8505 | 2.8505 | 2.8505 | 2.8505 | 2.8505 | 2.8505 | 2.8505 | 2.8505 | 2.8505 | 2.8505 | 2.8505 | 2.8505 | 2.8505 | 2.8505 | 2.8505 | 2.8505 | 2.8505 | 2.8505 | 2.8505 | 2.8505 | 2.8505 | 2.8505 | 2.8505 | 2.8505 | 2.8505
F2_Commercial_OR - Health_Existing_Water Heating_Natural Gas_Water Heater_A_Achievable Economic RVT Potential | F2 | Commercial | OR - Health | Existing | Water Heating | Natural Gas | Water Heater | A | Integrated Unit Summer Peak Savings (kW) | Achievable Economic RVT Potential | 0 | 0 | 0 | 0 | 0 | 0 | 0 | 0 | 0 | 0 | 0 | 0 | 0 | 0 | 0 | 0 | 0 | 0 | 0 | 0 | 0 | 0 | 0 | 0 | 0 | 0 | 0
F3_Commercial_OR - Health_Existing_Water Heating_Natural Gas_Water Heater_A_Achievable Economic RVT Potential | F3 | Commercial | OR - Health | Existing | Water Heating | Natural Gas | Water Heater | A | Integrated Unit Winter Peak Savings (kW) | Achievable Economic RVT Potential | 0 | 0 | 0 | 0 | 0 | 0 | 0 | 0 | 0 | 0 | 0 | 0 | 0 | 0 | 0 | 0 | 0 | 0 | 0 | 0 | 0 | 0 | 0 | 0 | 0 | 0 | 0
F4_Commercial_OR - Health_Existing_Water Heating_Natural Gas_Water Heater_A_Achievable Economic RVT Potential | F4 | Commercial | OR - Health | Existing | Water Heating | Natural Gas | Water Heater | A | Incremental Energy Savings (MWh or mTherms) | Achievable Economic RVT Potential | 0 | 0 | 0.46826 | 0.89111 | 1.2822 | 1.6514 | 2.0062 | 2.3124 | 2.5454 | 2.724 | 3.0793 | 3.3336 | 3.0381 | 2.7249 | 2.3965 | 3.2144 | 2.5791 | 2.0417 | 1.5848 | 1.2786 | 0.85222 | 0.55757 | 0.35922 | 0.22906 | 0.45083 | 0 | 0
F5_Commercial_OR - Health_Existing_Water Heating_Natural Gas_Water Heater_A_Achievable Economic RVT Potential | F5 | Commercial | OR - Health | Existing | Water Heating | Natural Gas | Water Heater | A | Incremental Summer Peak Savings (MW) | Achievable Economic RVT Potential | 0 | 0 | 0 | 0 | 0 | 0 | 0 | 0 | 0 | 0 | 0 | 0 | 0 | 0 | 0 | 0 | 0 | 0 | 0 | 0 | 0 | 0 | 0 | 0 | 0 | 0 | 0
F6_Commercial_OR - Health_Existing_Water Heating_Natural Gas_Water Heater_A_Achievable Economic RVT Potential | F6 | Commercial | OR - Health | Existing | Water Heating | Natural Gas | Water Heater | A | Incremental Winter Peak Savings (MW) | Achievable Economic RVT Potential | 0 | 0 | 0 | 0 | 0 | 0 | 0 | 0 | 0 | 0 | 0 | 0 | 0 | 0 | 0 | 0 | 0 | 0 | 0 | 0 | 0 | 0 | 0 | 0 | 0 | 0 | 0
F7_Commercial_OR - Health_Existing_Water Heating_Natural Gas_Water Heater_A_Achievable Economic RVT Potential | F7 | Commercial | OR - Health | Existing | Water Heating | Natural Gas | Water Heater | A | Cumulative Energy Savings (MWh or mTherms) | Achievable Economic RVT Potential | 0 | 0 | 0.46826 | 1.3594 | 2.6415 | 4.293 | 6.2992 | 8.6116 | 11.157 | 13.881 | 16.9603 | 20.2939 | 23.332 | 26.0568 | 28.4534 | 31.6677 | 34.2468 | 36.2884 | 37.8732 | 39.1518 | 40.004 | 40.5616 | 40.9208 | 41.1499 | 41.6007 | 41.6007 | 41.6007
F8_Commercial_OR - Health_Existing_Water Heating_Natural Gas_Water Heater_A_Achievable Economic RVT Potential | F8 | Commercial | OR - Health | Existing | Water Heating | Natural Gas | Water Heater | A | Cumulative Summer Peak Savings (MW) | Achievable Economic RVT Potential | 0 | 0 | 0 | 0 | 0 | 0 | 0 | 0 | 0 | 0 | 0 | 0 | 0 | 0 | 0 | 0 | 0 | 0 | 0 | 0 | 0 | 0 | 0 | 0 | 0 | 0 | 0
F9_Commercial_OR - Health_Existing_Water Heating_Natural Gas_Water Heater_A_Achievable Economic RVT Potential | F9 | Commercial | OR - Health | Existing | Water Heating | Natural Gas | Water Heater | A | Cumulative Winter Peak Savings (MW) | Achievable Economic RVT Potential | 0 | 0 | 0 | 0 | 0 | 0 | 0 | 0 | 0 | 0 | 0 | 0 | 0 | 0 | 0 | 0 | 0 | 0 | 0 | 0 | 0 | 0 | 0 | 0 | 0 | 0 | 0
F10_Commercial_OR - Health_Existing_Water Heating_Natural Gas_Water Heater_A_Achievable Economic RVT Potential | F10 | Commercial | OR - Health | Existing | Water Heating | Natural Gas | Water Heater | A | Purchases (Incremental) | Achievable Economic RVT Potential | 0 | 0 | 164.2737 | 312.6178 | 449.8112 | 579.3584 | 703.8082 | 811.2456 | 892.9676 | 955.6392 | 1080.2756 | 1169.5025 | 1065.818 | 955.9404 | 840.7471 | 1127.6688 | 904.785 | 716.2543 | 555.9705 | 448.5454 | 298.9774 | 195.6068 | 126.0226 | 80.36 | 158.1614 | 0 | 0
F11_Commercial_OR - Health_Existing_Water Heating_Natural Gas_Water Heater_A_Achievable Economic RVT Potential | F11 | Commercial | OR - Health | Existing | Water Heating | Natural Gas | Water Heater | A | Purchases (Cumulative) | Achievable Economic RVT Potential | 0 | 0 | 164.2737 | 476.8915 | 926.7027 | 1506.0611 | 2209.8693 | 3021.1149 | 3914.0825 | 4869.7217 | 5949.9973 | 7119.4997 | 8185.3177 | 9141.2582 | 9982.0053 | 11109.6741 | 12014.4591 | 12730.7134 | 13286.6839 | 13735.2293 | 14034.2067 | 14229.8136 | 14355.8361 | 14436.1961 | 14594.3575 | 14594.3575 | 14594.3575
F1_Commercial_OR - Health_Existing_Food Preparation_Natural Gas_Oven_A_Achievable Economic RVT Potential | F1 | Commercial | OR - Health | Existing | Food Preparation | Natural Gas | Oven | A | Integrated Unit Energy Savings (kWh or therms) | Achievable Economic RVT Potential | 0 | 106.6752 | 106.6752 | 106.6752 | 106.6752 | 106.6752 | 106.6752 | 106.6752 | 106.6752 | 106.6752 | 106.6752 | 106.6752 | 106.6752 | 106.6752 | 106.6752 | 106.6752 | 106.6752 | 106.6752 | 106.6752 | 106.6752 | 106.6752 | 106.6752 | 106.6752 | 106.6752 | 106.6752 | 106.6752 | 106.6752
F2_Commercial_OR - Health_Existing_Food Preparation_Natural Gas_Oven_A_Achievable Economic RVT Potential | F2 | Commercial | OR - Health | Existing | Food Preparation | Natural Gas | Oven | A | Integrated Unit Summer Peak Savings (kW) | Achievable Economic RVT Potential | 0 | 0 | 0 | 0 | 0 | 0 | 0 | 0 | 0 | 0 | 0 | 0 | 0 | 0 | 0 | 0 | 0 | 0 | 0 | 0 | 0 | 0 | 0 | 0 | 0 | 0 | 0
F3_Commercial_OR - Health_Existing_Food Preparation_Natural Gas_Oven_A_Achievable Economic RVT Potential | F3 | Commercial | OR - Health | Existing | Food Preparation | Natural Gas | Oven | A | Integrated Unit Winter Peak Savings (kW) | Achievable Economic RVT Potential | 0 | 0 | 0 | 0 | 0 | 0 | 0 | 0 | 0 | 0 | 0 | 0 | 0 | 0 | 0 | 0 | 0 | 0 | 0 | 0 | 0 | 0 | 0 | 0 | 0 | 0 | 0
F4_Commercial_OR - Health_Existing_Food Preparation_Natural Gas_Oven_A_Achievable Economic RVT Potential | F4 | Commercial | OR - Health | Existing | Food Preparation | Natural Gas | Oven | A | Incremental Energy Savings (MWh or mTherms) | Achievable Economic RVT Potential | 0 | 0 | 0 | 0 | 0 | 0 | 0 | 0 | 0 | 0 | 0 | 0 | 0 | 0 | 0 | 0 | 0 | 0 | 0 | 0 | 0 | 0 | 0 | 0 | 0 | 0 | 0
F5_Commercial_OR - Health_Existing_Food Preparation_Natural Gas_Oven_A_Achievable Economic RVT Potential | F5 | Commercial | OR - Health | Existing | Food Preparation | Natural Gas | Oven | A | Incremental Summer Peak Savings (MW) | Achievable Economic RVT Potential | 0 | 0 | 0 | 0 | 0 | 0 | 0 | 0 | 0 | 0 | 0 | 0 | 0 | 0 | 0 | 0 | 0 | 0 | 0 | 0 | 0 | 0 | 0 | 0 | 0 | 0 | 0
F6_Commercial_OR - Health_Existing_Food Preparation_Natural Gas_Oven_A_Achievable Economic RVT Potential | F6 | Commercial | OR - Health | Existing | Food Preparation | Natural Gas | Oven | A | Incremental Winter Peak Savings (MW) | Achievable Economic RVT Potential | 0 | 0 | 0 | 0 | 0 | 0 | 0 | 0 | 0 | 0 | 0 | 0 | 0 | 0 | 0 | 0 | 0 | 0 | 0 | 0 | 0 | 0 | 0 | 0 | 0 | 0 | 0
F7_Commercial_OR - Health_Existing_Food Preparation_Natural Gas_Oven_A_Achievable Economic RVT Potential | F7 | Commercial | OR - Health | Existing | Food Preparation | Natural Gas | Oven | A | Cumulative Energy Savings (MWh or mTherms) | Achievable Economic RVT Potential | 0 | 0 | 0 | 0 | 0 | 0 | 0 | 0 | 0 | 0 | 0 | 0 | 0 | 0 | 0 | 0 | 0 | 0 | 0 | 0 | 0 | 0 | 0 | 0 | 0 | 0 | 0
F8_Commercial_OR - Health_Existing_Food Preparation_Natural Gas_Oven_A_Achievable Economic RVT Potential | F8 | Commercial | OR - Health | Existing | Food Preparation | Natural Gas | Oven | A | Cumulative Summer Peak Savings (MW) | Achievable Economic RVT Potential | 0 | 0 | 0 | 0 | 0 | 0 | 0 | 0 | 0 | 0 | 0 | 0 | 0 | 0 | 0 | 0 | 0 | 0 | 0 | 0 | 0 | 0 | 0 | 0 | 0 | 0 | 0
F9_Commercial_OR - Health_Existing_Food Preparation_Natural Gas_Oven_A_Achievable Economic RVT Potential | F9 | Commercial | OR - Health | Existing | Food Preparation | Natural Gas | Oven | A | Cumulative Winter Peak Savings (MW) | Achievable Economic RVT Potential | 0 | 0 | 0 | 0 | 0 | 0 | 0 | 0 | 0 | 0 | 0 | 0 | 0 | 0 | 0 | 0 | 0 | 0 | 0 | 0 | 0 | 0 | 0 | 0 | 0 | 0 | 0
F10_Commercial_OR - Health_Existing_Food Preparation_Natural Gas_Oven_A_Achievable Economic RVT Potential | F10 | Commercial | OR - Health | Existing | Food Preparation | Natural Gas | Oven | A | Purchases (Incremental) | Achievable Economic RVT Potential | 0 | 0 | 0 | 0 | 0 | 0 | 0 | 0 | 0 | 0 | 0 | 0 | 0 | 0 | 0 | 0 | 0 | 0 | 0 | 0 | 0 | 0 | 0 | 0 | 0 | 0 | 0
F11_Commercial_OR - Health_Existing_Food Preparation_Natural Gas_Oven_A_Achievable Economic RVT Potential | F11 | Commercial | OR - Health | Existing | Food Preparation | Natural Gas | Oven | A | Purchases (Cumulative) | Achievable Economic RVT Potential | 0 | 0 | 0 | 0 | 0 | 0 | 0 | 0 | 0 | 0 | 0 | 0 | 0 | 0 | 0 | 0 | 0 | 0 | 0 | 0 | 0 | 0 | 0 | 0 | 0 | 0 | 0
F1_Commercial_OR - Health_Existing_Food Preparation_Natural Gas_Conveyor Oven_A_Achievable Economic RVT Potential | F1 | Commercial | OR - Health | Existing | Food Preparation | Natural Gas | Conveyor Oven | A | Integrated Unit Energy Savings (kWh or therms) | Achievable Economic RVT Potential | 0 | 0 | 0 | 0 | 0 | 692.0657 | 692.0657 | 692.0657 | 692.0657 | 692.0657 | 692.0657 | 692.0657 | 692.0657 | 692.0657 | 692.0657 | 692.0657 | 692.0657 | 692.0657 | 692.0657 | 692.0657 | 692.0657 | 692.0657 | 692.0657 | 692.0657 | 692.0657 | 692.0657 | 692.0657
F2_Commercial_OR - Health_Existing_Food Preparation_Natural Gas_Conveyor Oven_A_Achievable Economic RVT Potential | F2 | Commercial | OR - Health | Existing | Food Preparation | Natural Gas | Conveyor Oven | A | Integrated Unit Summer Peak Savings (kW) | Achievable Economic RVT Potential | 0 | 0 | 0 | 0 | 0 | 0 | 0 | 0 | 0 | 0 | 0 | 0 | 0 | 0 | 0 | 0 | 0 | 0 | 0 | 0 | 0 | 0 | 0 | 0 | 0 | 0 | 0
F3_Commercial_OR - Health_Existing_Food Preparation_Natural Gas_Conveyor Oven_A_Achievable Economic RVT Potential | F3 | Commercial | OR - Health | Existing | Food Preparation | Natural Gas | Conveyor Oven | A | Integrated Unit Winter Peak Savings (kW) | Achievable Economic RVT Potential | 0 | 0 | 0 | 0 | 0 | 0 | 0 | 0 | 0 | 0 | 0 | 0 | 0 | 0 | 0 | 0 | 0 | 0 | 0 | 0 | 0 | 0 | 0 | 0 | 0 | 0 | 0
F4_Commercial_OR - Health_Existing_Food Preparation_Natural Gas_Conveyor Oven_A_Achievable Economic RVT Potential | F4 | Commercial | OR - Health | Existing | Food Preparation | Natural Gas | Conveyor Oven | A | Incremental Energy Savings (MWh or mTherms) | Achievable Economic RVT Potential | 0 | 0 | 0 | 0 | 0 | 0 | 0 | 0 | 0 | 0 | 0 | 0 | 0 | 0 | 0 | 0 | 0 | 0 | 0 | 0 | 0 | 0 | 0 | 0 | 0 | 0 | 0
F5_Commercial_OR - Health_Existing_Food Preparation_Natural Gas_Conveyor Oven_A_Achievable Economic RVT Potential | F5 | Commercial | OR - Health | Existing | Food Preparation | Natural Gas | Conveyor Oven | A | Incremental Summer Peak Savings (MW) | Achievable Economic RVT Potential | 0 | 0 | 0 | 0 | 0 | 0 | 0 | 0 | 0 | 0 | 0 | 0 | 0 | 0 | 0 | 0 | 0 | 0 | 0 | 0 | 0 | 0 | 0 | 0 | 0 | 0 | 0
F6_Commercial_OR - Health_Existing_Food Preparation_Natural Gas_Conveyor Oven_A_Achievable Economic RVT Potential | F6 | Commercial | OR - Health | Existing | Food Preparation | Natural Gas | Conveyor Oven | A | Incremental Winter Peak Savings (MW) | Achievable Economic RVT Potential | 0 | 0 | 0 | 0 | 0 | 0 | 0 | 0 | 0 | 0 | 0 | 0 | 0 | 0 | 0 | 0 | 0 | 0 | 0 | 0 | 0 | 0 | 0 | 0 | 0 | 0 | 0
F7_Commercial_OR - Health_Existing_Food Preparation_Natural Gas_Conveyor Oven_A_Achievable Economic RVT Potential | F7 | Commercial | OR - Health | Existing | Food Preparation | Natural Gas | Conveyor Oven | A | Cumulative Energy Savings (MWh or mTherms) | Achievable Economic RVT Potential | 0 | 0 | 0 | 0 | 0 | 0 | 0 | 0 | 0 | 0 | 0 | 0 | 0 | 0 | 0 | 0 | 0 | 0 | 0 | 0 | 0 | 0 | 0 | 0 | 0 | 0 | 0
F8_Commercial_OR - Health_Existing_Food Preparation_Natural Gas_Conveyor Oven_A_Achievable Economic RVT Potential | F8 | Commercial | OR - Health | Existing | Food Preparation | Natural Gas | Conveyor Oven | A | Cumulative Summer Peak Savings (MW) | Achievable Economic RVT Potential | 0 | 0 | 0 | 0 | 0 | 0 | 0 | 0 | 0 | 0 | 0 | 0 | 0 | 0 | 0 | 0 | 0 | 0 | 0 | 0 | 0 | 0 | 0 | 0 | 0 | 0 | 0
F9_Commercial_OR - Health_Existing_Food Preparation_Natural Gas_Conveyor Oven_A_Achievable Economic RVT Potential | F9 | Commercial | OR - Health | Existing | Food Preparation | Natural Gas | Conveyor Oven | A | Cumulative Winter Peak Savings (MW) | Achievable Economic RVT Potential | 0 | 0 | 0 | 0 | 0 | 0 | 0 | 0 | 0 | 0 | 0 | 0 | 0 | 0 | 0 | 0 | 0 | 0 | 0 | 0 | 0 | 0 | 0 | 0 | 0 | 0 | 0
F10_Commercial_OR - Health_Existing_Food Preparation_Natural Gas_Conveyor Oven_A_Achievable Economic RVT Potential | F10 | Commercial | OR - Health | Existing | Food Preparation | Natural Gas | Conveyor Oven | A | Purchases (Incremental) | Achievable Economic RVT Potential | 0 | 0 | 0 | 0 | 0 | 0 | 0 | 0 | 0 | 0 | 0 | 0 | 0 | 0 | 0 | 0 | 0 | 0 | 0 | 0 | 0 | 0 | 0 | 0 | 0 | 0 | 0
F11_Commercial_OR - Health_Existing_Food Preparation_Natural Gas_Conveyor Oven_A_Achievable Economic RVT Potential | F11 | Commercial | OR - Health | Existing | Food Preparation | Natural Gas | Conveyor Oven | A | Purchases (Cumulative) | Achievable Economic RVT Potential | 0 | 0 | 0 | 0 | 0 | 0 | 0 | 0 | 0 | 0 | 0 | 0 | 0 | 0 | 0 | 0 | 0 | 0 | 0 | 0 | 0 | 0 | 0 | 0 | 0 | 0 | 0
F1_Commercial_OR - Health_Existing_Food Preparation_Natural Gas_Double Rack Oven_A_Achievable Economic RVT Potential | F1 | Commercial | OR - Health | Existing | Food Preparation | Natural Gas | Double Rack Oven | A | Integrated Unit Energy Savings (kWh or therms) | Achievable Economic RVT Potential | 0 | 1621.62 | 1621.62 | 1621.62 | 1621.62 | 1621.62 | 1621.62 | 1621.62 | 1621.62 | 1621.62 | 1621.62 | 1621.62 | 1621.62 | 1621.62 | 1621.62 | 1621.62 | 1621.62 | 1621.62 | 1621.62 | 1621.62 | 1621.62 | 1621.62 | 1621.62 | 1621.62 | 1621.62 | 1621.62 | 1621.62
F2_Commercial_OR - Health_Existing_Food Preparation_Natural Gas_Double Rack Oven_A_Achievable Economic RVT Potential | F2 | Commercial | OR - Health | Existing | Food Preparation | Natural Gas | Double Rack Oven | A | Integrated Unit Summer Peak Savings (kW) | Achievable Economic RVT Potential | 0 | 0 | 0 | 0 | 0 | 0 | 0 | 0 | 0 | 0 | 0 | 0 | 0 | 0 | 0 | 0 | 0 | 0 | 0 | 0 | 0 | 0 | 0 | 0 | 0 | 0 | 0
F3_Commercial_OR - Health_Existing_Food Preparation_Natural Gas_Double Rack Oven_A_Achievable Economic RVT Potential | F3 | Commercial | OR - Health | Existing | Food Preparation | Natural Gas | Double Rack Oven | A | Integrated Unit Winter Peak Savings (kW) | Achievable Economic RVT Potential | 0 | 0 | 0 | 0 | 0 | 0 | 0 | 0 | 0 | 0 | 0 | 0 | 0 | 0 | 0 | 0 | 0 | 0 | 0 | 0 | 0 | 0 | 0 | 0 | 0 | 0 | 0
F4_Commercial_OR - Health_Existing_Food Preparation_Natural Gas_Double Rack Oven_A_Achievable Economic RVT Potential | F4 | Commercial | OR - Health | Existing | Food Preparation | Natural Gas | Double Rack Oven | A | Incremental Energy Savings (MWh or mTherms) | Achievable Economic RVT Potential | 0 | 0 | 0 | 0 | 0 | 0 | 0 | 0 | 0 | 0 | 0 | 0 | 0 | 0 | 0 | 0 | 0 | 0 | 0 | 0 | 0 | 0 | 0 | 0 | 0 | 0 | 0
F5_Commercial_OR - Health_Existing_Food Preparation_Natural Gas_Double Rack Oven_A_Achievable Economic RVT Potential | F5 | Commercial | OR - Health | Existing | Food Preparation | Natural Gas | Double Rack Oven | A | Incremental Summer Peak Savings (MW) | Achievable Economic RVT Potential | 0 | 0 | 0 | 0 | 0 | 0 | 0 | 0 | 0 | 0 | 0 | 0 | 0 | 0 | 0 | 0 | 0 | 0 | 0 | 0 | 0 | 0 | 0 | 0 | 0 | 0 | 0
F6_Commercial_OR - Health_Existing_Food Preparation_Natural Gas_Double Rack Oven_A_Achievable Economic RVT Potential | F6 | Commercial | OR - Health | Existing | Food Preparation | Natural Gas | Double Rack Oven | A | Incremental Winter Peak Savings (MW) | Achievable Economic RVT Potential | 0 | 0 | 0 | 0 | 0 | 0 | 0 | 0 | 0 | 0 | 0 | 0 | 0 | 0 | 0 | 0 | 0 | 0 | 0 | 0 | 0 | 0 | 0 | 0 | 0 | 0 | 0
F7_Commercial_OR - Health_Existing_Food Preparation_Natural Gas_Double Rack Oven_A_Achievable Economic RVT Potential | F7 | Commercial | OR - Health | Existing | Food Preparation | Natural Gas | Double Rack Oven | A | Cumulative Energy Savings (MWh or mTherms) | Achievable Economic RVT Potential | 0 | 0 | 0 | 0 | 0 | 0 | 0 | 0 | 0 | 0 | 0 | 0 | 0 | 0 | 0 | 0 | 0 | 0 | 0 | 0 | 0 | 0 | 0 | 0 | 0 | 0 | 0
F8_Commercial_OR - Health_Existing_Food Preparation_Natural Gas_Double Rack Oven_A_Achievable Economic RVT Potential | F8 | Commercial | OR - Health | Existing | Food Preparation | Natural Gas | Double Rack Oven | A | Cumulative Summer Peak Savings (MW) | Achievable Economic RVT Potential | 0 | 0 | 0 | 0 | 0 | 0 | 0 | 0 | 0 | 0 | 0 | 0 | 0 | 0 | 0 | 0 | 0 | 0 | 0 | 0 | 0 | 0 | 0 | 0 | 0 | 0 | 0
F9_Commercial_OR - Health_Existing_Food Preparation_Natural Gas_Double Rack Oven_A_Achievable Economic RVT Potential | F9 | Commercial | OR - Health | Existing | Food Preparation | Natural Gas | Double Rack Oven | A | Cumulative Winter Peak Savings (MW) | Achievable Economic RVT Potential | 0 | 0 | 0 | 0 | 0 | 0 | 0 | 0 | 0 | 0 | 0 | 0 | 0 | 0 | 0 | 0 | 0 | 0 | 0 | 0 | 0 | 0 | 0 | 0 | 0 | 0 | 0
F10_Commercial_OR - Health_Existing_Food Preparation_Natural Gas_Double Rack Oven_A_Achievable Economic RVT Potential | F10 | Commercial | OR - Health | Existing | Food Preparation | Natural Gas | Double Rack Oven | A | Purchases (Incremental) | Achievable Economic RVT Potential | 0 | 0 | 0 | 0 | 0 | 0 | 0 | 0 | 0 | 0 | 0 | 0 | 0 | 0 | 0 | 0 | 0 | 0 | 0 | 0 | 0 | 0 | 0 | 0 | 0 | 0 | 0
F11_Commercial_OR - Health_Existing_Food Preparation_Natural Gas_Double Rack Oven_A_Achievable Economic RVT Potential | F11 | Commercial | OR - Health | Existing | Food Preparation | Natural Gas | Double Rack Oven | A | Purchases (Cumulative) | Achievable Economic RVT Potential | 0 | 0 | 0 | 0 | 0 | 0 | 0 | 0 | 0 | 0 | 0 | 0 | 0 | 0 | 0 | 0 | 0 | 0 | 0 | 0 | 0 | 0 | 0 | 0 | 0 | 0 | 0
F1_Commercial_OR - Health_Existing_Food Preparation_Natural Gas_Fryer_A_Achievable Economic RVT Potential | F1 | Commercial | OR - Health | Existing | Food Preparation | Natural Gas | Fryer | A | Integrated Unit Energy Savings (kWh or therms) | Achievable Economic RVT Potential | 0 | 395.2691 | 395.2691 | 395.2691 | 395.2691 | 395.2691 | 395.2691 | 395.2691 | 395.2691 | 395.2691 | 395.2691 | 395.2691 | 395.2691 | 395.2691 | 395.2691 | 395.2691 | 395.2691 | 395.2691 | 395.2691 | 395.2691 | 395.2691 | 395.2691 | 395.2691 | 395.2691 | 395.2691 | 395.2691 | 395.2691
F2_Commercial_OR - Health_Existing_Food Preparation_Natural Gas_Fryer_A_Achievable Economic RVT Potential | F2 | Commercial | OR - Health | Existing | Food Preparation | Natural Gas | Fryer | A | Integrated Unit Summer Peak Savings (kW) | Achievable Economic RVT Potential | 0 | 0 | 0 | 0 | 0 | 0 | 0 | 0 | 0 | 0 | 0 | 0 | 0 | 0 | 0 | 0 | 0 | 0 | 0 | 0 | 0 | 0 | 0 | 0 | 0 | 0 | 0
F3_Commercial_OR - Health_Existing_Food Preparation_Natural Gas_Fryer_A_Achievable Economic RVT Potential | F3 | Commercial | OR - Health | Existing | Food Preparation | Natural Gas | Fryer | A | Integrated Unit Winter Peak Savings (kW) | Achievable Economic RVT Potential | 0 | 0 | 0 | 0 | 0 | 0 | 0 | 0 | 0 | 0 | 0 | 0 | 0 | 0 | 0 | 0 | 0 | 0 | 0 | 0 | 0 | 0 | 0 | 0 | 0 | 0 | 0
F4_Commercial_OR - Health_Existing_Food Preparation_Natural Gas_Fryer_A_Achievable Economic RVT Potential | F4 | Commercial | OR - Health | Existing | Food Preparation | Natural Gas | Fryer | A | Incremental Energy Savings (MWh or mTherms) | Achievable Economic RVT Potential | 0 | 0 | 0 | 0 | 0 | 0 | 0 | 0 | 0 | 0 | 0 | 0 | 0 | 0 | 0 | 0 | 0 | 0 | 0 | 0 | 0 | 0 | 0 | 0 | 0 | 0 | 0
F5_Commercial_OR - Health_Existing_Food Preparation_Natural Gas_Fryer_A_Achievable Economic RVT Potential | F5 | Commercial | OR - Health | Existing | Food Preparation | Natural Gas | Fryer | A | Incremental Summer Peak Savings (MW) | Achievable Economic RVT Potential | 0 | 0 | 0 | 0 | 0 | 0 | 0 | 0 | 0 | 0 | 0 | 0 | 0 | 0 | 0 | 0 | 0 | 0 | 0 | 0 | 0 | 0 | 0 | 0 | 0 | 0 | 0
F6_Commercial_OR - Health_Existing_Food Preparation_Natural Gas_Fryer_A_Achievable Economic RVT Potential | F6 | Commercial | OR - Health | Existing | Food Preparation | Natural Gas | Fryer | A | Incremental Winter Peak Savings (MW) | Achievable Economic RVT Potential | 0 | 0 | 0 | 0 | 0 | 0 | 0 | 0 | 0 | 0 | 0 | 0 | 0 | 0 | 0 | 0 | 0 | 0 | 0 | 0 | 0 | 0 | 0 | 0 | 0 | 0 | 0
F7_Commercial_OR - Health_Existing_Food Preparation_Natural Gas_Fryer_A_Achievable Economic RVT Potential | F7 | Commercial | OR - Health | Existing | Food Preparation | Natural Gas | Fryer | A | Cumulative Energy Savings (MWh or mTherms) | Achievable Economic RVT Potential | 0 | 0 | 0 | 0 | 0 | 0 | 0 | 0 | 0 | 0 | 0 | 0 | 0 | 0 | 0 | 0 | 0 | 0 | 0 | 0 | 0 | 0 | 0 | 0 | 0 | 0 | 0
F8_Commercial_OR - Health_Existing_Food Preparation_Natural Gas_Fryer_A_Achievable Economic RVT Potential | F8 | Commercial | OR - Health | Existing | Food Preparation | Natural Gas | Fryer | A | Cumulative Summer Peak Savings (MW) | Achievable Economic RVT Potential | 0 | 0 | 0 | 0 | 0 | 0 | 0 | 0 | 0 | 0 | 0 | 0 | 0 | 0 | 0 | 0 | 0 | 0 | 0 | 0 | 0 | 0 | 0 | 0 | 0 | 0 | 0
F9_Commercial_OR - Health_Existing_Food Preparation_Natural Gas_Fryer_A_Achievable Economic RVT Potential | F9 | Commercial | OR - Health | Existing | Food Preparation | Natural Gas | Fryer | A | Cumulative Winter Peak Savings (MW) | Achievable Economic RVT Potential | 0 | 0 | 0 | 0 | 0 | 0 | 0 | 0 | 0 | 0 | 0 | 0 | 0 | 0 | 0 | 0 | 0 | 0 | 0 | 0 | 0 | 0 | 0 | 0 | 0 | 0 | 0
F10_Commercial_OR - Health_Existing_Food Preparation_Natural Gas_Fryer_A_Achievable Economic RVT Potential | F10 | Commercial | OR - Health | Existing | Food Preparation | Natural Gas | Fryer | A | Purchases (Incremental) | Achievable Economic RVT Potential | 0 | 0 | 0 | 0 | 0 | 0 | 0 | 0 | 0 | 0 | 0 | 0 | 0 | 0 | 0 | 0 | 0 | 0 | 0 | 0 | 0 | 0 | 0 | 0 | 0 | 0 | 0
F11_Commercial_OR - Health_Existing_Food Preparation_Natural Gas_Fryer_A_Achievable Economic RVT Potential | F11 | Commercial | OR - Health | Existing | Food Preparation | Natural Gas | Fryer | A | Purchases (Cumulative) | Achievable Economic RVT Potential | 0 | 0 | 0 | 0 | 0 | 0 | 0 | 0 | 0 | 0 | 0 | 0 | 0 | 0 | 0 | 0 | 0 | 0 | 0 | 0 | 0 | 0 | 0 | 0 | 0 | 0 | 0
F1_Commercial_OR - Health_Existing_Food Preparation_Natural Gas_Broiler_A_Achievable Economic RVT Potential | F1 | Commercial | OR - Health | Existing | Food Preparation | Natural Gas | Broiler | A | Integrated Unit Energy Savings (kWh or therms) | Achievable Economic RVT Potential | 0 | 240.24 | 240.24 | 240.24 | 240.24 | 240.24 | 240.24 | 240.24 | 240.24 | 240.24 | 240.24 | 240.24 | 240.24 | 240.24 | 240.24 | 240.24 | 240.24 | 240.24 | 240.24 | 240.24 | 240.24 | 240.24 | 240.24 | 240.24 | 240.24 | 240.24 | 240.24
F2_Commercial_OR - Health_Existing_Food Preparation_Natural Gas_Broiler_A_Achievable Economic RVT Potential | F2 | Commercial | OR - Health | Existing | Food Preparation | Natural Gas | Broiler | A | Integrated Unit Summer Peak Savings (kW) | Achievable Economic RVT Potential | 0 | 0 | 0 | 0 | 0 | 0 | 0 | 0 | 0 | 0 | 0 | 0 | 0 | 0 | 0 | 0 | 0 | 0 | 0 | 0 | 0 | 0 | 0 | 0 | 0 | 0 | 0
F3_Commercial_OR - Health_Existing_Food Preparation_Natural Gas_Broiler_A_Achievable Economic RVT Potential | F3 | Commercial | OR - Health | Existing | Food Preparation | Natural Gas | Broiler | A | Integrated Unit Winter Peak Savings (kW) | Achievable Economic RVT Potential | 0 | 0 | 0 | 0 | 0 | 0 | 0 | 0 | 0 | 0 | 0 | 0 | 0 | 0 | 0 | 0 | 0 | 0 | 0 | 0 | 0 | 0 | 0 | 0 | 0 | 0 | 0
F4_Commercial_OR - Health_Existing_Food Preparation_Natural Gas_Broiler_A_Achievable Economic RVT Potential | F4 | Commercial | OR - Health | Existing | Food Preparation | Natural Gas | Broiler | A | Incremental Energy Savings (MWh or mTherms) | Achievable Economic RVT Potential | 0 | 0 | 0 | 0 | 0 | 0 | 0 | 0 | 0 | 0 | 0 | 0 | 0 | 0 | 0 | 0 | 0 | 0 | 0 | 0 | 0 | 0 | 0 | 0 | 0 | 0 | 0
F5_Commercial_OR - Health_Existing_Food Preparation_Natural Gas_Broiler_A_Achievable Economic RVT Potential | F5 | Commercial | OR - Health | Existing | Food Preparation | Natural Gas | Broiler | A | Incremental Summer Peak Savings (MW) | Achievable Economic RVT Potential | 0 | 0 | 0 | 0 | 0 | 0 | 0 | 0 | 0 | 0 | 0 | 0 | 0 | 0 | 0 | 0 | 0 | 0 | 0 | 0 | 0 | 0 | 0 | 0 | 0 | 0 | 0
F6_Commercial_OR - Health_Existing_Food Preparation_Natural Gas_Broiler_A_Achievable Economic RVT Potential | F6 | Commercial | OR - Health | Existing | Food Preparation | Natural Gas | Broiler | A | Incremental Winter Peak Savings (MW) | Achievable Economic RVT Potential | 0 | 0 | 0 | 0 | 0 | 0 | 0 | 0 | 0 | 0 | 0 | 0 | 0 | 0 | 0 | 0 | 0 | 0 | 0 | 0 | 0 | 0 | 0 | 0 | 0 | 0 | 0
F7_Commercial_OR - Health_Existing_Food Preparation_Natural Gas_Broiler_A_Achievable Economic RVT Potential | F7 | Commercial | OR - Health | Existing | Food Preparation | Natural Gas | Broiler | A | Cumulative Energy Savings (MWh or mTherms) | Achievable Economic RVT Potential | 0 | 0 | 0 | 0 | 0 | 0 | 0 | 0 | 0 | 0 | 0 | 0 | 0 | 0 | 0 | 0 | 0 | 0 | 0 | 0 | 0 | 0 | 0 | 0 | 0 | 0 | 0
F8_Commercial_OR - Health_Existing_Food Preparation_Natural Gas_Broiler_A_Achievable Economic RVT Potential | F8 | Commercial | OR - Health | Existing | Food Preparation | Natural Gas | Broiler | A | Cumulative Summer Peak Savings (MW) | Achievable Economic RVT Potential | 0 | 0 | 0 | 0 | 0 | 0 | 0 | 0 | 0 | 0 | 0 | 0 | 0 | 0 | 0 | 0 | 0 | 0 | 0 | 0 | 0 | 0 | 0 | 0 | 0 | 0 | 0
F9_Commercial_OR - Health_Existing_Food Preparation_Natural Gas_Broiler_A_Achievable Economic RVT Potential | F9 | Commercial | OR - Health | Existing | Food Preparation | Natural Gas | Broiler | A | Cumulative Winter Peak Savings (MW) | Achievable Economic RVT Potential | 0 | 0 | 0 | 0 | 0 | 0 | 0 | 0 | 0 | 0 | 0 | 0 | 0 | 0 | 0 | 0 | 0 | 0 | 0 | 0 | 0 | 0 | 0 | 0 | 0 | 0 | 0
F10_Commercial_OR - Health_Existing_Food Preparation_Natural Gas_Broiler_A_Achievable Economic RVT Potential | F10 | Commercial | OR - Health | Existing | Food Preparation | Natural Gas | Broiler | A | Purchases (Incremental) | Achievable Economic RVT Potential | 0 | 0 | 0 | 0 | 0 | 0 | 0 | 0 | 0 | 0 | 0 | 0 | 0 | 0 | 0 | 0 | 0 | 0 | 0 | 0 | 0 | 0 | 0 | 0 | 0 | 0 | 0
F11_Commercial_OR - Health_Existing_Food Preparation_Natural Gas_Broiler_A_Achievable Economic RVT Potential | F11 | Commercial | OR - Health | Existing | Food Preparation | Natural Gas | Broiler | A | Purchases (Cumulative) | Achievable Economic RVT Potential | 0 | 0 | 0 | 0 | 0 | 0 | 0 | 0 | 0 | 0 | 0 | 0 | 0 | 0 | 0 | 0 | 0 | 0 | 0 | 0 | 0 | 0 | 0 | 0 | 0 | 0 | 0
F1_Commercial_OR - Health_Existing_Food Preparation_Natural Gas_Griddle_A_Achievable Economic RVT Potential | F1 | Commercial | OR - Health | Existing | Food Preparation | Natural Gas | Griddle | A | Integrated Unit Energy Savings (kWh or therms) | Achievable Economic RVT Potential | 0 | 167.9465 | 167.9465 | 167.9465 | 167.9465 | 167.9465 | 167.9465 | 167.9465 | 167.9465 | 167.9465 | 167.9465 | 167.9465 | 167.9465 | 167.9465 | 167.9465 | 167.9465 | 167.9465 | 167.9465 | 167.9465 | 167.9465 | 167.9465 | 167.9465 | 167.9465 | 167.9465 | 167.9465 | 167.9465 | 167.9465
F2_Commercial_OR - Health_Existing_Food Preparation_Natural Gas_Griddle_A_Achievable Economic RVT Potential | F2 | Commercial | OR - Health | Existing | Food Preparation | Natural Gas | Griddle | A | Integrated Unit Summer Peak Savings (kW) | Achievable Economic RVT Potential | 0 | 0 | 0 | 0 | 0 | 0 | 0 | 0 | 0 | 0 | 0 | 0 | 0 | 0 | 0 | 0 | 0 | 0 | 0 | 0 | 0 | 0 | 0 | 0 | 0 | 0 | 0
F3_Commercial_OR - Health_Existing_Food Preparation_Natural Gas_Griddle_A_Achievable Economic RVT Potential | F3 | Commercial | OR - Health | Existing | Food Preparation | Natural Gas | Griddle | A | Integrated Unit Winter Peak Savings (kW) | Achievable Economic RVT Potential | 0 | 0 | 0 | 0 | 0 | 0 | 0 | 0 | 0 | 0 | 0 | 0 | 0 | 0 | 0 | 0 | 0 | 0 | 0 | 0 | 0 | 0 | 0 | 0 | 0 | 0 | 0
F4_Commercial_OR - Health_Existing_Food Preparation_Natural Gas_Griddle_A_Achievable Economic RVT Potential | F4 | Commercial | OR - Health | Existing | Food Preparation | Natural Gas | Griddle | A | Incremental Energy Savings (MWh or mTherms) | Achievable Economic RVT Potential | 0 | 0 | 0 | 0 | 0 | 0 | 0 | 0 | 0 | 0 | 0 | 0 | 0 | 0 | 0 | 0 | 0 | 0 | 0 | 0 | 0 | 0 | 0 | 0 | 0 | 0 | 0
F5_Commercial_OR - Health_Existing_Food Preparation_Natural Gas_Griddle_A_Achievable Economic RVT Potential | F5 | Commercial | OR - Health | Existing | Food Preparation | Natural Gas | Griddle | A | Incremental Summer Peak Savings (MW) | Achievable Economic RVT Potential | 0 | 0 | 0 | 0 | 0 | 0 | 0 | 0 | 0 | 0 | 0 | 0 | 0 | 0 | 0 | 0 | 0 | 0 | 0 | 0 | 0 | 0 | 0 | 0 | 0 | 0 | 0
F6_Commercial_OR - Health_Existing_Food Preparation_Natural Gas_Griddle_A_Achievable Economic RVT Potential | F6 | Commercial | OR - Health | Existing | Food Preparation | Natural Gas | Griddle | A | Incremental Winter Peak Savings (MW) | Achievable Economic RVT Potential | 0 | 0 | 0 | 0 | 0 | 0 | 0 | 0 | 0 | 0 | 0 | 0 | 0 | 0 | 0 | 0 | 0 | 0 | 0 | 0 | 0 | 0 | 0 | 0 | 0 | 0 | 0
F7_Commercial_OR - Health_Existing_Food Preparation_Natural Gas_Griddle_A_Achievable Economic RVT Potential | F7 | Commercial | OR - Health | Existing | Food Preparation | Natural Gas | Griddle | A | Cumulative Energy Savings (MWh or mTherms) | Achievable Economic RVT Potential | 0 | 0 | 0 | 0 | 0 | 0 | 0 | 0 | 0 | 0 | 0 | 0 | 0 | 0 | 0 | 0 | 0 | 0 | 0 | 0 | 0 | 0 | 0 | 0 | 0 | 0 | 0
F8_Commercial_OR - Health_Existing_Food Preparation_Natural Gas_Griddle_A_Achievable Economic RVT Potential | F8 | Commercial | OR - Health | Existing | Food Preparation | Natural Gas | Griddle | A | Cumulative Summer Peak Savings (MW) | Achievable Economic RVT Potential | 0 | 0 | 0 | 0 | 0 | 0 | 0 | 0 | 0 | 0 | 0 | 0 | 0 | 0 | 0 | 0 | 0 | 0 | 0 | 0 | 0 | 0 | 0 | 0 | 0 | 0 | 0
F9_Commercial_OR - Health_Existing_Food Preparation_Natural Gas_Griddle_A_Achievable Economic RVT Potential | F9 | Commercial | OR - Health | Existing | Food Preparation | Natural Gas | Griddle | A | Cumulative Winter Peak Savings (MW) | Achievable Economic RVT Potential | 0 | 0 | 0 | 0 | 0 | 0 | 0 | 0 | 0 | 0 | 0 | 0 | 0 | 0 | 0 | 0 | 0 | 0 | 0 | 0 | 0 | 0 | 0 | 0 | 0 | 0 | 0
F10_Commercial_OR - Health_Existing_Food Preparation_Natural Gas_Griddle_A_Achievable Economic RVT Potential | F10 | Commercial | OR - Health | Existing | Food Preparation | Natural Gas | Griddle | A | Purchases (Incremental) | Achievable Economic RVT Potential | 0 | 0 | 0 | 0 | 0 | 0 | 0 | 0 | 0 | 0 | 0 | 0 | 0 | 0 | 0 | 0 | 0 | 0 | 0 | 0 | 0 | 0 | 0 | 0 | 0 | 0 | 0
F11_Commercial_OR - Health_Existing_Food Preparation_Natural Gas_Griddle_A_Achievable Economic RVT Potential | F11 | Commercial | OR - Health | Existing | Food Preparation | Natural Gas | Griddle | A | Purchases (Cumulative) | Achievable Economic RVT Potential | 0 | 0 | 0 | 0 | 0 | 0 | 0 | 0 | 0 | 0 | 0 | 0 | 0 | 0 | 0 | 0 | 0 | 0 | 0 | 0 | 0 | 0 | 0 | 0 | 0 | 0 | 0
F1_Commercial_OR - Health_Existing_Food Preparation_Natural Gas_Range_A_Achievable Economic RVT Potential | F1 | Commercial | OR - Health | Existing | Food Preparation | Natural Gas | Range | A | Integrated Unit Energy Savings (kWh or therms) | Achievable Economic RVT Potential | 0 | 171.4286 | 171.4286 | 171.4286 | 171.4286 | 171.4286 | 171.4286 | 171.4286 | 171.4286 | 171.4286 | 171.4286 | 171.4286 | 171.4286 | 171.4286 | 171.4286 | 171.4286 | 171.4286 | 171.4286 | 171.4286 | 171.4286 | 171.4286 | 171.4286 | 171.4286 | 171.4286 | 171.4286 | 171.4286 | 171.4286
F2_Commercial_OR - Health_Existing_Food Preparation_Natural Gas_Range_A_Achievable Economic RVT Potential | F2 | Commercial | OR - Health | Existing | Food Preparation | Natural Gas | Range | A | Integrated Unit Summer Peak Savings (kW) | Achievable Economic RVT Potential | 0 | 0 | 0 | 0 | 0 | 0 | 0 | 0 | 0 | 0 | 0 | 0 | 0 | 0 | 0 | 0 | 0 | 0 | 0 | 0 | 0 | 0 | 0 | 0 | 0 | 0 | 0
F3_Commercial_OR - Health_Existing_Food Preparation_Natural Gas_Range_A_Achievable Economic RVT Potential | F3 | Commercial | OR - Health | Existing | Food Preparation | Natural Gas | Range | A | Integrated Unit Winter Peak Savings (kW) | Achievable Economic RVT Potential | 0 | 0 | 0 | 0 | 0 | 0 | 0 | 0 | 0 | 0 | 0 | 0 | 0 | 0 | 0 | 0 | 0 | 0 | 0 | 0 | 0 | 0 | 0 | 0 | 0 | 0 | 0
F4_Commercial_OR - Health_Existing_Food Preparation_Natural Gas_Range_A_Achievable Economic RVT Potential | F4 | Commercial | OR - Health | Existing | Food Preparation | Natural Gas | Range | A | Incremental Energy Savings (MWh or mTherms) | Achievable Economic RVT Potential | 0 | 0 | 0 | 0 | 0 | 0 | 0 | 0 | 0 | 0 | 0 | 0 | 0 | 0 | 0 | 0 | 0 | 0 | 0 | 0 | 0 | 0 | 0 | 0 | 0 | 0 | 0
F5_Commercial_OR - Health_Existing_Food Preparation_Natural Gas_Range_A_Achievable Economic RVT Potential | F5 | Commercial | OR - Health | Existing | Food Preparation | Natural Gas | Range | A | Incremental Summer Peak Savings (MW) | Achievable Economic RVT Potential | 0 | 0 | 0 | 0 | 0 | 0 | 0 | 0 | 0 | 0 | 0 | 0 | 0 | 0 | 0 | 0 | 0 | 0 | 0 | 0 | 0 | 0 | 0 | 0 | 0 | 0 | 0
F6_Commercial_OR - Health_Existing_Food Preparation_Natural Gas_Range_A_Achievable Economic RVT Potential | F6 | Commercial | OR - Health | Existing | Food Preparation | Natural Gas | Range | A | Incremental Winter Peak Savings (MW) | Achievable Economic RVT Potential | 0 | 0 | 0 | 0 | 0 | 0 | 0 | 0 | 0 | 0 | 0 | 0 | 0 | 0 | 0 | 0 | 0 | 0 | 0 | 0 | 0 | 0 | 0 | 0 | 0 | 0 | 0
F7_Commercial_OR - Health_Existing_Food Preparation_Natural Gas_Range_A_Achievable Economic RVT Potential | F7 | Commercial | OR - Health | Existing | Food Preparation | Natural Gas | Range | A | Cumulative Energy Savings (MWh or mTherms) | Achievable Economic RVT Potential | 0 | 0 | 0 | 0 | 0 | 0 | 0 | 0 | 0 | 0 | 0 | 0 | 0 | 0 | 0 | 0 | 0 | 0 | 0 | 0 | 0 | 0 | 0 | 0 | 0 | 0 | 0
F8_Commercial_OR - Health_Existing_Food Preparation_Natural Gas_Range_A_Achievable Economic RVT Potential | F8 | Commercial | OR - Health | Existing | Food Preparation | Natural Gas | Range | A | Cumulative Summer Peak Savings (MW) | Achievable Economic RVT Potential | 0 | 0 | 0 | 0 | 0 | 0 | 0 | 0 | 0 | 0 | 0 | 0 | 0 | 0 | 0 | 0 | 0 | 0 | 0 | 0 | 0 | 0 | 0 | 0 | 0 | 0 | 0
F9_Commercial_OR - Health_Existing_Food Preparation_Natural Gas_Range_A_Achievable Economic RVT Potential | F9 | Commercial | OR - Health | Existing | Food Preparation | Natural Gas | Range | A | Cumulative Winter Peak Savings (MW) | Achievable Economic RVT Potential | 0 | 0 | 0 | 0 | 0 | 0 | 0 | 0 | 0 | 0 | 0 | 0 | 0 | 0 | 0 | 0 | 0 | 0 | 0 | 0 | 0 | 0 | 0 | 0 | 0 | 0 | 0
F10_Commercial_OR - Health_Existing_Food Preparation_Natural Gas_Range_A_Achievable Economic RVT Potential | F10 | Commercial | OR - Health | Existing | Food Preparation | Natural Gas | Range | A | Purchases (Incremental) | Achievable Economic RVT Potential | 0 | 0 | 0 | 0 | 0 | 0 | 0 | 0 | 0 | 0 | 0 | 0 | 0 | 0 | 0 | 0 | 0 | 0 | 0 | 0 | 0 | 0 | 0 | 0 | 0 | 0 | 0
F11_Commercial_OR - Health_Existing_Food Preparation_Natural Gas_Range_A_Achievable Economic RVT Potential | F11 | Commercial | OR - Health | Existing | Food Preparation | Natural Gas | Range | A | Purchases (Cumulative) | Achievable Economic RVT Potential | 0 | 0 | 0 | 0 | 0 | 0 | 0 | 0 | 0 | 0 | 0 | 0 | 0 | 0 | 0 | 0 | 0 | 0 | 0 | 0 | 0 | 0 | 0 | 0 | 0 | 0 | 0
F1_Commercial_OR - Health_Existing_Food Preparation_Natural Gas_Steamer_A_Achievable Economic RVT Potential | F1 | Commercial | OR - Health | Existing | Food Preparation | Natural Gas | Steamer | A | Integrated Unit Energy Savings (kWh or therms) | Achievable Economic RVT Potential | 0 | 1215.1419 | 1215.1419 | 1215.1419 | 1215.1419 | 1215.1419 | 1215.1419 | 1215.1419 | 1215.1419 | 1215.1419 | 1215.1419 | 1215.1419 | 1215.1419 | 1215.1419 | 1215.1419 | 1215.1419 | 1215.1419 | 1215.1419 | 1215.1419 | 1215.1419 | 1215.1419 | 1215.1419 | 1215.1419 | 1215.1419 | 1215.1419 | 1215.1419 | 1215.1419
F2_Commercial_OR - Health_Existing_Food Preparation_Natural Gas_Steamer_A_Achievable Economic RVT Potential | F2 | Commercial | OR - Health | Existing | Food Preparation | Natural Gas | Steamer | A | Integrated Unit Summer Peak Savings (kW) | Achievable Economic RVT Potential | 0 | 0 | 0 | 0 | 0 | 0 | 0 | 0 | 0 | 0 | 0 | 0 | 0 | 0 | 0 | 0 | 0 | 0 | 0 | 0 | 0 | 0 | 0 | 0 | 0 | 0 | 0
F3_Commercial_OR - Health_Existing_Food Preparation_Natural Gas_Steamer_A_Achievable Economic RVT Potential | F3 | Commercial | OR - Health | Existing | Food Preparation | Natural Gas | Steamer | A | Integrated Unit Winter Peak Savings (kW) | Achievable Economic RVT Potential | 0 | 0 | 0 | 0 | 0 | 0 | 0 | 0 | 0 | 0 | 0 | 0 | 0 | 0 | 0 | 0 | 0 | 0 | 0 | 0 | 0 | 0 | 0 | 0 | 0 | 0 | 0
F4_Commercial_OR - Health_Existing_Food Preparation_Natural Gas_Steamer_A_Achievable Economic RVT Potential | F4 | Commercial | OR - Health | Existing | Food Preparation | Natural Gas | Steamer | A | Incremental Energy Savings (MWh or mTherms) | Achievable Economic RVT Potential | 0 | 0 | 0.023953 | 0.071103 | 0.11622 | 0.15991 | 0.20266 | 0.24477 | 0.29749 | 0.34831 | 0.37306 | 0.37259 | 0.37234 | 0.52512 | 0.49893 | 0.48035 | 0.45629 | 0.43771 | 0.42361 | 0.41301 | 0.46256 | 0.33937 | 0.3288 | 0.30192 | 0.26473 | 0.28944 | 0.1891
F5_Commercial_OR - Health_Existing_Food Preparation_Natural Gas_Steamer_A_Achievable Economic RVT Potential | F5 | Commercial | OR - Health | Existing | Food Preparation | Natural Gas | Steamer | A | Incremental Summer Peak Savings (MW) | Achievable Economic RVT Potential | 0 | 0 | 0 | 0 | 0 | 0 | 0 | 0 | 0 | 0 | 0 | 0 | 0 | 0 | 0 | 0 | 0 | 0 | 0 | 0 | 0 | 0 | 0 | 0 | 0 | 0 | 0
F6_Commercial_OR - Health_Existing_Food Preparation_Natural Gas_Steamer_A_Achievable Economic RVT Potential | F6 | Commercial | OR - Health | Existing | Food Preparation | Natural Gas | Steamer | A | Incremental Winter Peak Savings (MW) | Achievable Economic RVT Potential | 0 | 0 | 0 | 0 | 0 | 0 | 0 | 0 | 0 | 0 | 0 | 0 | 0 | 0 | 0 | 0 | 0 | 0 | 0 | 0 | 0 | 0 | 0 | 0 | 0 | 0 | 0
F7_Commercial_OR - Health_Existing_Food Preparation_Natural Gas_Steamer_A_Achievable Economic RVT Potential | F7 | Commercial | OR - Health | Existing | Food Preparation | Natural Gas | Steamer | A | Cumulative Energy Savings (MWh or mTherms) | Achievable Economic RVT Potential | 0 | 0 | 0.023953 | 0.095056 | 0.21127 | 0.37119 | 0.57384 | 0.81861 | 1.1161 | 1.4644 | 1.8375 | 2.2101 | 2.5824 | 3.1075 | 3.6065 | 4.0868 | 4.5431 | 4.9808 | 5.4044 | 5.8174 | 6.28 | 6.6194 | 6.9482 | 7.2501 | 7.5148 | 7.8042 | 7.9933
F8_Commercial_OR - Health_Existing_Food Preparation_Natural Gas_Steamer_A_Achievable Economic RVT Potential | F8 | Commercial | OR - Health | Existing | Food Preparation | Natural Gas | Steamer | A | Cumulative Summer Peak Savings (MW) | Achievable Economic RVT Potential | 0 | 0 | 0 | 0 | 0 | 0 | 0 | 0 | 0 | 0 | 0 | 0 | 0 | 0 | 0 | 0 | 0 | 0 | 0 | 0 | 0 | 0 | 0 | 0 | 0 | 0 | 0
F9_Commercial_OR - Health_Existing_Food Preparation_Natural Gas_Steamer_A_Achievable Economic RVT Potential | F9 | Commercial | OR - Health | Existing | Food Preparation | Natural Gas | Steamer | A | Cumulative Winter Peak Savings (MW) | Achievable Economic RVT Potential | 0 | 0 | 0 | 0 | 0 | 0 | 0 | 0 | 0 | 0 | 0 | 0 | 0 | 0 | 0 | 0 | 0 | 0 | 0 | 0 | 0 | 0 | 0 | 0 | 0 | 0 | 0
F10_Commercial_OR - Health_Existing_Food Preparation_Natural Gas_Steamer_A_Achievable Economic RVT Potential | F10 | Commercial | OR - Health | Existing | Food Preparation | Natural Gas | Steamer | A | Purchases (Incremental) | Achievable Economic RVT Potential | 0 | 0 | 0.019712 | 0.058514 | 0.095639 | 0.1316 | 0.16677 | 0.20143 | 0.24482 | 0.28664 | 0.30701 | 0.30662 | 0.30642 | 0.43215 | 0.4106 | 0.39531 | 0.3755 | 0.36021 | 0.34861 | 0.33989 | 0.38066 | 0.27929 | 0.27058 | 0.24846 | 0.21786 | 0.23819 | 0.15562
F11_Commercial_OR - Health_Existing_Food Preparation_Natural Gas_Steamer_A_Achievable Economic RVT Potential | F11 | Commercial | OR - Health | Existing | Food Preparation | Natural Gas | Steamer | A | Purchases (Cumulative) | Achievable Economic RVT Potential | 0 | 0 | 0.019712 | 0.078227 | 0.17387 | 0.30547 | 0.47224 | 0.67367 | 0.9185 | 1.2051 | 1.5121 | 1.8188 | 2.1252 | 2.5573 | 2.9679 | 3.3632 | 3.7387 | 4.0989 | 4.4476 | 4.7874 | 5.1681 | 5.4474 | 5.718 | 5.9664 | 6.1843 | 6.4225 | 6.5781
F1_Commercial_OR - Health_Existing_Food Preparation_Natural Gas_Commercial Food Prep Other_A_Achievable Economic RVT Potential | F1 | Commercial | OR - Health | Existing | Food Preparation | Natural Gas | Commercial Food Prep Other | A | Integrated Unit Energy Savings (kWh or therms) | Achievable Economic RVT Potential | 0 | 0 | 0 | 0 | 0 | 0 | 0 | 0 | 0 | 0 | 0 | 0 | 0 | 0 | 0 | 0 | 0 | 0 | 0 | 0 | 0 | 0 | 0 | 0 | 0 | 0 | 0
F2_Commercial_OR - Health_Existing_Food Preparation_Natural Gas_Commercial Food Prep Other_A_Achievable Economic RVT Potential | F2 | Commercial | OR - Health | Existing | Food Preparation | Natural Gas | Commercial Food Prep Other | A | Integrated Unit Summer Peak Savings (kW) | Achievable Economic RVT Potential | 0 | 0 | 0 | 0 | 0 | 0 | 0 | 0 | 0 | 0 | 0 | 0 | 0 | 0 | 0 | 0 | 0 | 0 | 0 | 0 | 0 | 0 | 0 | 0 | 0 | 0 | 0
F3_Commercial_OR - Health_Existing_Food Preparation_Natural Gas_Commercial Food Prep Other_A_Achievable Economic RVT Potential | F3 | Commercial | OR - Health | Existing | Food Preparation | Natural Gas | Commercial Food Prep Other | A | Integrated Unit Winter Peak Savings (kW) | Achievable Economic RVT Potential | 0 | 0 | 0 | 0 | 0 | 0 | 0 | 0 | 0 | 0 | 0 | 0 | 0 | 0 | 0 | 0 | 0 | 0 | 0 | 0 | 0 | 0 | 0 | 0 | 0 | 0 | 0
F4_Commercial_OR - Health_Existing_Food Preparation_Natural Gas_Commercial Food Prep Other_A_Achievable Economic RVT Potential | F4 | Commercial | OR - Health | Existing | Food Preparation | Natural Gas | Commercial Food Prep Other | A | Incremental Energy Savings (MWh or mTherms) | Achievable Economic RVT Potential | 0 | 0 | 0 | 0 | 0 | 0 | 0 | 0 | 0 | 0 | 0 | 0 | 0 | 0 | 0 | 0 | 0 | 0 | 0 | 0 | 0 | 0 | 0 | 0 | 0 | 0 | 0
F5_Commercial_OR - Health_Existing_Food Preparation_Natural Gas_Commercial Food Prep Other_A_Achievable Economic RVT Potential | F5 | Commercial | OR - Health | Existing | Food Preparation | Natural Gas | Commercial Food Prep Other | A | Incremental Summer Peak Savings (MW) | Achievable Economic RVT Potential | 0 | 0 | 0 | 0 | 0 | 0 | 0 | 0 | 0 | 0 | 0 | 0 | 0 | 0 | 0 | 0 | 0 | 0 | 0 | 0 | 0 | 0 | 0 | 0 | 0 | 0 | 0
F6_Commercial_OR - Health_Existing_Food Preparation_Natural Gas_Commercial Food Prep Other_A_Achievable Economic RVT Potential | F6 | Commercial | OR - Health | Existing | Food Preparation | Natural Gas | Commercial Food Prep Other | A | Incremental Winter Peak Savings (MW) | Achievable Economic RVT Potential | 0 | 0 | 0 | 0 | 0 | 0 | 0 | 0 | 0 | 0 | 0 | 0 | 0 | 0 | 0 | 0 | 0 | 0 | 0 | 0 | 0 | 0 | 0 | 0 | 0 | 0 | 0
F7_Commercial_OR - Health_Existing_Food Preparation_Natural Gas_Commercial Food Prep Other_A_Achievable Economic RVT Potential | F7 | Commercial | OR - Health | Existing | Food Preparation | Natural Gas | Commercial Food Prep Other | A | Cumulative Energy Savings (MWh or mTherms) | Achievable Economic RVT Potential | 0 | 0 | 0 | 0 | 0 | 0 | 0 | 0 | 0 | 0 | 0 | 0 | 0 | 0 | 0 | 0 | 0 | 0 | 0 | 0 | 0 | 0 | 0 | 0 | 0 | 0 | 0
F8_Commercial_OR - Health_Existing_Food Preparation_Natural Gas_Commercial Food Prep Other_A_Achievable Economic RVT Potential | F8 | Commercial | OR - Health | Existing | Food Preparation | Natural Gas | Commercial Food Prep Other | A | Cumulative Summer Peak Savings (MW) | Achievable Economic RVT Potential | 0 | 0 | 0 | 0 | 0 | 0 | 0 | 0 | 0 | 0 | 0 | 0 | 0 | 0 | 0 | 0 | 0 | 0 | 0 | 0 | 0 | 0 | 0 | 0 | 0 | 0 | 0
F9_Commercial_OR - Health_Existing_Food Preparation_Natural Gas_Commercial Food Prep Other_A_Achievable Economic RVT Potential | F9 | Commercial | OR - Health | Existing | Food Preparation | Natural Gas | Commercial Food Prep Other | A | Cumulative Winter Peak Savings (MW) | Achievable Economic RVT Potential | 0 | 0 | 0 | 0 | 0 | 0 | 0 | 0 | 0 | 0 | 0 | 0 | 0 | 0 | 0 | 0 | 0 | 0 | 0 | 0 | 0 | 0 | 0 | 0 | 0 | 0 | 0
F10_Commercial_OR - Health_Existing_Food Preparation_Natural Gas_Commercial Food Prep Other_A_Achievable Economic RVT Potential | F10 | Commercial | OR - Health | Existing | Food Preparation | Natural Gas | Commercial Food Prep Other | A | Purchases (Incremental) | Achievable Economic RVT Potential | 0 | 0 | 0 | 0 | 0 | 0 | 0 | 0 | 0 | 0 | 0 | 0 | 0 | 0 | 0 | 0 | 0 | 0 | 0 | 0 | 0 | 0 | 0 | 0 | 0 | 0 | 0
F11_Commercial_OR - Health_Existing_Food Preparation_Natural Gas_Commercial Food Prep Other_A_Achievable Economic RVT Potential | F11 | Commercial | OR - Health | Existing | Food Preparation | Natural Gas | Commercial Food Prep Other | A | Purchases (Cumulative) | Achievable Economic RVT Potential | 0 | 0 | 0 | 0 | 0 | 0 | 0 | 0 | 0 | 0 | 0 | 0 | 0 | 0 | 0 | 0 | 0 | 0 | 0 | 0 | 0 | 0 | 0 | 0 | 0 | 0 | 0
F1_Commercial_OR - Health_Existing_Miscellaneous_Natural Gas_Pool Heater_A_Achievable Economic RVT Potential | F1 | Commercial | OR - Health | Existing | Miscellaneous | Natural Gas | Pool Heater | A | Integrated Unit Energy Savings (kWh or therms) | Achievable Economic RVT Potential | 0 | 0 | 0 | 0 | 0 | 0 | 0 | 0 | 0 | 0 | 0 | 0 | 0 | 0 | 0 | 0 | 0 | 0 | 0 | 0 | 0 | 0 | 0 | 0 | 0 | 0 | 0
F2_Commercial_OR - Health_Existing_Miscellaneous_Natural Gas_Pool Heater_A_Achievable Economic RVT Potential | F2 | Commercial | OR - Health | Existing | Miscellaneous | Natural Gas | Pool Heater | A | Integrated Unit Summer Peak Savings (kW) | Achievable Economic RVT Potential | 0 | 0 | 0 | 0 | 0 | 0 | 0 | 0 | 0 | 0 | 0 | 0 | 0 | 0 | 0 | 0 | 0 | 0 | 0 | 0 | 0 | 0 | 0 | 0 | 0 | 0 | 0
F3_Commercial_OR - Health_Existing_Miscellaneous_Natural Gas_Pool Heater_A_Achievable Economic RVT Potential | F3 | Commercial | OR - Health | Existing | Miscellaneous | Natural Gas | Pool Heater | A | Integrated Unit Winter Peak Savings (kW) | Achievable Economic RVT Potential | 0 | 0 | 0 | 0 | 0 | 0 | 0 | 0 | 0 | 0 | 0 | 0 | 0 | 0 | 0 | 0 | 0 | 0 | 0 | 0 | 0 | 0 | 0 | 0 | 0 | 0 | 0
F4_Commercial_OR - Health_Existing_Miscellaneous_Natural Gas_Pool Heater_A_Achievable Economic RVT Potential | F4 | Commercial | OR - Health | Existing | Miscellaneous | Natural Gas | Pool Heater | A | Incremental Energy Savings (MWh or mTherms) | Achievable Economic RVT Potential | 0 | 0 | 0 | 0 | 0 | 0 | 0 | 0 | 0 | 0 | 0 | 0 | 0 | 0 | 0 | 0 | 0 | 0 | 0 | 0 | 0 | 0 | 0 | 0 | 0 | 0 | 0
F5_Commercial_OR - Health_Existing_Miscellaneous_Natural Gas_Pool Heater_A_Achievable Economic RVT Potential | F5 | Commercial | OR - Health | Existing | Miscellaneous | Natural Gas | Pool Heater | A | Incremental Summer Peak Savings (MW) | Achievable Economic RVT Potential | 0 | 0 | 0 | 0 | 0 | 0 | 0 | 0 | 0 | 0 | 0 | 0 | 0 | 0 | 0 | 0 | 0 | 0 | 0 | 0 | 0 | 0 | 0 | 0 | 0 | 0 | 0
F6_Commercial_OR - Health_Existing_Miscellaneous_Natural Gas_Pool Heater_A_Achievable Economic RVT Potential | F6 | Commercial | OR - Health | Existing | Miscellaneous | Natural Gas | Pool Heater | A | Incremental Winter Peak Savings (MW) | Achievable Economic RVT Potential | 0 | 0 | 0 | 0 | 0 | 0 | 0 | 0 | 0 | 0 | 0 | 0 | 0 | 0 | 0 | 0 | 0 | 0 | 0 | 0 | 0 | 0 | 0 | 0 | 0 | 0 | 0
F7_Commercial_OR - Health_Existing_Miscellaneous_Natural Gas_Pool Heater_A_Achievable Economic RVT Potential | F7 | Commercial | OR - Health | Existing | Miscellaneous | Natural Gas | Pool Heater | A | Cumulative Energy Savings (MWh or mTherms) | Achievable Economic RVT Potential | 0 | 0 | 0 | 0 | 0 | 0 | 0 | 0 | 0 | 0 | 0 | 0 | 0 | 0 | 0 | 0 | 0 | 0 | 0 | 0 | 0 | 0 | 0 | 0 | 0 | 0 | 0
F8_Commercial_OR - Health_Existing_Miscellaneous_Natural Gas_Pool Heater_A_Achievable Economic RVT Potential | F8 | Commercial | OR - Health | Existing | Miscellaneous | Natural Gas | Pool Heater | A | Cumulative Summer Peak Savings (MW) | Achievable Economic RVT Potential | 0 | 0 | 0 | 0 | 0 | 0 | 0 | 0 | 0 | 0 | 0 | 0 | 0 | 0 | 0 | 0 | 0 | 0 | 0 | 0 | 0 | 0 | 0 | 0 | 0 | 0 | 0
F9_Commercial_OR - Health_Existing_Miscellaneous_Natural Gas_Pool Heater_A_Achievable Economic RVT Potential | F9 | Commercial | OR - Health | Existing | Miscellaneous | Natural Gas | Pool Heater | A | Cumulative Winter Peak Savings (MW) | Achievable Economic RVT Potential | 0 | 0 | 0 | 0 | 0 | 0 | 0 | 0 | 0 | 0 | 0 | 0 | 0 | 0 | 0 | 0 | 0 | 0 | 0 | 0 | 0 | 0 | 0 | 0 | 0 | 0 | 0
F10_Commercial_OR - Health_Existing_Miscellaneous_Natural Gas_Pool Heater_A_Achievable Economic RVT Potential | F10 | Commercial | OR - Health | Existing | Miscellaneous | Natural Gas | Pool Heater | A | Purchases (Incremental) | Achievable Economic RVT Potential | 0 | 0 | 0 | 0 | 0 | 0 | 0 | 0 | 0 | 0 | 0 | 0 | 0 | 0 | 0 | 0 | 0 | 0 | 0 | 0 | 0 | 0 | 0 | 0 | 0 | 0 | 0
F11_Commercial_OR - Health_Existing_Miscellaneous_Natural Gas_Pool Heater_A_Achievable Economic RVT Potential | F11 | Commercial | OR - Health | Existing | Miscellaneous | Natural Gas | Pool Heater | A | Purchases (Cumulative) | Achievable Economic RVT Potential | 0 | 0 | 0 | 0 | 0 | 0 | 0 | 0 | 0 | 0 | 0 | 0 | 0 | 0 | 0 | 0 | 0 | 0 | 0 | 0 | 0 | 0 | 0 | 0 | 0 | 0 | 0
F1_Commercial_OR - Health_New_Space Heating_Natural Gas_Furnace_A_Achievable Economic RVT Potential | F1 | Commercial | OR - Health | New | Space Heating | Natural Gas | Furnace | A | Integrated Unit Energy Savings (kWh or therms) | Achievable Economic RVT Potential | 0 | 0 | 0 | 0 | 0 | 0 | 0 | 0 | 0 | 0 | 0 | 0 | 0 | 0 | 0 | 0 | 0 | 0 | 0 | 0 | 0 | 0 | 0 | 0 | 0 | 0 | 0
F2_Commercial_OR - Health_New_Space Heating_Natural Gas_Furnace_A_Achievable Economic RVT Potential | F2 | Commercial | OR - Health | New | Space Heating | Natural Gas | Furnace | A | Integrated Unit Summer Peak Savings (kW) | Achievable Economic RVT Potential | 0 | 0 | 0 | 0 | 0 | 0 | 0 | 0 | 0 | 0 | 0 | 0 | 0 | 0 | 0 | 0 | 0 | 0 | 0 | 0 | 0 | 0 | 0 | 0 | 0 | 0 | 0
F3_Commercial_OR - Health_New_Space Heating_Natural Gas_Furnace_A_Achievable Economic RVT Potential | F3 | Commercial | OR - Health | New | Space Heating | Natural Gas | Furnace | A | Integrated Unit Winter Peak Savings (kW) | Achievable Economic RVT Potential | 0 | 0 | 0 | 0 | 0 | 0 | 0 | 0 | 0 | 0 | 0 | 0 | 0 | 0 | 0 | 0 | 0 | 0 | 0 | 0 | 0 | 0 | 0 | 0 | 0 | 0 | 0
F4_Commercial_OR - Health_New_Space Heating_Natural Gas_Furnace_A_Achievable Economic RVT Potential | F4 | Commercial | OR - Health | New | Space Heating | Natural Gas | Furnace | A | Incremental Energy Savings (MWh or mTherms) | Achievable Economic RVT Potential | 0 | 0 | 0 | 0 | 0 | 0 | 0 | 0 | 0 | 0 | 0 | 0 | 0 | 0 | 0 | 0 | 0 | 0 | 0 | 0 | 0 | 0 | 0 | 0 | 0 | 0 | 0
F5_Commercial_OR - Health_New_Space Heating_Natural Gas_Furnace_A_Achievable Economic RVT Potential | F5 | Commercial | OR - Health | New | Space Heating | Natural Gas | Furnace | A | Incremental Summer Peak Savings (MW) | Achievable Economic RVT Potential | 0 | 0 | 0 | 0 | 0 | 0 | 0 | 0 | 0 | 0 | 0 | 0 | 0 | 0 | 0 | 0 | 0 | 0 | 0 | 0 | 0 | 0 | 0 | 0 | 0 | 0 | 0
F6_Commercial_OR - Health_New_Space Heating_Natural Gas_Furnace_A_Achievable Economic RVT Potential | F6 | Commercial | OR - Health | New | Space Heating | Natural Gas | Furnace | A | Incremental Winter Peak Savings (MW) | Achievable Economic RVT Potential | 0 | 0 | 0 | 0 | 0 | 0 | 0 | 0 | 0 | 0 | 0 | 0 | 0 | 0 | 0 | 0 | 0 | 0 | 0 | 0 | 0 | 0 | 0 | 0 | 0 | 0 | 0
F7_Commercial_OR - Health_New_Space Heating_Natural Gas_Furnace_A_Achievable Economic RVT Potential | F7 | Commercial | OR - Health | New | Space Heating | Natural Gas | Furnace | A | Cumulative Energy Savings (MWh or mTherms) | Achievable Economic RVT Potential | 0 | 0 | 0 | 0 | 0 | 0 | 0 | 0 | 0 | 0 | 0 | 0 | 0 | 0 | 0 | 0 | 0 | 0 | 0 | 0 | 0 | 0 | 0 | 0 | 0 | 0 | 0
F8_Commercial_OR - Health_New_Space Heating_Natural Gas_Furnace_A_Achievable Economic RVT Potential | F8 | Commercial | OR - Health | New | Space Heating | Natural Gas | Furnace | A | Cumulative Summer Peak Savings (MW) | Achievable Economic RVT Potential | 0 | 0 | 0 | 0 | 0 | 0 | 0 | 0 | 0 | 0 | 0 | 0 | 0 | 0 | 0 | 0 | 0 | 0 | 0 | 0 | 0 | 0 | 0 | 0 | 0 | 0 | 0
F9_Commercial_OR - Health_New_Space Heating_Natural Gas_Furnace_A_Achievable Economic RVT Potential | F9 | Commercial | OR - Health | New | Space Heating | Natural Gas | Furnace | A | Cumulative Winter Peak Savings (MW) | Achievable Economic RVT Potential | 0 | 0 | 0 | 0 | 0 | 0 | 0 | 0 | 0 | 0 | 0 | 0 | 0 | 0 | 0 | 0 | 0 | 0 | 0 | 0 | 0 | 0 | 0 | 0 | 0 | 0 | 0
F10_Commercial_OR - Health_New_Space Heating_Natural Gas_Furnace_A_Achievable Economic RVT Potential | F10 | Commercial | OR - Health | New | Space Heating | Natural Gas | Furnace | A | Purchases (Incremental) | Achievable Economic RVT Potential | 0 | 0 | 0 | 0 | 0 | 0 | 0 | 0 | 0 | 0 | 0 | 0 | 0 | 0 | 0 | 0 | 0 | 0 | 0 | 0 | 0 | 0 | 0 | 0 | 0 | 0 | 0
F11_Commercial_OR - Health_New_Space Heating_Natural Gas_Furnace_A_Achievable Economic RVT Potential | F11 | Commercial | OR - Health | New | Space Heating | Natural Gas | Furnace | A | Purchases (Cumulative) | Achievable Economic RVT Potential | 0 | 0 | 0 | 0 | 0 | 0 | 0 | 0 | 0 | 0 | 0 | 0 | 0 | 0 | 0 | 0 | 0 | 0 | 0 | 0 | 0 | 0 | 0 | 0 | 0 | 0 | 0
F1_Commercial_OR - Health_New_Space Heating_Natural Gas_Boiler_A_Achievable Economic RVT Potential | F1 | Commercial | OR - Health | New | Space Heating | Natural Gas | Boiler | A | Integrated Unit Energy Savings (kWh or therms) | Achievable Economic RVT Potential | 0 | 0 | 0 | 0 | 0 | 0 | 0 | 0 | 0 | 0 | 0 | 0 | 0 | 0 | 0 | 0 | 0 | 0 | 0 | 0 | 0 | 0 | 0 | 0 | 0 | 0 | 0
F2_Commercial_OR - Health_New_Space Heating_Natural Gas_Boiler_A_Achievable Economic RVT Potential | F2 | Commercial | OR - Health | New | Space Heating | Natural Gas | Boiler | A | Integrated Unit Summer Peak Savings (kW) | Achievable Economic RVT Potential | 0 | 0 | 0 | 0 | 0 | 0 | 0 | 0 | 0 | 0 | 0 | 0 | 0 | 0 | 0 | 0 | 0 | 0 | 0 | 0 | 0 | 0 | 0 | 0 | 0 | 0 | 0
F3_Commercial_OR - Health_New_Space Heating_Natural Gas_Boiler_A_Achievable Economic RVT Potential | F3 | Commercial | OR - Health | New | Space Heating | Natural Gas | Boiler | A | Integrated Unit Winter Peak Savings (kW) | Achievable Economic RVT Potential | 0 | 0 | 0 | 0 | 0 | 0 | 0 | 0 | 0 | 0 | 0 | 0 | 0 | 0 | 0 | 0 | 0 | 0 | 0 | 0 | 0 | 0 | 0 | 0 | 0 | 0 | 0
F4_Commercial_OR - Health_New_Space Heating_Natural Gas_Boiler_A_Achievable Economic RVT Potential | F4 | Commercial | OR - Health | New | Space Heating | Natural Gas | Boiler | A | Incremental Energy Savings (MWh or mTherms) | Achievable Economic RVT Potential | 0 | 0 | 0 | 0 | 0 | 0 | 0 | 0 | 0 | 0 | 0 | 0 | 0 | 0 | 0 | 0 | 0 | 0 | 0 | 0 | 0 | 0 | 0 | 0 | 0 | 0 | 0
F5_Commercial_OR - Health_New_Space Heating_Natural Gas_Boiler_A_Achievable Economic RVT Potential | F5 | Commercial | OR - Health | New | Space Heating | Natural Gas | Boiler | A | Incremental Summer Peak Savings (MW) | Achievable Economic RVT Potential | 0 | 0 | 0 | 0 | 0 | 0 | 0 | 0 | 0 | 0 | 0 | 0 | 0 | 0 | 0 | 0 | 0 | 0 | 0 | 0 | 0 | 0 | 0 | 0 | 0 | 0 | 0
F6_Commercial_OR - Health_New_Space Heating_Natural Gas_Boiler_A_Achievable Economic RVT Potential | F6 | Commercial | OR - Health | New | Space Heating | Natural Gas | Boiler | A | Incremental Winter Peak Savings (MW) | Achievable Economic RVT Potential | 0 | 0 | 0 | 0 | 0 | 0 | 0 | 0 | 0 | 0 | 0 | 0 | 0 | 0 | 0 | 0 | 0 | 0 | 0 | 0 | 0 | 0 | 0 | 0 | 0 | 0 | 0
F7_Commercial_OR - Health_New_Space Heating_Natural Gas_Boiler_A_Achievable Economic RVT Potential | F7 | Commercial | OR - Health | New | Space Heating | Natural Gas | Boiler | A | Cumulative Energy Savings (MWh or mTherms) | Achievable Economic RVT Potential | 0 | 0 | 0 | 0 | 0 | 0 | 0 | 0 | 0 | 0 | 0 | 0 | 0 | 0 | 0 | 0 | 0 | 0 | 0 | 0 | 0 | 0 | 0 | 0 | 0 | 0 | 0
F8_Commercial_OR - Health_New_Space Heating_Natural Gas_Boiler_A_Achievable Economic RVT Potential | F8 | Commercial | OR - Health | New | Space Heating | Natural Gas | Boiler | A | Cumulative Summer Peak Savings (MW) | Achievable Economic RVT Potential | 0 | 0 | 0 | 0 | 0 | 0 | 0 | 0 | 0 | 0 | 0 | 0 | 0 | 0 | 0 | 0 | 0 | 0 | 0 | 0 | 0 | 0 | 0 | 0 | 0 | 0 | 0
F9_Commercial_OR - Health_New_Space Heating_Natural Gas_Boiler_A_Achievable Economic RVT Potential | F9 | Commercial | OR - Health | New | Space Heating | Natural Gas | Boiler | A | Cumulative Winter Peak Savings (MW) | Achievable Economic RVT Potential | 0 | 0 | 0 | 0 | 0 | 0 | 0 | 0 | 0 | 0 | 0 | 0 | 0 | 0 | 0 | 0 | 0 | 0 | 0 | 0 | 0 | 0 | 0 | 0 | 0 | 0 | 0
F10_Commercial_OR - Health_New_Space Heating_Natural Gas_Boiler_A_Achievable Economic RVT Potential | F10 | Commercial | OR - Health | New | Space Heating | Natural Gas | Boiler | A | Purchases (Incremental) | Achievable Economic RVT Potential | 0 | 0 | 0 | 0 | 0 | 0 | 0 | 0 | 0 | 0 | 0 | 0 | 0 | 0 | 0 | 0 | 0 | 0 | 0 | 0 | 0 | 0 | 0 | 0 | 0 | 0 | 0
F11_Commercial_OR - Health_New_Space Heating_Natural Gas_Boiler_A_Achievable Economic RVT Potential | F11 | Commercial | OR - Health | New | Space Heating | Natural Gas | Boiler | A | Purchases (Cumulative) | Achievable Economic RVT Potential | 0 | 0 | 0 | 0 | 0 | 0 | 0 | 0 | 0 | 0 | 0 | 0 | 0 | 0 | 0 | 0 | 0 | 0 | 0 | 0 | 0 | 0 | 0 | 0 | 0 | 0 | 0
F1_Commercial_OR - Health_New_Space Heating_Natural Gas_Unit Heater_A_Achievable Economic RVT Potential | F1 | Commercial | OR - Health | New | Space Heating | Natural Gas | Unit Heater | A | Integrated Unit Energy Savings (kWh or therms) | Achievable Economic RVT Potential | 0 | 0 | 0 | 0 | 0 | 0 | 0 | 0 | 0 | 0 | 0 | 0 | 0 | 0 | 0 | 0 | 0 | 0 | 0 | 0 | 0 | 0 | 0 | 0 | 0 | 0 | 0
F2_Commercial_OR - Health_New_Space Heating_Natural Gas_Unit Heater_A_Achievable Economic RVT Potential | F2 | Commercial | OR - Health | New | Space Heating | Natural Gas | Unit Heater | A | Integrated Unit Summer Peak Savings (kW) | Achievable Economic RVT Potential | 0 | 0 | 0 | 0 | 0 | 0 | 0 | 0 | 0 | 0 | 0 | 0 | 0 | 0 | 0 | 0 | 0 | 0 | 0 | 0 | 0 | 0 | 0 | 0 | 0 | 0 | 0
F3_Commercial_OR - Health_New_Space Heating_Natural Gas_Unit Heater_A_Achievable Economic RVT Potential | F3 | Commercial | OR - Health | New | Space Heating | Natural Gas | Unit Heater | A | Integrated Unit Winter Peak Savings (kW) | Achievable Economic RVT Potential | 0 | 0 | 0 | 0 | 0 | 0 | 0 | 0 | 0 | 0 | 0 | 0 | 0 | 0 | 0 | 0 | 0 | 0 | 0 | 0 | 0 | 0 | 0 | 0 | 0 | 0 | 0
F4_Commercial_OR - Health_New_Space Heating_Natural Gas_Unit Heater_A_Achievable Economic RVT Potential | F4 | Commercial | OR - Health | New | Space Heating | Natural Gas | Unit Heater | A | Incremental Energy Savings (MWh or mTherms) | Achievable Economic RVT Potential | 0 | 0 | 0 | 0 | 0 | 0 | 0 | 0 | 0 | 0 | 0 | 0 | 0 | 0 | 0 | 0 | 0 | 0 | 0 | 0 | 0 | 0 | 0 | 0 | 0 | 0 | 0
F5_Commercial_OR - Health_New_Space Heating_Natural Gas_Unit Heater_A_Achievable Economic RVT Potential | F5 | Commercial | OR - Health | New | Space Heating | Natural Gas | Unit Heater | A | Incremental Summer Peak Savings (MW) | Achievable Economic RVT Potential | 0 | 0 | 0 | 0 | 0 | 0 | 0 | 0 | 0 | 0 | 0 | 0 | 0 | 0 | 0 | 0 | 0 | 0 | 0 | 0 | 0 | 0 | 0 | 0 | 0 | 0 | 0
F6_Commercial_OR - Health_New_Space Heating_Natural Gas_Unit Heater_A_Achievable Economic RVT Potential | F6 | Commercial | OR - Health | New | Space Heating | Natural Gas | Unit Heater | A | Incremental Winter Peak Savings (MW) | Achievable Economic RVT Potential | 0 | 0 | 0 | 0 | 0 | 0 | 0 | 0 | 0 | 0 | 0 | 0 | 0 | 0 | 0 | 0 | 0 | 0 | 0 | 0 | 0 | 0 | 0 | 0 | 0 | 0 | 0
F7_Commercial_OR - Health_New_Space Heating_Natural Gas_Unit Heater_A_Achievable Economic RVT Potential | F7 | Commercial | OR - Health | New | Space Heating | Natural Gas | Unit Heater | A | Cumulative Energy Savings (MWh or mTherms) | Achievable Economic RVT Potential | 0 | 0 | 0 | 0 | 0 | 0 | 0 | 0 | 0 | 0 | 0 | 0 | 0 | 0 | 0 | 0 | 0 | 0 | 0 | 0 | 0 | 0 | 0 | 0 | 0 | 0 | 0
F8_Commercial_OR - Health_New_Space Heating_Natural Gas_Unit Heater_A_Achievable Economic RVT Potential | F8 | Commercial | OR - Health | New | Space Heating | Natural Gas | Unit Heater | A | Cumulative Summer Peak Savings (MW) | Achievable Economic RVT Potential | 0 | 0 | 0 | 0 | 0 | 0 | 0 | 0 | 0 | 0 | 0 | 0 | 0 | 0 | 0 | 0 | 0 | 0 | 0 | 0 | 0 | 0 | 0 | 0 | 0 | 0 | 0
F9_Commercial_OR - Health_New_Space Heating_Natural Gas_Unit Heater_A_Achievable Economic RVT Potential | F9 | Commercial | OR - Health | New | Space Heating | Natural Gas | Unit Heater | A | Cumulative Winter Peak Savings (MW) | Achievable Economic RVT Potential | 0 | 0 | 0 | 0 | 0 | 0 | 0 | 0 | 0 | 0 | 0 | 0 | 0 | 0 | 0 | 0 | 0 | 0 | 0 | 0 | 0 | 0 | 0 | 0 | 0 | 0 | 0
F10_Commercial_OR - Health_New_Space Heating_Natural Gas_Unit Heater_A_Achievable Economic RVT Potential | F10 | Commercial | OR - Health | New | Space Heating | Natural Gas | Unit Heater | A | Purchases (Incremental) | Achievable Economic RVT Potential | 0 | 0 | 0 | 0 | 0 | 0 | 0 | 0 | 0 | 0 | 0 | 0 | 0 | 0 | 0 | 0 | 0 | 0 | 0 | 0 | 0 | 0 | 0 | 0 | 0 | 0 | 0
F11_Commercial_OR - Health_New_Space Heating_Natural Gas_Unit Heater_A_Achievable Economic RVT Potential | F11 | Commercial | OR - Health | New | Space Heating | Natural Gas | Unit Heater | A | Purchases (Cumulative) | Achievable Economic RVT Potential | 0 | 0 | 0 | 0 | 0 | 0 | 0 | 0 | 0 | 0 | 0 | 0 | 0 | 0 | 0 | 0 | 0 | 0 | 0 | 0 | 0 | 0 | 0 | 0 | 0 | 0 | 0
F1_Commercial_OR - Health_New_Water Heating_Natural Gas_Water Heater_A_Achievable Economic RVT Potential | F1 | Commercial | OR - Health | New | Water Heating | Natural Gas | Water Heater | A | Integrated Unit Energy Savings (kWh or therms) | Achievable Economic RVT Potential | 0 | 0 | 0 | 0 | 0 | 0 | 0 | 0 | 0 | 0 | 0 | 0 | 0 | 0 | 0 | 0 | 0 | 0 | 0 | 0 | 0 | 0 | 0 | 0 | 0 | 0 | 0
F2_Commercial_OR - Health_New_Water Heating_Natural Gas_Water Heater_A_Achievable Economic RVT Potential | F2 | Commercial | OR - Health | New | Water Heating | Natural Gas | Water Heater | A | Integrated Unit Summer Peak Savings (kW) | Achievable Economic RVT Potential | 0 | 0 | 0 | 0 | 0 | 0 | 0 | 0 | 0 | 0 | 0 | 0 | 0 | 0 | 0 | 0 | 0 | 0 | 0 | 0 | 0 | 0 | 0 | 0 | 0 | 0 | 0
F3_Commercial_OR - Health_New_Water Heating_Natural Gas_Water Heater_A_Achievable Economic RVT Potential | F3 | Commercial | OR - Health | New | Water Heating | Natural Gas | Water Heater | A | Integrated Unit Winter Peak Savings (kW) | Achievable Economic RVT Potential | 0 | 0 | 0 | 0 | 0 | 0 | 0 | 0 | 0 | 0 | 0 | 0 | 0 | 0 | 0 | 0 | 0 | 0 | 0 | 0 | 0 | 0 | 0 | 0 | 0 | 0 | 0
F4_Commercial_OR - Health_New_Water Heating_Natural Gas_Water Heater_A_Achievable Economic RVT Potential | F4 | Commercial | OR - Health | New | Water Heating | Natural Gas | Water Heater | A | Incremental Energy Savings (MWh or mTherms) | Achievable Economic RVT Potential | 0 | 0 | 0 | 0 | 0 | 0 | 0 | 0 | 0 | 0 | 0 | 0 | 0 | 0 | 0 | 0 | 0 | 0 | 0 | 0 | 0 | 0 | 0 | 0 | 0 | 0 | 0
F5_Commercial_OR - Health_New_Water Heating_Natural Gas_Water Heater_A_Achievable Economic RVT Potential | F5 | Commercial | OR - Health | New | Water Heating | Natural Gas | Water Heater | A | Incremental Summer Peak Savings (MW) | Achievable Economic RVT Potential | 0 | 0 | 0 | 0 | 0 | 0 | 0 | 0 | 0 | 0 | 0 | 0 | 0 | 0 | 0 | 0 | 0 | 0 | 0 | 0 | 0 | 0 | 0 | 0 | 0 | 0 | 0
F6_Commercial_OR - Health_New_Water Heating_Natural Gas_Water Heater_A_Achievable Economic RVT Potential | F6 | Commercial | OR - Health | New | Water Heating | Natural Gas | Water Heater | A | Incremental Winter Peak Savings (MW) | Achievable Economic RVT Potential | 0 | 0 | 0 | 0 | 0 | 0 | 0 | 0 | 0 | 0 | 0 | 0 | 0 | 0 | 0 | 0 | 0 | 0 | 0 | 0 | 0 | 0 | 0 | 0 | 0 | 0 | 0
F7_Commercial_OR - Health_New_Water Heating_Natural Gas_Water Heater_A_Achievable Economic RVT Potential | F7 | Commercial | OR - Health | New | Water Heating | Natural Gas | Water Heater | A | Cumulative Energy Savings (MWh or mTherms) | Achievable Economic RVT Potential | 0 | 0 | 0 | 0 | 0 | 0 | 0 | 0 | 0 | 0 | 0 | 0 | 0 | 0 | 0 | 0 | 0 | 0 | 0 | 0 | 0 | 0 | 0 | 0 | 0 | 0 | 0
F8_Commercial_OR - Health_New_Water Heating_Natural Gas_Water Heater_A_Achievable Economic RVT Potential | F8 | Commercial | OR - Health | New | Water Heating | Natural Gas | Water Heater | A | Cumulative Summer Peak Savings (MW) | Achievable Economic RVT Potential | 0 | 0 | 0 | 0 | 0 | 0 | 0 | 0 | 0 | 0 | 0 | 0 | 0 | 0 | 0 | 0 | 0 | 0 | 0 | 0 | 0 | 0 | 0 | 0 | 0 | 0 | 0
F9_Commercial_OR - Health_New_Water Heating_Natural Gas_Water Heater_A_Achievable Economic RVT Potential | F9 | Commercial | OR - Health | New | Water Heating | Natural Gas | Water Heater | A | Cumulative Winter Peak Savings (MW) | Achievable Economic RVT Potential | 0 | 0 | 0 | 0 | 0 | 0 | 0 | 0 | 0 | 0 | 0 | 0 | 0 | 0 | 0 | 0 | 0 | 0 | 0 | 0 | 0 | 0 | 0 | 0 | 0 | 0 | 0
F10_Commercial_OR - Health_New_Water Heating_Natural Gas_Water Heater_A_Achievable Economic RVT Potential | F10 | Commercial | OR - Health | New | Water Heating | Natural Gas | Water Heater | A | Purchases (Incremental) | Achievable Economic RVT Potential | 0 | 0 | 0 | 0 | 0 | 0 | 0 | 0 | 0 | 0 | 0 | 0 | 0 | 0 | 0 | 0 | 0 | 0 | 0 | 0 | 0 | 0 | 0 | 0 | 0 | 0 | 0
F11_Commercial_OR - Health_New_Water Heating_Natural Gas_Water Heater_A_Achievable Economic RVT Potential | F11 | Commercial | OR - Health | New | Water Heating | Natural Gas | Water Heater | A | Purchases (Cumulative) | Achievable Economic RVT Potential | 0 | 0 | 0 | 0 | 0 | 0 | 0 | 0 | 0 | 0 | 0 | 0 | 0 | 0 | 0 | 0 | 0 | 0 | 0 | 0 | 0 | 0 | 0 | 0 | 0 | 0 | 0
F1_Commercial_OR - Health_New_Food Preparation_Natural Gas_Oven_A_Achievable Economic RVT Potential | F1 | Commercial | OR - Health | New | Food Preparation | Natural Gas | Oven | A | Integrated Unit Energy Savings (kWh or therms) | Achievable Economic RVT Potential | 0 | 0 | 0 | 0 | 0 | 0 | 0 | 0 | 0 | 0 | 0 | 0 | 0 | 0 | 0 | 0 | 0 | 0 | 0 | 0 | 0 | 0 | 0 | 0 | 0 | 0 | 0
F2_Commercial_OR - Health_New_Food Preparation_Natural Gas_Oven_A_Achievable Economic RVT Potential | F2 | Commercial | OR - Health | New | Food Preparation | Natural Gas | Oven | A | Integrated Unit Summer Peak Savings (kW) | Achievable Economic RVT Potential | 0 | 0 | 0 | 0 | 0 | 0 | 0 | 0 | 0 | 0 | 0 | 0 | 0 | 0 | 0 | 0 | 0 | 0 | 0 | 0 | 0 | 0 | 0 | 0 | 0 | 0 | 0
F3_Commercial_OR - Health_New_Food Preparation_Natural Gas_Oven_A_Achievable Economic RVT Potential | F3 | Commercial | OR - Health | New | Food Preparation | Natural Gas | Oven | A | Integrated Unit Winter Peak Savings (kW) | Achievable Economic RVT Potential | 0 | 0 | 0 | 0 | 0 | 0 | 0 | 0 | 0 | 0 | 0 | 0 | 0 | 0 | 0 | 0 | 0 | 0 | 0 | 0 | 0 | 0 | 0 | 0 | 0 | 0 | 0
F4_Commercial_OR - Health_New_Food Preparation_Natural Gas_Oven_A_Achievable Economic RVT Potential | F4 | Commercial | OR - Health | New | Food Preparation | Natural Gas | Oven | A | Incremental Energy Savings (MWh or mTherms) | Achievable Economic RVT Potential | 0 | 0 | 0 | 0 | 0 | 0 | 0 | 0 | 0 | 0 | 0 | 0 | 0 | 0 | 0 | 0 | 0 | 0 | 0 | 0 | 0 | 0 | 0 | 0 | 0 | 0 | 0
F5_Commercial_OR - Health_New_Food Preparation_Natural Gas_Oven_A_Achievable Economic RVT Potential | F5 | Commercial | OR - Health | New | Food Preparation | Natural Gas | Oven | A | Incremental Summer Peak Savings (MW) | Achievable Economic RVT Potential | 0 | 0 | 0 | 0 | 0 | 0 | 0 | 0 | 0 | 0 | 0 | 0 | 0 | 0 | 0 | 0 | 0 | 0 | 0 | 0 | 0 | 0 | 0 | 0 | 0 | 0 | 0
F6_Commercial_OR - Health_New_Food Preparation_Natural Gas_Oven_A_Achievable Economic RVT Potential | F6 | Commercial | OR - Health | New | Food Preparation | Natural Gas | Oven | A | Incremental Winter Peak Savings (MW) | Achievable Economic RVT Potential | 0 | 0 | 0 | 0 | 0 | 0 | 0 | 0 | 0 | 0 | 0 | 0 | 0 | 0 | 0 | 0 | 0 | 0 | 0 | 0 | 0 | 0 | 0 | 0 | 0 | 0 | 0
F7_Commercial_OR - Health_New_Food Preparation_Natural Gas_Oven_A_Achievable Economic RVT Potential | F7 | Commercial | OR - Health | New | Food Preparation | Natural Gas | Oven | A | Cumulative Energy Savings (MWh or mTherms) | Achievable Economic RVT Potential | 0 | 0 | 0 | 0 | 0 | 0 | 0 | 0 | 0 | 0 | 0 | 0 | 0 | 0 | 0 | 0 | 0 | 0 | 0 | 0 | 0 | 0 | 0 | 0 | 0 | 0 | 0
F8_Commercial_OR - Health_New_Food Preparation_Natural Gas_Oven_A_Achievable Economic RVT Potential | F8 | Commercial | OR - Health | New | Food Preparation | Natural Gas | Oven | A | Cumulative Summer Peak Savings (MW) | Achievable Economic RVT Potential | 0 | 0 | 0 | 0 | 0 | 0 | 0 | 0 | 0 | 0 | 0 | 0 | 0 | 0 | 0 | 0 | 0 | 0 | 0 | 0 | 0 | 0 | 0 | 0 | 0 | 0 | 0
F9_Commercial_OR - Health_New_Food Preparation_Natural Gas_Oven_A_Achievable Economic RVT Potential | F9 | Commercial | OR - Health | New | Food Preparation | Natural Gas | Oven | A | Cumulative Winter Peak Savings (MW) | Achievable Economic RVT Potential | 0 | 0 | 0 | 0 | 0 | 0 | 0 | 0 | 0 | 0 | 0 | 0 | 0 | 0 | 0 | 0 | 0 | 0 | 0 | 0 | 0 | 0 | 0 | 0 | 0 | 0 | 0
F10_Commercial_OR - Health_New_Food Preparation_Natural Gas_Oven_A_Achievable Economic RVT Potential | F10 | Commercial | OR - Health | New | Food Preparation | Natural Gas | Oven | A | Purchases (Incremental) | Achievable Economic RVT Potential | 0 | 0 | 0 | 0 | 0 | 0 | 0 | 0 | 0 | 0 | 0 | 0 | 0 | 0 | 0 | 0 | 0 | 0 | 0 | 0 | 0 | 0 | 0 | 0 | 0 | 0 | 0
F11_Commercial_OR - Health_New_Food Preparation_Natural Gas_Oven_A_Achievable Economic RVT Potential | F11 | Commercial | OR - Health | New | Food Preparation | Natural Gas | Oven | A | Purchases (Cumulative) | Achievable Economic RVT Potential | 0 | 0 | 0 | 0 | 0 | 0 | 0 | 0 | 0 | 0 | 0 | 0 | 0 | 0 | 0 | 0 | 0 | 0 | 0 | 0 | 0 | 0 | 0 | 0 | 0 | 0 | 0
F1_Commercial_OR - Health_New_Food Preparation_Natural Gas_Conveyor Oven_A_Achievable Economic RVT Potential | F1 | Commercial | OR - Health | New | Food Preparation | Natural Gas | Conveyor Oven | A | Integrated Unit Energy Savings (kWh or therms) | Achievable Economic RVT Potential | 0 | 0 | 0 | 0 | 0 | 0 | 0 | 0 | 0 | 0 | 0 | 0 | 0 | 0 | 0 | 0 | 0 | 0 | 0 | 0 | 0 | 0 | 0 | 0 | 0 | 0 | 0
F2_Commercial_OR - Health_New_Food Preparation_Natural Gas_Conveyor Oven_A_Achievable Economic RVT Potential | F2 | Commercial | OR - Health | New | Food Preparation | Natural Gas | Conveyor Oven | A | Integrated Unit Summer Peak Savings (kW) | Achievable Economic RVT Potential | 0 | 0 | 0 | 0 | 0 | 0 | 0 | 0 | 0 | 0 | 0 | 0 | 0 | 0 | 0 | 0 | 0 | 0 | 0 | 0 | 0 | 0 | 0 | 0 | 0 | 0 | 0
F3_Commercial_OR - Health_New_Food Preparation_Natural Gas_Conveyor Oven_A_Achievable Economic RVT Potential | F3 | Commercial | OR - Health | New | Food Preparation | Natural Gas | Conveyor Oven | A | Integrated Unit Winter Peak Savings (kW) | Achievable Economic RVT Potential | 0 | 0 | 0 | 0 | 0 | 0 | 0 | 0 | 0 | 0 | 0 | 0 | 0 | 0 | 0 | 0 | 0 | 0 | 0 | 0 | 0 | 0 | 0 | 0 | 0 | 0 | 0
F4_Commercial_OR - Health_New_Food Preparation_Natural Gas_Conveyor Oven_A_Achievable Economic RVT Potential | F4 | Commercial | OR - Health | New | Food Preparation | Natural Gas | Conveyor Oven | A | Incremental Energy Savings (MWh or mTherms) | Achievable Economic RVT Potential | 0 | 0 | 0 | 0 | 0 | 0 | 0 | 0 | 0 | 0 | 0 | 0 | 0 | 0 | 0 | 0 | 0 | 0 | 0 | 0 | 0 | 0 | 0 | 0 | 0 | 0 | 0
F5_Commercial_OR - Health_New_Food Preparation_Natural Gas_Conveyor Oven_A_Achievable Economic RVT Potential | F5 | Commercial | OR - Health | New | Food Preparation | Natural Gas | Conveyor Oven | A | Incremental Summer Peak Savings (MW) | Achievable Economic RVT Potential | 0 | 0 | 0 | 0 | 0 | 0 | 0 | 0 | 0 | 0 | 0 | 0 | 0 | 0 | 0 | 0 | 0 | 0 | 0 | 0 | 0 | 0 | 0 | 0 | 0 | 0 | 0
F6_Commercial_OR - Health_New_Food Preparation_Natural Gas_Conveyor Oven_A_Achievable Economic RVT Potential | F6 | Commercial | OR - Health | New | Food Preparation | Natural Gas | Conveyor Oven | A | Incremental Winter Peak Savings (MW) | Achievable Economic RVT Potential | 0 | 0 | 0 | 0 | 0 | 0 | 0 | 0 | 0 | 0 | 0 | 0 | 0 | 0 | 0 | 0 | 0 | 0 | 0 | 0 | 0 | 0 | 0 | 0 | 0 | 0 | 0
F7_Commercial_OR - Health_New_Food Preparation_Natural Gas_Conveyor Oven_A_Achievable Economic RVT Potential | F7 | Commercial | OR - Health | New | Food Preparation | Natural Gas | Conveyor Oven | A | Cumulative Energy Savings (MWh or mTherms) | Achievable Economic RVT Potential | 0 | 0 | 0 | 0 | 0 | 0 | 0 | 0 | 0 | 0 | 0 | 0 | 0 | 0 | 0 | 0 | 0 | 0 | 0 | 0 | 0 | 0 | 0 | 0 | 0 | 0 | 0
F8_Commercial_OR - Health_New_Food Preparation_Natural Gas_Conveyor Oven_A_Achievable Economic RVT Potential | F8 | Commercial | OR - Health | New | Food Preparation | Natural Gas | Conveyor Oven | A | Cumulative Summer Peak Savings (MW) | Achievable Economic RVT Potential | 0 | 0 | 0 | 0 | 0 | 0 | 0 | 0 | 0 | 0 | 0 | 0 | 0 | 0 | 0 | 0 | 0 | 0 | 0 | 0 | 0 | 0 | 0 | 0 | 0 | 0 | 0
F9_Commercial_OR - Health_New_Food Preparation_Natural Gas_Conveyor Oven_A_Achievable Economic RVT Potential | F9 | Commercial | OR - Health | New | Food Preparation | Natural Gas | Conveyor Oven | A | Cumulative Winter Peak Savings (MW) | Achievable Economic RVT Potential | 0 | 0 | 0 | 0 | 0 | 0 | 0 | 0 | 0 | 0 | 0 | 0 | 0 | 0 | 0 | 0 | 0 | 0 | 0 | 0 | 0 | 0 | 0 | 0 | 0 | 0 | 0
F10_Commercial_OR - Health_New_Food Preparation_Natural Gas_Conveyor Oven_A_Achievable Economic RVT Potential | F10 | Commercial | OR - Health | New | Food Preparation | Natural Gas | Conveyor Oven | A | Purchases (Incremental) | Achievable Economic RVT Potential | 0 | 0 | 0 | 0 | 0 | 0 | 0 | 0 | 0 | 0 | 0 | 0 | 0 | 0 | 0 | 0 | 0 | 0 | 0 | 0 | 0 | 0 | 0 | 0 | 0 | 0 | 0
F11_Commercial_OR - Health_New_Food Preparation_Natural Gas_Conveyor Oven_A_Achievable Economic RVT Potential | F11 | Commercial | OR - Health | New | Food Preparation | Natural Gas | Conveyor Oven | A | Purchases (Cumulative) | Achievable Economic RVT Potential | 0 | 0 | 0 | 0 | 0 | 0 | 0 | 0 | 0 | 0 | 0 | 0 | 0 | 0 | 0 | 0 | 0 | 0 | 0 | 0 | 0 | 0 | 0 | 0 | 0 | 0 | 0
F1_Commercial_OR - Health_New_Food Preparation_Natural Gas_Double Rack Oven_A_Achievable Economic RVT Potential | F1 | Commercial | OR - Health | New | Food Preparation | Natural Gas | Double Rack Oven | A | Integrated Unit Energy Savings (kWh or therms) | Achievable Economic RVT Potential | 0 | 0 | 0 | 0 | 0 | 0 | 0 | 0 | 0 | 0 | 0 | 0 | 0 | 0 | 0 | 0 | 0 | 0 | 0 | 0 | 0 | 0 | 0 | 0 | 0 | 0 | 0
F2_Commercial_OR - Health_New_Food Preparation_Natural Gas_Double Rack Oven_A_Achievable Economic RVT Potential | F2 | Commercial | OR - Health | New | Food Preparation | Natural Gas | Double Rack Oven | A | Integrated Unit Summer Peak Savings (kW) | Achievable Economic RVT Potential | 0 | 0 | 0 | 0 | 0 | 0 | 0 | 0 | 0 | 0 | 0 | 0 | 0 | 0 | 0 | 0 | 0 | 0 | 0 | 0 | 0 | 0 | 0 | 0 | 0 | 0 | 0
F3_Commercial_OR - Health_New_Food Preparation_Natural Gas_Double Rack Oven_A_Achievable Economic RVT Potential | F3 | Commercial | OR - Health | New | Food Preparation | Natural Gas | Double Rack Oven | A | Integrated Unit Winter Peak Savings (kW) | Achievable Economic RVT Potential | 0 | 0 | 0 | 0 | 0 | 0 | 0 | 0 | 0 | 0 | 0 | 0 | 0 | 0 | 0 | 0 | 0 | 0 | 0 | 0 | 0 | 0 | 0 | 0 | 0 | 0 | 0
F4_Commercial_OR - Health_New_Food Preparation_Natural Gas_Double Rack Oven_A_Achievable Economic RVT Potential | F4 | Commercial | OR - Health | New | Food Preparation | Natural Gas | Double Rack Oven | A | Incremental Energy Savings (MWh or mTherms) | Achievable Economic RVT Potential | 0 | 0 | 0 | 0 | 0 | 0 | 0 | 0 | 0 | 0 | 0 | 0 | 0 | 0 | 0 | 0 | 0 | 0 | 0 | 0 | 0 | 0 | 0 | 0 | 0 | 0 | 0
F5_Commercial_OR - Health_New_Food Preparation_Natural Gas_Double Rack Oven_A_Achievable Economic RVT Potential | F5 | Commercial | OR - Health | New | Food Preparation | Natural Gas | Double Rack Oven | A | Incremental Summer Peak Savings (MW) | Achievable Economic RVT Potential | 0 | 0 | 0 | 0 | 0 | 0 | 0 | 0 | 0 | 0 | 0 | 0 | 0 | 0 | 0 | 0 | 0 | 0 | 0 | 0 | 0 | 0 | 0 | 0 | 0 | 0 | 0
F6_Commercial_OR - Health_New_Food Preparation_Natural Gas_Double Rack Oven_A_Achievable Economic RVT Potential | F6 | Commercial | OR - Health | New | Food Preparation | Natural Gas | Double Rack Oven | A | Incremental Winter Peak Savings (MW) | Achievable Economic RVT Potential | 0 | 0 | 0 | 0 | 0 | 0 | 0 | 0 | 0 | 0 | 0 | 0 | 0 | 0 | 0 | 0 | 0 | 0 | 0 | 0 | 0 | 0 | 0 | 0 | 0 | 0 | 0
F7_Commercial_OR - Health_New_Food Preparation_Natural Gas_Double Rack Oven_A_Achievable Economic RVT Potential | F7 | Commercial | OR - Health | New | Food Preparation | Natural Gas | Double Rack Oven | A | Cumulative Energy Savings (MWh or mTherms) | Achievable Economic RVT Potential | 0 | 0 | 0 | 0 | 0 | 0 | 0 | 0 | 0 | 0 | 0 | 0 | 0 | 0 | 0 | 0 | 0 | 0 | 0 | 0 | 0 | 0 | 0 | 0 | 0 | 0 | 0
F8_Commercial_OR - Health_New_Food Preparation_Natural Gas_Double Rack Oven_A_Achievable Economic RVT Potential | F8 | Commercial | OR - Health | New | Food Preparation | Natural Gas | Double Rack Oven | A | Cumulative Summer Peak Savings (MW) | Achievable Economic RVT Potential | 0 | 0 | 0 | 0 | 0 | 0 | 0 | 0 | 0 | 0 | 0 | 0 | 0 | 0 | 0 | 0 | 0 | 0 | 0 | 0 | 0 | 0 | 0 | 0 | 0 | 0 | 0
F9_Commercial_OR - Health_New_Food Preparation_Natural Gas_Double Rack Oven_A_Achievable Economic RVT Potential | F9 | Commercial | OR - Health | New | Food Preparation | Natural Gas | Double Rack Oven | A | Cumulative Winter Peak Savings (MW) | Achievable Economic RVT Potential | 0 | 0 | 0 | 0 | 0 | 0 | 0 | 0 | 0 | 0 | 0 | 0 | 0 | 0 | 0 | 0 | 0 | 0 | 0 | 0 | 0 | 0 | 0 | 0 | 0 | 0 | 0
F10_Commercial_OR - Health_New_Food Preparation_Natural Gas_Double Rack Oven_A_Achievable Economic RVT Potential | F10 | Commercial | OR - Health | New | Food Preparation | Natural Gas | Double Rack Oven | A | Purchases (Incremental) | Achievable Economic RVT Potential | 0 | 0 | 0 | 0 | 0 | 0 | 0 | 0 | 0 | 0 | 0 | 0 | 0 | 0 | 0 | 0 | 0 | 0 | 0 | 0 | 0 | 0 | 0 | 0 | 0 | 0 | 0
F11_Commercial_OR - Health_New_Food Preparation_Natural Gas_Double Rack Oven_A_Achievable Economic RVT Potential | F11 | Commercial | OR - Health | New | Food Preparation | Natural Gas | Double Rack Oven | A | Purchases (Cumulative) | Achievable Economic RVT Potential | 0 | 0 | 0 | 0 | 0 | 0 | 0 | 0 | 0 | 0 | 0 | 0 | 0 | 0 | 0 | 0 | 0 | 0 | 0 | 0 | 0 | 0 | 0 | 0 | 0 | 0 | 0
F1_Commercial_OR - Health_New_Food Preparation_Natural Gas_Fryer_A_Achievable Economic RVT Potential | F1 | Commercial | OR - Health | New | Food Preparation | Natural Gas | Fryer | A | Integrated Unit Energy Savings (kWh or therms) | Achievable Economic RVT Potential | 0 | 0 | 0 | 0 | 0 | 0 | 0 | 0 | 0 | 0 | 0 | 0 | 0 | 0 | 0 | 0 | 0 | 0 | 0 | 0 | 0 | 0 | 0 | 0 | 0 | 0 | 0
F2_Commercial_OR - Health_New_Food Preparation_Natural Gas_Fryer_A_Achievable Economic RVT Potential | F2 | Commercial | OR - Health | New | Food Preparation | Natural Gas | Fryer | A | Integrated Unit Summer Peak Savings (kW) | Achievable Economic RVT Potential | 0 | 0 | 0 | 0 | 0 | 0 | 0 | 0 | 0 | 0 | 0 | 0 | 0 | 0 | 0 | 0 | 0 | 0 | 0 | 0 | 0 | 0 | 0 | 0 | 0 | 0 | 0
F3_Commercial_OR - Health_New_Food Preparation_Natural Gas_Fryer_A_Achievable Economic RVT Potential | F3 | Commercial | OR - Health | New | Food Preparation | Natural Gas | Fryer | A | Integrated Unit Winter Peak Savings (kW) | Achievable Economic RVT Potential | 0 | 0 | 0 | 0 | 0 | 0 | 0 | 0 | 0 | 0 | 0 | 0 | 0 | 0 | 0 | 0 | 0 | 0 | 0 | 0 | 0 | 0 | 0 | 0 | 0 | 0 | 0
F4_Commercial_OR - Health_New_Food Preparation_Natural Gas_Fryer_A_Achievable Economic RVT Potential | F4 | Commercial | OR - Health | New | Food Preparation | Natural Gas | Fryer | A | Incremental Energy Savings (MWh or mTherms) | Achievable Economic RVT Potential | 0 | 0 | 0 | 0 | 0 | 0 | 0 | 0 | 0 | 0 | 0 | 0 | 0 | 0 | 0 | 0 | 0 | 0 | 0 | 0 | 0 | 0 | 0 | 0 | 0 | 0 | 0
F5_Commercial_OR - Health_New_Food Preparation_Natural Gas_Fryer_A_Achievable Economic RVT Potential | F5 | Commercial | OR - Health | New | Food Preparation | Natural Gas | Fryer | A | Incremental Summer Peak Savings (MW) | Achievable Economic RVT Potential | 0 | 0 | 0 | 0 | 0 | 0 | 0 | 0 | 0 | 0 | 0 | 0 | 0 | 0 | 0 | 0 | 0 | 0 | 0 | 0 | 0 | 0 | 0 | 0 | 0 | 0 | 0
F6_Commercial_OR - Health_New_Food Preparation_Natural Gas_Fryer_A_Achievable Economic RVT Potential | F6 | Commercial | OR - Health | New | Food Preparation | Natural Gas | Fryer | A | Incremental Winter Peak Savings (MW) | Achievable Economic RVT Potential | 0 | 0 | 0 | 0 | 0 | 0 | 0 | 0 | 0 | 0 | 0 | 0 | 0 | 0 | 0 | 0 | 0 | 0 | 0 | 0 | 0 | 0 | 0 | 0 | 0 | 0 | 0
F7_Commercial_OR - Health_New_Food Preparation_Natural Gas_Fryer_A_Achievable Economic RVT Potential | F7 | Commercial | OR - Health | New | Food Preparation | Natural Gas | Fryer | A | Cumulative Energy Savings (MWh or mTherms) | Achievable Economic RVT Potential | 0 | 0 | 0 | 0 | 0 | 0 | 0 | 0 | 0 | 0 | 0 | 0 | 0 | 0 | 0 | 0 | 0 | 0 | 0 | 0 | 0 | 0 | 0 | 0 | 0 | 0 | 0
F8_Commercial_OR - Health_New_Food Preparation_Natural Gas_Fryer_A_Achievable Economic RVT Potential | F8 | Commercial | OR - Health | New | Food Preparation | Natural Gas | Fryer | A | Cumulative Summer Peak Savings (MW) | Achievable Economic RVT Potential | 0 | 0 | 0 | 0 | 0 | 0 | 0 | 0 | 0 | 0 | 0 | 0 | 0 | 0 | 0 | 0 | 0 | 0 | 0 | 0 | 0 | 0 | 0 | 0 | 0 | 0 | 0
F9_Commercial_OR - Health_New_Food Preparation_Natural Gas_Fryer_A_Achievable Economic RVT Potential | F9 | Commercial | OR - Health | New | Food Preparation | Natural Gas | Fryer | A | Cumulative Winter Peak Savings (MW) | Achievable Economic RVT Potential | 0 | 0 | 0 | 0 | 0 | 0 | 0 | 0 | 0 | 0 | 0 | 0 | 0 | 0 | 0 | 0 | 0 | 0 | 0 | 0 | 0 | 0 | 0 | 0 | 0 | 0 | 0
F10_Commercial_OR - Health_New_Food Preparation_Natural Gas_Fryer_A_Achievable Economic RVT Potential | F10 | Commercial | OR - Health | New | Food Preparation | Natural Gas | Fryer | A | Purchases (Incremental) | Achievable Economic RVT Potential | 0 | 0 | 0 | 0 | 0 | 0 | 0 | 0 | 0 | 0 | 0 | 0 | 0 | 0 | 0 | 0 | 0 | 0 | 0 | 0 | 0 | 0 | 0 | 0 | 0 | 0 | 0
F11_Commercial_OR - Health_New_Food Preparation_Natural Gas_Fryer_A_Achievable Economic RVT Potential | F11 | Commercial | OR - Health | New | Food Preparation | Natural Gas | Fryer | A | Purchases (Cumulative) | Achievable Economic RVT Potential | 0 | 0 | 0 | 0 | 0 | 0 | 0 | 0 | 0 | 0 | 0 | 0 | 0 | 0 | 0 | 0 | 0 | 0 | 0 | 0 | 0 | 0 | 0 | 0 | 0 | 0 | 0
F1_Commercial_OR - Health_New_Food Preparation_Natural Gas_Broiler_A_Achievable Economic RVT Potential | F1 | Commercial | OR - Health | New | Food Preparation | Natural Gas | Broiler | A | Integrated Unit Energy Savings (kWh or therms) | Achievable Economic RVT Potential | 0 | 0 | 0 | 0 | 0 | 0 | 0 | 0 | 0 | 0 | 0 | 0 | 0 | 0 | 0 | 0 | 0 | 0 | 0 | 0 | 0 | 0 | 0 | 0 | 0 | 0 | 0
F2_Commercial_OR - Health_New_Food Preparation_Natural Gas_Broiler_A_Achievable Economic RVT Potential | F2 | Commercial | OR - Health | New | Food Preparation | Natural Gas | Broiler | A | Integrated Unit Summer Peak Savings (kW) | Achievable Economic RVT Potential | 0 | 0 | 0 | 0 | 0 | 0 | 0 | 0 | 0 | 0 | 0 | 0 | 0 | 0 | 0 | 0 | 0 | 0 | 0 | 0 | 0 | 0 | 0 | 0 | 0 | 0 | 0
F3_Commercial_OR - Health_New_Food Preparation_Natural Gas_Broiler_A_Achievable Economic RVT Potential | F3 | Commercial | OR - Health | New | Food Preparation | Natural Gas | Broiler | A | Integrated Unit Winter Peak Savings (kW) | Achievable Economic RVT Potential | 0 | 0 | 0 | 0 | 0 | 0 | 0 | 0 | 0 | 0 | 0 | 0 | 0 | 0 | 0 | 0 | 0 | 0 | 0 | 0 | 0 | 0 | 0 | 0 | 0 | 0 | 0
F4_Commercial_OR - Health_New_Food Preparation_Natural Gas_Broiler_A_Achievable Economic RVT Potential | F4 | Commercial | OR - Health | New | Food Preparation | Natural Gas | Broiler | A | Incremental Energy Savings (MWh or mTherms) | Achievable Economic RVT Potential | 0 | 0 | 0 | 0 | 0 | 0 | 0 | 0 | 0 | 0 | 0 | 0 | 0 | 0 | 0 | 0 | 0 | 0 | 0 | 0 | 0 | 0 | 0 | 0 | 0 | 0 | 0
F5_Commercial_OR - Health_New_Food Preparation_Natural Gas_Broiler_A_Achievable Economic RVT Potential | F5 | Commercial | OR - Health | New | Food Preparation | Natural Gas | Broiler | A | Incremental Summer Peak Savings (MW) | Achievable Economic RVT Potential | 0 | 0 | 0 | 0 | 0 | 0 | 0 | 0 | 0 | 0 | 0 | 0 | 0 | 0 | 0 | 0 | 0 | 0 | 0 | 0 | 0 | 0 | 0 | 0 | 0 | 0 | 0
F6_Commercial_OR - Health_New_Food Preparation_Natural Gas_Broiler_A_Achievable Economic RVT Potential | F6 | Commercial | OR - Health | New | Food Preparation | Natural Gas | Broiler | A | Incremental Winter Peak Savings (MW) | Achievable Economic RVT Potential | 0 | 0 | 0 | 0 | 0 | 0 | 0 | 0 | 0 | 0 | 0 | 0 | 0 | 0 | 0 | 0 | 0 | 0 | 0 | 0 | 0 | 0 | 0 | 0 | 0 | 0 | 0
F7_Commercial_OR - Health_New_Food Preparation_Natural Gas_Broiler_A_Achievable Economic RVT Potential | F7 | Commercial | OR - Health | New | Food Preparation | Natural Gas | Broiler | A | Cumulative Energy Savings (MWh or mTherms) | Achievable Economic RVT Potential | 0 | 0 | 0 | 0 | 0 | 0 | 0 | 0 | 0 | 0 | 0 | 0 | 0 | 0 | 0 | 0 | 0 | 0 | 0 | 0 | 0 | 0 | 0 | 0 | 0 | 0 | 0
F8_Commercial_OR - Health_New_Food Preparation_Natural Gas_Broiler_A_Achievable Economic RVT Potential | F8 | Commercial | OR - Health | New | Food Preparation | Natural Gas | Broiler | A | Cumulative Summer Peak Savings (MW) | Achievable Economic RVT Potential | 0 | 0 | 0 | 0 | 0 | 0 | 0 | 0 | 0 | 0 | 0 | 0 | 0 | 0 | 0 | 0 | 0 | 0 | 0 | 0 | 0 | 0 | 0 | 0 | 0 | 0 | 0
F9_Commercial_OR - Health_New_Food Preparation_Natural Gas_Broiler_A_Achievable Economic RVT Potential | F9 | Commercial | OR - Health | New | Food Preparation | Natural Gas | Broiler | A | Cumulative Winter Peak Savings (MW) | Achievable Economic RVT Potential | 0 | 0 | 0 | 0 | 0 | 0 | 0 | 0 | 0 | 0 | 0 | 0 | 0 | 0 | 0 | 0 | 0 | 0 | 0 | 0 | 0 | 0 | 0 | 0 | 0 | 0 | 0
F10_Commercial_OR - Health_New_Food Preparation_Natural Gas_Broiler_A_Achievable Economic RVT Potential | F10 | Commercial | OR - Health | New | Food Preparation | Natural Gas | Broiler | A | Purchases (Incremental) | Achievable Economic RVT Potential | 0 | 0 | 0 | 0 | 0 | 0 | 0 | 0 | 0 | 0 | 0 | 0 | 0 | 0 | 0 | 0 | 0 | 0 | 0 | 0 | 0 | 0 | 0 | 0 | 0 | 0 | 0
F11_Commercial_OR - Health_New_Food Preparation_Natural Gas_Broiler_A_Achievable Economic RVT Potential | F11 | Commercial | OR - Health | New | Food Preparation | Natural Gas | Broiler | A | Purchases (Cumulative) | Achievable Economic RVT Potential | 0 | 0 | 0 | 0 | 0 | 0 | 0 | 0 | 0 | 0 | 0 | 0 | 0 | 0 | 0 | 0 | 0 | 0 | 0 | 0 | 0 | 0 | 0 | 0 | 0 | 0 | 0
F1_Commercial_OR - Health_New_Food Preparation_Natural Gas_Griddle_A_Achievable Economic RVT Potential | F1 | Commercial | OR - Health | New | Food Preparation | Natural Gas | Griddle | A | Integrated Unit Energy Savings (kWh or therms) | Achievable Economic RVT Potential | 0 | 0 | 0 | 0 | 0 | 0 | 0 | 0 | 0 | 0 | 0 | 0 | 0 | 0 | 0 | 0 | 0 | 0 | 0 | 0 | 0 | 0 | 0 | 0 | 0 | 0 | 0
F2_Commercial_OR - Health_New_Food Preparation_Natural Gas_Griddle_A_Achievable Economic RVT Potential | F2 | Commercial | OR - Health | New | Food Preparation | Natural Gas | Griddle | A | Integrated Unit Summer Peak Savings (kW) | Achievable Economic RVT Potential | 0 | 0 | 0 | 0 | 0 | 0 | 0 | 0 | 0 | 0 | 0 | 0 | 0 | 0 | 0 | 0 | 0 | 0 | 0 | 0 | 0 | 0 | 0 | 0 | 0 | 0 | 0
F3_Commercial_OR - Health_New_Food Preparation_Natural Gas_Griddle_A_Achievable Economic RVT Potential | F3 | Commercial | OR - Health | New | Food Preparation | Natural Gas | Griddle | A | Integrated Unit Winter Peak Savings (kW) | Achievable Economic RVT Potential | 0 | 0 | 0 | 0 | 0 | 0 | 0 | 0 | 0 | 0 | 0 | 0 | 0 | 0 | 0 | 0 | 0 | 0 | 0 | 0 | 0 | 0 | 0 | 0 | 0 | 0 | 0
F4_Commercial_OR - Health_New_Food Preparation_Natural Gas_Griddle_A_Achievable Economic RVT Potential | F4 | Commercial | OR - Health | New | Food Preparation | Natural Gas | Griddle | A | Incremental Energy Savings (MWh or mTherms) | Achievable Economic RVT Potential | 0 | 0 | 0 | 0 | 0 | 0 | 0 | 0 | 0 | 0 | 0 | 0 | 0 | 0 | 0 | 0 | 0 | 0 | 0 | 0 | 0 | 0 | 0 | 0 | 0 | 0 | 0
F5_Commercial_OR - Health_New_Food Preparation_Natural Gas_Griddle_A_Achievable Economic RVT Potential | F5 | Commercial | OR - Health | New | Food Preparation | Natural Gas | Griddle | A | Incremental Summer Peak Savings (MW) | Achievable Economic RVT Potential | 0 | 0 | 0 | 0 | 0 | 0 | 0 | 0 | 0 | 0 | 0 | 0 | 0 | 0 | 0 | 0 | 0 | 0 | 0 | 0 | 0 | 0 | 0 | 0 | 0 | 0 | 0
F6_Commercial_OR - Health_New_Food Preparation_Natural Gas_Griddle_A_Achievable Economic RVT Potential | F6 | Commercial | OR - Health | New | Food Preparation | Natural Gas | Griddle | A | Incremental Winter Peak Savings (MW) | Achievable Economic RVT Potential | 0 | 0 | 0 | 0 | 0 | 0 | 0 | 0 | 0 | 0 | 0 | 0 | 0 | 0 | 0 | 0 | 0 | 0 | 0 | 0 | 0 | 0 | 0 | 0 | 0 | 0 | 0
F7_Commercial_OR - Health_New_Food Preparation_Natural Gas_Griddle_A_Achievable Economic RVT Potential | F7 | Commercial | OR - Health | New | Food Preparation | Natural Gas | Griddle | A | Cumulative Energy Savings (MWh or mTherms) | Achievable Economic RVT Potential | 0 | 0 | 0 | 0 | 0 | 0 | 0 | 0 | 0 | 0 | 0 | 0 | 0 | 0 | 0 | 0 | 0 | 0 | 0 | 0 | 0 | 0 | 0 | 0 | 0 | 0 | 0
F8_Commercial_OR - Health_New_Food Preparation_Natural Gas_Griddle_A_Achievable Economic RVT Potential | F8 | Commercial | OR - Health | New | Food Preparation | Natural Gas | Griddle | A | Cumulative Summer Peak Savings (MW) | Achievable Economic RVT Potential | 0 | 0 | 0 | 0 | 0 | 0 | 0 | 0 | 0 | 0 | 0 | 0 | 0 | 0 | 0 | 0 | 0 | 0 | 0 | 0 | 0 | 0 | 0 | 0 | 0 | 0 | 0
F9_Commercial_OR - Health_New_Food Preparation_Natural Gas_Griddle_A_Achievable Economic RVT Potential | F9 | Commercial | OR - Health | New | Food Preparation | Natural Gas | Griddle | A | Cumulative Winter Peak Savings (MW) | Achievable Economic RVT Potential | 0 | 0 | 0 | 0 | 0 | 0 | 0 | 0 | 0 | 0 | 0 | 0 | 0 | 0 | 0 | 0 | 0 | 0 | 0 | 0 | 0 | 0 | 0 | 0 | 0 | 0 | 0
F10_Commercial_OR - Health_New_Food Preparation_Natural Gas_Griddle_A_Achievable Economic RVT Potential | F10 | Commercial | OR - Health | New | Food Preparation | Natural Gas | Griddle | A | Purchases (Incremental) | Achievable Economic RVT Potential | 0 | 0 | 0 | 0 | 0 | 0 | 0 | 0 | 0 | 0 | 0 | 0 | 0 | 0 | 0 | 0 | 0 | 0 | 0 | 0 | 0 | 0 | 0 | 0 | 0 | 0 | 0
F11_Commercial_OR - Health_New_Food Preparation_Natural Gas_Griddle_A_Achievable Economic RVT Potential | F11 | Commercial | OR - Health | New | Food Preparation | Natural Gas | Griddle | A | Purchases (Cumulative) | Achievable Economic RVT Potential | 0 | 0 | 0 | 0 | 0 | 0 | 0 | 0 | 0 | 0 | 0 | 0 | 0 | 0 | 0 | 0 | 0 | 0 | 0 | 0 | 0 | 0 | 0 | 0 | 0 | 0 | 0
F1_Commercial_OR - Health_New_Food Preparation_Natural Gas_Range_A_Achievable Economic RVT Potential | F1 | Commercial | OR - Health | New | Food Preparation | Natural Gas | Range | A | Integrated Unit Energy Savings (kWh or therms) | Achievable Economic RVT Potential | 0 | 0 | 0 | 0 | 0 | 0 | 0 | 0 | 0 | 0 | 0 | 0 | 0 | 0 | 0 | 0 | 0 | 0 | 0 | 0 | 0 | 0 | 0 | 0 | 0 | 0 | 0
F2_Commercial_OR - Health_New_Food Preparation_Natural Gas_Range_A_Achievable Economic RVT Potential | F2 | Commercial | OR - Health | New | Food Preparation | Natural Gas | Range | A | Integrated Unit Summer Peak Savings (kW) | Achievable Economic RVT Potential | 0 | 0 | 0 | 0 | 0 | 0 | 0 | 0 | 0 | 0 | 0 | 0 | 0 | 0 | 0 | 0 | 0 | 0 | 0 | 0 | 0 | 0 | 0 | 0 | 0 | 0 | 0
F3_Commercial_OR - Health_New_Food Preparation_Natural Gas_Range_A_Achievable Economic RVT Potential | F3 | Commercial | OR - Health | New | Food Preparation | Natural Gas | Range | A | Integrated Unit Winter Peak Savings (kW) | Achievable Economic RVT Potential | 0 | 0 | 0 | 0 | 0 | 0 | 0 | 0 | 0 | 0 | 0 | 0 | 0 | 0 | 0 | 0 | 0 | 0 | 0 | 0 | 0 | 0 | 0 | 0 | 0 | 0 | 0
F4_Commercial_OR - Health_New_Food Preparation_Natural Gas_Range_A_Achievable Economic RVT Potential | F4 | Commercial | OR - Health | New | Food Preparation | Natural Gas | Range | A | Incremental Energy Savings (MWh or mTherms) | Achievable Economic RVT Potential | 0 | 0 | 0 | 0 | 0 | 0 | 0 | 0 | 0 | 0 | 0 | 0 | 0 | 0 | 0 | 0 | 0 | 0 | 0 | 0 | 0 | 0 | 0 | 0 | 0 | 0 | 0
F5_Commercial_OR - Health_New_Food Preparation_Natural Gas_Range_A_Achievable Economic RVT Potential | F5 | Commercial | OR - Health | New | Food Preparation | Natural Gas | Range | A | Incremental Summer Peak Savings (MW) | Achievable Economic RVT Potential | 0 | 0 | 0 | 0 | 0 | 0 | 0 | 0 | 0 | 0 | 0 | 0 | 0 | 0 | 0 | 0 | 0 | 0 | 0 | 0 | 0 | 0 | 0 | 0 | 0 | 0 | 0
F6_Commercial_OR - Health_New_Food Preparation_Natural Gas_Range_A_Achievable Economic RVT Potential | F6 | Commercial | OR - Health | New | Food Preparation | Natural Gas | Range | A | Incremental Winter Peak Savings (MW) | Achievable Economic RVT Potential | 0 | 0 | 0 | 0 | 0 | 0 | 0 | 0 | 0 | 0 | 0 | 0 | 0 | 0 | 0 | 0 | 0 | 0 | 0 | 0 | 0 | 0 | 0 | 0 | 0 | 0 | 0
F7_Commercial_OR - Health_New_Food Preparation_Natural Gas_Range_A_Achievable Economic RVT Potential | F7 | Commercial | OR - Health | New | Food Preparation | Natural Gas | Range | A | Cumulative Energy Savings (MWh or mTherms) | Achievable Economic RVT Potential | 0 | 0 | 0 | 0 | 0 | 0 | 0 | 0 | 0 | 0 | 0 | 0 | 0 | 0 | 0 | 0 | 0 | 0 | 0 | 0 | 0 | 0 | 0 | 0 | 0 | 0 | 0
F8_Commercial_OR - Health_New_Food Preparation_Natural Gas_Range_A_Achievable Economic RVT Potential | F8 | Commercial | OR - Health | New | Food Preparation | Natural Gas | Range | A | Cumulative Summer Peak Savings (MW) | Achievable Economic RVT Potential | 0 | 0 | 0 | 0 | 0 | 0 | 0 | 0 | 0 | 0 | 0 | 0 | 0 | 0 | 0 | 0 | 0 | 0 | 0 | 0 | 0 | 0 | 0 | 0 | 0 | 0 | 0
F9_Commercial_OR - Health_New_Food Preparation_Natural Gas_Range_A_Achievable Economic RVT Potential | F9 | Commercial | OR - Health | New | Food Preparation | Natural Gas | Range | A | Cumulative Winter Peak Savings (MW) | Achievable Economic RVT Potential | 0 | 0 | 0 | 0 | 0 | 0 | 0 | 0 | 0 | 0 | 0 | 0 | 0 | 0 | 0 | 0 | 0 | 0 | 0 | 0 | 0 | 0 | 0 | 0 | 0 | 0 | 0
F10_Commercial_OR - Health_New_Food Preparation_Natural Gas_Range_A_Achievable Economic RVT Potential | F10 | Commercial | OR - Health | New | Food Preparation | Natural Gas | Range | A | Purchases (Incremental) | Achievable Economic RVT Potential | 0 | 0 | 0 | 0 | 0 | 0 | 0 | 0 | 0 | 0 | 0 | 0 | 0 | 0 | 0 | 0 | 0 | 0 | 0 | 0 | 0 | 0 | 0 | 0 | 0 | 0 | 0
F11_Commercial_OR - Health_New_Food Preparation_Natural Gas_Range_A_Achievable Economic RVT Potential | F11 | Commercial | OR - Health | New | Food Preparation | Natural Gas | Range | A | Purchases (Cumulative) | Achievable Economic RVT Potential | 0 | 0 | 0 | 0 | 0 | 0 | 0 | 0 | 0 | 0 | 0 | 0 | 0 | 0 | 0 | 0 | 0 | 0 | 0 | 0 | 0 | 0 | 0 | 0 | 0 | 0 | 0
F1_Commercial_OR - Health_New_Food Preparation_Natural Gas_Steamer_A_Achievable Economic RVT Potential | F1 | Commercial | OR - Health | New | Food Preparation | Natural Gas | Steamer | A | Integrated Unit Energy Savings (kWh or therms) | Achievable Economic RVT Potential | 0 | 0 | 0 | 0 | 0 | 0 | 0 | 0 | 0 | 0 | 0 | 0 | 0 | 0 | 0 | 0 | 0 | 0 | 0 | 0 | 0 | 0 | 0 | 0 | 0 | 0 | 0
F2_Commercial_OR - Health_New_Food Preparation_Natural Gas_Steamer_A_Achievable Economic RVT Potential | F2 | Commercial | OR - Health | New | Food Preparation | Natural Gas | Steamer | A | Integrated Unit Summer Peak Savings (kW) | Achievable Economic RVT Potential | 0 | 0 | 0 | 0 | 0 | 0 | 0 | 0 | 0 | 0 | 0 | 0 | 0 | 0 | 0 | 0 | 0 | 0 | 0 | 0 | 0 | 0 | 0 | 0 | 0 | 0 | 0
F3_Commercial_OR - Health_New_Food Preparation_Natural Gas_Steamer_A_Achievable Economic RVT Potential | F3 | Commercial | OR - Health | New | Food Preparation | Natural Gas | Steamer | A | Integrated Unit Winter Peak Savings (kW) | Achievable Economic RVT Potential | 0 | 0 | 0 | 0 | 0 | 0 | 0 | 0 | 0 | 0 | 0 | 0 | 0 | 0 | 0 | 0 | 0 | 0 | 0 | 0 | 0 | 0 | 0 | 0 | 0 | 0 | 0
F4_Commercial_OR - Health_New_Food Preparation_Natural Gas_Steamer_A_Achievable Economic RVT Potential | F4 | Commercial | OR - Health | New | Food Preparation | Natural Gas | Steamer | A | Incremental Energy Savings (MWh or mTherms) | Achievable Economic RVT Potential | 0 | 0 | 0 | 0 | 0 | 0 | 0 | 0 | 0 | 0 | 0 | 0 | 0 | 0 | 0 | 0 | 0 | 0 | 0 | 0 | 0 | 0 | 0 | 0 | 0 | 0 | 0
F5_Commercial_OR - Health_New_Food Preparation_Natural Gas_Steamer_A_Achievable Economic RVT Potential | F5 | Commercial | OR - Health | New | Food Preparation | Natural Gas | Steamer | A | Incremental Summer Peak Savings (MW) | Achievable Economic RVT Potential | 0 | 0 | 0 | 0 | 0 | 0 | 0 | 0 | 0 | 0 | 0 | 0 | 0 | 0 | 0 | 0 | 0 | 0 | 0 | 0 | 0 | 0 | 0 | 0 | 0 | 0 | 0
F6_Commercial_OR - Health_New_Food Preparation_Natural Gas_Steamer_A_Achievable Economic RVT Potential | F6 | Commercial | OR - Health | New | Food Preparation | Natural Gas | Steamer | A | Incremental Winter Peak Savings (MW) | Achievable Economic RVT Potential | 0 | 0 | 0 | 0 | 0 | 0 | 0 | 0 | 0 | 0 | 0 | 0 | 0 | 0 | 0 | 0 | 0 | 0 | 0 | 0 | 0 | 0 | 0 | 0 | 0 | 0 | 0
F7_Commercial_OR - Health_New_Food Preparation_Natural Gas_Steamer_A_Achievable Economic RVT Potential | F7 | Commercial | OR - Health | New | Food Preparation | Natural Gas | Steamer | A | Cumulative Energy Savings (MWh or mTherms) | Achievable Economic RVT Potential | 0 | 0 | 0 | 0 | 0 | 0 | 0 | 0 | 0 | 0 | 0 | 0 | 0 | 0 | 0 | 0 | 0 | 0 | 0 | 0 | 0 | 0 | 0 | 0 | 0 | 0 | 0
F8_Commercial_OR - Health_New_Food Preparation_Natural Gas_Steamer_A_Achievable Economic RVT Potential | F8 | Commercial | OR - Health | New | Food Preparation | Natural Gas | Steamer | A | Cumulative Summer Peak Savings (MW) | Achievable Economic RVT Potential | 0 | 0 | 0 | 0 | 0 | 0 | 0 | 0 | 0 | 0 | 0 | 0 | 0 | 0 | 0 | 0 | 0 | 0 | 0 | 0 | 0 | 0 | 0 | 0 | 0 | 0 | 0
F9_Commercial_OR - Health_New_Food Preparation_Natural Gas_Steamer_A_Achievable Economic RVT Potential | F9 | Commercial | OR - Health | New | Food Preparation | Natural Gas | Steamer | A | Cumulative Winter Peak Savings (MW) | Achievable Economic RVT Potential | 0 | 0 | 0 | 0 | 0 | 0 | 0 | 0 | 0 | 0 | 0 | 0 | 0 | 0 | 0 | 0 | 0 | 0 | 0 | 0 | 0 | 0 | 0 | 0 | 0 | 0 | 0
F10_Commercial_OR - Health_New_Food Preparation_Natural Gas_Steamer_A_Achievable Economic RVT Potential | F10 | Commercial | OR - Health | New | Food Preparation | Natural Gas | Steamer | A | Purchases (Incremental) | Achievable Economic RVT Potential | 0 | 0 | 0 | 0 | 0 | 0 | 0 | 0 | 0 | 0 | 0 | 0 | 0 | 0 | 0 | 0 | 0 | 0 | 0 | 0 | 0 | 0 | 0 | 0 | 0 | 0 | 0
F11_Commercial_OR - Health_New_Food Preparation_Natural Gas_Steamer_A_Achievable Economic RVT Potential | F11 | Commercial | OR - Health | New | Food Preparation | Natural Gas | Steamer | A | Purchases (Cumulative) | Achievable Economic RVT Potential | 0 | 0 | 0 | 0 | 0 | 0 | 0 | 0 | 0 | 0 | 0 | 0 | 0 | 0 | 0 | 0 | 0 | 0 | 0 | 0 | 0 | 0 | 0 | 0 | 0 | 0 | 0
F1_Commercial_OR - Health_New_Food Preparation_Natural Gas_Commercial Food Prep Other_A_Achievable Economic RVT Potential | F1 | Commercial | OR - Health | New | Food Preparation | Natural Gas | Commercial Food Prep Other | A | Integrated Unit Energy Savings (kWh or therms) | Achievable Economic RVT Potential | 0 | 0 | 0 | 0 | 0 | 0 | 0 | 0 | 0 | 0 | 0 | 0 | 0 | 0 | 0 | 0 | 0 | 0 | 0 | 0 | 0 | 0 | 0 | 0 | 0 | 0 | 0
F2_Commercial_OR - Health_New_Food Preparation_Natural Gas_Commercial Food Prep Other_A_Achievable Economic RVT Potential | F2 | Commercial | OR - Health | New | Food Preparation | Natural Gas | Commercial Food Prep Other | A | Integrated Unit Summer Peak Savings (kW) | Achievable Economic RVT Potential | 0 | 0 | 0 | 0 | 0 | 0 | 0 | 0 | 0 | 0 | 0 | 0 | 0 | 0 | 0 | 0 | 0 | 0 | 0 | 0 | 0 | 0 | 0 | 0 | 0 | 0 | 0
F3_Commercial_OR - Health_New_Food Preparation_Natural Gas_Commercial Food Prep Other_A_Achievable Economic RVT Potential | F3 | Commercial | OR - Health | New | Food Preparation | Natural Gas | Commercial Food Prep Other | A | Integrated Unit Winter Peak Savings (kW) | Achievable Economic RVT Potential | 0 | 0 | 0 | 0 | 0 | 0 | 0 | 0 | 0 | 0 | 0 | 0 | 0 | 0 | 0 | 0 | 0 | 0 | 0 | 0 | 0 | 0 | 0 | 0 | 0 | 0 | 0
F4_Commercial_OR - Health_New_Food Preparation_Natural Gas_Commercial Food Prep Other_A_Achievable Economic RVT Potential | F4 | Commercial | OR - Health | New | Food Preparation | Natural Gas | Commercial Food Prep Other | A | Incremental Energy Savings (MWh or mTherms) | Achievable Economic RVT Potential | 0 | 0 | 0 | 0 | 0 | 0 | 0 | 0 | 0 | 0 | 0 | 0 | 0 | 0 | 0 | 0 | 0 | 0 | 0 | 0 | 0 | 0 | 0 | 0 | 0 | 0 | 0
F5_Commercial_OR - Health_New_Food Preparation_Natural Gas_Commercial Food Prep Other_A_Achievable Economic RVT Potential | F5 | Commercial | OR - Health | New | Food Preparation | Natural Gas | Commercial Food Prep Other | A | Incremental Summer Peak Savings (MW) | Achievable Economic RVT Potential | 0 | 0 | 0 | 0 | 0 | 0 | 0 | 0 | 0 | 0 | 0 | 0 | 0 | 0 | 0 | 0 | 0 | 0 | 0 | 0 | 0 | 0 | 0 | 0 | 0 | 0 | 0
F6_Commercial_OR - Health_New_Food Preparation_Natural Gas_Commercial Food Prep Other_A_Achievable Economic RVT Potential | F6 | Commercial | OR - Health | New | Food Preparation | Natural Gas | Commercial Food Prep Other | A | Incremental Winter Peak Savings (MW) | Achievable Economic RVT Potential | 0 | 0 | 0 | 0 | 0 | 0 | 0 | 0 | 0 | 0 | 0 | 0 | 0 | 0 | 0 | 0 | 0 | 0 | 0 | 0 | 0 | 0 | 0 | 0 | 0 | 0 | 0
F7_Commercial_OR - Health_New_Food Preparation_Natural Gas_Commercial Food Prep Other_A_Achievable Economic RVT Potential | F7 | Commercial | OR - Health | New | Food Preparation | Natural Gas | Commercial Food Prep Other | A | Cumulative Energy Savings (MWh or mTherms) | Achievable Economic RVT Potential | 0 | 0 | 0 | 0 | 0 | 0 | 0 | 0 | 0 | 0 | 0 | 0 | 0 | 0 | 0 | 0 | 0 | 0 | 0 | 0 | 0 | 0 | 0 | 0 | 0 | 0 | 0
F8_Commercial_OR - Health_New_Food Preparation_Natural Gas_Commercial Food Prep Other_A_Achievable Economic RVT Potential | F8 | Commercial | OR - Health | New | Food Preparation | Natural Gas | Commercial Food Prep Other | A | Cumulative Summer Peak Savings (MW) | Achievable Economic RVT Potential | 0 | 0 | 0 | 0 | 0 | 0 | 0 | 0 | 0 | 0 | 0 | 0 | 0 | 0 | 0 | 0 | 0 | 0 | 0 | 0 | 0 | 0 | 0 | 0 | 0 | 0 | 0
F9_Commercial_OR - Health_New_Food Preparation_Natural Gas_Commercial Food Prep Other_A_Achievable Economic RVT Potential | F9 | Commercial | OR - Health | New | Food Preparation | Natural Gas | Commercial Food Prep Other | A | Cumulative Winter Peak Savings (MW) | Achievable Economic RVT Potential | 0 | 0 | 0 | 0 | 0 | 0 | 0 | 0 | 0 | 0 | 0 | 0 | 0 | 0 | 0 | 0 | 0 | 0 | 0 | 0 | 0 | 0 | 0 | 0 | 0 | 0 | 0
F10_Commercial_OR - Health_New_Food Preparation_Natural Gas_Commercial Food Prep Other_A_Achievable Economic RVT Potential | F10 | Commercial | OR - Health | New | Food Preparation | Natural Gas | Commercial Food Prep Other | A | Purchases (Incremental) | Achievable Economic RVT Potential | 0 | 0 | 0 | 0 | 0 | 0 | 0 | 0 | 0 | 0 | 0 | 0 | 0 | 0 | 0 | 0 | 0 | 0 | 0 | 0 | 0 | 0 | 0 | 0 | 0 | 0 | 0
F11_Commercial_OR - Health_New_Food Preparation_Natural Gas_Commercial Food Prep Other_A_Achievable Economic RVT Potential | F11 | Commercial | OR - Health | New | Food Preparation | Natural Gas | Commercial Food Prep Other | A | Purchases (Cumulative) | Achievable Economic RVT Potential | 0 | 0 | 0 | 0 | 0 | 0 | 0 | 0 | 0 | 0 | 0 | 0 | 0 | 0 | 0 | 0 | 0 | 0 | 0 | 0 | 0 | 0 | 0 | 0 | 0 | 0 | 0
F1_Commercial_OR - Health_New_Miscellaneous_Natural Gas_Pool Heater_A_Achievable Economic RVT Potential | F1 | Commercial | OR - Health | New | Miscellaneous | Natural Gas | Pool Heater | A | Integrated Unit Energy Savings (kWh or therms) | Achievable Economic RVT Potential | 0 | 0 | 0 | 0 | 0 | 0 | 0 | 0 | 0 | 0 | 0 | 0 | 0 | 0 | 0 | 0 | 0 | 0 | 0 | 0 | 0 | 0 | 0 | 0 | 0 | 0 | 0
F2_Commercial_OR - Health_New_Miscellaneous_Natural Gas_Pool Heater_A_Achievable Economic RVT Potential | F2 | Commercial | OR - Health | New | Miscellaneous | Natural Gas | Pool Heater | A | Integrated Unit Summer Peak Savings (kW) | Achievable Economic RVT Potential | 0 | 0 | 0 | 0 | 0 | 0 | 0 | 0 | 0 | 0 | 0 | 0 | 0 | 0 | 0 | 0 | 0 | 0 | 0 | 0 | 0 | 0 | 0 | 0 | 0 | 0 | 0
F3_Commercial_OR - Health_New_Miscellaneous_Natural Gas_Pool Heater_A_Achievable Economic RVT Potential | F3 | Commercial | OR - Health | New | Miscellaneous | Natural Gas | Pool Heater | A | Integrated Unit Winter Peak Savings (kW) | Achievable Economic RVT Potential | 0 | 0 | 0 | 0 | 0 | 0 | 0 | 0 | 0 | 0 | 0 | 0 | 0 | 0 | 0 | 0 | 0 | 0 | 0 | 0 | 0 | 0 | 0 | 0 | 0 | 0 | 0
F4_Commercial_OR - Health_New_Miscellaneous_Natural Gas_Pool Heater_A_Achievable Economic RVT Potential | F4 | Commercial | OR - Health | New | Miscellaneous | Natural Gas | Pool Heater | A | Incremental Energy Savings (MWh or mTherms) | Achievable Economic RVT Potential | 0 | 0 | 0 | 0 | 0 | 0 | 0 | 0 | 0 | 0 | 0 | 0 | 0 | 0 | 0 | 0 | 0 | 0 | 0 | 0 | 0 | 0 | 0 | 0 | 0 | 0 | 0
F5_Commercial_OR - Health_New_Miscellaneous_Natural Gas_Pool Heater_A_Achievable Economic RVT Potential | F5 | Commercial | OR - Health | New | Miscellaneous | Natural Gas | Pool Heater | A | Incremental Summer Peak Savings (MW) | Achievable Economic RVT Potential | 0 | 0 | 0 | 0 | 0 | 0 | 0 | 0 | 0 | 0 | 0 | 0 | 0 | 0 | 0 | 0 | 0 | 0 | 0 | 0 | 0 | 0 | 0 | 0 | 0 | 0 | 0
F6_Commercial_OR - Health_New_Miscellaneous_Natural Gas_Pool Heater_A_Achievable Economic RVT Potential | F6 | Commercial | OR - Health | New | Miscellaneous | Natural Gas | Pool Heater | A | Incremental Winter Peak Savings (MW) | Achievable Economic RVT Potential | 0 | 0 | 0 | 0 | 0 | 0 | 0 | 0 | 0 | 0 | 0 | 0 | 0 | 0 | 0 | 0 | 0 | 0 | 0 | 0 | 0 | 0 | 0 | 0 | 0 | 0 | 0
F7_Commercial_OR - Health_New_Miscellaneous_Natural Gas_Pool Heater_A_Achievable Economic RVT Potential | F7 | Commercial | OR - Health | New | Miscellaneous | Natural Gas | Pool Heater | A | Cumulative Energy Savings (MWh or mTherms) | Achievable Economic RVT Potential | 0 | 0 | 0 | 0 | 0 | 0 | 0 | 0 | 0 | 0 | 0 | 0 | 0 | 0 | 0 | 0 | 0 | 0 | 0 | 0 | 0 | 0 | 0 | 0 | 0 | 0 | 0
F8_Commercial_OR - Health_New_Miscellaneous_Natural Gas_Pool Heater_A_Achievable Economic RVT Potential | F8 | Commercial | OR - Health | New | Miscellaneous | Natural Gas | Pool Heater | A | Cumulative Summer Peak Savings (MW) | Achievable Economic RVT Potential | 0 | 0 | 0 | 0 | 0 | 0 | 0 | 0 | 0 | 0 | 0 | 0 | 0 | 0 | 0 | 0 | 0 | 0 | 0 | 0 | 0 | 0 | 0 | 0 | 0 | 0 | 0
F9_Commercial_OR - Health_New_Miscellaneous_Natural Gas_Pool Heater_A_Achievable Economic RVT Potential | F9 | Commercial | OR - Health | New | Miscellaneous | Natural Gas | Pool Heater | A | Cumulative Winter Peak Savings (MW) | Achievable Economic RVT Potential | 0 | 0 | 0 | 0 | 0 | 0 | 0 | 0 | 0 | 0 | 0 | 0 | 0 | 0 | 0 | 0 | 0 | 0 | 0 | 0 | 0 | 0 | 0 | 0 | 0 | 0 | 0
F10_Commercial_OR - Health_New_Miscellaneous_Natural Gas_Pool Heater_A_Achievable Economic RVT Potential | F10 | Commercial | OR - Health | New | Miscellaneous | Natural Gas | Pool Heater | A | Purchases (Incremental) | Achievable Economic RVT Potential | 0 | 0 | 0 | 0 | 0 | 0 | 0 | 0 | 0 | 0 | 0 | 0 | 0 | 0 | 0 | 0 | 0 | 0 | 0 | 0 | 0 | 0 | 0 | 0 | 0 | 0 | 0
F11_Commercial_OR - Health_New_Miscellaneous_Natural Gas_Pool Heater_A_Achievable Economic RVT Potential | F11 | Commercial | OR - Health | New | Miscellaneous | Natural Gas | Pool Heater | A | Purchases (Cumulative) | Achievable Economic RVT Potential | 0 | 0 | 0 | 0 | 0 | 0 | 0 | 0 | 0 | 0 | 0 | 0 | 0 | 0 | 0 | 0 | 0 | 0 | 0 | 0 | 0 | 0 | 0 | 0 | 0 | 0 | 0
F1_Commercial_OR - Miscellaneous_Existing_Space Heating_Natural Gas_Furnace_A_Achievable Economic RVT Potential | F1 | Commercial | OR - Miscellaneous | Existing | Space Heating | Natural Gas | Furnace | A | Integrated Unit Energy Savings (kWh or therms) | Achievable Economic RVT Potential | 0 | 638.6601 | 636.1836 | 212.0612 | 212.0612 | 212.0612 | 212.0612 | 212.0612 | 212.0612 | 212.0612 | 212.0612 | 212.0612 | 212.0612 | 212.0612 | 212.0612 | 212.0612 | 212.0612 | 212.0612 | 212.0612 | 212.0612 | 212.0612 | 212.0612 | 212.0612 | 212.0612 | 212.0612 | 212.0612 | 212.0612
F2_Commercial_OR - Miscellaneous_Existing_Space Heating_Natural Gas_Furnace_A_Achievable Economic RVT Potential | F2 | Commercial | OR - Miscellaneous | Existing | Space Heating | Natural Gas | Furnace | A | Integrated Unit Summer Peak Savings (kW) | Achievable Economic RVT Potential | 0 | 0 | 0 | 0 | 0 | 0 | 0 | 0 | 0 | 0 | 0 | 0 | 0 | 0 | 0 | 0 | 0 | 0 | 0 | 0 | 0 | 0 | 0 | 0 | 0 | 0 | 0
F3_Commercial_OR - Miscellaneous_Existing_Space Heating_Natural Gas_Furnace_A_Achievable Economic RVT Potential | F3 | Commercial | OR - Miscellaneous | Existing | Space Heating | Natural Gas | Furnace | A | Integrated Unit Winter Peak Savings (kW) | Achievable Economic RVT Potential | 0 | 0 | 0 | 0 | 0 | 0 | 0 | 0 | 0 | 0 | 0 | 0 | 0 | 0 | 0 | 0 | 0 | 0 | 0 | 0 | 0 | 0 | 0 | 0 | 0 | 0 | 0
F4_Commercial_OR - Miscellaneous_Existing_Space Heating_Natural Gas_Furnace_A_Achievable Economic RVT Potential | F4 | Commercial | OR - Miscellaneous | Existing | Space Heating | Natural Gas | Furnace | A | Incremental Energy Savings (MWh or mTherms) | Achievable Economic RVT Potential | 0 | 0 | 0 | 0 | 0 | 0 | 0 | 0 | 0 | 0 | 0 | 0 | 0 | 0 | 0 | 0 | 0 | 0 | 0 | 0 | 0 | 0 | 0 | 0 | 0 | 0 | 0
F5_Commercial_OR - Miscellaneous_Existing_Space Heating_Natural Gas_Furnace_A_Achievable Economic RVT Potential | F5 | Commercial | OR - Miscellaneous | Existing | Space Heating | Natural Gas | Furnace | A | Incremental Summer Peak Savings (MW) | Achievable Economic RVT Potential | 0 | 0 | 0 | 0 | 0 | 0 | 0 | 0 | 0 | 0 | 0 | 0 | 0 | 0 | 0 | 0 | 0 | 0 | 0 | 0 | 0 | 0 | 0 | 0 | 0 | 0 | 0
F6_Commercial_OR - Miscellaneous_Existing_Space Heating_Natural Gas_Furnace_A_Achievable Economic RVT Potential | F6 | Commercial | OR - Miscellaneous | Existing | Space Heating | Natural Gas | Furnace | A | Incremental Winter Peak Savings (MW) | Achievable Economic RVT Potential | 0 | 0 | 0 | 0 | 0 | 0 | 0 | 0 | 0 | 0 | 0 | 0 | 0 | 0 | 0 | 0 | 0 | 0 | 0 | 0 | 0 | 0 | 0 | 0 | 0 | 0 | 0
F7_Commercial_OR - Miscellaneous_Existing_Space Heating_Natural Gas_Furnace_A_Achievable Economic RVT Potential | F7 | Commercial | OR - Miscellaneous | Existing | Space Heating | Natural Gas | Furnace | A | Cumulative Energy Savings (MWh or mTherms) | Achievable Economic RVT Potential | 0 | 0 | 0 | 0 | 0 | 0 | 0 | 0 | 0 | 0 | 0 | 0 | 0 | 0 | 0 | 0 | 0 | 0 | 0 | 0 | 0 | 0 | 0 | 0 | 0 | 0 | 0
F8_Commercial_OR - Miscellaneous_Existing_Space Heating_Natural Gas_Furnace_A_Achievable Economic RVT Potential | F8 | Commercial | OR - Miscellaneous | Existing | Space Heating | Natural Gas | Furnace | A | Cumulative Summer Peak Savings (MW) | Achievable Economic RVT Potential | 0 | 0 | 0 | 0 | 0 | 0 | 0 | 0 | 0 | 0 | 0 | 0 | 0 | 0 | 0 | 0 | 0 | 0 | 0 | 0 | 0 | 0 | 0 | 0 | 0 | 0 | 0
F9_Commercial_OR - Miscellaneous_Existing_Space Heating_Natural Gas_Furnace_A_Achievable Economic RVT Potential | F9 | Commercial | OR - Miscellaneous | Existing | Space Heating | Natural Gas | Furnace | A | Cumulative Winter Peak Savings (MW) | Achievable Economic RVT Potential | 0 | 0 | 0 | 0 | 0 | 0 | 0 | 0 | 0 | 0 | 0 | 0 | 0 | 0 | 0 | 0 | 0 | 0 | 0 | 0 | 0 | 0 | 0 | 0 | 0 | 0 | 0
F10_Commercial_OR - Miscellaneous_Existing_Space Heating_Natural Gas_Furnace_A_Achievable Economic RVT Potential | F10 | Commercial | OR - Miscellaneous | Existing | Space Heating | Natural Gas | Furnace | A | Purchases (Incremental) | Achievable Economic RVT Potential | 0 | 0 | 0 | 0 | 0 | 0 | 0 | 0 | 0 | 0 | 0 | 0 | 0 | 0 | 0 | 0 | 0 | 0 | 0 | 0 | 0 | 0 | 0 | 0 | 0 | 0 | 0
F11_Commercial_OR - Miscellaneous_Existing_Space Heating_Natural Gas_Furnace_A_Achievable Economic RVT Potential | F11 | Commercial | OR - Miscellaneous | Existing | Space Heating | Natural Gas | Furnace | A | Purchases (Cumulative) | Achievable Economic RVT Potential | 0 | 0 | 0 | 0 | 0 | 0 | 0 | 0 | 0 | 0 | 0 | 0 | 0 | 0 | 0 | 0 | 0 | 0 | 0 | 0 | 0 | 0 | 0 | 0 | 0 | 0 | 0
F1_Commercial_OR - Miscellaneous_Existing_Space Heating_Natural Gas_Boiler_A_Achievable Economic RVT Potential | F1 | Commercial | OR - Miscellaneous | Existing | Space Heating | Natural Gas | Boiler | A | Integrated Unit Energy Savings (kWh or therms) | Achievable Economic RVT Potential | 0 | 1962.3855 | 1954.7759 | 1954.7759 | 1954.7759 | 1954.7759 | 1954.7759 | 1954.7759 | 1954.7759 | 1954.7759 | 1954.7759 | 1954.7759 | 1954.7759 | 1954.7759 | 1954.7759 | 1954.7759 | 1954.7759 | 1954.7759 | 1954.7759 | 1954.7759 | 1954.7759 | 1954.7759 | 1954.7759 | 1954.7759 | 1954.7759 | 1954.7759 | 1954.7759
F2_Commercial_OR - Miscellaneous_Existing_Space Heating_Natural Gas_Boiler_A_Achievable Economic RVT Potential | F2 | Commercial | OR - Miscellaneous | Existing | Space Heating | Natural Gas | Boiler | A | Integrated Unit Summer Peak Savings (kW) | Achievable Economic RVT Potential | 0 | 0 | 0 | 0 | 0 | 0 | 0 | 0 | 0 | 0 | 0 | 0 | 0 | 0 | 0 | 0 | 0 | 0 | 0 | 0 | 0 | 0 | 0 | 0 | 0 | 0 | 0
F3_Commercial_OR - Miscellaneous_Existing_Space Heating_Natural Gas_Boiler_A_Achievable Economic RVT Potential | F3 | Commercial | OR - Miscellaneous | Existing | Space Heating | Natural Gas | Boiler | A | Integrated Unit Winter Peak Savings (kW) | Achievable Economic RVT Potential | 0 | 0 | 0 | 0 | 0 | 0 | 0 | 0 | 0 | 0 | 0 | 0 | 0 | 0 | 0 | 0 | 0 | 0 | 0 | 0 | 0 | 0 | 0 | 0 | 0 | 0 | 0
F4_Commercial_OR - Miscellaneous_Existing_Space Heating_Natural Gas_Boiler_A_Achievable Economic RVT Potential | F4 | Commercial | OR - Miscellaneous | Existing | Space Heating | Natural Gas | Boiler | A | Incremental Energy Savings (MWh or mTherms) | Achievable Economic RVT Potential | 0 | 0 | 0 | 0 | 0 | 0 | 0 | 0 | 0 | 0 | 0 | 0 | 0 | 0 | 0 | 0 | 0 | 0 | 0 | 0 | 0 | 0 | 0 | 0 | 0 | 0 | 0
F5_Commercial_OR - Miscellaneous_Existing_Space Heating_Natural Gas_Boiler_A_Achievable Economic RVT Potential | F5 | Commercial | OR - Miscellaneous | Existing | Space Heating | Natural Gas | Boiler | A | Incremental Summer Peak Savings (MW) | Achievable Economic RVT Potential | 0 | 0 | 0 | 0 | 0 | 0 | 0 | 0 | 0 | 0 | 0 | 0 | 0 | 0 | 0 | 0 | 0 | 0 | 0 | 0 | 0 | 0 | 0 | 0 | 0 | 0 | 0
F6_Commercial_OR - Miscellaneous_Existing_Space Heating_Natural Gas_Boiler_A_Achievable Economic RVT Potential | F6 | Commercial | OR - Miscellaneous | Existing | Space Heating | Natural Gas | Boiler | A | Incremental Winter Peak Savings (MW) | Achievable Economic RVT Potential | 0 | 0 | 0 | 0 | 0 | 0 | 0 | 0 | 0 | 0 | 0 | 0 | 0 | 0 | 0 | 0 | 0 | 0 | 0 | 0 | 0 | 0 | 0 | 0 | 0 | 0 | 0
F7_Commercial_OR - Miscellaneous_Existing_Space Heating_Natural Gas_Boiler_A_Achievable Economic RVT Potential | F7 | Commercial | OR - Miscellaneous | Existing | Space Heating | Natural Gas | Boiler | A | Cumulative Energy Savings (MWh or mTherms) | Achievable Economic RVT Potential | 0 | 0 | 0 | 0 | 0 | 0 | 0 | 0 | 0 | 0 | 0 | 0 | 0 | 0 | 0 | 0 | 0 | 0 | 0 | 0 | 0 | 0 | 0 | 0 | 0 | 0 | 0
F8_Commercial_OR - Miscellaneous_Existing_Space Heating_Natural Gas_Boiler_A_Achievable Economic RVT Potential | F8 | Commercial | OR - Miscellaneous | Existing | Space Heating | Natural Gas | Boiler | A | Cumulative Summer Peak Savings (MW) | Achievable Economic RVT Potential | 0 | 0 | 0 | 0 | 0 | 0 | 0 | 0 | 0 | 0 | 0 | 0 | 0 | 0 | 0 | 0 | 0 | 0 | 0 | 0 | 0 | 0 | 0 | 0 | 0 | 0 | 0
F9_Commercial_OR - Miscellaneous_Existing_Space Heating_Natural Gas_Boiler_A_Achievable Economic RVT Potential | F9 | Commercial | OR - Miscellaneous | Existing | Space Heating | Natural Gas | Boiler | A | Cumulative Winter Peak Savings (MW) | Achievable Economic RVT Potential | 0 | 0 | 0 | 0 | 0 | 0 | 0 | 0 | 0 | 0 | 0 | 0 | 0 | 0 | 0 | 0 | 0 | 0 | 0 | 0 | 0 | 0 | 0 | 0 | 0 | 0 | 0
F10_Commercial_OR - Miscellaneous_Existing_Space Heating_Natural Gas_Boiler_A_Achievable Economic RVT Potential | F10 | Commercial | OR - Miscellaneous | Existing | Space Heating | Natural Gas | Boiler | A | Purchases (Incremental) | Achievable Economic RVT Potential | 0 | 0 | 0 | 0 | 0 | 0 | 0 | 0 | 0 | 0 | 0 | 0 | 0 | 0 | 0 | 0 | 0 | 0 | 0 | 0 | 0 | 0 | 0 | 0 | 0 | 0 | 0
F11_Commercial_OR - Miscellaneous_Existing_Space Heating_Natural Gas_Boiler_A_Achievable Economic RVT Potential | F11 | Commercial | OR - Miscellaneous | Existing | Space Heating | Natural Gas | Boiler | A | Purchases (Cumulative) | Achievable Economic RVT Potential | 0 | 0 | 0 | 0 | 0 | 0 | 0 | 0 | 0 | 0 | 0 | 0 | 0 | 0 | 0 | 0 | 0 | 0 | 0 | 0 | 0 | 0 | 0 | 0 | 0 | 0 | 0
F1_Commercial_OR - Miscellaneous_Existing_Space Heating_Natural Gas_Unit Heater_A_Achievable Economic RVT Potential | F1 | Commercial | OR - Miscellaneous | Existing | Space Heating | Natural Gas | Unit Heater | A | Integrated Unit Energy Savings (kWh or therms) | Achievable Economic RVT Potential | 0 | 30983.2092 | 30863.0652 | 30863.0652 | 30863.0652 | 30863.0652 | 30863.0652 | 30863.0652 | 30863.0652 | 30863.0652 | 30863.0652 | 30863.0652 | 30863.0652 | 30863.0652 | 30863.0652 | 30863.0652 | 30863.0652 | 30863.0652 | 30863.0652 | 30863.0652 | 30863.0652 | 30863.0652 | 30863.0652 | 30863.0652 | 30863.0652 | 30863.0652 | 30863.0652
F2_Commercial_OR - Miscellaneous_Existing_Space Heating_Natural Gas_Unit Heater_A_Achievable Economic RVT Potential | F2 | Commercial | OR - Miscellaneous | Existing | Space Heating | Natural Gas | Unit Heater | A | Integrated Unit Summer Peak Savings (kW) | Achievable Economic RVT Potential | 0 | 0 | 0 | 0 | 0 | 0 | 0 | 0 | 0 | 0 | 0 | 0 | 0 | 0 | 0 | 0 | 0 | 0 | 0 | 0 | 0 | 0 | 0 | 0 | 0 | 0 | 0
F3_Commercial_OR - Miscellaneous_Existing_Space Heating_Natural Gas_Unit Heater_A_Achievable Economic RVT Potential | F3 | Commercial | OR - Miscellaneous | Existing | Space Heating | Natural Gas | Unit Heater | A | Integrated Unit Winter Peak Savings (kW) | Achievable Economic RVT Potential | 0 | 0 | 0 | 0 | 0 | 0 | 0 | 0 | 0 | 0 | 0 | 0 | 0 | 0 | 0 | 0 | 0 | 0 | 0 | 0 | 0 | 0 | 0 | 0 | 0 | 0 | 0
F4_Commercial_OR - Miscellaneous_Existing_Space Heating_Natural Gas_Unit Heater_A_Achievable Economic RVT Potential | F4 | Commercial | OR - Miscellaneous | Existing | Space Heating | Natural Gas | Unit Heater | A | Incremental Energy Savings (MWh or mTherms) | Achievable Economic RVT Potential | 0 | 0 | 0 | 0 | 0 | 0 | 0 | 0 | 0 | 0 | 0 | 0 | 0 | 0 | 0 | 0 | 0 | 0 | 0 | 0 | 0 | 0 | 0 | 0 | 0 | 0 | 0
F5_Commercial_OR - Miscellaneous_Existing_Space Heating_Natural Gas_Unit Heater_A_Achievable Economic RVT Potential | F5 | Commercial | OR - Miscellaneous | Existing | Space Heating | Natural Gas | Unit Heater | A | Incremental Summer Peak Savings (MW) | Achievable Economic RVT Potential | 0 | 0 | 0 | 0 | 0 | 0 | 0 | 0 | 0 | 0 | 0 | 0 | 0 | 0 | 0 | 0 | 0 | 0 | 0 | 0 | 0 | 0 | 0 | 0 | 0 | 0 | 0
F6_Commercial_OR - Miscellaneous_Existing_Space Heating_Natural Gas_Unit Heater_A_Achievable Economic RVT Potential | F6 | Commercial | OR - Miscellaneous | Existing | Space Heating | Natural Gas | Unit Heater | A | Incremental Winter Peak Savings (MW) | Achievable Economic RVT Potential | 0 | 0 | 0 | 0 | 0 | 0 | 0 | 0 | 0 | 0 | 0 | 0 | 0 | 0 | 0 | 0 | 0 | 0 | 0 | 0 | 0 | 0 | 0 | 0 | 0 | 0 | 0
F7_Commercial_OR - Miscellaneous_Existing_Space Heating_Natural Gas_Unit Heater_A_Achievable Economic RVT Potential | F7 | Commercial | OR - Miscellaneous | Existing | Space Heating | Natural Gas | Unit Heater | A | Cumulative Energy Savings (MWh or mTherms) | Achievable Economic RVT Potential | 0 | 0 | 0 | 0 | 0 | 0 | 0 | 0 | 0 | 0 | 0 | 0 | 0 | 0 | 0 | 0 | 0 | 0 | 0 | 0 | 0 | 0 | 0 | 0 | 0 | 0 | 0
F8_Commercial_OR - Miscellaneous_Existing_Space Heating_Natural Gas_Unit Heater_A_Achievable Economic RVT Potential | F8 | Commercial | OR - Miscellaneous | Existing | Space Heating | Natural Gas | Unit Heater | A | Cumulative Summer Peak Savings (MW) | Achievable Economic RVT Potential | 0 | 0 | 0 | 0 | 0 | 0 | 0 | 0 | 0 | 0 | 0 | 0 | 0 | 0 | 0 | 0 | 0 | 0 | 0 | 0 | 0 | 0 | 0 | 0 | 0 | 0 | 0
F9_Commercial_OR - Miscellaneous_Existing_Space Heating_Natural Gas_Unit Heater_A_Achievable Economic RVT Potential | F9 | Commercial | OR - Miscellaneous | Existing | Space Heating | Natural Gas | Unit Heater | A | Cumulative Winter Peak Savings (MW) | Achievable Economic RVT Potential | 0 | 0 | 0 | 0 | 0 | 0 | 0 | 0 | 0 | 0 | 0 | 0 | 0 | 0 | 0 | 0 | 0 | 0 | 0 | 0 | 0 | 0 | 0 | 0 | 0 | 0 | 0
F10_Commercial_OR - Miscellaneous_Existing_Space Heating_Natural Gas_Unit Heater_A_Achievable Economic RVT Potential | F10 | Commercial | OR - Miscellaneous | Existing | Space Heating | Natural Gas | Unit Heater | A | Purchases (Incremental) | Achievable Economic RVT Potential | 0 | 0 | 0 | 0 | 0 | 0 | 0 | 0 | 0 | 0 | 0 | 0 | 0 | 0 | 0 | 0 | 0 | 0 | 0 | 0 | 0 | 0 | 0 | 0 | 0 | 0 | 0
F11_Commercial_OR - Miscellaneous_Existing_Space Heating_Natural Gas_Unit Heater_A_Achievable Economic RVT Potential | F11 | Commercial | OR - Miscellaneous | Existing | Space Heating | Natural Gas | Unit Heater | A | Purchases (Cumulative) | Achievable Economic RVT Potential | 0 | 0 | 0 | 0 | 0 | 0 | 0 | 0 | 0 | 0 | 0 | 0 | 0 | 0 | 0 | 0 | 0 | 0 | 0 | 0 | 0 | 0 | 0 | 0 | 0 | 0 | 0
F1_Commercial_OR - Miscellaneous_Existing_Water Heating_Natural Gas_Water Heater_A_Achievable Economic RVT Potential | F1 | Commercial | OR - Miscellaneous | Existing | Water Heating | Natural Gas | Water Heater | A | Integrated Unit Energy Savings (kWh or therms) | Achievable Economic RVT Potential | 0 | 2.8505 | 2.8505 | 2.8505 | 2.8505 | 2.8505 | 2.8505 | 2.8505 | 2.8505 | 2.8505 | 2.8505 | 2.8505 | 2.8505 | 2.8505 | 2.8505 | 2.8505 | 2.8505 | 2.8505 | 2.8505 | 2.8505 | 2.8505 | 2.8505 | 2.8505 | 2.8505 | 2.8505 | 2.8505 | 2.8505
F2_Commercial_OR - Miscellaneous_Existing_Water Heating_Natural Gas_Water Heater_A_Achievable Economic RVT Potential | F2 | Commercial | OR - Miscellaneous | Existing | Water Heating | Natural Gas | Water Heater | A | Integrated Unit Summer Peak Savings (kW) | Achievable Economic RVT Potential | 0 | 0 | 0 | 0 | 0 | 0 | 0 | 0 | 0 | 0 | 0 | 0 | 0 | 0 | 0 | 0 | 0 | 0 | 0 | 0 | 0 | 0 | 0 | 0 | 0 | 0 | 0
F3_Commercial_OR - Miscellaneous_Existing_Water Heating_Natural Gas_Water Heater_A_Achievable Economic RVT Potential | F3 | Commercial | OR - Miscellaneous | Existing | Water Heating | Natural Gas | Water Heater | A | Integrated Unit Winter Peak Savings (kW) | Achievable Economic RVT Potential | 0 | 0 | 0 | 0 | 0 | 0 | 0 | 0 | 0 | 0 | 0 | 0 | 0 | 0 | 0 | 0 | 0 | 0 | 0 | 0 | 0 | 0 | 0 | 0 | 0 | 0 | 0
F4_Commercial_OR - Miscellaneous_Existing_Water Heating_Natural Gas_Water Heater_A_Achievable Economic RVT Potential | F4 | Commercial | OR - Miscellaneous | Existing | Water Heating | Natural Gas | Water Heater | A | Incremental Energy Savings (MWh or mTherms) | Achievable Economic RVT Potential | 0 | 0 | 0.023 | 0.04377 | 0.062978 | 0.081116 | 0.09854 | 0.11358 | 0.12502 | 0.1338 | 0.15125 | 0.16374 | 0.14922 | 0.13384 | 0.11771 | 0.15788 | 0.12668 | 0.10028 | 0.077841 | 0.062801 | 0.04186 | 0.027387 | 0.017644 | 0.011251 | 0.022144 | 0 | 0
F5_Commercial_OR - Miscellaneous_Existing_Water Heating_Natural Gas_Water Heater_A_Achievable Economic RVT Potential | F5 | Commercial | OR - Miscellaneous | Existing | Water Heating | Natural Gas | Water Heater | A | Incremental Summer Peak Savings (MW) | Achievable Economic RVT Potential | 0 | 0 | 0 | 0 | 0 | 0 | 0 | 0 | 0 | 0 | 0 | 0 | 0 | 0 | 0 | 0 | 0 | 0 | 0 | 0 | 0 | 0 | 0 | 0 | 0 | 0 | 0
F6_Commercial_OR - Miscellaneous_Existing_Water Heating_Natural Gas_Water Heater_A_Achievable Economic RVT Potential | F6 | Commercial | OR - Miscellaneous | Existing | Water Heating | Natural Gas | Water Heater | A | Incremental Winter Peak Savings (MW) | Achievable Economic RVT Potential | 0 | 0 | 0 | 0 | 0 | 0 | 0 | 0 | 0 | 0 | 0 | 0 | 0 | 0 | 0 | 0 | 0 | 0 | 0 | 0 | 0 | 0 | 0 | 0 | 0 | 0 | 0
F7_Commercial_OR - Miscellaneous_Existing_Water Heating_Natural Gas_Water Heater_A_Achievable Economic RVT Potential | F7 | Commercial | OR - Miscellaneous | Existing | Water Heating | Natural Gas | Water Heater | A | Cumulative Energy Savings (MWh or mTherms) | Achievable Economic RVT Potential | 0 | 0 | 0.023 | 0.066769 | 0.12975 | 0.21086 | 0.3094 | 0.42299 | 0.54801 | 0.68181 | 0.83306 | 0.9968 | 1.146 | 1.2799 | 1.3976 | 1.5555 | 1.6821 | 1.7824 | 1.8603 | 1.9231 | 1.9649 | 1.9923 | 2.01 | 2.0212 | 2.0434 | 2.0434 | 2.0434
F8_Commercial_OR - Miscellaneous_Existing_Water Heating_Natural Gas_Water Heater_A_Achievable Economic RVT Potential | F8 | Commercial | OR - Miscellaneous | Existing | Water Heating | Natural Gas | Water Heater | A | Cumulative Summer Peak Savings (MW) | Achievable Economic RVT Potential | 0 | 0 | 0 | 0 | 0 | 0 | 0 | 0 | 0 | 0 | 0 | 0 | 0 | 0 | 0 | 0 | 0 | 0 | 0 | 0 | 0 | 0 | 0 | 0 | 0 | 0 | 0
F9_Commercial_OR - Miscellaneous_Existing_Water Heating_Natural Gas_Water Heater_A_Achievable Economic RVT Potential | F9 | Commercial | OR - Miscellaneous | Existing | Water Heating | Natural Gas | Water Heater | A | Cumulative Winter Peak Savings (MW) | Achievable Economic RVT Potential | 0 | 0 | 0 | 0 | 0 | 0 | 0 | 0 | 0 | 0 | 0 | 0 | 0 | 0 | 0 | 0 | 0 | 0 | 0 | 0 | 0 | 0 | 0 | 0 | 0 | 0 | 0
F10_Commercial_OR - Miscellaneous_Existing_Water Heating_Natural Gas_Water Heater_A_Achievable Economic RVT Potential | F10 | Commercial | OR - Miscellaneous | Existing | Water Heating | Natural Gas | Water Heater | A | Purchases (Incremental) | Achievable Economic RVT Potential | 0 | 0 | 8.0688 | 15.3552 | 22.0939 | 28.457 | 34.5698 | 39.8469 | 43.861 | 46.9393 | 53.0612 | 57.4439 | 52.3511 | 46.9541 | 41.296 | 55.3891 | 44.4414 | 35.1811 | 27.3083 | 22.0317 | 14.6852 | 9.6079 | 6.19 | 3.9471 | 7.7686 | 0 | 0
F11_Commercial_OR - Miscellaneous_Existing_Water Heating_Natural Gas_Water Heater_A_Achievable Economic RVT Potential | F11 | Commercial | OR - Miscellaneous | Existing | Water Heating | Natural Gas | Water Heater | A | Purchases (Cumulative) | Achievable Economic RVT Potential | 0 | 0 | 8.0688 | 23.4241 | 45.518 | 73.975 | 108.5448 | 148.3918 | 192.2527 | 239.192 | 292.2532 | 349.6971 | 402.0482 | 449.0022 | 490.2982 | 545.6873 | 590.1287 | 625.3099 | 652.6181 | 674.6499 | 689.3351 | 698.943 | 705.133 | 709.0801 | 716.8487 | 716.8487 | 716.8487
F1_Commercial_OR - Miscellaneous_Existing_Food Preparation_Natural Gas_Oven_A_Achievable Economic RVT Potential | F1 | Commercial | OR - Miscellaneous | Existing | Food Preparation | Natural Gas | Oven | A | Integrated Unit Energy Savings (kWh or therms) | Achievable Economic RVT Potential | 0 | 106.6752 | 106.6752 | 106.6752 | 106.6752 | 106.6752 | 106.6752 | 106.6752 | 106.6752 | 106.6752 | 106.6752 | 106.6752 | 106.6752 | 106.6752 | 106.6752 | 106.6752 | 106.6752 | 106.6752 | 106.6752 | 106.6752 | 106.6752 | 106.6752 | 106.6752 | 106.6752 | 106.6752 | 106.6752 | 106.6752
F2_Commercial_OR - Miscellaneous_Existing_Food Preparation_Natural Gas_Oven_A_Achievable Economic RVT Potential | F2 | Commercial | OR - Miscellaneous | Existing | Food Preparation | Natural Gas | Oven | A | Integrated Unit Summer Peak Savings (kW) | Achievable Economic RVT Potential | 0 | 0 | 0 | 0 | 0 | 0 | 0 | 0 | 0 | 0 | 0 | 0 | 0 | 0 | 0 | 0 | 0 | 0 | 0 | 0 | 0 | 0 | 0 | 0 | 0 | 0 | 0
F3_Commercial_OR - Miscellaneous_Existing_Food Preparation_Natural Gas_Oven_A_Achievable Economic RVT Potential | F3 | Commercial | OR - Miscellaneous | Existing | Food Preparation | Natural Gas | Oven | A | Integrated Unit Winter Peak Savings (kW) | Achievable Economic RVT Potential | 0 | 0 | 0 | 0 | 0 | 0 | 0 | 0 | 0 | 0 | 0 | 0 | 0 | 0 | 0 | 0 | 0 | 0 | 0 | 0 | 0 | 0 | 0 | 0 | 0 | 0 | 0
F4_Commercial_OR - Miscellaneous_Existing_Food Preparation_Natural Gas_Oven_A_Achievable Economic RVT Potential | F4 | Commercial | OR - Miscellaneous | Existing | Food Preparation | Natural Gas | Oven | A | Incremental Energy Savings (MWh or mTherms) | Achievable Economic RVT Potential | 0 | 0 | 0 | 0 | 0 | 0 | 0 | 0 | 0 | 0 | 0 | 0 | 0 | 0 | 0 | 0 | 0 | 0 | 0 | 0 | 0 | 0 | 0 | 0 | 0 | 0 | 0
F5_Commercial_OR - Miscellaneous_Existing_Food Preparation_Natural Gas_Oven_A_Achievable Economic RVT Potential | F5 | Commercial | OR - Miscellaneous | Existing | Food Preparation | Natural Gas | Oven | A | Incremental Summer Peak Savings (MW) | Achievable Economic RVT Potential | 0 | 0 | 0 | 0 | 0 | 0 | 0 | 0 | 0 | 0 | 0 | 0 | 0 | 0 | 0 | 0 | 0 | 0 | 0 | 0 | 0 | 0 | 0 | 0 | 0 | 0 | 0
F6_Commercial_OR - Miscellaneous_Existing_Food Preparation_Natural Gas_Oven_A_Achievable Economic RVT Potential | F6 | Commercial | OR - Miscellaneous | Existing | Food Preparation | Natural Gas | Oven | A | Incremental Winter Peak Savings (MW) | Achievable Economic RVT Potential | 0 | 0 | 0 | 0 | 0 | 0 | 0 | 0 | 0 | 0 | 0 | 0 | 0 | 0 | 0 | 0 | 0 | 0 | 0 | 0 | 0 | 0 | 0 | 0 | 0 | 0 | 0
F7_Commercial_OR - Miscellaneous_Existing_Food Preparation_Natural Gas_Oven_A_Achievable Economic RVT Potential | F7 | Commercial | OR - Miscellaneous | Existing | Food Preparation | Natural Gas | Oven | A | Cumulative Energy Savings (MWh or mTherms) | Achievable Economic RVT Potential | 0 | 0 | 0 | 0 | 0 | 0 | 0 | 0 | 0 | 0 | 0 | 0 | 0 | 0 | 0 | 0 | 0 | 0 | 0 | 0 | 0 | 0 | 0 | 0 | 0 | 0 | 0
F8_Commercial_OR - Miscellaneous_Existing_Food Preparation_Natural Gas_Oven_A_Achievable Economic RVT Potential | F8 | Commercial | OR - Miscellaneous | Existing | Food Preparation | Natural Gas | Oven | A | Cumulative Summer Peak Savings (MW) | Achievable Economic RVT Potential | 0 | 0 | 0 | 0 | 0 | 0 | 0 | 0 | 0 | 0 | 0 | 0 | 0 | 0 | 0 | 0 | 0 | 0 | 0 | 0 | 0 | 0 | 0 | 0 | 0 | 0 | 0
F9_Commercial_OR - Miscellaneous_Existing_Food Preparation_Natural Gas_Oven_A_Achievable Economic RVT Potential | F9 | Commercial | OR - Miscellaneous | Existing | Food Preparation | Natural Gas | Oven | A | Cumulative Winter Peak Savings (MW) | Achievable Economic RVT Potential | 0 | 0 | 0 | 0 | 0 | 0 | 0 | 0 | 0 | 0 | 0 | 0 | 0 | 0 | 0 | 0 | 0 | 0 | 0 | 0 | 0 | 0 | 0 | 0 | 0 | 0 | 0
F10_Commercial_OR - Miscellaneous_Existing_Food Preparation_Natural Gas_Oven_A_Achievable Economic RVT Potential | F10 | Commercial | OR - Miscellaneous | Existing | Food Preparation | Natural Gas | Oven | A | Purchases (Incremental) | Achievable Economic RVT Potential | 0 | 0 | 0 | 0 | 0 | 0 | 0 | 0 | 0 | 0 | 0 | 0 | 0 | 0 | 0 | 0 | 0 | 0 | 0 | 0 | 0 | 0 | 0 | 0 | 0 | 0 | 0
F11_Commercial_OR - Miscellaneous_Existing_Food Preparation_Natural Gas_Oven_A_Achievable Economic RVT Potential | F11 | Commercial | OR - Miscellaneous | Existing | Food Preparation | Natural Gas | Oven | A | Purchases (Cumulative) | Achievable Economic RVT Potential | 0 | 0 | 0 | 0 | 0 | 0 | 0 | 0 | 0 | 0 | 0 | 0 | 0 | 0 | 0 | 0 | 0 | 0 | 0 | 0 | 0 | 0 | 0 | 0 | 0 | 0 | 0
F1_Commercial_OR - Miscellaneous_Existing_Food Preparation_Natural Gas_Conveyor Oven_A_Achievable Economic RVT Potential | F1 | Commercial | OR - Miscellaneous | Existing | Food Preparation | Natural Gas | Conveyor Oven | A | Integrated Unit Energy Savings (kWh or therms) | Achievable Economic RVT Potential | 0 | 0 | 0 | 0 | 0 | 692.0657 | 692.0657 | 692.0657 | 692.0657 | 692.0657 | 692.0657 | 692.0657 | 692.0657 | 692.0657 | 692.0657 | 692.0657 | 692.0657 | 692.0657 | 692.0657 | 692.0657 | 692.0657 | 692.0657 | 692.0657 | 692.0657 | 692.0657 | 692.0657 | 692.0657
F2_Commercial_OR - Miscellaneous_Existing_Food Preparation_Natural Gas_Conveyor Oven_A_Achievable Economic RVT Potential | F2 | Commercial | OR - Miscellaneous | Existing | Food Preparation | Natural Gas | Conveyor Oven | A | Integrated Unit Summer Peak Savings (kW) | Achievable Economic RVT Potential | 0 | 0 | 0 | 0 | 0 | 0 | 0 | 0 | 0 | 0 | 0 | 0 | 0 | 0 | 0 | 0 | 0 | 0 | 0 | 0 | 0 | 0 | 0 | 0 | 0 | 0 | 0
F3_Commercial_OR - Miscellaneous_Existing_Food Preparation_Natural Gas_Conveyor Oven_A_Achievable Economic RVT Potential | F3 | Commercial | OR - Miscellaneous | Existing | Food Preparation | Natural Gas | Conveyor Oven | A | Integrated Unit Winter Peak Savings (kW) | Achievable Economic RVT Potential | 0 | 0 | 0 | 0 | 0 | 0 | 0 | 0 | 0 | 0 | 0 | 0 | 0 | 0 | 0 | 0 | 0 | 0 | 0 | 0 | 0 | 0 | 0 | 0 | 0 | 0 | 0
F4_Commercial_OR - Miscellaneous_Existing_Food Preparation_Natural Gas_Conveyor Oven_A_Achievable Economic RVT Potential | F4 | Commercial | OR - Miscellaneous | Existing | Food Preparation | Natural Gas | Conveyor Oven | A | Incremental Energy Savings (MWh or mTherms) | Achievable Economic RVT Potential | 0 | 0 | 0 | 0 | 0 | 0 | 0 | 0 | 0 | 0 | 0 | 0 | 0 | 0 | 0 | 0 | 0 | 0 | 0 | 0 | 0 | 0 | 0 | 0 | 0 | 0 | 0
F5_Commercial_OR - Miscellaneous_Existing_Food Preparation_Natural Gas_Conveyor Oven_A_Achievable Economic RVT Potential | F5 | Commercial | OR - Miscellaneous | Existing | Food Preparation | Natural Gas | Conveyor Oven | A | Incremental Summer Peak Savings (MW) | Achievable Economic RVT Potential | 0 | 0 | 0 | 0 | 0 | 0 | 0 | 0 | 0 | 0 | 0 | 0 | 0 | 0 | 0 | 0 | 0 | 0 | 0 | 0 | 0 | 0 | 0 | 0 | 0 | 0 | 0
F6_Commercial_OR - Miscellaneous_Existing_Food Preparation_Natural Gas_Conveyor Oven_A_Achievable Economic RVT Potential | F6 | Commercial | OR - Miscellaneous | Existing | Food Preparation | Natural Gas | Conveyor Oven | A | Incremental Winter Peak Savings (MW) | Achievable Economic RVT Potential | 0 | 0 | 0 | 0 | 0 | 0 | 0 | 0 | 0 | 0 | 0 | 0 | 0 | 0 | 0 | 0 | 0 | 0 | 0 | 0 | 0 | 0 | 0 | 0 | 0 | 0 | 0
F7_Commercial_OR - Miscellaneous_Existing_Food Preparation_Natural Gas_Conveyor Oven_A_Achievable Economic RVT Potential | F7 | Commercial | OR - Miscellaneous | Existing | Food Preparation | Natural Gas | Conveyor Oven | A | Cumulative Energy Savings (MWh or mTherms) | Achievable Economic RVT Potential | 0 | 0 | 0 | 0 | 0 | 0 | 0 | 0 | 0 | 0 | 0 | 0 | 0 | 0 | 0 | 0 | 0 | 0 | 0 | 0 | 0 | 0 | 0 | 0 | 0 | 0 | 0
F8_Commercial_OR - Miscellaneous_Existing_Food Preparation_Natural Gas_Conveyor Oven_A_Achievable Economic RVT Potential | F8 | Commercial | OR - Miscellaneous | Existing | Food Preparation | Natural Gas | Conveyor Oven | A | Cumulative Summer Peak Savings (MW) | Achievable Economic RVT Potential | 0 | 0 | 0 | 0 | 0 | 0 | 0 | 0 | 0 | 0 | 0 | 0 | 0 | 0 | 0 | 0 | 0 | 0 | 0 | 0 | 0 | 0 | 0 | 0 | 0 | 0 | 0
F9_Commercial_OR - Miscellaneous_Existing_Food Preparation_Natural Gas_Conveyor Oven_A_Achievable Economic RVT Potential | F9 | Commercial | OR - Miscellaneous | Existing | Food Preparation | Natural Gas | Conveyor Oven | A | Cumulative Winter Peak Savings (MW) | Achievable Economic RVT Potential | 0 | 0 | 0 | 0 | 0 | 0 | 0 | 0 | 0 | 0 | 0 | 0 | 0 | 0 | 0 | 0 | 0 | 0 | 0 | 0 | 0 | 0 | 0 | 0 | 0 | 0 | 0
F10_Commercial_OR - Miscellaneous_Existing_Food Preparation_Natural Gas_Conveyor Oven_A_Achievable Economic RVT Potential | F10 | Commercial | OR - Miscellaneous | Existing | Food Preparation | Natural Gas | Conveyor Oven | A | Purchases (Incremental) | Achievable Economic RVT Potential | 0 | 0 | 0 | 0 | 0 | 0 | 0 | 0 | 0 | 0 | 0 | 0 | 0 | 0 | 0 | 0 | 0 | 0 | 0 | 0 | 0 | 0 | 0 | 0 | 0 | 0 | 0
F11_Commercial_OR - Miscellaneous_Existing_Food Preparation_Natural Gas_Conveyor Oven_A_Achievable Economic RVT Potential | F11 | Commercial | OR - Miscellaneous | Existing | Food Preparation | Natural Gas | Conveyor Oven | A | Purchases (Cumulative) | Achievable Economic RVT Potential | 0 | 0 | 0 | 0 | 0 | 0 | 0 | 0 | 0 | 0 | 0 | 0 | 0 | 0 | 0 | 0 | 0 | 0 | 0 | 0 | 0 | 0 | 0 | 0 | 0 | 0 | 0
F1_Commercial_OR - Miscellaneous_Existing_Food Preparation_Natural Gas_Double Rack Oven_A_Achievable Economic RVT Potential | F1 | Commercial | OR - Miscellaneous | Existing | Food Preparation | Natural Gas | Double Rack Oven | A | Integrated Unit Energy Savings (kWh or therms) | Achievable Economic RVT Potential | 0 | 1621.62 | 1621.62 | 1621.62 | 1621.62 | 1621.62 | 1621.62 | 1621.62 | 1621.62 | 1621.62 | 1621.62 | 1621.62 | 1621.62 | 1621.62 | 1621.62 | 1621.62 | 1621.62 | 1621.62 | 1621.62 | 1621.62 | 1621.62 | 1621.62 | 1621.62 | 1621.62 | 1621.62 | 1621.62 | 1621.62
F2_Commercial_OR - Miscellaneous_Existing_Food Preparation_Natural Gas_Double Rack Oven_A_Achievable Economic RVT Potential | F2 | Commercial | OR - Miscellaneous | Existing | Food Preparation | Natural Gas | Double Rack Oven | A | Integrated Unit Summer Peak Savings (kW) | Achievable Economic RVT Potential | 0 | 0 | 0 | 0 | 0 | 0 | 0 | 0 | 0 | 0 | 0 | 0 | 0 | 0 | 0 | 0 | 0 | 0 | 0 | 0 | 0 | 0 | 0 | 0 | 0 | 0 | 0
F3_Commercial_OR - Miscellaneous_Existing_Food Preparation_Natural Gas_Double Rack Oven_A_Achievable Economic RVT Potential | F3 | Commercial | OR - Miscellaneous | Existing | Food Preparation | Natural Gas | Double Rack Oven | A | Integrated Unit Winter Peak Savings (kW) | Achievable Economic RVT Potential | 0 | 0 | 0 | 0 | 0 | 0 | 0 | 0 | 0 | 0 | 0 | 0 | 0 | 0 | 0 | 0 | 0 | 0 | 0 | 0 | 0 | 0 | 0 | 0 | 0 | 0 | 0
F4_Commercial_OR - Miscellaneous_Existing_Food Preparation_Natural Gas_Double Rack Oven_A_Achievable Economic RVT Potential | F4 | Commercial | OR - Miscellaneous | Existing | Food Preparation | Natural Gas | Double Rack Oven | A | Incremental Energy Savings (MWh or mTherms) | Achievable Economic RVT Potential | 0 | 0 | 0 | 0 | 0 | 0 | 0 | 0 | 0 | 0 | 0 | 0 | 0 | 0 | 0 | 0 | 0 | 0 | 0 | 0 | 0 | 0 | 0 | 0 | 0 | 0 | 0
F5_Commercial_OR - Miscellaneous_Existing_Food Preparation_Natural Gas_Double Rack Oven_A_Achievable Economic RVT Potential | F5 | Commercial | OR - Miscellaneous | Existing | Food Preparation | Natural Gas | Double Rack Oven | A | Incremental Summer Peak Savings (MW) | Achievable Economic RVT Potential | 0 | 0 | 0 | 0 | 0 | 0 | 0 | 0 | 0 | 0 | 0 | 0 | 0 | 0 | 0 | 0 | 0 | 0 | 0 | 0 | 0 | 0 | 0 | 0 | 0 | 0 | 0
F6_Commercial_OR - Miscellaneous_Existing_Food Preparation_Natural Gas_Double Rack Oven_A_Achievable Economic RVT Potential | F6 | Commercial | OR - Miscellaneous | Existing | Food Preparation | Natural Gas | Double Rack Oven | A | Incremental Winter Peak Savings (MW) | Achievable Economic RVT Potential | 0 | 0 | 0 | 0 | 0 | 0 | 0 | 0 | 0 | 0 | 0 | 0 | 0 | 0 | 0 | 0 | 0 | 0 | 0 | 0 | 0 | 0 | 0 | 0 | 0 | 0 | 0
F7_Commercial_OR - Miscellaneous_Existing_Food Preparation_Natural Gas_Double Rack Oven_A_Achievable Economic RVT Potential | F7 | Commercial | OR - Miscellaneous | Existing | Food Preparation | Natural Gas | Double Rack Oven | A | Cumulative Energy Savings (MWh or mTherms) | Achievable Economic RVT Potential | 0 | 0 | 0 | 0 | 0 | 0 | 0 | 0 | 0 | 0 | 0 | 0 | 0 | 0 | 0 | 0 | 0 | 0 | 0 | 0 | 0 | 0 | 0 | 0 | 0 | 0 | 0
F8_Commercial_OR - Miscellaneous_Existing_Food Preparation_Natural Gas_Double Rack Oven_A_Achievable Economic RVT Potential | F8 | Commercial | OR - Miscellaneous | Existing | Food Preparation | Natural Gas | Double Rack Oven | A | Cumulative Summer Peak Savings (MW) | Achievable Economic RVT Potential | 0 | 0 | 0 | 0 | 0 | 0 | 0 | 0 | 0 | 0 | 0 | 0 | 0 | 0 | 0 | 0 | 0 | 0 | 0 | 0 | 0 | 0 | 0 | 0 | 0 | 0 | 0
F9_Commercial_OR - Miscellaneous_Existing_Food Preparation_Natural Gas_Double Rack Oven_A_Achievable Economic RVT Potential | F9 | Commercial | OR - Miscellaneous | Existing | Food Preparation | Natural Gas | Double Rack Oven | A | Cumulative Winter Peak Savings (MW) | Achievable Economic RVT Potential | 0 | 0 | 0 | 0 | 0 | 0 | 0 | 0 | 0 | 0 | 0 | 0 | 0 | 0 | 0 | 0 | 0 | 0 | 0 | 0 | 0 | 0 | 0 | 0 | 0 | 0 | 0
F10_Commercial_OR - Miscellaneous_Existing_Food Preparation_Natural Gas_Double Rack Oven_A_Achievable Economic RVT Potential | F10 | Commercial | OR - Miscellaneous | Existing | Food Preparation | Natural Gas | Double Rack Oven | A | Purchases (Incremental) | Achievable Economic RVT Potential | 0 | 0 | 0 | 0 | 0 | 0 | 0 | 0 | 0 | 0 | 0 | 0 | 0 | 0 | 0 | 0 | 0 | 0 | 0 | 0 | 0 | 0 | 0 | 0 | 0 | 0 | 0
F11_Commercial_OR - Miscellaneous_Existing_Food Preparation_Natural Gas_Double Rack Oven_A_Achievable Economic RVT Potential | F11 | Commercial | OR - Miscellaneous | Existing | Food Preparation | Natural Gas | Double Rack Oven | A | Purchases (Cumulative) | Achievable Economic RVT Potential | 0 | 0 | 0 | 0 | 0 | 0 | 0 | 0 | 0 | 0 | 0 | 0 | 0 | 0 | 0 | 0 | 0 | 0 | 0 | 0 | 0 | 0 | 0 | 0 | 0 | 0 | 0
F1_Commercial_OR - Miscellaneous_Existing_Food Preparation_Natural Gas_Fryer_A_Achievable Economic RVT Potential | F1 | Commercial | OR - Miscellaneous | Existing | Food Preparation | Natural Gas | Fryer | A | Integrated Unit Energy Savings (kWh or therms) | Achievable Economic RVT Potential | 0 | 395.2691 | 395.2691 | 395.2691 | 395.2691 | 395.2691 | 395.2691 | 395.2691 | 395.2691 | 395.2691 | 395.2691 | 395.2691 | 395.2691 | 395.2691 | 395.2691 | 395.2691 | 395.2691 | 395.2691 | 395.2691 | 395.2691 | 395.2691 | 395.2691 | 395.2691 | 395.2691 | 395.2691 | 395.2691 | 395.2691
F2_Commercial_OR - Miscellaneous_Existing_Food Preparation_Natural Gas_Fryer_A_Achievable Economic RVT Potential | F2 | Commercial | OR - Miscellaneous | Existing | Food Preparation | Natural Gas | Fryer | A | Integrated Unit Summer Peak Savings (kW) | Achievable Economic RVT Potential | 0 | 0 | 0 | 0 | 0 | 0 | 0 | 0 | 0 | 0 | 0 | 0 | 0 | 0 | 0 | 0 | 0 | 0 | 0 | 0 | 0 | 0 | 0 | 0 | 0 | 0 | 0
F3_Commercial_OR - Miscellaneous_Existing_Food Preparation_Natural Gas_Fryer_A_Achievable Economic RVT Potential | F3 | Commercial | OR - Miscellaneous | Existing | Food Preparation | Natural Gas | Fryer | A | Integrated Unit Winter Peak Savings (kW) | Achievable Economic RVT Potential | 0 | 0 | 0 | 0 | 0 | 0 | 0 | 0 | 0 | 0 | 0 | 0 | 0 | 0 | 0 | 0 | 0 | 0 | 0 | 0 | 0 | 0 | 0 | 0 | 0 | 0 | 0
F4_Commercial_OR - Miscellaneous_Existing_Food Preparation_Natural Gas_Fryer_A_Achievable Economic RVT Potential | F4 | Commercial | OR - Miscellaneous | Existing | Food Preparation | Natural Gas | Fryer | A | Incremental Energy Savings (MWh or mTherms) | Achievable Economic RVT Potential | 0 | 0 | 0 | 0 | 0 | 0 | 0 | 0 | 0 | 0 | 0 | 0 | 0 | 0 | 0 | 0 | 0 | 0 | 0 | 0 | 0 | 0 | 0 | 0 | 0 | 0 | 0
F5_Commercial_OR - Miscellaneous_Existing_Food Preparation_Natural Gas_Fryer_A_Achievable Economic RVT Potential | F5 | Commercial | OR - Miscellaneous | Existing | Food Preparation | Natural Gas | Fryer | A | Incremental Summer Peak Savings (MW) | Achievable Economic RVT Potential | 0 | 0 | 0 | 0 | 0 | 0 | 0 | 0 | 0 | 0 | 0 | 0 | 0 | 0 | 0 | 0 | 0 | 0 | 0 | 0 | 0 | 0 | 0 | 0 | 0 | 0 | 0
F6_Commercial_OR - Miscellaneous_Existing_Food Preparation_Natural Gas_Fryer_A_Achievable Economic RVT Potential | F6 | Commercial | OR - Miscellaneous | Existing | Food Preparation | Natural Gas | Fryer | A | Incremental Winter Peak Savings (MW) | Achievable Economic RVT Potential | 0 | 0 | 0 | 0 | 0 | 0 | 0 | 0 | 0 | 0 | 0 | 0 | 0 | 0 | 0 | 0 | 0 | 0 | 0 | 0 | 0 | 0 | 0 | 0 | 0 | 0 | 0
F7_Commercial_OR - Miscellaneous_Existing_Food Preparation_Natural Gas_Fryer_A_Achievable Economic RVT Potential | F7 | Commercial | OR - Miscellaneous | Existing | Food Preparation | Natural Gas | Fryer | A | Cumulative Energy Savings (MWh or mTherms) | Achievable Economic RVT Potential | 0 | 0 | 0 | 0 | 0 | 0 | 0 | 0 | 0 | 0 | 0 | 0 | 0 | 0 | 0 | 0 | 0 | 0 | 0 | 0 | 0 | 0 | 0 | 0 | 0 | 0 | 0
F8_Commercial_OR - Miscellaneous_Existing_Food Preparation_Natural Gas_Fryer_A_Achievable Economic RVT Potential | F8 | Commercial | OR - Miscellaneous | Existing | Food Preparation | Natural Gas | Fryer | A | Cumulative Summer Peak Savings (MW) | Achievable Economic RVT Potential | 0 | 0 | 0 | 0 | 0 | 0 | 0 | 0 | 0 | 0 | 0 | 0 | 0 | 0 | 0 | 0 | 0 | 0 | 0 | 0 | 0 | 0 | 0 | 0 | 0 | 0 | 0
F9_Commercial_OR - Miscellaneous_Existing_Food Preparation_Natural Gas_Fryer_A_Achievable Economic RVT Potential | F9 | Commercial | OR - Miscellaneous | Existing | Food Preparation | Natural Gas | Fryer | A | Cumulative Winter Peak Savings (MW) | Achievable Economic RVT Potential | 0 | 0 | 0 | 0 | 0 | 0 | 0 | 0 | 0 | 0 | 0 | 0 | 0 | 0 | 0 | 0 | 0 | 0 | 0 | 0 | 0 | 0 | 0 | 0 | 0 | 0 | 0
F10_Commercial_OR - Miscellaneous_Existing_Food Preparation_Natural Gas_Fryer_A_Achievable Economic RVT Potential | F10 | Commercial | OR - Miscellaneous | Existing | Food Preparation | Natural Gas | Fryer | A | Purchases (Incremental) | Achievable Economic RVT Potential | 0 | 0 | 0 | 0 | 0 | 0 | 0 | 0 | 0 | 0 | 0 | 0 | 0 | 0 | 0 | 0 | 0 | 0 | 0 | 0 | 0 | 0 | 0 | 0 | 0 | 0 | 0
F11_Commercial_OR - Miscellaneous_Existing_Food Preparation_Natural Gas_Fryer_A_Achievable Economic RVT Potential | F11 | Commercial | OR - Miscellaneous | Existing | Food Preparation | Natural Gas | Fryer | A | Purchases (Cumulative) | Achievable Economic RVT Potential | 0 | 0 | 0 | 0 | 0 | 0 | 0 | 0 | 0 | 0 | 0 | 0 | 0 | 0 | 0 | 0 | 0 | 0 | 0 | 0 | 0 | 0 | 0 | 0 | 0 | 0 | 0
F1_Commercial_OR - Miscellaneous_Existing_Food Preparation_Natural Gas_Broiler_A_Achievable Economic RVT Potential | F1 | Commercial | OR - Miscellaneous | Existing | Food Preparation | Natural Gas | Broiler | A | Integrated Unit Energy Savings (kWh or therms) | Achievable Economic RVT Potential | 0 | 240.24 | 240.24 | 240.24 | 240.24 | 240.24 | 240.24 | 240.24 | 240.24 | 240.24 | 240.24 | 240.24 | 240.24 | 240.24 | 240.24 | 240.24 | 240.24 | 240.24 | 240.24 | 240.24 | 240.24 | 240.24 | 240.24 | 240.24 | 240.24 | 240.24 | 240.24
F2_Commercial_OR - Miscellaneous_Existing_Food Preparation_Natural Gas_Broiler_A_Achievable Economic RVT Potential | F2 | Commercial | OR - Miscellaneous | Existing | Food Preparation | Natural Gas | Broiler | A | Integrated Unit Summer Peak Savings (kW) | Achievable Economic RVT Potential | 0 | 0 | 0 | 0 | 0 | 0 | 0 | 0 | 0 | 0 | 0 | 0 | 0 | 0 | 0 | 0 | 0 | 0 | 0 | 0 | 0 | 0 | 0 | 0 | 0 | 0 | 0
F3_Commercial_OR - Miscellaneous_Existing_Food Preparation_Natural Gas_Broiler_A_Achievable Economic RVT Potential | F3 | Commercial | OR - Miscellaneous | Existing | Food Preparation | Natural Gas | Broiler | A | Integrated Unit Winter Peak Savings (kW) | Achievable Economic RVT Potential | 0 | 0 | 0 | 0 | 0 | 0 | 0 | 0 | 0 | 0 | 0 | 0 | 0 | 0 | 0 | 0 | 0 | 0 | 0 | 0 | 0 | 0 | 0 | 0 | 0 | 0 | 0
F4_Commercial_OR - Miscellaneous_Existing_Food Preparation_Natural Gas_Broiler_A_Achievable Economic RVT Potential | F4 | Commercial | OR - Miscellaneous | Existing | Food Preparation | Natural Gas | Broiler | A | Incremental Energy Savings (MWh or mTherms) | Achievable Economic RVT Potential | 0 | 0 | 0 | 0 | 0 | 0 | 0 | 0 | 0 | 0 | 0 | 0 | 0 | 0 | 0 | 0 | 0 | 0 | 0 | 0 | 0 | 0 | 0 | 0 | 0 | 0 | 0
F5_Commercial_OR - Miscellaneous_Existing_Food Preparation_Natural Gas_Broiler_A_Achievable Economic RVT Potential | F5 | Commercial | OR - Miscellaneous | Existing | Food Preparation | Natural Gas | Broiler | A | Incremental Summer Peak Savings (MW) | Achievable Economic RVT Potential | 0 | 0 | 0 | 0 | 0 | 0 | 0 | 0 | 0 | 0 | 0 | 0 | 0 | 0 | 0 | 0 | 0 | 0 | 0 | 0 | 0 | 0 | 0 | 0 | 0 | 0 | 0
F6_Commercial_OR - Miscellaneous_Existing_Food Preparation_Natural Gas_Broiler_A_Achievable Economic RVT Potential | F6 | Commercial | OR - Miscellaneous | Existing | Food Preparation | Natural Gas | Broiler | A | Incremental Winter Peak Savings (MW) | Achievable Economic RVT Potential | 0 | 0 | 0 | 0 | 0 | 0 | 0 | 0 | 0 | 0 | 0 | 0 | 0 | 0 | 0 | 0 | 0 | 0 | 0 | 0 | 0 | 0 | 0 | 0 | 0 | 0 | 0
F7_Commercial_OR - Miscellaneous_Existing_Food Preparation_Natural Gas_Broiler_A_Achievable Economic RVT Potential | F7 | Commercial | OR - Miscellaneous | Existing | Food Preparation | Natural Gas | Broiler | A | Cumulative Energy Savings (MWh or mTherms) | Achievable Economic RVT Potential | 0 | 0 | 0 | 0 | 0 | 0 | 0 | 0 | 0 | 0 | 0 | 0 | 0 | 0 | 0 | 0 | 0 | 0 | 0 | 0 | 0 | 0 | 0 | 0 | 0 | 0 | 0
F8_Commercial_OR - Miscellaneous_Existing_Food Preparation_Natural Gas_Broiler_A_Achievable Economic RVT Potential | F8 | Commercial | OR - Miscellaneous | Existing | Food Preparation | Natural Gas | Broiler | A | Cumulative Summer Peak Savings (MW) | Achievable Economic RVT Potential | 0 | 0 | 0 | 0 | 0 | 0 | 0 | 0 | 0 | 0 | 0 | 0 | 0 | 0 | 0 | 0 | 0 | 0 | 0 | 0 | 0 | 0 | 0 | 0 | 0 | 0 | 0
F9_Commercial_OR - Miscellaneous_Existing_Food Preparation_Natural Gas_Broiler_A_Achievable Economic RVT Potential | F9 | Commercial | OR - Miscellaneous | Existing | Food Preparation | Natural Gas | Broiler | A | Cumulative Winter Peak Savings (MW) | Achievable Economic RVT Potential | 0 | 0 | 0 | 0 | 0 | 0 | 0 | 0 | 0 | 0 | 0 | 0 | 0 | 0 | 0 | 0 | 0 | 0 | 0 | 0 | 0 | 0 | 0 | 0 | 0 | 0 | 0
F10_Commercial_OR - Miscellaneous_Existing_Food Preparation_Natural Gas_Broiler_A_Achievable Economic RVT Potential | F10 | Commercial | OR - Miscellaneous | Existing | Food Preparation | Natural Gas | Broiler | A | Purchases (Incremental) | Achievable Economic RVT Potential | 0 | 0 | 0 | 0 | 0 | 0 | 0 | 0 | 0 | 0 | 0 | 0 | 0 | 0 | 0 | 0 | 0 | 0 | 0 | 0 | 0 | 0 | 0 | 0 | 0 | 0 | 0
F11_Commercial_OR - Miscellaneous_Existing_Food Preparation_Natural Gas_Broiler_A_Achievable Economic RVT Potential | F11 | Commercial | OR - Miscellaneous | Existing | Food Preparation | Natural Gas | Broiler | A | Purchases (Cumulative) | Achievable Economic RVT Potential | 0 | 0 | 0 | 0 | 0 | 0 | 0 | 0 | 0 | 0 | 0 | 0 | 0 | 0 | 0 | 0 | 0 | 0 | 0 | 0 | 0 | 0 | 0 | 0 | 0 | 0 | 0
F1_Commercial_OR - Miscellaneous_Existing_Food Preparation_Natural Gas_Griddle_A_Achievable Economic RVT Potential | F1 | Commercial | OR - Miscellaneous | Existing | Food Preparation | Natural Gas | Griddle | A | Integrated Unit Energy Savings (kWh or therms) | Achievable Economic RVT Potential | 0 | 167.9465 | 167.9465 | 167.9465 | 167.9465 | 167.9465 | 167.9465 | 167.9465 | 167.9465 | 167.9465 | 167.9465 | 167.9465 | 167.9465 | 167.9465 | 167.9465 | 167.9465 | 167.9465 | 167.9465 | 167.9465 | 167.9465 | 167.9465 | 167.9465 | 167.9465 | 167.9465 | 167.9465 | 167.9465 | 167.9465
F2_Commercial_OR - Miscellaneous_Existing_Food Preparation_Natural Gas_Griddle_A_Achievable Economic RVT Potential | F2 | Commercial | OR - Miscellaneous | Existing | Food Preparation | Natural Gas | Griddle | A | Integrated Unit Summer Peak Savings (kW) | Achievable Economic RVT Potential | 0 | 0 | 0 | 0 | 0 | 0 | 0 | 0 | 0 | 0 | 0 | 0 | 0 | 0 | 0 | 0 | 0 | 0 | 0 | 0 | 0 | 0 | 0 | 0 | 0 | 0 | 0
F3_Commercial_OR - Miscellaneous_Existing_Food Preparation_Natural Gas_Griddle_A_Achievable Economic RVT Potential | F3 | Commercial | OR - Miscellaneous | Existing | Food Preparation | Natural Gas | Griddle | A | Integrated Unit Winter Peak Savings (kW) | Achievable Economic RVT Potential | 0 | 0 | 0 | 0 | 0 | 0 | 0 | 0 | 0 | 0 | 0 | 0 | 0 | 0 | 0 | 0 | 0 | 0 | 0 | 0 | 0 | 0 | 0 | 0 | 0 | 0 | 0
F4_Commercial_OR - Miscellaneous_Existing_Food Preparation_Natural Gas_Griddle_A_Achievable Economic RVT Potential | F4 | Commercial | OR - Miscellaneous | Existing | Food Preparation | Natural Gas | Griddle | A | Incremental Energy Savings (MWh or mTherms) | Achievable Economic RVT Potential | 0 | 0 | 0 | 0 | 0 | 0 | 0 | 0 | 0 | 0 | 0 | 0 | 0 | 0 | 0 | 0 | 0 | 0 | 0 | 0 | 0 | 0 | 0 | 0 | 0 | 0 | 0
F5_Commercial_OR - Miscellaneous_Existing_Food Preparation_Natural Gas_Griddle_A_Achievable Economic RVT Potential | F5 | Commercial | OR - Miscellaneous | Existing | Food Preparation | Natural Gas | Griddle | A | Incremental Summer Peak Savings (MW) | Achievable Economic RVT Potential | 0 | 0 | 0 | 0 | 0 | 0 | 0 | 0 | 0 | 0 | 0 | 0 | 0 | 0 | 0 | 0 | 0 | 0 | 0 | 0 | 0 | 0 | 0 | 0 | 0 | 0 | 0
F6_Commercial_OR - Miscellaneous_Existing_Food Preparation_Natural Gas_Griddle_A_Achievable Economic RVT Potential | F6 | Commercial | OR - Miscellaneous | Existing | Food Preparation | Natural Gas | Griddle | A | Incremental Winter Peak Savings (MW) | Achievable Economic RVT Potential | 0 | 0 | 0 | 0 | 0 | 0 | 0 | 0 | 0 | 0 | 0 | 0 | 0 | 0 | 0 | 0 | 0 | 0 | 0 | 0 | 0 | 0 | 0 | 0 | 0 | 0 | 0
F7_Commercial_OR - Miscellaneous_Existing_Food Preparation_Natural Gas_Griddle_A_Achievable Economic RVT Potential | F7 | Commercial | OR - Miscellaneous | Existing | Food Preparation | Natural Gas | Griddle | A | Cumulative Energy Savings (MWh or mTherms) | Achievable Economic RVT Potential | 0 | 0 | 0 | 0 | 0 | 0 | 0 | 0 | 0 | 0 | 0 | 0 | 0 | 0 | 0 | 0 | 0 | 0 | 0 | 0 | 0 | 0 | 0 | 0 | 0 | 0 | 0
F8_Commercial_OR - Miscellaneous_Existing_Food Preparation_Natural Gas_Griddle_A_Achievable Economic RVT Potential | F8 | Commercial | OR - Miscellaneous | Existing | Food Preparation | Natural Gas | Griddle | A | Cumulative Summer Peak Savings (MW) | Achievable Economic RVT Potential | 0 | 0 | 0 | 0 | 0 | 0 | 0 | 0 | 0 | 0 | 0 | 0 | 0 | 0 | 0 | 0 | 0 | 0 | 0 | 0 | 0 | 0 | 0 | 0 | 0 | 0 | 0
F9_Commercial_OR - Miscellaneous_Existing_Food Preparation_Natural Gas_Griddle_A_Achievable Economic RVT Potential | F9 | Commercial | OR - Miscellaneous | Existing | Food Preparation | Natural Gas | Griddle | A | Cumulative Winter Peak Savings (MW) | Achievable Economic RVT Potential | 0 | 0 | 0 | 0 | 0 | 0 | 0 | 0 | 0 | 0 | 0 | 0 | 0 | 0 | 0 | 0 | 0 | 0 | 0 | 0 | 0 | 0 | 0 | 0 | 0 | 0 | 0
F10_Commercial_OR - Miscellaneous_Existing_Food Preparation_Natural Gas_Griddle_A_Achievable Economic RVT Potential | F10 | Commercial | OR - Miscellaneous | Existing | Food Preparation | Natural Gas | Griddle | A | Purchases (Incremental) | Achievable Economic RVT Potential | 0 | 0 | 0 | 0 | 0 | 0 | 0 | 0 | 0 | 0 | 0 | 0 | 0 | 0 | 0 | 0 | 0 | 0 | 0 | 0 | 0 | 0 | 0 | 0 | 0 | 0 | 0
F11_Commercial_OR - Miscellaneous_Existing_Food Preparation_Natural Gas_Griddle_A_Achievable Economic RVT Potential | F11 | Commercial | OR - Miscellaneous | Existing | Food Preparation | Natural Gas | Griddle | A | Purchases (Cumulative) | Achievable Economic RVT Potential | 0 | 0 | 0 | 0 | 0 | 0 | 0 | 0 | 0 | 0 | 0 | 0 | 0 | 0 | 0 | 0 | 0 | 0 | 0 | 0 | 0 | 0 | 0 | 0 | 0 | 0 | 0
F1_Commercial_OR - Miscellaneous_Existing_Food Preparation_Natural Gas_Range_A_Achievable Economic RVT Potential | F1 | Commercial | OR - Miscellaneous | Existing | Food Preparation | Natural Gas | Range | A | Integrated Unit Energy Savings (kWh or therms) | Achievable Economic RVT Potential | 0 | 171.4286 | 171.4286 | 171.4286 | 171.4286 | 171.4286 | 171.4286 | 171.4286 | 171.4286 | 171.4286 | 171.4286 | 171.4286 | 171.4286 | 171.4286 | 171.4286 | 171.4286 | 171.4286 | 171.4286 | 171.4286 | 171.4286 | 171.4286 | 171.4286 | 171.4286 | 171.4286 | 171.4286 | 171.4286 | 171.4286
F2_Commercial_OR - Miscellaneous_Existing_Food Preparation_Natural Gas_Range_A_Achievable Economic RVT Potential | F2 | Commercial | OR - Miscellaneous | Existing | Food Preparation | Natural Gas | Range | A | Integrated Unit Summer Peak Savings (kW) | Achievable Economic RVT Potential | 0 | 0 | 0 | 0 | 0 | 0 | 0 | 0 | 0 | 0 | 0 | 0 | 0 | 0 | 0 | 0 | 0 | 0 | 0 | 0 | 0 | 0 | 0 | 0 | 0 | 0 | 0
F3_Commercial_OR - Miscellaneous_Existing_Food Preparation_Natural Gas_Range_A_Achievable Economic RVT Potential | F3 | Commercial | OR - Miscellaneous | Existing | Food Preparation | Natural Gas | Range | A | Integrated Unit Winter Peak Savings (kW) | Achievable Economic RVT Potential | 0 | 0 | 0 | 0 | 0 | 0 | 0 | 0 | 0 | 0 | 0 | 0 | 0 | 0 | 0 | 0 | 0 | 0 | 0 | 0 | 0 | 0 | 0 | 0 | 0 | 0 | 0
F4_Commercial_OR - Miscellaneous_Existing_Food Preparation_Natural Gas_Range_A_Achievable Economic RVT Potential | F4 | Commercial | OR - Miscellaneous | Existing | Food Preparation | Natural Gas | Range | A | Incremental Energy Savings (MWh or mTherms) | Achievable Economic RVT Potential | 0 | 0 | 0 | 0 | 0 | 0 | 0 | 0 | 0 | 0 | 0 | 0 | 0 | 0 | 0 | 0 | 0 | 0 | 0 | 0 | 0 | 0 | 0 | 0 | 0 | 0 | 0
F5_Commercial_OR - Miscellaneous_Existing_Food Preparation_Natural Gas_Range_A_Achievable Economic RVT Potential | F5 | Commercial | OR - Miscellaneous | Existing | Food Preparation | Natural Gas | Range | A | Incremental Summer Peak Savings (MW) | Achievable Economic RVT Potential | 0 | 0 | 0 | 0 | 0 | 0 | 0 | 0 | 0 | 0 | 0 | 0 | 0 | 0 | 0 | 0 | 0 | 0 | 0 | 0 | 0 | 0 | 0 | 0 | 0 | 0 | 0
F6_Commercial_OR - Miscellaneous_Existing_Food Preparation_Natural Gas_Range_A_Achievable Economic RVT Potential | F6 | Commercial | OR - Miscellaneous | Existing | Food Preparation | Natural Gas | Range | A | Incremental Winter Peak Savings (MW) | Achievable Economic RVT Potential | 0 | 0 | 0 | 0 | 0 | 0 | 0 | 0 | 0 | 0 | 0 | 0 | 0 | 0 | 0 | 0 | 0 | 0 | 0 | 0 | 0 | 0 | 0 | 0 | 0 | 0 | 0
F7_Commercial_OR - Miscellaneous_Existing_Food Preparation_Natural Gas_Range_A_Achievable Economic RVT Potential | F7 | Commercial | OR - Miscellaneous | Existing | Food Preparation | Natural Gas | Range | A | Cumulative Energy Savings (MWh or mTherms) | Achievable Economic RVT Potential | 0 | 0 | 0 | 0 | 0 | 0 | 0 | 0 | 0 | 0 | 0 | 0 | 0 | 0 | 0 | 0 | 0 | 0 | 0 | 0 | 0 | 0 | 0 | 0 | 0 | 0 | 0
F8_Commercial_OR - Miscellaneous_Existing_Food Preparation_Natural Gas_Range_A_Achievable Economic RVT Potential | F8 | Commercial | OR - Miscellaneous | Existing | Food Preparation | Natural Gas | Range | A | Cumulative Summer Peak Savings (MW) | Achievable Economic RVT Potential | 0 | 0 | 0 | 0 | 0 | 0 | 0 | 0 | 0 | 0 | 0 | 0 | 0 | 0 | 0 | 0 | 0 | 0 | 0 | 0 | 0 | 0 | 0 | 0 | 0 | 0 | 0
F9_Commercial_OR - Miscellaneous_Existing_Food Preparation_Natural Gas_Range_A_Achievable Economic RVT Potential | F9 | Commercial | OR - Miscellaneous | Existing | Food Preparation | Natural Gas | Range | A | Cumulative Winter Peak Savings (MW) | Achievable Economic RVT Potential | 0 | 0 | 0 | 0 | 0 | 0 | 0 | 0 | 0 | 0 | 0 | 0 | 0 | 0 | 0 | 0 | 0 | 0 | 0 | 0 | 0 | 0 | 0 | 0 | 0 | 0 | 0
F10_Commercial_OR - Miscellaneous_Existing_Food Preparation_Natural Gas_Range_A_Achievable Economic RVT Potential | F10 | Commercial | OR - Miscellaneous | Existing | Food Preparation | Natural Gas | Range | A | Purchases (Incremental) | Achievable Economic RVT Potential | 0 | 0 | 0 | 0 | 0 | 0 | 0 | 0 | 0 | 0 | 0 | 0 | 0 | 0 | 0 | 0 | 0 | 0 | 0 | 0 | 0 | 0 | 0 | 0 | 0 | 0 | 0
F11_Commercial_OR - Miscellaneous_Existing_Food Preparation_Natural Gas_Range_A_Achievable Economic RVT Potential | F11 | Commercial | OR - Miscellaneous | Existing | Food Preparation | Natural Gas | Range | A | Purchases (Cumulative) | Achievable Economic RVT Potential | 0 | 0 | 0 | 0 | 0 | 0 | 0 | 0 | 0 | 0 | 0 | 0 | 0 | 0 | 0 | 0 | 0 | 0 | 0 | 0 | 0 | 0 | 0 | 0 | 0 | 0 | 0
F1_Commercial_OR - Miscellaneous_Existing_Food Preparation_Natural Gas_Steamer_A_Achievable Economic RVT Potential | F1 | Commercial | OR - Miscellaneous | Existing | Food Preparation | Natural Gas | Steamer | A | Integrated Unit Energy Savings (kWh or therms) | Achievable Economic RVT Potential | 0 | 1215.1419 | 1215.1419 | 1215.1419 | 1215.1419 | 1215.1419 | 1215.1419 | 1215.1419 | 1215.1419 | 1215.1419 | 1215.1419 | 1215.1419 | 1215.1419 | 1215.1419 | 1215.1419 | 1215.1419 | 1215.1419 | 1215.1419 | 1215.1419 | 1215.1419 | 1215.1419 | 1215.1419 | 1215.1419 | 1215.1419 | 1215.1419 | 1215.1419 | 1215.1419
F2_Commercial_OR - Miscellaneous_Existing_Food Preparation_Natural Gas_Steamer_A_Achievable Economic RVT Potential | F2 | Commercial | OR - Miscellaneous | Existing | Food Preparation | Natural Gas | Steamer | A | Integrated Unit Summer Peak Savings (kW) | Achievable Economic RVT Potential | 0 | 0 | 0 | 0 | 0 | 0 | 0 | 0 | 0 | 0 | 0 | 0 | 0 | 0 | 0 | 0 | 0 | 0 | 0 | 0 | 0 | 0 | 0 | 0 | 0 | 0 | 0
F3_Commercial_OR - Miscellaneous_Existing_Food Preparation_Natural Gas_Steamer_A_Achievable Economic RVT Potential | F3 | Commercial | OR - Miscellaneous | Existing | Food Preparation | Natural Gas | Steamer | A | Integrated Unit Winter Peak Savings (kW) | Achievable Economic RVT Potential | 0 | 0 | 0 | 0 | 0 | 0 | 0 | 0 | 0 | 0 | 0 | 0 | 0 | 0 | 0 | 0 | 0 | 0 | 0 | 0 | 0 | 0 | 0 | 0 | 0 | 0 | 0
F4_Commercial_OR - Miscellaneous_Existing_Food Preparation_Natural Gas_Steamer_A_Achievable Economic RVT Potential | F4 | Commercial | OR - Miscellaneous | Existing | Food Preparation | Natural Gas | Steamer | A | Incremental Energy Savings (MWh or mTherms) | Achievable Economic RVT Potential | 0 | 0 | 7.7167e-05 | 0.00022906 | 0.00037439 | 0.00051517 | 0.00065287 | 0.00078854 | 0.00095839 | 0.0011221 | 0.0012018 | 0.0012003 | 0.0011995 | 0.0016917 | 0.0016073 | 0.0015475 | 0.00147 | 0.0014101 | 0.0013647 | 0.0013305 | 0.0014902 | 0.0010933 | 0.0010592 | 0.00097264 | 0.00085284 | 0.00093244 | 0.00060919
F5_Commercial_OR - Miscellaneous_Existing_Food Preparation_Natural Gas_Steamer_A_Achievable Economic RVT Potential | F5 | Commercial | OR - Miscellaneous | Existing | Food Preparation | Natural Gas | Steamer | A | Incremental Summer Peak Savings (MW) | Achievable Economic RVT Potential | 0 | 0 | 0 | 0 | 0 | 0 | 0 | 0 | 0 | 0 | 0 | 0 | 0 | 0 | 0 | 0 | 0 | 0 | 0 | 0 | 0 | 0 | 0 | 0 | 0 | 0 | 0
F6_Commercial_OR - Miscellaneous_Existing_Food Preparation_Natural Gas_Steamer_A_Achievable Economic RVT Potential | F6 | Commercial | OR - Miscellaneous | Existing | Food Preparation | Natural Gas | Steamer | A | Incremental Winter Peak Savings (MW) | Achievable Economic RVT Potential | 0 | 0 | 0 | 0 | 0 | 0 | 0 | 0 | 0 | 0 | 0 | 0 | 0 | 0 | 0 | 0 | 0 | 0 | 0 | 0 | 0 | 0 | 0 | 0 | 0 | 0 | 0
F7_Commercial_OR - Miscellaneous_Existing_Food Preparation_Natural Gas_Steamer_A_Achievable Economic RVT Potential | F7 | Commercial | OR - Miscellaneous | Existing | Food Preparation | Natural Gas | Steamer | A | Cumulative Energy Savings (MWh or mTherms) | Achievable Economic RVT Potential | 0 | 0 | 7.7167e-05 | 0.00030623 | 0.00068062 | 0.0011958 | 0.0018487 | 0.0026372 | 0.0035956 | 0.0047177 | 0.0059195 | 0.0071199 | 0.0083194 | 0.010011 | 0.011618 | 0.013166 | 0.014636 | 0.016046 | 0.017411 | 0.018741 | 0.020231 | 0.021325 | 0.022384 | 0.023357 | 0.024209 | 0.025142 | 0.025751
F8_Commercial_OR - Miscellaneous_Existing_Food Preparation_Natural Gas_Steamer_A_Achievable Economic RVT Potential | F8 | Commercial | OR - Miscellaneous | Existing | Food Preparation | Natural Gas | Steamer | A | Cumulative Summer Peak Savings (MW) | Achievable Economic RVT Potential | 0 | 0 | 0 | 0 | 0 | 0 | 0 | 0 | 0 | 0 | 0 | 0 | 0 | 0 | 0 | 0 | 0 | 0 | 0 | 0 | 0 | 0 | 0 | 0 | 0 | 0 | 0
F9_Commercial_OR - Miscellaneous_Existing_Food Preparation_Natural Gas_Steamer_A_Achievable Economic RVT Potential | F9 | Commercial | OR - Miscellaneous | Existing | Food Preparation | Natural Gas | Steamer | A | Cumulative Winter Peak Savings (MW) | Achievable Economic RVT Potential | 0 | 0 | 0 | 0 | 0 | 0 | 0 | 0 | 0 | 0 | 0 | 0 | 0 | 0 | 0 | 0 | 0 | 0 | 0 | 0 | 0 | 0 | 0 | 0 | 0 | 0 | 0
F10_Commercial_OR - Miscellaneous_Existing_Food Preparation_Natural Gas_Steamer_A_Achievable Economic RVT Potential | F10 | Commercial | OR - Miscellaneous | Existing | Food Preparation | Natural Gas | Steamer | A | Purchases (Incremental) | Achievable Economic RVT Potential | 0 | 0 | 6.3504e-05 | 0.00018851 | 0.00030811 | 0.00042396 | 0.00053728 | 0.00064893 | 0.00078871 | 0.00092342 | 0.00098906 | 0.00098781 | 0.00098714 | 0.0013922 | 0.0013228 | 0.0012735 | 0.0012097 | 0.0011605 | 0.0011231 | 0.001095 | 0.0012263 | 0.00089974 | 0.0008717 | 0.00080044 | 0.00070184 | 0.00076735 | 0.00050133
F11_Commercial_OR - Miscellaneous_Existing_Food Preparation_Natural Gas_Steamer_A_Achievable Economic RVT Potential | F11 | Commercial | OR - Miscellaneous | Existing | Food Preparation | Natural Gas | Steamer | A | Purchases (Cumulative) | Achievable Economic RVT Potential | 0 | 0 | 6.3504e-05 | 0.00025201 | 0.00056012 | 0.00098408 | 0.0015214 | 0.0021703 | 0.002959 | 0.0038824 | 0.0048715 | 0.0058593 | 0.0068464 | 0.0082386 | 0.0095614 | 0.010835 | 0.012045 | 0.013205 | 0.014328 | 0.015423 | 0.016649 | 0.017549 | 0.018421 | 0.019221 | 0.019923 | 0.02069 | 0.021192
F1_Commercial_OR - Miscellaneous_Existing_Food Preparation_Natural Gas_Commercial Food Prep Other_A_Achievable Economic RVT Potential | F1 | Commercial | OR - Miscellaneous | Existing | Food Preparation | Natural Gas | Commercial Food Prep Other | A | Integrated Unit Energy Savings (kWh or therms) | Achievable Economic RVT Potential | 0 | 0 | 0 | 0 | 0 | 0 | 0 | 0 | 0 | 0 | 0 | 0 | 0 | 0 | 0 | 0 | 0 | 0 | 0 | 0 | 0 | 0 | 0 | 0 | 0 | 0 | 0
F2_Commercial_OR - Miscellaneous_Existing_Food Preparation_Natural Gas_Commercial Food Prep Other_A_Achievable Economic RVT Potential | F2 | Commercial | OR - Miscellaneous | Existing | Food Preparation | Natural Gas | Commercial Food Prep Other | A | Integrated Unit Summer Peak Savings (kW) | Achievable Economic RVT Potential | 0 | 0 | 0 | 0 | 0 | 0 | 0 | 0 | 0 | 0 | 0 | 0 | 0 | 0 | 0 | 0 | 0 | 0 | 0 | 0 | 0 | 0 | 0 | 0 | 0 | 0 | 0
F3_Commercial_OR - Miscellaneous_Existing_Food Preparation_Natural Gas_Commercial Food Prep Other_A_Achievable Economic RVT Potential | F3 | Commercial | OR - Miscellaneous | Existing | Food Preparation | Natural Gas | Commercial Food Prep Other | A | Integrated Unit Winter Peak Savings (kW) | Achievable Economic RVT Potential | 0 | 0 | 0 | 0 | 0 | 0 | 0 | 0 | 0 | 0 | 0 | 0 | 0 | 0 | 0 | 0 | 0 | 0 | 0 | 0 | 0 | 0 | 0 | 0 | 0 | 0 | 0
F4_Commercial_OR - Miscellaneous_Existing_Food Preparation_Natural Gas_Commercial Food Prep Other_A_Achievable Economic RVT Potential | F4 | Commercial | OR - Miscellaneous | Existing | Food Preparation | Natural Gas | Commercial Food Prep Other | A | Incremental Energy Savings (MWh or mTherms) | Achievable Economic RVT Potential | 0 | 0 | 0 | 0 | 0 | 0 | 0 | 0 | 0 | 0 | 0 | 0 | 0 | 0 | 0 | 0 | 0 | 0 | 0 | 0 | 0 | 0 | 0 | 0 | 0 | 0 | 0
F5_Commercial_OR - Miscellaneous_Existing_Food Preparation_Natural Gas_Commercial Food Prep Other_A_Achievable Economic RVT Potential | F5 | Commercial | OR - Miscellaneous | Existing | Food Preparation | Natural Gas | Commercial Food Prep Other | A | Incremental Summer Peak Savings (MW) | Achievable Economic RVT Potential | 0 | 0 | 0 | 0 | 0 | 0 | 0 | 0 | 0 | 0 | 0 | 0 | 0 | 0 | 0 | 0 | 0 | 0 | 0 | 0 | 0 | 0 | 0 | 0 | 0 | 0 | 0
F6_Commercial_OR - Miscellaneous_Existing_Food Preparation_Natural Gas_Commercial Food Prep Other_A_Achievable Economic RVT Potential | F6 | Commercial | OR - Miscellaneous | Existing | Food Preparation | Natural Gas | Commercial Food Prep Other | A | Incremental Winter Peak Savings (MW) | Achievable Economic RVT Potential | 0 | 0 | 0 | 0 | 0 | 0 | 0 | 0 | 0 | 0 | 0 | 0 | 0 | 0 | 0 | 0 | 0 | 0 | 0 | 0 | 0 | 0 | 0 | 0 | 0 | 0 | 0
F7_Commercial_OR - Miscellaneous_Existing_Food Preparation_Natural Gas_Commercial Food Prep Other_A_Achievable Economic RVT Potential | F7 | Commercial | OR - Miscellaneous | Existing | Food Preparation | Natural Gas | Commercial Food Prep Other | A | Cumulative Energy Savings (MWh or mTherms) | Achievable Economic RVT Potential | 0 | 0 | 0 | 0 | 0 | 0 | 0 | 0 | 0 | 0 | 0 | 0 | 0 | 0 | 0 | 0 | 0 | 0 | 0 | 0 | 0 | 0 | 0 | 0 | 0 | 0 | 0
F8_Commercial_OR - Miscellaneous_Existing_Food Preparation_Natural Gas_Commercial Food Prep Other_A_Achievable Economic RVT Potential | F8 | Commercial | OR - Miscellaneous | Existing | Food Preparation | Natural Gas | Commercial Food Prep Other | A | Cumulative Summer Peak Savings (MW) | Achievable Economic RVT Potential | 0 | 0 | 0 | 0 | 0 | 0 | 0 | 0 | 0 | 0 | 0 | 0 | 0 | 0 | 0 | 0 | 0 | 0 | 0 | 0 | 0 | 0 | 0 | 0 | 0 | 0 | 0
F9_Commercial_OR - Miscellaneous_Existing_Food Preparation_Natural Gas_Commercial Food Prep Other_A_Achievable Economic RVT Potential | F9 | Commercial | OR - Miscellaneous | Existing | Food Preparation | Natural Gas | Commercial Food Prep Other | A | Cumulative Winter Peak Savings (MW) | Achievable Economic RVT Potential | 0 | 0 | 0 | 0 | 0 | 0 | 0 | 0 | 0 | 0 | 0 | 0 | 0 | 0 | 0 | 0 | 0 | 0 | 0 | 0 | 0 | 0 | 0 | 0 | 0 | 0 | 0
F10_Commercial_OR - Miscellaneous_Existing_Food Preparation_Natural Gas_Commercial Food Prep Other_A_Achievable Economic RVT Potential | F10 | Commercial | OR - Miscellaneous | Existing | Food Preparation | Natural Gas | Commercial Food Prep Other | A | Purchases (Incremental) | Achievable Economic RVT Potential | 0 | 0 | 0 | 0 | 0 | 0 | 0 | 0 | 0 | 0 | 0 | 0 | 0 | 0 | 0 | 0 | 0 | 0 | 0 | 0 | 0 | 0 | 0 | 0 | 0 | 0 | 0
F11_Commercial_OR - Miscellaneous_Existing_Food Preparation_Natural Gas_Commercial Food Prep Other_A_Achievable Economic RVT Potential | F11 | Commercial | OR - Miscellaneous | Existing | Food Preparation | Natural Gas | Commercial Food Prep Other | A | Purchases (Cumulative) | Achievable Economic RVT Potential | 0 | 0 | 0 | 0 | 0 | 0 | 0 | 0 | 0 | 0 | 0 | 0 | 0 | 0 | 0 | 0 | 0 | 0 | 0 | 0 | 0 | 0 | 0 | 0 | 0 | 0 | 0
F1_Commercial_OR - Miscellaneous_Existing_Miscellaneous_Natural Gas_Pool Heater_A_Achievable Economic RVT Potential | F1 | Commercial | OR - Miscellaneous | Existing | Miscellaneous | Natural Gas | Pool Heater | A | Integrated Unit Energy Savings (kWh or therms) | Achievable Economic RVT Potential | 0 | 2233.5 | 2233.5 | 2233.5 | 2233.5 | 2233.5 | 2233.5 | 2233.5 | 2233.5 | 2233.5 | 2233.5 | 2233.5 | 2233.5 | 2233.5 | 2233.5 | 2233.5 | 2233.5 | 2233.5 | 2233.5 | 2233.5 | 2233.5 | 2233.5 | 2233.5 | 2233.5 | 2233.5 | 2233.5 | 2233.5
F2_Commercial_OR - Miscellaneous_Existing_Miscellaneous_Natural Gas_Pool Heater_A_Achievable Economic RVT Potential | F2 | Commercial | OR - Miscellaneous | Existing | Miscellaneous | Natural Gas | Pool Heater | A | Integrated Unit Summer Peak Savings (kW) | Achievable Economic RVT Potential | 0 | 0 | 0 | 0 | 0 | 0 | 0 | 0 | 0 | 0 | 0 | 0 | 0 | 0 | 0 | 0 | 0 | 0 | 0 | 0 | 0 | 0 | 0 | 0 | 0 | 0 | 0
F3_Commercial_OR - Miscellaneous_Existing_Miscellaneous_Natural Gas_Pool Heater_A_Achievable Economic RVT Potential | F3 | Commercial | OR - Miscellaneous | Existing | Miscellaneous | Natural Gas | Pool Heater | A | Integrated Unit Winter Peak Savings (kW) | Achievable Economic RVT Potential | 0 | 0 | 0 | 0 | 0 | 0 | 0 | 0 | 0 | 0 | 0 | 0 | 0 | 0 | 0 | 0 | 0 | 0 | 0 | 0 | 0 | 0 | 0 | 0 | 0 | 0 | 0
F4_Commercial_OR - Miscellaneous_Existing_Miscellaneous_Natural Gas_Pool Heater_A_Achievable Economic RVT Potential | F4 | Commercial | OR - Miscellaneous | Existing | Miscellaneous | Natural Gas | Pool Heater | A | Incremental Energy Savings (MWh or mTherms) | Achievable Economic RVT Potential | 0 | 0 | 0 | 0 | 0 | 0 | 0 | 0 | 0 | 0 | 0 | 0 | 0 | 0 | 0 | 0 | 0 | 0 | 0 | 0 | 0 | 0 | 0 | 0 | 0 | 0 | 0
F5_Commercial_OR - Miscellaneous_Existing_Miscellaneous_Natural Gas_Pool Heater_A_Achievable Economic RVT Potential | F5 | Commercial | OR - Miscellaneous | Existing | Miscellaneous | Natural Gas | Pool Heater | A | Incremental Summer Peak Savings (MW) | Achievable Economic RVT Potential | 0 | 0 | 0 | 0 | 0 | 0 | 0 | 0 | 0 | 0 | 0 | 0 | 0 | 0 | 0 | 0 | 0 | 0 | 0 | 0 | 0 | 0 | 0 | 0 | 0 | 0 | 0
F6_Commercial_OR - Miscellaneous_Existing_Miscellaneous_Natural Gas_Pool Heater_A_Achievable Economic RVT Potential | F6 | Commercial | OR - Miscellaneous | Existing | Miscellaneous | Natural Gas | Pool Heater | A | Incremental Winter Peak Savings (MW) | Achievable Economic RVT Potential | 0 | 0 | 0 | 0 | 0 | 0 | 0 | 0 | 0 | 0 | 0 | 0 | 0 | 0 | 0 | 0 | 0 | 0 | 0 | 0 | 0 | 0 | 0 | 0 | 0 | 0 | 0
F7_Commercial_OR - Miscellaneous_Existing_Miscellaneous_Natural Gas_Pool Heater_A_Achievable Economic RVT Potential | F7 | Commercial | OR - Miscellaneous | Existing | Miscellaneous | Natural Gas | Pool Heater | A | Cumulative Energy Savings (MWh or mTherms) | Achievable Economic RVT Potential | 0 | 0 | 0 | 0 | 0 | 0 | 0 | 0 | 0 | 0 | 0 | 0 | 0 | 0 | 0 | 0 | 0 | 0 | 0 | 0 | 0 | 0 | 0 | 0 | 0 | 0 | 0
F8_Commercial_OR - Miscellaneous_Existing_Miscellaneous_Natural Gas_Pool Heater_A_Achievable Economic RVT Potential | F8 | Commercial | OR - Miscellaneous | Existing | Miscellaneous | Natural Gas | Pool Heater | A | Cumulative Summer Peak Savings (MW) | Achievable Economic RVT Potential | 0 | 0 | 0 | 0 | 0 | 0 | 0 | 0 | 0 | 0 | 0 | 0 | 0 | 0 | 0 | 0 | 0 | 0 | 0 | 0 | 0 | 0 | 0 | 0 | 0 | 0 | 0
F9_Commercial_OR - Miscellaneous_Existing_Miscellaneous_Natural Gas_Pool Heater_A_Achievable Economic RVT Potential | F9 | Commercial | OR - Miscellaneous | Existing | Miscellaneous | Natural Gas | Pool Heater | A | Cumulative Winter Peak Savings (MW) | Achievable Economic RVT Potential | 0 | 0 | 0 | 0 | 0 | 0 | 0 | 0 | 0 | 0 | 0 | 0 | 0 | 0 | 0 | 0 | 0 | 0 | 0 | 0 | 0 | 0 | 0 | 0 | 0 | 0 | 0
F10_Commercial_OR - Miscellaneous_Existing_Miscellaneous_Natural Gas_Pool Heater_A_Achievable Economic RVT Potential | F10 | Commercial | OR - Miscellaneous | Existing | Miscellaneous | Natural Gas | Pool Heater | A | Purchases (Incremental) | Achievable Economic RVT Potential | 0 | 0 | 0 | 0 | 0 | 0 | 0 | 0 | 0 | 0 | 0 | 0 | 0 | 0 | 0 | 0 | 0 | 0 | 0 | 0 | 0 | 0 | 0 | 0 | 0 | 0 | 0
F11_Commercial_OR - Miscellaneous_Existing_Miscellaneous_Natural Gas_Pool Heater_A_Achievable Economic RVT Potential | F11 | Commercial | OR - Miscellaneous | Existing | Miscellaneous | Natural Gas | Pool Heater | A | Purchases (Cumulative) | Achievable Economic RVT Potential | 0 | 0 | 0 | 0 | 0 | 0 | 0 | 0 | 0 | 0 | 0 | 0 | 0 | 0 | 0 | 0 | 0 | 0 | 0 | 0 | 0 | 0 | 0 | 0 | 0 | 0 | 0
F1_Commercial_OR - Miscellaneous_New_Space Heating_Natural Gas_Furnace_A_Achievable Economic RVT Potential | F1 | Commercial | OR - Miscellaneous | New | Space Heating | Natural Gas | Furnace | A | Integrated Unit Energy Savings (kWh or therms) | Achievable Economic RVT Potential | 0 | 0 | 0 | 0 | 0 | 0 | 0 | 0 | 0 | 0 | 0 | 0 | 0 | 0 | 0 | 0 | 0 | 0 | 0 | 0 | 0 | 0 | 0 | 0 | 0 | 0 | 0
F2_Commercial_OR - Miscellaneous_New_Space Heating_Natural Gas_Furnace_A_Achievable Economic RVT Potential | F2 | Commercial | OR - Miscellaneous | New | Space Heating | Natural Gas | Furnace | A | Integrated Unit Summer Peak Savings (kW) | Achievable Economic RVT Potential | 0 | 0 | 0 | 0 | 0 | 0 | 0 | 0 | 0 | 0 | 0 | 0 | 0 | 0 | 0 | 0 | 0 | 0 | 0 | 0 | 0 | 0 | 0 | 0 | 0 | 0 | 0
F3_Commercial_OR - Miscellaneous_New_Space Heating_Natural Gas_Furnace_A_Achievable Economic RVT Potential | F3 | Commercial | OR - Miscellaneous | New | Space Heating | Natural Gas | Furnace | A | Integrated Unit Winter Peak Savings (kW) | Achievable Economic RVT Potential | 0 | 0 | 0 | 0 | 0 | 0 | 0 | 0 | 0 | 0 | 0 | 0 | 0 | 0 | 0 | 0 | 0 | 0 | 0 | 0 | 0 | 0 | 0 | 0 | 0 | 0 | 0
F4_Commercial_OR - Miscellaneous_New_Space Heating_Natural Gas_Furnace_A_Achievable Economic RVT Potential | F4 | Commercial | OR - Miscellaneous | New | Space Heating | Natural Gas | Furnace | A | Incremental Energy Savings (MWh or mTherms) | Achievable Economic RVT Potential | 0 | 0 | 0 | 0 | 0 | 0 | 0 | 0 | 0 | 0 | 0 | 0 | 0 | 0 | 0 | 0 | 0 | 0 | 0 | 0 | 0 | 0 | 0 | 0 | 0 | 0 | 0
F5_Commercial_OR - Miscellaneous_New_Space Heating_Natural Gas_Furnace_A_Achievable Economic RVT Potential | F5 | Commercial | OR - Miscellaneous | New | Space Heating | Natural Gas | Furnace | A | Incremental Summer Peak Savings (MW) | Achievable Economic RVT Potential | 0 | 0 | 0 | 0 | 0 | 0 | 0 | 0 | 0 | 0 | 0 | 0 | 0 | 0 | 0 | 0 | 0 | 0 | 0 | 0 | 0 | 0 | 0 | 0 | 0 | 0 | 0
F6_Commercial_OR - Miscellaneous_New_Space Heating_Natural Gas_Furnace_A_Achievable Economic RVT Potential | F6 | Commercial | OR - Miscellaneous | New | Space Heating | Natural Gas | Furnace | A | Incremental Winter Peak Savings (MW) | Achievable Economic RVT Potential | 0 | 0 | 0 | 0 | 0 | 0 | 0 | 0 | 0 | 0 | 0 | 0 | 0 | 0 | 0 | 0 | 0 | 0 | 0 | 0 | 0 | 0 | 0 | 0 | 0 | 0 | 0
F7_Commercial_OR - Miscellaneous_New_Space Heating_Natural Gas_Furnace_A_Achievable Economic RVT Potential | F7 | Commercial | OR - Miscellaneous | New | Space Heating | Natural Gas | Furnace | A | Cumulative Energy Savings (MWh or mTherms) | Achievable Economic RVT Potential | 0 | 0 | 0 | 0 | 0 | 0 | 0 | 0 | 0 | 0 | 0 | 0 | 0 | 0 | 0 | 0 | 0 | 0 | 0 | 0 | 0 | 0 | 0 | 0 | 0 | 0 | 0
F8_Commercial_OR - Miscellaneous_New_Space Heating_Natural Gas_Furnace_A_Achievable Economic RVT Potential | F8 | Commercial | OR - Miscellaneous | New | Space Heating | Natural Gas | Furnace | A | Cumulative Summer Peak Savings (MW) | Achievable Economic RVT Potential | 0 | 0 | 0 | 0 | 0 | 0 | 0 | 0 | 0 | 0 | 0 | 0 | 0 | 0 | 0 | 0 | 0 | 0 | 0 | 0 | 0 | 0 | 0 | 0 | 0 | 0 | 0
F9_Commercial_OR - Miscellaneous_New_Space Heating_Natural Gas_Furnace_A_Achievable Economic RVT Potential | F9 | Commercial | OR - Miscellaneous | New | Space Heating | Natural Gas | Furnace | A | Cumulative Winter Peak Savings (MW) | Achievable Economic RVT Potential | 0 | 0 | 0 | 0 | 0 | 0 | 0 | 0 | 0 | 0 | 0 | 0 | 0 | 0 | 0 | 0 | 0 | 0 | 0 | 0 | 0 | 0 | 0 | 0 | 0 | 0 | 0
F10_Commercial_OR - Miscellaneous_New_Space Heating_Natural Gas_Furnace_A_Achievable Economic RVT Potential | F10 | Commercial | OR - Miscellaneous | New | Space Heating | Natural Gas | Furnace | A | Purchases (Incremental) | Achievable Economic RVT Potential | 0 | 0 | 0 | 0 | 0 | 0 | 0 | 0 | 0 | 0 | 0 | 0 | 0 | 0 | 0 | 0 | 0 | 0 | 0 | 0 | 0 | 0 | 0 | 0 | 0 | 0 | 0
F11_Commercial_OR - Miscellaneous_New_Space Heating_Natural Gas_Furnace_A_Achievable Economic RVT Potential | F11 | Commercial | OR - Miscellaneous | New | Space Heating | Natural Gas | Furnace | A | Purchases (Cumulative) | Achievable Economic RVT Potential | 0 | 0 | 0 | 0 | 0 | 0 | 0 | 0 | 0 | 0 | 0 | 0 | 0 | 0 | 0 | 0 | 0 | 0 | 0 | 0 | 0 | 0 | 0 | 0 | 0 | 0 | 0
F1_Commercial_OR - Miscellaneous_New_Space Heating_Natural Gas_Boiler_A_Achievable Economic RVT Potential | F1 | Commercial | OR - Miscellaneous | New | Space Heating | Natural Gas | Boiler | A | Integrated Unit Energy Savings (kWh or therms) | Achievable Economic RVT Potential | 0 | 0 | 0 | 0 | 0 | 0 | 0 | 0 | 0 | 0 | 0 | 0 | 0 | 0 | 0 | 0 | 0 | 0 | 0 | 0 | 0 | 0 | 0 | 0 | 0 | 0 | 0
F2_Commercial_OR - Miscellaneous_New_Space Heating_Natural Gas_Boiler_A_Achievable Economic RVT Potential | F2 | Commercial | OR - Miscellaneous | New | Space Heating | Natural Gas | Boiler | A | Integrated Unit Summer Peak Savings (kW) | Achievable Economic RVT Potential | 0 | 0 | 0 | 0 | 0 | 0 | 0 | 0 | 0 | 0 | 0 | 0 | 0 | 0 | 0 | 0 | 0 | 0 | 0 | 0 | 0 | 0 | 0 | 0 | 0 | 0 | 0
F3_Commercial_OR - Miscellaneous_New_Space Heating_Natural Gas_Boiler_A_Achievable Economic RVT Potential | F3 | Commercial | OR - Miscellaneous | New | Space Heating | Natural Gas | Boiler | A | Integrated Unit Winter Peak Savings (kW) | Achievable Economic RVT Potential | 0 | 0 | 0 | 0 | 0 | 0 | 0 | 0 | 0 | 0 | 0 | 0 | 0 | 0 | 0 | 0 | 0 | 0 | 0 | 0 | 0 | 0 | 0 | 0 | 0 | 0 | 0
F4_Commercial_OR - Miscellaneous_New_Space Heating_Natural Gas_Boiler_A_Achievable Economic RVT Potential | F4 | Commercial | OR - Miscellaneous | New | Space Heating | Natural Gas | Boiler | A | Incremental Energy Savings (MWh or mTherms) | Achievable Economic RVT Potential | 0 | 0 | 0 | 0 | 0 | 0 | 0 | 0 | 0 | 0 | 0 | 0 | 0 | 0 | 0 | 0 | 0 | 0 | 0 | 0 | 0 | 0 | 0 | 0 | 0 | 0 | 0
F5_Commercial_OR - Miscellaneous_New_Space Heating_Natural Gas_Boiler_A_Achievable Economic RVT Potential | F5 | Commercial | OR - Miscellaneous | New | Space Heating | Natural Gas | Boiler | A | Incremental Summer Peak Savings (MW) | Achievable Economic RVT Potential | 0 | 0 | 0 | 0 | 0 | 0 | 0 | 0 | 0 | 0 | 0 | 0 | 0 | 0 | 0 | 0 | 0 | 0 | 0 | 0 | 0 | 0 | 0 | 0 | 0 | 0 | 0
F6_Commercial_OR - Miscellaneous_New_Space Heating_Natural Gas_Boiler_A_Achievable Economic RVT Potential | F6 | Commercial | OR - Miscellaneous | New | Space Heating | Natural Gas | Boiler | A | Incremental Winter Peak Savings (MW) | Achievable Economic RVT Potential | 0 | 0 | 0 | 0 | 0 | 0 | 0 | 0 | 0 | 0 | 0 | 0 | 0 | 0 | 0 | 0 | 0 | 0 | 0 | 0 | 0 | 0 | 0 | 0 | 0 | 0 | 0
F7_Commercial_OR - Miscellaneous_New_Space Heating_Natural Gas_Boiler_A_Achievable Economic RVT Potential | F7 | Commercial | OR - Miscellaneous | New | Space Heating | Natural Gas | Boiler | A | Cumulative Energy Savings (MWh or mTherms) | Achievable Economic RVT Potential | 0 | 0 | 0 | 0 | 0 | 0 | 0 | 0 | 0 | 0 | 0 | 0 | 0 | 0 | 0 | 0 | 0 | 0 | 0 | 0 | 0 | 0 | 0 | 0 | 0 | 0 | 0
F8_Commercial_OR - Miscellaneous_New_Space Heating_Natural Gas_Boiler_A_Achievable Economic RVT Potential | F8 | Commercial | OR - Miscellaneous | New | Space Heating | Natural Gas | Boiler | A | Cumulative Summer Peak Savings (MW) | Achievable Economic RVT Potential | 0 | 0 | 0 | 0 | 0 | 0 | 0 | 0 | 0 | 0 | 0 | 0 | 0 | 0 | 0 | 0 | 0 | 0 | 0 | 0 | 0 | 0 | 0 | 0 | 0 | 0 | 0
F9_Commercial_OR - Miscellaneous_New_Space Heating_Natural Gas_Boiler_A_Achievable Economic RVT Potential | F9 | Commercial | OR - Miscellaneous | New | Space Heating | Natural Gas | Boiler | A | Cumulative Winter Peak Savings (MW) | Achievable Economic RVT Potential | 0 | 0 | 0 | 0 | 0 | 0 | 0 | 0 | 0 | 0 | 0 | 0 | 0 | 0 | 0 | 0 | 0 | 0 | 0 | 0 | 0 | 0 | 0 | 0 | 0 | 0 | 0
F10_Commercial_OR - Miscellaneous_New_Space Heating_Natural Gas_Boiler_A_Achievable Economic RVT Potential | F10 | Commercial | OR - Miscellaneous | New | Space Heating | Natural Gas | Boiler | A | Purchases (Incremental) | Achievable Economic RVT Potential | 0 | 0 | 0 | 0 | 0 | 0 | 0 | 0 | 0 | 0 | 0 | 0 | 0 | 0 | 0 | 0 | 0 | 0 | 0 | 0 | 0 | 0 | 0 | 0 | 0 | 0 | 0
F11_Commercial_OR - Miscellaneous_New_Space Heating_Natural Gas_Boiler_A_Achievable Economic RVT Potential | F11 | Commercial | OR - Miscellaneous | New | Space Heating | Natural Gas | Boiler | A | Purchases (Cumulative) | Achievable Economic RVT Potential | 0 | 0 | 0 | 0 | 0 | 0 | 0 | 0 | 0 | 0 | 0 | 0 | 0 | 0 | 0 | 0 | 0 | 0 | 0 | 0 | 0 | 0 | 0 | 0 | 0 | 0 | 0
F1_Commercial_OR - Miscellaneous_New_Space Heating_Natural Gas_Unit Heater_A_Achievable Economic RVT Potential | F1 | Commercial | OR - Miscellaneous | New | Space Heating | Natural Gas | Unit Heater | A | Integrated Unit Energy Savings (kWh or therms) | Achievable Economic RVT Potential | 0 | 0 | 0 | 0 | 0 | 0 | 0 | 0 | 0 | 0 | 0 | 0 | 0 | 0 | 0 | 0 | 0 | 0 | 0 | 0 | 0 | 0 | 0 | 0 | 0 | 0 | 0
F2_Commercial_OR - Miscellaneous_New_Space Heating_Natural Gas_Unit Heater_A_Achievable Economic RVT Potential | F2 | Commercial | OR - Miscellaneous | New | Space Heating | Natural Gas | Unit Heater | A | Integrated Unit Summer Peak Savings (kW) | Achievable Economic RVT Potential | 0 | 0 | 0 | 0 | 0 | 0 | 0 | 0 | 0 | 0 | 0 | 0 | 0 | 0 | 0 | 0 | 0 | 0 | 0 | 0 | 0 | 0 | 0 | 0 | 0 | 0 | 0
F3_Commercial_OR - Miscellaneous_New_Space Heating_Natural Gas_Unit Heater_A_Achievable Economic RVT Potential | F3 | Commercial | OR - Miscellaneous | New | Space Heating | Natural Gas | Unit Heater | A | Integrated Unit Winter Peak Savings (kW) | Achievable Economic RVT Potential | 0 | 0 | 0 | 0 | 0 | 0 | 0 | 0 | 0 | 0 | 0 | 0 | 0 | 0 | 0 | 0 | 0 | 0 | 0 | 0 | 0 | 0 | 0 | 0 | 0 | 0 | 0
F4_Commercial_OR - Miscellaneous_New_Space Heating_Natural Gas_Unit Heater_A_Achievable Economic RVT Potential | F4 | Commercial | OR - Miscellaneous | New | Space Heating | Natural Gas | Unit Heater | A | Incremental Energy Savings (MWh or mTherms) | Achievable Economic RVT Potential | 0 | 0 | 0 | 0 | 0 | 0 | 0 | 0 | 0 | 0 | 0 | 0 | 0 | 0 | 0 | 0 | 0 | 0 | 0 | 0 | 0 | 0 | 0 | 0 | 0 | 0 | 0
F5_Commercial_OR - Miscellaneous_New_Space Heating_Natural Gas_Unit Heater_A_Achievable Economic RVT Potential | F5 | Commercial | OR - Miscellaneous | New | Space Heating | Natural Gas | Unit Heater | A | Incremental Summer Peak Savings (MW) | Achievable Economic RVT Potential | 0 | 0 | 0 | 0 | 0 | 0 | 0 | 0 | 0 | 0 | 0 | 0 | 0 | 0 | 0 | 0 | 0 | 0 | 0 | 0 | 0 | 0 | 0 | 0 | 0 | 0 | 0
F6_Commercial_OR - Miscellaneous_New_Space Heating_Natural Gas_Unit Heater_A_Achievable Economic RVT Potential | F6 | Commercial | OR - Miscellaneous | New | Space Heating | Natural Gas | Unit Heater | A | Incremental Winter Peak Savings (MW) | Achievable Economic RVT Potential | 0 | 0 | 0 | 0 | 0 | 0 | 0 | 0 | 0 | 0 | 0 | 0 | 0 | 0 | 0 | 0 | 0 | 0 | 0 | 0 | 0 | 0 | 0 | 0 | 0 | 0 | 0
F7_Commercial_OR - Miscellaneous_New_Space Heating_Natural Gas_Unit Heater_A_Achievable Economic RVT Potential | F7 | Commercial | OR - Miscellaneous | New | Space Heating | Natural Gas | Unit Heater | A | Cumulative Energy Savings (MWh or mTherms) | Achievable Economic RVT Potential | 0 | 0 | 0 | 0 | 0 | 0 | 0 | 0 | 0 | 0 | 0 | 0 | 0 | 0 | 0 | 0 | 0 | 0 | 0 | 0 | 0 | 0 | 0 | 0 | 0 | 0 | 0
F8_Commercial_OR - Miscellaneous_New_Space Heating_Natural Gas_Unit Heater_A_Achievable Economic RVT Potential | F8 | Commercial | OR - Miscellaneous | New | Space Heating | Natural Gas | Unit Heater | A | Cumulative Summer Peak Savings (MW) | Achievable Economic RVT Potential | 0 | 0 | 0 | 0 | 0 | 0 | 0 | 0 | 0 | 0 | 0 | 0 | 0 | 0 | 0 | 0 | 0 | 0 | 0 | 0 | 0 | 0 | 0 | 0 | 0 | 0 | 0
F9_Commercial_OR - Miscellaneous_New_Space Heating_Natural Gas_Unit Heater_A_Achievable Economic RVT Potential | F9 | Commercial | OR - Miscellaneous | New | Space Heating | Natural Gas | Unit Heater | A | Cumulative Winter Peak Savings (MW) | Achievable Economic RVT Potential | 0 | 0 | 0 | 0 | 0 | 0 | 0 | 0 | 0 | 0 | 0 | 0 | 0 | 0 | 0 | 0 | 0 | 0 | 0 | 0 | 0 | 0 | 0 | 0 | 0 | 0 | 0
F10_Commercial_OR - Miscellaneous_New_Space Heating_Natural Gas_Unit Heater_A_Achievable Economic RVT Potential | F10 | Commercial | OR - Miscellaneous | New | Space Heating | Natural Gas | Unit Heater | A | Purchases (Incremental) | Achievable Economic RVT Potential | 0 | 0 | 0 | 0 | 0 | 0 | 0 | 0 | 0 | 0 | 0 | 0 | 0 | 0 | 0 | 0 | 0 | 0 | 0 | 0 | 0 | 0 | 0 | 0 | 0 | 0 | 0
F11_Commercial_OR - Miscellaneous_New_Space Heating_Natural Gas_Unit Heater_A_Achievable Economic RVT Potential | F11 | Commercial | OR - Miscellaneous | New | Space Heating | Natural Gas | Unit Heater | A | Purchases (Cumulative) | Achievable Economic RVT Potential | 0 | 0 | 0 | 0 | 0 | 0 | 0 | 0 | 0 | 0 | 0 | 0 | 0 | 0 | 0 | 0 | 0 | 0 | 0 | 0 | 0 | 0 | 0 | 0 | 0 | 0 | 0
F1_Commercial_OR - Miscellaneous_New_Water Heating_Natural Gas_Water Heater_A_Achievable Economic RVT Potential | F1 | Commercial | OR - Miscellaneous | New | Water Heating | Natural Gas | Water Heater | A | Integrated Unit Energy Savings (kWh or therms) | Achievable Economic RVT Potential | 0 | 0 | 0 | 0 | 0 | 0 | 0 | 0 | 0 | 0 | 0 | 0 | 0 | 0 | 0 | 0 | 0 | 0 | 0 | 0 | 0 | 0 | 0 | 0 | 0 | 0 | 0
F2_Commercial_OR - Miscellaneous_New_Water Heating_Natural Gas_Water Heater_A_Achievable Economic RVT Potential | F2 | Commercial | OR - Miscellaneous | New | Water Heating | Natural Gas | Water Heater | A | Integrated Unit Summer Peak Savings (kW) | Achievable Economic RVT Potential | 0 | 0 | 0 | 0 | 0 | 0 | 0 | 0 | 0 | 0 | 0 | 0 | 0 | 0 | 0 | 0 | 0 | 0 | 0 | 0 | 0 | 0 | 0 | 0 | 0 | 0 | 0
F3_Commercial_OR - Miscellaneous_New_Water Heating_Natural Gas_Water Heater_A_Achievable Economic RVT Potential | F3 | Commercial | OR - Miscellaneous | New | Water Heating | Natural Gas | Water Heater | A | Integrated Unit Winter Peak Savings (kW) | Achievable Economic RVT Potential | 0 | 0 | 0 | 0 | 0 | 0 | 0 | 0 | 0 | 0 | 0 | 0 | 0 | 0 | 0 | 0 | 0 | 0 | 0 | 0 | 0 | 0 | 0 | 0 | 0 | 0 | 0
F4_Commercial_OR - Miscellaneous_New_Water Heating_Natural Gas_Water Heater_A_Achievable Economic RVT Potential | F4 | Commercial | OR - Miscellaneous | New | Water Heating | Natural Gas | Water Heater | A | Incremental Energy Savings (MWh or mTherms) | Achievable Economic RVT Potential | 0 | 0 | 0 | 0 | 0 | 0 | 0 | 0 | 0 | 0 | 0 | 0 | 0 | 0 | 0 | 0 | 0 | 0 | 0 | 0 | 0 | 0 | 0 | 0 | 0 | 0 | 0
F5_Commercial_OR - Miscellaneous_New_Water Heating_Natural Gas_Water Heater_A_Achievable Economic RVT Potential | F5 | Commercial | OR - Miscellaneous | New | Water Heating | Natural Gas | Water Heater | A | Incremental Summer Peak Savings (MW) | Achievable Economic RVT Potential | 0 | 0 | 0 | 0 | 0 | 0 | 0 | 0 | 0 | 0 | 0 | 0 | 0 | 0 | 0 | 0 | 0 | 0 | 0 | 0 | 0 | 0 | 0 | 0 | 0 | 0 | 0
F6_Commercial_OR - Miscellaneous_New_Water Heating_Natural Gas_Water Heater_A_Achievable Economic RVT Potential | F6 | Commercial | OR - Miscellaneous | New | Water Heating | Natural Gas | Water Heater | A | Incremental Winter Peak Savings (MW) | Achievable Economic RVT Potential | 0 | 0 | 0 | 0 | 0 | 0 | 0 | 0 | 0 | 0 | 0 | 0 | 0 | 0 | 0 | 0 | 0 | 0 | 0 | 0 | 0 | 0 | 0 | 0 | 0 | 0 | 0
F7_Commercial_OR - Miscellaneous_New_Water Heating_Natural Gas_Water Heater_A_Achievable Economic RVT Potential | F7 | Commercial | OR - Miscellaneous | New | Water Heating | Natural Gas | Water Heater | A | Cumulative Energy Savings (MWh or mTherms) | Achievable Economic RVT Potential | 0 | 0 | 0 | 0 | 0 | 0 | 0 | 0 | 0 | 0 | 0 | 0 | 0 | 0 | 0 | 0 | 0 | 0 | 0 | 0 | 0 | 0 | 0 | 0 | 0 | 0 | 0
F8_Commercial_OR - Miscellaneous_New_Water Heating_Natural Gas_Water Heater_A_Achievable Economic RVT Potential | F8 | Commercial | OR - Miscellaneous | New | Water Heating | Natural Gas | Water Heater | A | Cumulative Summer Peak Savings (MW) | Achievable Economic RVT Potential | 0 | 0 | 0 | 0 | 0 | 0 | 0 | 0 | 0 | 0 | 0 | 0 | 0 | 0 | 0 | 0 | 0 | 0 | 0 | 0 | 0 | 0 | 0 | 0 | 0 | 0 | 0
F9_Commercial_OR - Miscellaneous_New_Water Heating_Natural Gas_Water Heater_A_Achievable Economic RVT Potential | F9 | Commercial | OR - Miscellaneous | New | Water Heating | Natural Gas | Water Heater | A | Cumulative Winter Peak Savings (MW) | Achievable Economic RVT Potential | 0 | 0 | 0 | 0 | 0 | 0 | 0 | 0 | 0 | 0 | 0 | 0 | 0 | 0 | 0 | 0 | 0 | 0 | 0 | 0 | 0 | 0 | 0 | 0 | 0 | 0 | 0
F10_Commercial_OR - Miscellaneous_New_Water Heating_Natural Gas_Water Heater_A_Achievable Economic RVT Potential | F10 | Commercial | OR - Miscellaneous | New | Water Heating | Natural Gas | Water Heater | A | Purchases (Incremental) | Achievable Economic RVT Potential | 0 | 0 | 0 | 0 | 0 | 0 | 0 | 0 | 0 | 0 | 0 | 0 | 0 | 0 | 0 | 0 | 0 | 0 | 0 | 0 | 0 | 0 | 0 | 0 | 0 | 0 | 0
F11_Commercial_OR - Miscellaneous_New_Water Heating_Natural Gas_Water Heater_A_Achievable Economic RVT Potential | F11 | Commercial | OR - Miscellaneous | New | Water Heating | Natural Gas | Water Heater | A | Purchases (Cumulative) | Achievable Economic RVT Potential | 0 | 0 | 0 | 0 | 0 | 0 | 0 | 0 | 0 | 0 | 0 | 0 | 0 | 0 | 0 | 0 | 0 | 0 | 0 | 0 | 0 | 0 | 0 | 0 | 0 | 0 | 0
F1_Commercial_OR - Miscellaneous_New_Food Preparation_Natural Gas_Oven_A_Achievable Economic RVT Potential | F1 | Commercial | OR - Miscellaneous | New | Food Preparation | Natural Gas | Oven | A | Integrated Unit Energy Savings (kWh or therms) | Achievable Economic RVT Potential | 0 | 0 | 0 | 0 | 0 | 0 | 0 | 0 | 0 | 0 | 0 | 0 | 0 | 0 | 0 | 0 | 0 | 0 | 0 | 0 | 0 | 0 | 0 | 0 | 0 | 0 | 0
F2_Commercial_OR - Miscellaneous_New_Food Preparation_Natural Gas_Oven_A_Achievable Economic RVT Potential | F2 | Commercial | OR - Miscellaneous | New | Food Preparation | Natural Gas | Oven | A | Integrated Unit Summer Peak Savings (kW) | Achievable Economic RVT Potential | 0 | 0 | 0 | 0 | 0 | 0 | 0 | 0 | 0 | 0 | 0 | 0 | 0 | 0 | 0 | 0 | 0 | 0 | 0 | 0 | 0 | 0 | 0 | 0 | 0 | 0 | 0
F3_Commercial_OR - Miscellaneous_New_Food Preparation_Natural Gas_Oven_A_Achievable Economic RVT Potential | F3 | Commercial | OR - Miscellaneous | New | Food Preparation | Natural Gas | Oven | A | Integrated Unit Winter Peak Savings (kW) | Achievable Economic RVT Potential | 0 | 0 | 0 | 0 | 0 | 0 | 0 | 0 | 0 | 0 | 0 | 0 | 0 | 0 | 0 | 0 | 0 | 0 | 0 | 0 | 0 | 0 | 0 | 0 | 0 | 0 | 0
F4_Commercial_OR - Miscellaneous_New_Food Preparation_Natural Gas_Oven_A_Achievable Economic RVT Potential | F4 | Commercial | OR - Miscellaneous | New | Food Preparation | Natural Gas | Oven | A | Incremental Energy Savings (MWh or mTherms) | Achievable Economic RVT Potential | 0 | 0 | 0 | 0 | 0 | 0 | 0 | 0 | 0 | 0 | 0 | 0 | 0 | 0 | 0 | 0 | 0 | 0 | 0 | 0 | 0 | 0 | 0 | 0 | 0 | 0 | 0
F5_Commercial_OR - Miscellaneous_New_Food Preparation_Natural Gas_Oven_A_Achievable Economic RVT Potential | F5 | Commercial | OR - Miscellaneous | New | Food Preparation | Natural Gas | Oven | A | Incremental Summer Peak Savings (MW) | Achievable Economic RVT Potential | 0 | 0 | 0 | 0 | 0 | 0 | 0 | 0 | 0 | 0 | 0 | 0 | 0 | 0 | 0 | 0 | 0 | 0 | 0 | 0 | 0 | 0 | 0 | 0 | 0 | 0 | 0
F6_Commercial_OR - Miscellaneous_New_Food Preparation_Natural Gas_Oven_A_Achievable Economic RVT Potential | F6 | Commercial | OR - Miscellaneous | New | Food Preparation | Natural Gas | Oven | A | Incremental Winter Peak Savings (MW) | Achievable Economic RVT Potential | 0 | 0 | 0 | 0 | 0 | 0 | 0 | 0 | 0 | 0 | 0 | 0 | 0 | 0 | 0 | 0 | 0 | 0 | 0 | 0 | 0 | 0 | 0 | 0 | 0 | 0 | 0
F7_Commercial_OR - Miscellaneous_New_Food Preparation_Natural Gas_Oven_A_Achievable Economic RVT Potential | F7 | Commercial | OR - Miscellaneous | New | Food Preparation | Natural Gas | Oven | A | Cumulative Energy Savings (MWh or mTherms) | Achievable Economic RVT Potential | 0 | 0 | 0 | 0 | 0 | 0 | 0 | 0 | 0 | 0 | 0 | 0 | 0 | 0 | 0 | 0 | 0 | 0 | 0 | 0 | 0 | 0 | 0 | 0 | 0 | 0 | 0
F8_Commercial_OR - Miscellaneous_New_Food Preparation_Natural Gas_Oven_A_Achievable Economic RVT Potential | F8 | Commercial | OR - Miscellaneous | New | Food Preparation | Natural Gas | Oven | A | Cumulative Summer Peak Savings (MW) | Achievable Economic RVT Potential | 0 | 0 | 0 | 0 | 0 | 0 | 0 | 0 | 0 | 0 | 0 | 0 | 0 | 0 | 0 | 0 | 0 | 0 | 0 | 0 | 0 | 0 | 0 | 0 | 0 | 0 | 0
F9_Commercial_OR - Miscellaneous_New_Food Preparation_Natural Gas_Oven_A_Achievable Economic RVT Potential | F9 | Commercial | OR - Miscellaneous | New | Food Preparation | Natural Gas | Oven | A | Cumulative Winter Peak Savings (MW) | Achievable Economic RVT Potential | 0 | 0 | 0 | 0 | 0 | 0 | 0 | 0 | 0 | 0 | 0 | 0 | 0 | 0 | 0 | 0 | 0 | 0 | 0 | 0 | 0 | 0 | 0 | 0 | 0 | 0 | 0
F10_Commercial_OR - Miscellaneous_New_Food Preparation_Natural Gas_Oven_A_Achievable Economic RVT Potential | F10 | Commercial | OR - Miscellaneous | New | Food Preparation | Natural Gas | Oven | A | Purchases (Incremental) | Achievable Economic RVT Potential | 0 | 0 | 0 | 0 | 0 | 0 | 0 | 0 | 0 | 0 | 0 | 0 | 0 | 0 | 0 | 0 | 0 | 0 | 0 | 0 | 0 | 0 | 0 | 0 | 0 | 0 | 0
F11_Commercial_OR - Miscellaneous_New_Food Preparation_Natural Gas_Oven_A_Achievable Economic RVT Potential | F11 | Commercial | OR - Miscellaneous | New | Food Preparation | Natural Gas | Oven | A | Purchases (Cumulative) | Achievable Economic RVT Potential | 0 | 0 | 0 | 0 | 0 | 0 | 0 | 0 | 0 | 0 | 0 | 0 | 0 | 0 | 0 | 0 | 0 | 0 | 0 | 0 | 0 | 0 | 0 | 0 | 0 | 0 | 0
F1_Commercial_OR - Miscellaneous_New_Food Preparation_Natural Gas_Conveyor Oven_A_Achievable Economic RVT Potential | F1 | Commercial | OR - Miscellaneous | New | Food Preparation | Natural Gas | Conveyor Oven | A | Integrated Unit Energy Savings (kWh or therms) | Achievable Economic RVT Potential | 0 | 0 | 0 | 0 | 0 | 0 | 0 | 0 | 0 | 0 | 0 | 0 | 0 | 0 | 0 | 0 | 0 | 0 | 0 | 0 | 0 | 0 | 0 | 0 | 0 | 0 | 0
F2_Commercial_OR - Miscellaneous_New_Food Preparation_Natural Gas_Conveyor Oven_A_Achievable Economic RVT Potential | F2 | Commercial | OR - Miscellaneous | New | Food Preparation | Natural Gas | Conveyor Oven | A | Integrated Unit Summer Peak Savings (kW) | Achievable Economic RVT Potential | 0 | 0 | 0 | 0 | 0 | 0 | 0 | 0 | 0 | 0 | 0 | 0 | 0 | 0 | 0 | 0 | 0 | 0 | 0 | 0 | 0 | 0 | 0 | 0 | 0 | 0 | 0
F3_Commercial_OR - Miscellaneous_New_Food Preparation_Natural Gas_Conveyor Oven_A_Achievable Economic RVT Potential | F3 | Commercial | OR - Miscellaneous | New | Food Preparation | Natural Gas | Conveyor Oven | A | Integrated Unit Winter Peak Savings (kW) | Achievable Economic RVT Potential | 0 | 0 | 0 | 0 | 0 | 0 | 0 | 0 | 0 | 0 | 0 | 0 | 0 | 0 | 0 | 0 | 0 | 0 | 0 | 0 | 0 | 0 | 0 | 0 | 0 | 0 | 0
F4_Commercial_OR - Miscellaneous_New_Food Preparation_Natural Gas_Conveyor Oven_A_Achievable Economic RVT Potential | F4 | Commercial | OR - Miscellaneous | New | Food Preparation | Natural Gas | Conveyor Oven | A | Incremental Energy Savings (MWh or mTherms) | Achievable Economic RVT Potential | 0 | 0 | 0 | 0 | 0 | 0 | 0 | 0 | 0 | 0 | 0 | 0 | 0 | 0 | 0 | 0 | 0 | 0 | 0 | 0 | 0 | 0 | 0 | 0 | 0 | 0 | 0
F5_Commercial_OR - Miscellaneous_New_Food Preparation_Natural Gas_Conveyor Oven_A_Achievable Economic RVT Potential | F5 | Commercial | OR - Miscellaneous | New | Food Preparation | Natural Gas | Conveyor Oven | A | Incremental Summer Peak Savings (MW) | Achievable Economic RVT Potential | 0 | 0 | 0 | 0 | 0 | 0 | 0 | 0 | 0 | 0 | 0 | 0 | 0 | 0 | 0 | 0 | 0 | 0 | 0 | 0 | 0 | 0 | 0 | 0 | 0 | 0 | 0
F6_Commercial_OR - Miscellaneous_New_Food Preparation_Natural Gas_Conveyor Oven_A_Achievable Economic RVT Potential | F6 | Commercial | OR - Miscellaneous | New | Food Preparation | Natural Gas | Conveyor Oven | A | Incremental Winter Peak Savings (MW) | Achievable Economic RVT Potential | 0 | 0 | 0 | 0 | 0 | 0 | 0 | 0 | 0 | 0 | 0 | 0 | 0 | 0 | 0 | 0 | 0 | 0 | 0 | 0 | 0 | 0 | 0 | 0 | 0 | 0 | 0
F7_Commercial_OR - Miscellaneous_New_Food Preparation_Natural Gas_Conveyor Oven_A_Achievable Economic RVT Potential | F7 | Commercial | OR - Miscellaneous | New | Food Preparation | Natural Gas | Conveyor Oven | A | Cumulative Energy Savings (MWh or mTherms) | Achievable Economic RVT Potential | 0 | 0 | 0 | 0 | 0 | 0 | 0 | 0 | 0 | 0 | 0 | 0 | 0 | 0 | 0 | 0 | 0 | 0 | 0 | 0 | 0 | 0 | 0 | 0 | 0 | 0 | 0
F8_Commercial_OR - Miscellaneous_New_Food Preparation_Natural Gas_Conveyor Oven_A_Achievable Economic RVT Potential | F8 | Commercial | OR - Miscellaneous | New | Food Preparation | Natural Gas | Conveyor Oven | A | Cumulative Summer Peak Savings (MW) | Achievable Economic RVT Potential | 0 | 0 | 0 | 0 | 0 | 0 | 0 | 0 | 0 | 0 | 0 | 0 | 0 | 0 | 0 | 0 | 0 | 0 | 0 | 0 | 0 | 0 | 0 | 0 | 0 | 0 | 0
F9_Commercial_OR - Miscellaneous_New_Food Preparation_Natural Gas_Conveyor Oven_A_Achievable Economic RVT Potential | F9 | Commercial | OR - Miscellaneous | New | Food Preparation | Natural Gas | Conveyor Oven | A | Cumulative Winter Peak Savings (MW) | Achievable Economic RVT Potential | 0 | 0 | 0 | 0 | 0 | 0 | 0 | 0 | 0 | 0 | 0 | 0 | 0 | 0 | 0 | 0 | 0 | 0 | 0 | 0 | 0 | 0 | 0 | 0 | 0 | 0 | 0
F10_Commercial_OR - Miscellaneous_New_Food Preparation_Natural Gas_Conveyor Oven_A_Achievable Economic RVT Potential | F10 | Commercial | OR - Miscellaneous | New | Food Preparation | Natural Gas | Conveyor Oven | A | Purchases (Incremental) | Achievable Economic RVT Potential | 0 | 0 | 0 | 0 | 0 | 0 | 0 | 0 | 0 | 0 | 0 | 0 | 0 | 0 | 0 | 0 | 0 | 0 | 0 | 0 | 0 | 0 | 0 | 0 | 0 | 0 | 0
F11_Commercial_OR - Miscellaneous_New_Food Preparation_Natural Gas_Conveyor Oven_A_Achievable Economic RVT Potential | F11 | Commercial | OR - Miscellaneous | New | Food Preparation | Natural Gas | Conveyor Oven | A | Purchases (Cumulative) | Achievable Economic RVT Potential | 0 | 0 | 0 | 0 | 0 | 0 | 0 | 0 | 0 | 0 | 0 | 0 | 0 | 0 | 0 | 0 | 0 | 0 | 0 | 0 | 0 | 0 | 0 | 0 | 0 | 0 | 0
F1_Commercial_OR - Miscellaneous_New_Food Preparation_Natural Gas_Double Rack Oven_A_Achievable Economic RVT Potential | F1 | Commercial | OR - Miscellaneous | New | Food Preparation | Natural Gas | Double Rack Oven | A | Integrated Unit Energy Savings (kWh or therms) | Achievable Economic RVT Potential | 0 | 0 | 0 | 0 | 0 | 0 | 0 | 0 | 0 | 0 | 0 | 0 | 0 | 0 | 0 | 0 | 0 | 0 | 0 | 0 | 0 | 0 | 0 | 0 | 0 | 0 | 0
F2_Commercial_OR - Miscellaneous_New_Food Preparation_Natural Gas_Double Rack Oven_A_Achievable Economic RVT Potential | F2 | Commercial | OR - Miscellaneous | New | Food Preparation | Natural Gas | Double Rack Oven | A | Integrated Unit Summer Peak Savings (kW) | Achievable Economic RVT Potential | 0 | 0 | 0 | 0 | 0 | 0 | 0 | 0 | 0 | 0 | 0 | 0 | 0 | 0 | 0 | 0 | 0 | 0 | 0 | 0 | 0 | 0 | 0 | 0 | 0 | 0 | 0
F3_Commercial_OR - Miscellaneous_New_Food Preparation_Natural Gas_Double Rack Oven_A_Achievable Economic RVT Potential | F3 | Commercial | OR - Miscellaneous | New | Food Preparation | Natural Gas | Double Rack Oven | A | Integrated Unit Winter Peak Savings (kW) | Achievable Economic RVT Potential | 0 | 0 | 0 | 0 | 0 | 0 | 0 | 0 | 0 | 0 | 0 | 0 | 0 | 0 | 0 | 0 | 0 | 0 | 0 | 0 | 0 | 0 | 0 | 0 | 0 | 0 | 0
F4_Commercial_OR - Miscellaneous_New_Food Preparation_Natural Gas_Double Rack Oven_A_Achievable Economic RVT Potential | F4 | Commercial | OR - Miscellaneous | New | Food Preparation | Natural Gas | Double Rack Oven | A | Incremental Energy Savings (MWh or mTherms) | Achievable Economic RVT Potential | 0 | 0 | 0 | 0 | 0 | 0 | 0 | 0 | 0 | 0 | 0 | 0 | 0 | 0 | 0 | 0 | 0 | 0 | 0 | 0 | 0 | 0 | 0 | 0 | 0 | 0 | 0
F5_Commercial_OR - Miscellaneous_New_Food Preparation_Natural Gas_Double Rack Oven_A_Achievable Economic RVT Potential | F5 | Commercial | OR - Miscellaneous | New | Food Preparation | Natural Gas | Double Rack Oven | A | Incremental Summer Peak Savings (MW) | Achievable Economic RVT Potential | 0 | 0 | 0 | 0 | 0 | 0 | 0 | 0 | 0 | 0 | 0 | 0 | 0 | 0 | 0 | 0 | 0 | 0 | 0 | 0 | 0 | 0 | 0 | 0 | 0 | 0 | 0
F6_Commercial_OR - Miscellaneous_New_Food Preparation_Natural Gas_Double Rack Oven_A_Achievable Economic RVT Potential | F6 | Commercial | OR - Miscellaneous | New | Food Preparation | Natural Gas | Double Rack Oven | A | Incremental Winter Peak Savings (MW) | Achievable Economic RVT Potential | 0 | 0 | 0 | 0 | 0 | 0 | 0 | 0 | 0 | 0 | 0 | 0 | 0 | 0 | 0 | 0 | 0 | 0 | 0 | 0 | 0 | 0 | 0 | 0 | 0 | 0 | 0
F7_Commercial_OR - Miscellaneous_New_Food Preparation_Natural Gas_Double Rack Oven_A_Achievable Economic RVT Potential | F7 | Commercial | OR - Miscellaneous | New | Food Preparation | Natural Gas | Double Rack Oven | A | Cumulative Energy Savings (MWh or mTherms) | Achievable Economic RVT Potential | 0 | 0 | 0 | 0 | 0 | 0 | 0 | 0 | 0 | 0 | 0 | 0 | 0 | 0 | 0 | 0 | 0 | 0 | 0 | 0 | 0 | 0 | 0 | 0 | 0 | 0 | 0
F8_Commercial_OR - Miscellaneous_New_Food Preparation_Natural Gas_Double Rack Oven_A_Achievable Economic RVT Potential | F8 | Commercial | OR - Miscellaneous | New | Food Preparation | Natural Gas | Double Rack Oven | A | Cumulative Summer Peak Savings (MW) | Achievable Economic RVT Potential | 0 | 0 | 0 | 0 | 0 | 0 | 0 | 0 | 0 | 0 | 0 | 0 | 0 | 0 | 0 | 0 | 0 | 0 | 0 | 0 | 0 | 0 | 0 | 0 | 0 | 0 | 0
F9_Commercial_OR - Miscellaneous_New_Food Preparation_Natural Gas_Double Rack Oven_A_Achievable Economic RVT Potential | F9 | Commercial | OR - Miscellaneous | New | Food Preparation | Natural Gas | Double Rack Oven | A | Cumulative Winter Peak Savings (MW) | Achievable Economic RVT Potential | 0 | 0 | 0 | 0 | 0 | 0 | 0 | 0 | 0 | 0 | 0 | 0 | 0 | 0 | 0 | 0 | 0 | 0 | 0 | 0 | 0 | 0 | 0 | 0 | 0 | 0 | 0
F10_Commercial_OR - Miscellaneous_New_Food Preparation_Natural Gas_Double Rack Oven_A_Achievable Economic RVT Potential | F10 | Commercial | OR - Miscellaneous | New | Food Preparation | Natural Gas | Double Rack Oven | A | Purchases (Incremental) | Achievable Economic RVT Potential | 0 | 0 | 0 | 0 | 0 | 0 | 0 | 0 | 0 | 0 | 0 | 0 | 0 | 0 | 0 | 0 | 0 | 0 | 0 | 0 | 0 | 0 | 0 | 0 | 0 | 0 | 0
F11_Commercial_OR - Miscellaneous_New_Food Preparation_Natural Gas_Double Rack Oven_A_Achievable Economic RVT Potential | F11 | Commercial | OR - Miscellaneous | New | Food Preparation | Natural Gas | Double Rack Oven | A | Purchases (Cumulative) | Achievable Economic RVT Potential | 0 | 0 | 0 | 0 | 0 | 0 | 0 | 0 | 0 | 0 | 0 | 0 | 0 | 0 | 0 | 0 | 0 | 0 | 0 | 0 | 0 | 0 | 0 | 0 | 0 | 0 | 0
F1_Commercial_OR - Miscellaneous_New_Food Preparation_Natural Gas_Fryer_A_Achievable Economic RVT Potential | F1 | Commercial | OR - Miscellaneous | New | Food Preparation | Natural Gas | Fryer | A | Integrated Unit Energy Savings (kWh or therms) | Achievable Economic RVT Potential | 0 | 0 | 0 | 0 | 0 | 0 | 0 | 0 | 0 | 0 | 0 | 0 | 0 | 0 | 0 | 0 | 0 | 0 | 0 | 0 | 0 | 0 | 0 | 0 | 0 | 0 | 0
F2_Commercial_OR - Miscellaneous_New_Food Preparation_Natural Gas_Fryer_A_Achievable Economic RVT Potential | F2 | Commercial | OR - Miscellaneous | New | Food Preparation | Natural Gas | Fryer | A | Integrated Unit Summer Peak Savings (kW) | Achievable Economic RVT Potential | 0 | 0 | 0 | 0 | 0 | 0 | 0 | 0 | 0 | 0 | 0 | 0 | 0 | 0 | 0 | 0 | 0 | 0 | 0 | 0 | 0 | 0 | 0 | 0 | 0 | 0 | 0
F3_Commercial_OR - Miscellaneous_New_Food Preparation_Natural Gas_Fryer_A_Achievable Economic RVT Potential | F3 | Commercial | OR - Miscellaneous | New | Food Preparation | Natural Gas | Fryer | A | Integrated Unit Winter Peak Savings (kW) | Achievable Economic RVT Potential | 0 | 0 | 0 | 0 | 0 | 0 | 0 | 0 | 0 | 0 | 0 | 0 | 0 | 0 | 0 | 0 | 0 | 0 | 0 | 0 | 0 | 0 | 0 | 0 | 0 | 0 | 0
F4_Commercial_OR - Miscellaneous_New_Food Preparation_Natural Gas_Fryer_A_Achievable Economic RVT Potential | F4 | Commercial | OR - Miscellaneous | New | Food Preparation | Natural Gas | Fryer | A | Incremental Energy Savings (MWh or mTherms) | Achievable Economic RVT Potential | 0 | 0 | 0 | 0 | 0 | 0 | 0 | 0 | 0 | 0 | 0 | 0 | 0 | 0 | 0 | 0 | 0 | 0 | 0 | 0 | 0 | 0 | 0 | 0 | 0 | 0 | 0
F5_Commercial_OR - Miscellaneous_New_Food Preparation_Natural Gas_Fryer_A_Achievable Economic RVT Potential | F5 | Commercial | OR - Miscellaneous | New | Food Preparation | Natural Gas | Fryer | A | Incremental Summer Peak Savings (MW) | Achievable Economic RVT Potential | 0 | 0 | 0 | 0 | 0 | 0 | 0 | 0 | 0 | 0 | 0 | 0 | 0 | 0 | 0 | 0 | 0 | 0 | 0 | 0 | 0 | 0 | 0 | 0 | 0 | 0 | 0
F6_Commercial_OR - Miscellaneous_New_Food Preparation_Natural Gas_Fryer_A_Achievable Economic RVT Potential | F6 | Commercial | OR - Miscellaneous | New | Food Preparation | Natural Gas | Fryer | A | Incremental Winter Peak Savings (MW) | Achievable Economic RVT Potential | 0 | 0 | 0 | 0 | 0 | 0 | 0 | 0 | 0 | 0 | 0 | 0 | 0 | 0 | 0 | 0 | 0 | 0 | 0 | 0 | 0 | 0 | 0 | 0 | 0 | 0 | 0
F7_Commercial_OR - Miscellaneous_New_Food Preparation_Natural Gas_Fryer_A_Achievable Economic RVT Potential | F7 | Commercial | OR - Miscellaneous | New | Food Preparation | Natural Gas | Fryer | A | Cumulative Energy Savings (MWh or mTherms) | Achievable Economic RVT Potential | 0 | 0 | 0 | 0 | 0 | 0 | 0 | 0 | 0 | 0 | 0 | 0 | 0 | 0 | 0 | 0 | 0 | 0 | 0 | 0 | 0 | 0 | 0 | 0 | 0 | 0 | 0
F8_Commercial_OR - Miscellaneous_New_Food Preparation_Natural Gas_Fryer_A_Achievable Economic RVT Potential | F8 | Commercial | OR - Miscellaneous | New | Food Preparation | Natural Gas | Fryer | A | Cumulative Summer Peak Savings (MW) | Achievable Economic RVT Potential | 0 | 0 | 0 | 0 | 0 | 0 | 0 | 0 | 0 | 0 | 0 | 0 | 0 | 0 | 0 | 0 | 0 | 0 | 0 | 0 | 0 | 0 | 0 | 0 | 0 | 0 | 0
F9_Commercial_OR - Miscellaneous_New_Food Preparation_Natural Gas_Fryer_A_Achievable Economic RVT Potential | F9 | Commercial | OR - Miscellaneous | New | Food Preparation | Natural Gas | Fryer | A | Cumulative Winter Peak Savings (MW) | Achievable Economic RVT Potential | 0 | 0 | 0 | 0 | 0 | 0 | 0 | 0 | 0 | 0 | 0 | 0 | 0 | 0 | 0 | 0 | 0 | 0 | 0 | 0 | 0 | 0 | 0 | 0 | 0 | 0 | 0
F10_Commercial_OR - Miscellaneous_New_Food Preparation_Natural Gas_Fryer_A_Achievable Economic RVT Potential | F10 | Commercial | OR - Miscellaneous | New | Food Preparation | Natural Gas | Fryer | A | Purchases (Incremental) | Achievable Economic RVT Potential | 0 | 0 | 0 | 0 | 0 | 0 | 0 | 0 | 0 | 0 | 0 | 0 | 0 | 0 | 0 | 0 | 0 | 0 | 0 | 0 | 0 | 0 | 0 | 0 | 0 | 0 | 0
F11_Commercial_OR - Miscellaneous_New_Food Preparation_Natural Gas_Fryer_A_Achievable Economic RVT Potential | F11 | Commercial | OR - Miscellaneous | New | Food Preparation | Natural Gas | Fryer | A | Purchases (Cumulative) | Achievable Economic RVT Potential | 0 | 0 | 0 | 0 | 0 | 0 | 0 | 0 | 0 | 0 | 0 | 0 | 0 | 0 | 0 | 0 | 0 | 0 | 0 | 0 | 0 | 0 | 0 | 0 | 0 | 0 | 0
F1_Commercial_OR - Miscellaneous_New_Food Preparation_Natural Gas_Broiler_A_Achievable Economic RVT Potential | F1 | Commercial | OR - Miscellaneous | New | Food Preparation | Natural Gas | Broiler | A | Integrated Unit Energy Savings (kWh or therms) | Achievable Economic RVT Potential | 0 | 0 | 0 | 0 | 0 | 0 | 0 | 0 | 0 | 0 | 0 | 0 | 0 | 0 | 0 | 0 | 0 | 0 | 0 | 0 | 0 | 0 | 0 | 0 | 0 | 0 | 0
F2_Commercial_OR - Miscellaneous_New_Food Preparation_Natural Gas_Broiler_A_Achievable Economic RVT Potential | F2 | Commercial | OR - Miscellaneous | New | Food Preparation | Natural Gas | Broiler | A | Integrated Unit Summer Peak Savings (kW) | Achievable Economic RVT Potential | 0 | 0 | 0 | 0 | 0 | 0 | 0 | 0 | 0 | 0 | 0 | 0 | 0 | 0 | 0 | 0 | 0 | 0 | 0 | 0 | 0 | 0 | 0 | 0 | 0 | 0 | 0
F3_Commercial_OR - Miscellaneous_New_Food Preparation_Natural Gas_Broiler_A_Achievable Economic RVT Potential | F3 | Commercial | OR - Miscellaneous | New | Food Preparation | Natural Gas | Broiler | A | Integrated Unit Winter Peak Savings (kW) | Achievable Economic RVT Potential | 0 | 0 | 0 | 0 | 0 | 0 | 0 | 0 | 0 | 0 | 0 | 0 | 0 | 0 | 0 | 0 | 0 | 0 | 0 | 0 | 0 | 0 | 0 | 0 | 0 | 0 | 0
F4_Commercial_OR - Miscellaneous_New_Food Preparation_Natural Gas_Broiler_A_Achievable Economic RVT Potential | F4 | Commercial | OR - Miscellaneous | New | Food Preparation | Natural Gas | Broiler | A | Incremental Energy Savings (MWh or mTherms) | Achievable Economic RVT Potential | 0 | 0 | 0 | 0 | 0 | 0 | 0 | 0 | 0 | 0 | 0 | 0 | 0 | 0 | 0 | 0 | 0 | 0 | 0 | 0 | 0 | 0 | 0 | 0 | 0 | 0 | 0
F5_Commercial_OR - Miscellaneous_New_Food Preparation_Natural Gas_Broiler_A_Achievable Economic RVT Potential | F5 | Commercial | OR - Miscellaneous | New | Food Preparation | Natural Gas | Broiler | A | Incremental Summer Peak Savings (MW) | Achievable Economic RVT Potential | 0 | 0 | 0 | 0 | 0 | 0 | 0 | 0 | 0 | 0 | 0 | 0 | 0 | 0 | 0 | 0 | 0 | 0 | 0 | 0 | 0 | 0 | 0 | 0 | 0 | 0 | 0
F6_Commercial_OR - Miscellaneous_New_Food Preparation_Natural Gas_Broiler_A_Achievable Economic RVT Potential | F6 | Commercial | OR - Miscellaneous | New | Food Preparation | Natural Gas | Broiler | A | Incremental Winter Peak Savings (MW) | Achievable Economic RVT Potential | 0 | 0 | 0 | 0 | 0 | 0 | 0 | 0 | 0 | 0 | 0 | 0 | 0 | 0 | 0 | 0 | 0 | 0 | 0 | 0 | 0 | 0 | 0 | 0 | 0 | 0 | 0
F7_Commercial_OR - Miscellaneous_New_Food Preparation_Natural Gas_Broiler_A_Achievable Economic RVT Potential | F7 | Commercial | OR - Miscellaneous | New | Food Preparation | Natural Gas | Broiler | A | Cumulative Energy Savings (MWh or mTherms) | Achievable Economic RVT Potential | 0 | 0 | 0 | 0 | 0 | 0 | 0 | 0 | 0 | 0 | 0 | 0 | 0 | 0 | 0 | 0 | 0 | 0 | 0 | 0 | 0 | 0 | 0 | 0 | 0 | 0 | 0
F8_Commercial_OR - Miscellaneous_New_Food Preparation_Natural Gas_Broiler_A_Achievable Economic RVT Potential | F8 | Commercial | OR - Miscellaneous | New | Food Preparation | Natural Gas | Broiler | A | Cumulative Summer Peak Savings (MW) | Achievable Economic RVT Potential | 0 | 0 | 0 | 0 | 0 | 0 | 0 | 0 | 0 | 0 | 0 | 0 | 0 | 0 | 0 | 0 | 0 | 0 | 0 | 0 | 0 | 0 | 0 | 0 | 0 | 0 | 0
F9_Commercial_OR - Miscellaneous_New_Food Preparation_Natural Gas_Broiler_A_Achievable Economic RVT Potential | F9 | Commercial | OR - Miscellaneous | New | Food Preparation | Natural Gas | Broiler | A | Cumulative Winter Peak Savings (MW) | Achievable Economic RVT Potential | 0 | 0 | 0 | 0 | 0 | 0 | 0 | 0 | 0 | 0 | 0 | 0 | 0 | 0 | 0 | 0 | 0 | 0 | 0 | 0 | 0 | 0 | 0 | 0 | 0 | 0 | 0
F10_Commercial_OR - Miscellaneous_New_Food Preparation_Natural Gas_Broiler_A_Achievable Economic RVT Potential | F10 | Commercial | OR - Miscellaneous | New | Food Preparation | Natural Gas | Broiler | A | Purchases (Incremental) | Achievable Economic RVT Potential | 0 | 0 | 0 | 0 | 0 | 0 | 0 | 0 | 0 | 0 | 0 | 0 | 0 | 0 | 0 | 0 | 0 | 0 | 0 | 0 | 0 | 0 | 0 | 0 | 0 | 0 | 0
F11_Commercial_OR - Miscellaneous_New_Food Preparation_Natural Gas_Broiler_A_Achievable Economic RVT Potential | F11 | Commercial | OR - Miscellaneous | New | Food Preparation | Natural Gas | Broiler | A | Purchases (Cumulative) | Achievable Economic RVT Potential | 0 | 0 | 0 | 0 | 0 | 0 | 0 | 0 | 0 | 0 | 0 | 0 | 0 | 0 | 0 | 0 | 0 | 0 | 0 | 0 | 0 | 0 | 0 | 0 | 0 | 0 | 0
F1_Commercial_OR - Miscellaneous_New_Food Preparation_Natural Gas_Griddle_A_Achievable Economic RVT Potential | F1 | Commercial | OR - Miscellaneous | New | Food Preparation | Natural Gas | Griddle | A | Integrated Unit Energy Savings (kWh or therms) | Achievable Economic RVT Potential | 0 | 0 | 0 | 0 | 0 | 0 | 0 | 0 | 0 | 0 | 0 | 0 | 0 | 0 | 0 | 0 | 0 | 0 | 0 | 0 | 0 | 0 | 0 | 0 | 0 | 0 | 0
F2_Commercial_OR - Miscellaneous_New_Food Preparation_Natural Gas_Griddle_A_Achievable Economic RVT Potential | F2 | Commercial | OR - Miscellaneous | New | Food Preparation | Natural Gas | Griddle | A | Integrated Unit Summer Peak Savings (kW) | Achievable Economic RVT Potential | 0 | 0 | 0 | 0 | 0 | 0 | 0 | 0 | 0 | 0 | 0 | 0 | 0 | 0 | 0 | 0 | 0 | 0 | 0 | 0 | 0 | 0 | 0 | 0 | 0 | 0 | 0
F3_Commercial_OR - Miscellaneous_New_Food Preparation_Natural Gas_Griddle_A_Achievable Economic RVT Potential | F3 | Commercial | OR - Miscellaneous | New | Food Preparation | Natural Gas | Griddle | A | Integrated Unit Winter Peak Savings (kW) | Achievable Economic RVT Potential | 0 | 0 | 0 | 0 | 0 | 0 | 0 | 0 | 0 | 0 | 0 | 0 | 0 | 0 | 0 | 0 | 0 | 0 | 0 | 0 | 0 | 0 | 0 | 0 | 0 | 0 | 0
F4_Commercial_OR - Miscellaneous_New_Food Preparation_Natural Gas_Griddle_A_Achievable Economic RVT Potential | F4 | Commercial | OR - Miscellaneous | New | Food Preparation | Natural Gas | Griddle | A | Incremental Energy Savings (MWh or mTherms) | Achievable Economic RVT Potential | 0 | 0 | 0 | 0 | 0 | 0 | 0 | 0 | 0 | 0 | 0 | 0 | 0 | 0 | 0 | 0 | 0 | 0 | 0 | 0 | 0 | 0 | 0 | 0 | 0 | 0 | 0
F5_Commercial_OR - Miscellaneous_New_Food Preparation_Natural Gas_Griddle_A_Achievable Economic RVT Potential | F5 | Commercial | OR - Miscellaneous | New | Food Preparation | Natural Gas | Griddle | A | Incremental Summer Peak Savings (MW) | Achievable Economic RVT Potential | 0 | 0 | 0 | 0 | 0 | 0 | 0 | 0 | 0 | 0 | 0 | 0 | 0 | 0 | 0 | 0 | 0 | 0 | 0 | 0 | 0 | 0 | 0 | 0 | 0 | 0 | 0
F6_Commercial_OR - Miscellaneous_New_Food Preparation_Natural Gas_Griddle_A_Achievable Economic RVT Potential | F6 | Commercial | OR - Miscellaneous | New | Food Preparation | Natural Gas | Griddle | A | Incremental Winter Peak Savings (MW) | Achievable Economic RVT Potential | 0 | 0 | 0 | 0 | 0 | 0 | 0 | 0 | 0 | 0 | 0 | 0 | 0 | 0 | 0 | 0 | 0 | 0 | 0 | 0 | 0 | 0 | 0 | 0 | 0 | 0 | 0
F7_Commercial_OR - Miscellaneous_New_Food Preparation_Natural Gas_Griddle_A_Achievable Economic RVT Potential | F7 | Commercial | OR - Miscellaneous | New | Food Preparation | Natural Gas | Griddle | A | Cumulative Energy Savings (MWh or mTherms) | Achievable Economic RVT Potential | 0 | 0 | 0 | 0 | 0 | 0 | 0 | 0 | 0 | 0 | 0 | 0 | 0 | 0 | 0 | 0 | 0 | 0 | 0 | 0 | 0 | 0 | 0 | 0 | 0 | 0 | 0
F8_Commercial_OR - Miscellaneous_New_Food Preparation_Natural Gas_Griddle_A_Achievable Economic RVT Potential | F8 | Commercial | OR - Miscellaneous | New | Food Preparation | Natural Gas | Griddle | A | Cumulative Summer Peak Savings (MW) | Achievable Economic RVT Potential | 0 | 0 | 0 | 0 | 0 | 0 | 0 | 0 | 0 | 0 | 0 | 0 | 0 | 0 | 0 | 0 | 0 | 0 | 0 | 0 | 0 | 0 | 0 | 0 | 0 | 0 | 0
F9_Commercial_OR - Miscellaneous_New_Food Preparation_Natural Gas_Griddle_A_Achievable Economic RVT Potential | F9 | Commercial | OR - Miscellaneous | New | Food Preparation | Natural Gas | Griddle | A | Cumulative Winter Peak Savings (MW) | Achievable Economic RVT Potential | 0 | 0 | 0 | 0 | 0 | 0 | 0 | 0 | 0 | 0 | 0 | 0 | 0 | 0 | 0 | 0 | 0 | 0 | 0 | 0 | 0 | 0 | 0 | 0 | 0 | 0 | 0
F10_Commercial_OR - Miscellaneous_New_Food Preparation_Natural Gas_Griddle_A_Achievable Economic RVT Potential | F10 | Commercial | OR - Miscellaneous | New | Food Preparation | Natural Gas | Griddle | A | Purchases (Incremental) | Achievable Economic RVT Potential | 0 | 0 | 0 | 0 | 0 | 0 | 0 | 0 | 0 | 0 | 0 | 0 | 0 | 0 | 0 | 0 | 0 | 0 | 0 | 0 | 0 | 0 | 0 | 0 | 0 | 0 | 0
F11_Commercial_OR - Miscellaneous_New_Food Preparation_Natural Gas_Griddle_A_Achievable Economic RVT Potential | F11 | Commercial | OR - Miscellaneous | New | Food Preparation | Natural Gas | Griddle | A | Purchases (Cumulative) | Achievable Economic RVT Potential | 0 | 0 | 0 | 0 | 0 | 0 | 0 | 0 | 0 | 0 | 0 | 0 | 0 | 0 | 0 | 0 | 0 | 0 | 0 | 0 | 0 | 0 | 0 | 0 | 0 | 0 | 0
F1_Commercial_OR - Miscellaneous_New_Food Preparation_Natural Gas_Range_A_Achievable Economic RVT Potential | F1 | Commercial | OR - Miscellaneous | New | Food Preparation | Natural Gas | Range | A | Integrated Unit Energy Savings (kWh or therms) | Achievable Economic RVT Potential | 0 | 0 | 0 | 0 | 0 | 0 | 0 | 0 | 0 | 0 | 0 | 0 | 0 | 0 | 0 | 0 | 0 | 0 | 0 | 0 | 0 | 0 | 0 | 0 | 0 | 0 | 0
F2_Commercial_OR - Miscellaneous_New_Food Preparation_Natural Gas_Range_A_Achievable Economic RVT Potential | F2 | Commercial | OR - Miscellaneous | New | Food Preparation | Natural Gas | Range | A | Integrated Unit Summer Peak Savings (kW) | Achievable Economic RVT Potential | 0 | 0 | 0 | 0 | 0 | 0 | 0 | 0 | 0 | 0 | 0 | 0 | 0 | 0 | 0 | 0 | 0 | 0 | 0 | 0 | 0 | 0 | 0 | 0 | 0 | 0 | 0
F3_Commercial_OR - Miscellaneous_New_Food Preparation_Natural Gas_Range_A_Achievable Economic RVT Potential | F3 | Commercial | OR - Miscellaneous | New | Food Preparation | Natural Gas | Range | A | Integrated Unit Winter Peak Savings (kW) | Achievable Economic RVT Potential | 0 | 0 | 0 | 0 | 0 | 0 | 0 | 0 | 0 | 0 | 0 | 0 | 0 | 0 | 0 | 0 | 0 | 0 | 0 | 0 | 0 | 0 | 0 | 0 | 0 | 0 | 0
F4_Commercial_OR - Miscellaneous_New_Food Preparation_Natural Gas_Range_A_Achievable Economic RVT Potential | F4 | Commercial | OR - Miscellaneous | New | Food Preparation | Natural Gas | Range | A | Incremental Energy Savings (MWh or mTherms) | Achievable Economic RVT Potential | 0 | 0 | 0 | 0 | 0 | 0 | 0 | 0 | 0 | 0 | 0 | 0 | 0 | 0 | 0 | 0 | 0 | 0 | 0 | 0 | 0 | 0 | 0 | 0 | 0 | 0 | 0
F5_Commercial_OR - Miscellaneous_New_Food Preparation_Natural Gas_Range_A_Achievable Economic RVT Potential | F5 | Commercial | OR - Miscellaneous | New | Food Preparation | Natural Gas | Range | A | Incremental Summer Peak Savings (MW) | Achievable Economic RVT Potential | 0 | 0 | 0 | 0 | 0 | 0 | 0 | 0 | 0 | 0 | 0 | 0 | 0 | 0 | 0 | 0 | 0 | 0 | 0 | 0 | 0 | 0 | 0 | 0 | 0 | 0 | 0
F6_Commercial_OR - Miscellaneous_New_Food Preparation_Natural Gas_Range_A_Achievable Economic RVT Potential | F6 | Commercial | OR - Miscellaneous | New | Food Preparation | Natural Gas | Range | A | Incremental Winter Peak Savings (MW) | Achievable Economic RVT Potential | 0 | 0 | 0 | 0 | 0 | 0 | 0 | 0 | 0 | 0 | 0 | 0 | 0 | 0 | 0 | 0 | 0 | 0 | 0 | 0 | 0 | 0 | 0 | 0 | 0 | 0 | 0
F7_Commercial_OR - Miscellaneous_New_Food Preparation_Natural Gas_Range_A_Achievable Economic RVT Potential | F7 | Commercial | OR - Miscellaneous | New | Food Preparation | Natural Gas | Range | A | Cumulative Energy Savings (MWh or mTherms) | Achievable Economic RVT Potential | 0 | 0 | 0 | 0 | 0 | 0 | 0 | 0 | 0 | 0 | 0 | 0 | 0 | 0 | 0 | 0 | 0 | 0 | 0 | 0 | 0 | 0 | 0 | 0 | 0 | 0 | 0
F8_Commercial_OR - Miscellaneous_New_Food Preparation_Natural Gas_Range_A_Achievable Economic RVT Potential | F8 | Commercial | OR - Miscellaneous | New | Food Preparation | Natural Gas | Range | A | Cumulative Summer Peak Savings (MW) | Achievable Economic RVT Potential | 0 | 0 | 0 | 0 | 0 | 0 | 0 | 0 | 0 | 0 | 0 | 0 | 0 | 0 | 0 | 0 | 0 | 0 | 0 | 0 | 0 | 0 | 0 | 0 | 0 | 0 | 0
F9_Commercial_OR - Miscellaneous_New_Food Preparation_Natural Gas_Range_A_Achievable Economic RVT Potential | F9 | Commercial | OR - Miscellaneous | New | Food Preparation | Natural Gas | Range | A | Cumulative Winter Peak Savings (MW) | Achievable Economic RVT Potential | 0 | 0 | 0 | 0 | 0 | 0 | 0 | 0 | 0 | 0 | 0 | 0 | 0 | 0 | 0 | 0 | 0 | 0 | 0 | 0 | 0 | 0 | 0 | 0 | 0 | 0 | 0
F10_Commercial_OR - Miscellaneous_New_Food Preparation_Natural Gas_Range_A_Achievable Economic RVT Potential | F10 | Commercial | OR - Miscellaneous | New | Food Preparation | Natural Gas | Range | A | Purchases (Incremental) | Achievable Economic RVT Potential | 0 | 0 | 0 | 0 | 0 | 0 | 0 | 0 | 0 | 0 | 0 | 0 | 0 | 0 | 0 | 0 | 0 | 0 | 0 | 0 | 0 | 0 | 0 | 0 | 0 | 0 | 0
F11_Commercial_OR - Miscellaneous_New_Food Preparation_Natural Gas_Range_A_Achievable Economic RVT Potential | F11 | Commercial | OR - Miscellaneous | New | Food Preparation | Natural Gas | Range | A | Purchases (Cumulative) | Achievable Economic RVT Potential | 0 | 0 | 0 | 0 | 0 | 0 | 0 | 0 | 0 | 0 | 0 | 0 | 0 | 0 | 0 | 0 | 0 | 0 | 0 | 0 | 0 | 0 | 0 | 0 | 0 | 0 | 0
F1_Commercial_OR - Miscellaneous_New_Food Preparation_Natural Gas_Steamer_A_Achievable Economic RVT Potential | F1 | Commercial | OR - Miscellaneous | New | Food Preparation | Natural Gas | Steamer | A | Integrated Unit Energy Savings (kWh or therms) | Achievable Economic RVT Potential | 0 | 0 | 0 | 0 | 0 | 0 | 0 | 0 | 0 | 0 | 0 | 0 | 0 | 0 | 0 | 0 | 0 | 0 | 0 | 0 | 0 | 0 | 0 | 0 | 0 | 0 | 0
F2_Commercial_OR - Miscellaneous_New_Food Preparation_Natural Gas_Steamer_A_Achievable Economic RVT Potential | F2 | Commercial | OR - Miscellaneous | New | Food Preparation | Natural Gas | Steamer | A | Integrated Unit Summer Peak Savings (kW) | Achievable Economic RVT Potential | 0 | 0 | 0 | 0 | 0 | 0 | 0 | 0 | 0 | 0 | 0 | 0 | 0 | 0 | 0 | 0 | 0 | 0 | 0 | 0 | 0 | 0 | 0 | 0 | 0 | 0 | 0
F3_Commercial_OR - Miscellaneous_New_Food Preparation_Natural Gas_Steamer_A_Achievable Economic RVT Potential | F3 | Commercial | OR - Miscellaneous | New | Food Preparation | Natural Gas | Steamer | A | Integrated Unit Winter Peak Savings (kW) | Achievable Economic RVT Potential | 0 | 0 | 0 | 0 | 0 | 0 | 0 | 0 | 0 | 0 | 0 | 0 | 0 | 0 | 0 | 0 | 0 | 0 | 0 | 0 | 0 | 0 | 0 | 0 | 0 | 0 | 0
F4_Commercial_OR - Miscellaneous_New_Food Preparation_Natural Gas_Steamer_A_Achievable Economic RVT Potential | F4 | Commercial | OR - Miscellaneous | New | Food Preparation | Natural Gas | Steamer | A | Incremental Energy Savings (MWh or mTherms) | Achievable Economic RVT Potential | 0 | 0 | 0 | 0 | 0 | 0 | 0 | 0 | 0 | 0 | 0 | 0 | 0 | 0 | 0 | 0 | 0 | 0 | 0 | 0 | 0 | 0 | 0 | 0 | 0 | 0 | 0
F5_Commercial_OR - Miscellaneous_New_Food Preparation_Natural Gas_Steamer_A_Achievable Economic RVT Potential | F5 | Commercial | OR - Miscellaneous | New | Food Preparation | Natural Gas | Steamer | A | Incremental Summer Peak Savings (MW) | Achievable Economic RVT Potential | 0 | 0 | 0 | 0 | 0 | 0 | 0 | 0 | 0 | 0 | 0 | 0 | 0 | 0 | 0 | 0 | 0 | 0 | 0 | 0 | 0 | 0 | 0 | 0 | 0 | 0 | 0
F6_Commercial_OR - Miscellaneous_New_Food Preparation_Natural Gas_Steamer_A_Achievable Economic RVT Potential | F6 | Commercial | OR - Miscellaneous | New | Food Preparation | Natural Gas | Steamer | A | Incremental Winter Peak Savings (MW) | Achievable Economic RVT Potential | 0 | 0 | 0 | 0 | 0 | 0 | 0 | 0 | 0 | 0 | 0 | 0 | 0 | 0 | 0 | 0 | 0 | 0 | 0 | 0 | 0 | 0 | 0 | 0 | 0 | 0 | 0
F7_Commercial_OR - Miscellaneous_New_Food Preparation_Natural Gas_Steamer_A_Achievable Economic RVT Potential | F7 | Commercial | OR - Miscellaneous | New | Food Preparation | Natural Gas | Steamer | A | Cumulative Energy Savings (MWh or mTherms) | Achievable Economic RVT Potential | 0 | 0 | 0 | 0 | 0 | 0 | 0 | 0 | 0 | 0 | 0 | 0 | 0 | 0 | 0 | 0 | 0 | 0 | 0 | 0 | 0 | 0 | 0 | 0 | 0 | 0 | 0
F8_Commercial_OR - Miscellaneous_New_Food Preparation_Natural Gas_Steamer_A_Achievable Economic RVT Potential | F8 | Commercial | OR - Miscellaneous | New | Food Preparation | Natural Gas | Steamer | A | Cumulative Summer Peak Savings (MW) | Achievable Economic RVT Potential | 0 | 0 | 0 | 0 | 0 | 0 | 0 | 0 | 0 | 0 | 0 | 0 | 0 | 0 | 0 | 0 | 0 | 0 | 0 | 0 | 0 | 0 | 0 | 0 | 0 | 0 | 0
F9_Commercial_OR - Miscellaneous_New_Food Preparation_Natural Gas_Steamer_A_Achievable Economic RVT Potential | F9 | Commercial | OR - Miscellaneous | New | Food Preparation | Natural Gas | Steamer | A | Cumulative Winter Peak Savings (MW) | Achievable Economic RVT Potential | 0 | 0 | 0 | 0 | 0 | 0 | 0 | 0 | 0 | 0 | 0 | 0 | 0 | 0 | 0 | 0 | 0 | 0 | 0 | 0 | 0 | 0 | 0 | 0 | 0 | 0 | 0
F10_Commercial_OR - Miscellaneous_New_Food Preparation_Natural Gas_Steamer_A_Achievable Economic RVT Potential | F10 | Commercial | OR - Miscellaneous | New | Food Preparation | Natural Gas | Steamer | A | Purchases (Incremental) | Achievable Economic RVT Potential | 0 | 0 | 0 | 0 | 0 | 0 | 0 | 0 | 0 | 0 | 0 | 0 | 0 | 0 | 0 | 0 | 0 | 0 | 0 | 0 | 0 | 0 | 0 | 0 | 0 | 0 | 0
F11_Commercial_OR - Miscellaneous_New_Food Preparation_Natural Gas_Steamer_A_Achievable Economic RVT Potential | F11 | Commercial | OR - Miscellaneous | New | Food Preparation | Natural Gas | Steamer | A | Purchases (Cumulative) | Achievable Economic RVT Potential | 0 | 0 | 0 | 0 | 0 | 0 | 0 | 0 | 0 | 0 | 0 | 0 | 0 | 0 | 0 | 0 | 0 | 0 | 0 | 0 | 0 | 0 | 0 | 0 | 0 | 0 | 0
F1_Commercial_OR - Miscellaneous_New_Food Preparation_Natural Gas_Commercial Food Prep Other_A_Achievable Economic RVT Potential | F1 | Commercial | OR - Miscellaneous | New | Food Preparation | Natural Gas | Commercial Food Prep Other | A | Integrated Unit Energy Savings (kWh or therms) | Achievable Economic RVT Potential | 0 | 0 | 0 | 0 | 0 | 0 | 0 | 0 | 0 | 0 | 0 | 0 | 0 | 0 | 0 | 0 | 0 | 0 | 0 | 0 | 0 | 0 | 0 | 0 | 0 | 0 | 0
F2_Commercial_OR - Miscellaneous_New_Food Preparation_Natural Gas_Commercial Food Prep Other_A_Achievable Economic RVT Potential | F2 | Commercial | OR - Miscellaneous | New | Food Preparation | Natural Gas | Commercial Food Prep Other | A | Integrated Unit Summer Peak Savings (kW) | Achievable Economic RVT Potential | 0 | 0 | 0 | 0 | 0 | 0 | 0 | 0 | 0 | 0 | 0 | 0 | 0 | 0 | 0 | 0 | 0 | 0 | 0 | 0 | 0 | 0 | 0 | 0 | 0 | 0 | 0
F3_Commercial_OR - Miscellaneous_New_Food Preparation_Natural Gas_Commercial Food Prep Other_A_Achievable Economic RVT Potential | F3 | Commercial | OR - Miscellaneous | New | Food Preparation | Natural Gas | Commercial Food Prep Other | A | Integrated Unit Winter Peak Savings (kW) | Achievable Economic RVT Potential | 0 | 0 | 0 | 0 | 0 | 0 | 0 | 0 | 0 | 0 | 0 | 0 | 0 | 0 | 0 | 0 | 0 | 0 | 0 | 0 | 0 | 0 | 0 | 0 | 0 | 0 | 0
F4_Commercial_OR - Miscellaneous_New_Food Preparation_Natural Gas_Commercial Food Prep Other_A_Achievable Economic RVT Potential | F4 | Commercial | OR - Miscellaneous | New | Food Preparation | Natural Gas | Commercial Food Prep Other | A | Incremental Energy Savings (MWh or mTherms) | Achievable Economic RVT Potential | 0 | 0 | 0 | 0 | 0 | 0 | 0 | 0 | 0 | 0 | 0 | 0 | 0 | 0 | 0 | 0 | 0 | 0 | 0 | 0 | 0 | 0 | 0 | 0 | 0 | 0 | 0
F5_Commercial_OR - Miscellaneous_New_Food Preparation_Natural Gas_Commercial Food Prep Other_A_Achievable Economic RVT Potential | F5 | Commercial | OR - Miscellaneous | New | Food Preparation | Natural Gas | Commercial Food Prep Other | A | Incremental Summer Peak Savings (MW) | Achievable Economic RVT Potential | 0 | 0 | 0 | 0 | 0 | 0 | 0 | 0 | 0 | 0 | 0 | 0 | 0 | 0 | 0 | 0 | 0 | 0 | 0 | 0 | 0 | 0 | 0 | 0 | 0 | 0 | 0
F6_Commercial_OR - Miscellaneous_New_Food Preparation_Natural Gas_Commercial Food Prep Other_A_Achievable Economic RVT Potential | F6 | Commercial | OR - Miscellaneous | New | Food Preparation | Natural Gas | Commercial Food Prep Other | A | Incremental Winter Peak Savings (MW) | Achievable Economic RVT Potential | 0 | 0 | 0 | 0 | 0 | 0 | 0 | 0 | 0 | 0 | 0 | 0 | 0 | 0 | 0 | 0 | 0 | 0 | 0 | 0 | 0 | 0 | 0 | 0 | 0 | 0 | 0
F7_Commercial_OR - Miscellaneous_New_Food Preparation_Natural Gas_Commercial Food Prep Other_A_Achievable Economic RVT Potential | F7 | Commercial | OR - Miscellaneous | New | Food Preparation | Natural Gas | Commercial Food Prep Other | A | Cumulative Energy Savings (MWh or mTherms) | Achievable Economic RVT Potential | 0 | 0 | 0 | 0 | 0 | 0 | 0 | 0 | 0 | 0 | 0 | 0 | 0 | 0 | 0 | 0 | 0 | 0 | 0 | 0 | 0 | 0 | 0 | 0 | 0 | 0 | 0
F8_Commercial_OR - Miscellaneous_New_Food Preparation_Natural Gas_Commercial Food Prep Other_A_Achievable Economic RVT Potential | F8 | Commercial | OR - Miscellaneous | New | Food Preparation | Natural Gas | Commercial Food Prep Other | A | Cumulative Summer Peak Savings (MW) | Achievable Economic RVT Potential | 0 | 0 | 0 | 0 | 0 | 0 | 0 | 0 | 0 | 0 | 0 | 0 | 0 | 0 | 0 | 0 | 0 | 0 | 0 | 0 | 0 | 0 | 0 | 0 | 0 | 0 | 0
F9_Commercial_OR - Miscellaneous_New_Food Preparation_Natural Gas_Commercial Food Prep Other_A_Achievable Economic RVT Potential | F9 | Commercial | OR - Miscellaneous | New | Food Preparation | Natural Gas | Commercial Food Prep Other | A | Cumulative Winter Peak Savings (MW) | Achievable Economic RVT Potential | 0 | 0 | 0 | 0 | 0 | 0 | 0 | 0 | 0 | 0 | 0 | 0 | 0 | 0 | 0 | 0 | 0 | 0 | 0 | 0 | 0 | 0 | 0 | 0 | 0 | 0 | 0
F10_Commercial_OR - Miscellaneous_New_Food Preparation_Natural Gas_Commercial Food Prep Other_A_Achievable Economic RVT Potential | F10 | Commercial | OR - Miscellaneous | New | Food Preparation | Natural Gas | Commercial Food Prep Other | A | Purchases (Incremental) | Achievable Economic RVT Potential | 0 | 0 | 0 | 0 | 0 | 0 | 0 | 0 | 0 | 0 | 0 | 0 | 0 | 0 | 0 | 0 | 0 | 0 | 0 | 0 | 0 | 0 | 0 | 0 | 0 | 0 | 0
F11_Commercial_OR - Miscellaneous_New_Food Preparation_Natural Gas_Commercial Food Prep Other_A_Achievable Economic RVT Potential | F11 | Commercial | OR - Miscellaneous | New | Food Preparation | Natural Gas | Commercial Food Prep Other | A | Purchases (Cumulative) | Achievable Economic RVT Potential | 0 | 0 | 0 | 0 | 0 | 0 | 0 | 0 | 0 | 0 | 0 | 0 | 0 | 0 | 0 | 0 | 0 | 0 | 0 | 0 | 0 | 0 | 0 | 0 | 0 | 0 | 0
F1_Commercial_OR - Miscellaneous_New_Miscellaneous_Natural Gas_Pool Heater_A_Achievable Economic RVT Potential | F1 | Commercial | OR - Miscellaneous | New | Miscellaneous | Natural Gas | Pool Heater | A | Integrated Unit Energy Savings (kWh or therms) | Achievable Economic RVT Potential | 0 | 0 | 0 | 0 | 0 | 0 | 0 | 0 | 0 | 0 | 0 | 0 | 0 | 0 | 0 | 0 | 0 | 0 | 0 | 0 | 0 | 0 | 0 | 0 | 0 | 0 | 0
F2_Commercial_OR - Miscellaneous_New_Miscellaneous_Natural Gas_Pool Heater_A_Achievable Economic RVT Potential | F2 | Commercial | OR - Miscellaneous | New | Miscellaneous | Natural Gas | Pool Heater | A | Integrated Unit Summer Peak Savings (kW) | Achievable Economic RVT Potential | 0 | 0 | 0 | 0 | 0 | 0 | 0 | 0 | 0 | 0 | 0 | 0 | 0 | 0 | 0 | 0 | 0 | 0 | 0 | 0 | 0 | 0 | 0 | 0 | 0 | 0 | 0
F3_Commercial_OR - Miscellaneous_New_Miscellaneous_Natural Gas_Pool Heater_A_Achievable Economic RVT Potential | F3 | Commercial | OR - Miscellaneous | New | Miscellaneous | Natural Gas | Pool Heater | A | Integrated Unit Winter Peak Savings (kW) | Achievable Economic RVT Potential | 0 | 0 | 0 | 0 | 0 | 0 | 0 | 0 | 0 | 0 | 0 | 0 | 0 | 0 | 0 | 0 | 0 | 0 | 0 | 0 | 0 | 0 | 0 | 0 | 0 | 0 | 0
F4_Commercial_OR - Miscellaneous_New_Miscellaneous_Natural Gas_Pool Heater_A_Achievable Economic RVT Potential | F4 | Commercial | OR - Miscellaneous | New | Miscellaneous | Natural Gas | Pool Heater | A | Incremental Energy Savings (MWh or mTherms) | Achievable Economic RVT Potential | 0 | 0 | 0 | 0 | 0 | 0 | 0 | 0 | 0 | 0 | 0 | 0 | 0 | 0 | 0 | 0 | 0 | 0 | 0 | 0 | 0 | 0 | 0 | 0 | 0 | 0 | 0
F5_Commercial_OR - Miscellaneous_New_Miscellaneous_Natural Gas_Pool Heater_A_Achievable Economic RVT Potential | F5 | Commercial | OR - Miscellaneous | New | Miscellaneous | Natural Gas | Pool Heater | A | Incremental Summer Peak Savings (MW) | Achievable Economic RVT Potential | 0 | 0 | 0 | 0 | 0 | 0 | 0 | 0 | 0 | 0 | 0 | 0 | 0 | 0 | 0 | 0 | 0 | 0 | 0 | 0 | 0 | 0 | 0 | 0 | 0 | 0 | 0
F6_Commercial_OR - Miscellaneous_New_Miscellaneous_Natural Gas_Pool Heater_A_Achievable Economic RVT Potential | F6 | Commercial | OR - Miscellaneous | New | Miscellaneous | Natural Gas | Pool Heater | A | Incremental Winter Peak Savings (MW) | Achievable Economic RVT Potential | 0 | 0 | 0 | 0 | 0 | 0 | 0 | 0 | 0 | 0 | 0 | 0 | 0 | 0 | 0 | 0 | 0 | 0 | 0 | 0 | 0 | 0 | 0 | 0 | 0 | 0 | 0
F7_Commercial_OR - Miscellaneous_New_Miscellaneous_Natural Gas_Pool Heater_A_Achievable Economic RVT Potential | F7 | Commercial | OR - Miscellaneous | New | Miscellaneous | Natural Gas | Pool Heater | A | Cumulative Energy Savings (MWh or mTherms) | Achievable Economic RVT Potential | 0 | 0 | 0 | 0 | 0 | 0 | 0 | 0 | 0 | 0 | 0 | 0 | 0 | 0 | 0 | 0 | 0 | 0 | 0 | 0 | 0 | 0 | 0 | 0 | 0 | 0 | 0
F8_Commercial_OR - Miscellaneous_New_Miscellaneous_Natural Gas_Pool Heater_A_Achievable Economic RVT Potential | F8 | Commercial | OR - Miscellaneous | New | Miscellaneous | Natural Gas | Pool Heater | A | Cumulative Summer Peak Savings (MW) | Achievable Economic RVT Potential | 0 | 0 | 0 | 0 | 0 | 0 | 0 | 0 | 0 | 0 | 0 | 0 | 0 | 0 | 0 | 0 | 0 | 0 | 0 | 0 | 0 | 0 | 0 | 0 | 0 | 0 | 0
F9_Commercial_OR - Miscellaneous_New_Miscellaneous_Natural Gas_Pool Heater_A_Achievable Economic RVT Potential | F9 | Commercial | OR - Miscellaneous | New | Miscellaneous | Natural Gas | Pool Heater | A | Cumulative Winter Peak Savings (MW) | Achievable Economic RVT Potential | 0 | 0 | 0 | 0 | 0 | 0 | 0 | 0 | 0 | 0 | 0 | 0 | 0 | 0 | 0 | 0 | 0 | 0 | 0 | 0 | 0 | 0 | 0 | 0 | 0 | 0 | 0
F10_Commercial_OR - Miscellaneous_New_Miscellaneous_Natural Gas_Pool Heater_A_Achievable Economic RVT Potential | F10 | Commercial | OR - Miscellaneous | New | Miscellaneous | Natural Gas | Pool Heater | A | Purchases (Incremental) | Achievable Economic RVT Potential | 0 | 0 | 0 | 0 | 0 | 0 | 0 | 0 | 0 | 0 | 0 | 0 | 0 | 0 | 0 | 0 | 0 | 0 | 0 | 0 | 0 | 0 | 0 | 0 | 0 | 0 | 0
F11_Commercial_OR - Miscellaneous_New_Miscellaneous_Natural Gas_Pool Heater_A_Achievable Economic RVT Potential | F11 | Commercial | OR - Miscellaneous | New | Miscellaneous | Natural Gas | Pool Heater | A | Purchases (Cumulative) | Achievable Economic RVT Potential | 0 | 0 | 0 | 0 | 0 | 0 | 0 | 0 | 0 | 0 | 0 | 0 | 0 | 0 | 0 | 0 | 0 | 0 | 0 | 0 | 0 | 0 | 0 | 0 | 0 | 0 | 0
F1_Commercial_Interruptible - College_Existing_Space Heating_Natural Gas_Furnace_A_Achievable Economic RVT Potential | F1 | Commercial | Interruptible - College | Existing | Space Heating | Natural Gas | Furnace | A | Integrated Unit Energy Savings (kWh or therms) | Achievable Economic RVT Potential | 0 | 243.0543 | 242.1118 | 81.8666 | 81.8666 | 81.8666 | 81.8666 | 81.8666 | 81.8666 | 81.8666 | 81.8666 | 81.8666 | 81.8666 | 81.8666 | 81.8666 | 81.8666 | 81.8666 | 81.8666 | 81.8666 | 81.8666 | 81.8666 | 81.8666 | 81.8666 | 81.8666 | 81.8666 | 81.8666 | 81.8666
F2_Commercial_Interruptible - College_Existing_Space Heating_Natural Gas_Furnace_A_Achievable Economic RVT Potential | F2 | Commercial | Interruptible - College | Existing | Space Heating | Natural Gas | Furnace | A | Integrated Unit Summer Peak Savings (kW) | Achievable Economic RVT Potential | 0 | 0 | 0 | 0 | 0 | 0 | 0 | 0 | 0 | 0 | 0 | 0 | 0 | 0 | 0 | 0 | 0 | 0 | 0 | 0 | 0 | 0 | 0 | 0 | 0 | 0 | 0
F3_Commercial_Interruptible - College_Existing_Space Heating_Natural Gas_Furnace_A_Achievable Economic RVT Potential | F3 | Commercial | Interruptible - College | Existing | Space Heating | Natural Gas | Furnace | A | Integrated Unit Winter Peak Savings (kW) | Achievable Economic RVT Potential | 0 | 0 | 0 | 0 | 0 | 0 | 0 | 0 | 0 | 0 | 0 | 0 | 0 | 0 | 0 | 0 | 0 | 0 | 0 | 0 | 0 | 0 | 0 | 0 | 0 | 0 | 0
F4_Commercial_Interruptible - College_Existing_Space Heating_Natural Gas_Furnace_A_Achievable Economic RVT Potential | F4 | Commercial | Interruptible - College | Existing | Space Heating | Natural Gas | Furnace | A | Incremental Energy Savings (MWh or mTherms) | Achievable Economic RVT Potential | 0 | 0 | 0 | 0 | 0 | 0 | 0 | 0 | 0 | 0 | 0 | 0 | 0 | 0 | 0 | 0 | 0 | 0 | 0 | 0 | 0 | 0 | 0 | 0 | 0 | 0 | 0
F5_Commercial_Interruptible - College_Existing_Space Heating_Natural Gas_Furnace_A_Achievable Economic RVT Potential | F5 | Commercial | Interruptible - College | Existing | Space Heating | Natural Gas | Furnace | A | Incremental Summer Peak Savings (MW) | Achievable Economic RVT Potential | 0 | 0 | 0 | 0 | 0 | 0 | 0 | 0 | 0 | 0 | 0 | 0 | 0 | 0 | 0 | 0 | 0 | 0 | 0 | 0 | 0 | 0 | 0 | 0 | 0 | 0 | 0
F6_Commercial_Interruptible - College_Existing_Space Heating_Natural Gas_Furnace_A_Achievable Economic RVT Potential | F6 | Commercial | Interruptible - College | Existing | Space Heating | Natural Gas | Furnace | A | Incremental Winter Peak Savings (MW) | Achievable Economic RVT Potential | 0 | 0 | 0 | 0 | 0 | 0 | 0 | 0 | 0 | 0 | 0 | 0 | 0 | 0 | 0 | 0 | 0 | 0 | 0 | 0 | 0 | 0 | 0 | 0 | 0 | 0 | 0
F7_Commercial_Interruptible - College_Existing_Space Heating_Natural Gas_Furnace_A_Achievable Economic RVT Potential | F7 | Commercial | Interruptible - College | Existing | Space Heating | Natural Gas | Furnace | A | Cumulative Energy Savings (MWh or mTherms) | Achievable Economic RVT Potential | 0 | 0 | 0 | 0 | 0 | 0 | 0 | 0 | 0 | 0 | 0 | 0 | 0 | 0 | 0 | 0 | 0 | 0 | 0 | 0 | 0 | 0 | 0 | 0 | 0 | 0 | 0
F8_Commercial_Interruptible - College_Existing_Space Heating_Natural Gas_Furnace_A_Achievable Economic RVT Potential | F8 | Commercial | Interruptible - College | Existing | Space Heating | Natural Gas | Furnace | A | Cumulative Summer Peak Savings (MW) | Achievable Economic RVT Potential | 0 | 0 | 0 | 0 | 0 | 0 | 0 | 0 | 0 | 0 | 0 | 0 | 0 | 0 | 0 | 0 | 0 | 0 | 0 | 0 | 0 | 0 | 0 | 0 | 0 | 0 | 0
F9_Commercial_Interruptible - College_Existing_Space Heating_Natural Gas_Furnace_A_Achievable Economic RVT Potential | F9 | Commercial | Interruptible - College | Existing | Space Heating | Natural Gas | Furnace | A | Cumulative Winter Peak Savings (MW) | Achievable Economic RVT Potential | 0 | 0 | 0 | 0 | 0 | 0 | 0 | 0 | 0 | 0 | 0 | 0 | 0 | 0 | 0 | 0 | 0 | 0 | 0 | 0 | 0 | 0 | 0 | 0 | 0 | 0 | 0
F10_Commercial_Interruptible - College_Existing_Space Heating_Natural Gas_Furnace_A_Achievable Economic RVT Potential | F10 | Commercial | Interruptible - College | Existing | Space Heating | Natural Gas | Furnace | A | Purchases (Incremental) | Achievable Economic RVT Potential | 0 | 0 | 0 | 0 | 0 | 0 | 0 | 0 | 0 | 0 | 0 | 0 | 0 | 0 | 0 | 0 | 0 | 0 | 0 | 0 | 0 | 0 | 0 | 0 | 0 | 0 | 0
F11_Commercial_Interruptible - College_Existing_Space Heating_Natural Gas_Furnace_A_Achievable Economic RVT Potential | F11 | Commercial | Interruptible - College | Existing | Space Heating | Natural Gas | Furnace | A | Purchases (Cumulative) | Achievable Economic RVT Potential | 0 | 0 | 0 | 0 | 0 | 0 | 0 | 0 | 0 | 0 | 0 | 0 | 0 | 0 | 0 | 0 | 0 | 0 | 0 | 0 | 0 | 0 | 0 | 0 | 0 | 0 | 0
F1_Commercial_Interruptible - College_Existing_Space Heating_Natural Gas_Boiler_A_Achievable Economic RVT Potential | F1 | Commercial | Interruptible - College | Existing | Space Heating | Natural Gas | Boiler | A | Integrated Unit Energy Savings (kWh or therms) | Achievable Economic RVT Potential | 0 | 375.9733 | 374.5154 | 374.5154 | 374.5154 | 374.5154 | 374.5154 | 374.5154 | 374.5154 | 374.5154 | 374.5154 | 374.5154 | 374.5154 | 374.5154 | 374.5154 | 374.5154 | 374.5154 | 374.5154 | 374.5154 | 374.5154 | 374.5154 | 374.5154 | 374.5154 | 374.5154 | 374.5154 | 374.5154 | 374.5154
F2_Commercial_Interruptible - College_Existing_Space Heating_Natural Gas_Boiler_A_Achievable Economic RVT Potential | F2 | Commercial | Interruptible - College | Existing | Space Heating | Natural Gas | Boiler | A | Integrated Unit Summer Peak Savings (kW) | Achievable Economic RVT Potential | 0 | 0 | 0 | 0 | 0 | 0 | 0 | 0 | 0 | 0 | 0 | 0 | 0 | 0 | 0 | 0 | 0 | 0 | 0 | 0 | 0 | 0 | 0 | 0 | 0 | 0 | 0
F3_Commercial_Interruptible - College_Existing_Space Heating_Natural Gas_Boiler_A_Achievable Economic RVT Potential | F3 | Commercial | Interruptible - College | Existing | Space Heating | Natural Gas | Boiler | A | Integrated Unit Winter Peak Savings (kW) | Achievable Economic RVT Potential | 0 | 0 | 0 | 0 | 0 | 0 | 0 | 0 | 0 | 0 | 0 | 0 | 0 | 0 | 0 | 0 | 0 | 0 | 0 | 0 | 0 | 0 | 0 | 0 | 0 | 0 | 0
F4_Commercial_Interruptible - College_Existing_Space Heating_Natural Gas_Boiler_A_Achievable Economic RVT Potential | F4 | Commercial | Interruptible - College | Existing | Space Heating | Natural Gas | Boiler | A | Incremental Energy Savings (MWh or mTherms) | Achievable Economic RVT Potential | 0 | 0 | 0 | 0 | 0 | 0 | 0 | 0 | 0 | 0 | 0 | 0 | 0 | 0 | 0 | 0 | 0 | 0 | 0 | 0 | 0 | 0 | 0 | 0 | 0 | 0 | 0
F5_Commercial_Interruptible - College_Existing_Space Heating_Natural Gas_Boiler_A_Achievable Economic RVT Potential | F5 | Commercial | Interruptible - College | Existing | Space Heating | Natural Gas | Boiler | A | Incremental Summer Peak Savings (MW) | Achievable Economic RVT Potential | 0 | 0 | 0 | 0 | 0 | 0 | 0 | 0 | 0 | 0 | 0 | 0 | 0 | 0 | 0 | 0 | 0 | 0 | 0 | 0 | 0 | 0 | 0 | 0 | 0 | 0 | 0
F6_Commercial_Interruptible - College_Existing_Space Heating_Natural Gas_Boiler_A_Achievable Economic RVT Potential | F6 | Commercial | Interruptible - College | Existing | Space Heating | Natural Gas | Boiler | A | Incremental Winter Peak Savings (MW) | Achievable Economic RVT Potential | 0 | 0 | 0 | 0 | 0 | 0 | 0 | 0 | 0 | 0 | 0 | 0 | 0 | 0 | 0 | 0 | 0 | 0 | 0 | 0 | 0 | 0 | 0 | 0 | 0 | 0 | 0
F7_Commercial_Interruptible - College_Existing_Space Heating_Natural Gas_Boiler_A_Achievable Economic RVT Potential | F7 | Commercial | Interruptible - College | Existing | Space Heating | Natural Gas | Boiler | A | Cumulative Energy Savings (MWh or mTherms) | Achievable Economic RVT Potential | 0 | 0 | 0 | 0 | 0 | 0 | 0 | 0 | 0 | 0 | 0 | 0 | 0 | 0 | 0 | 0 | 0 | 0 | 0 | 0 | 0 | 0 | 0 | 0 | 0 | 0 | 0
F8_Commercial_Interruptible - College_Existing_Space Heating_Natural Gas_Boiler_A_Achievable Economic RVT Potential | F8 | Commercial | Interruptible - College | Existing | Space Heating | Natural Gas | Boiler | A | Cumulative Summer Peak Savings (MW) | Achievable Economic RVT Potential | 0 | 0 | 0 | 0 | 0 | 0 | 0 | 0 | 0 | 0 | 0 | 0 | 0 | 0 | 0 | 0 | 0 | 0 | 0 | 0 | 0 | 0 | 0 | 0 | 0 | 0 | 0
F9_Commercial_Interruptible - College_Existing_Space Heating_Natural Gas_Boiler_A_Achievable Economic RVT Potential | F9 | Commercial | Interruptible - College | Existing | Space Heating | Natural Gas | Boiler | A | Cumulative Winter Peak Savings (MW) | Achievable Economic RVT Potential | 0 | 0 | 0 | 0 | 0 | 0 | 0 | 0 | 0 | 0 | 0 | 0 | 0 | 0 | 0 | 0 | 0 | 0 | 0 | 0 | 0 | 0 | 0 | 0 | 0 | 0 | 0
F10_Commercial_Interruptible - College_Existing_Space Heating_Natural Gas_Boiler_A_Achievable Economic RVT Potential | F10 | Commercial | Interruptible - College | Existing | Space Heating | Natural Gas | Boiler | A | Purchases (Incremental) | Achievable Economic RVT Potential | 0 | 0 | 0 | 0 | 0 | 0 | 0 | 0 | 0 | 0 | 0 | 0 | 0 | 0 | 0 | 0 | 0 | 0 | 0 | 0 | 0 | 0 | 0 | 0 | 0 | 0 | 0
F11_Commercial_Interruptible - College_Existing_Space Heating_Natural Gas_Boiler_A_Achievable Economic RVT Potential | F11 | Commercial | Interruptible - College | Existing | Space Heating | Natural Gas | Boiler | A | Purchases (Cumulative) | Achievable Economic RVT Potential | 0 | 0 | 0 | 0 | 0 | 0 | 0 | 0 | 0 | 0 | 0 | 0 | 0 | 0 | 0 | 0 | 0 | 0 | 0 | 0 | 0 | 0 | 0 | 0 | 0 | 0 | 0
F1_Commercial_Interruptible - College_Existing_Space Heating_Natural Gas_Unit Heater_A_Achievable Economic RVT Potential | F1 | Commercial | Interruptible - College | Existing | Space Heating | Natural Gas | Unit Heater | A | Integrated Unit Energy Savings (kWh or therms) | Achievable Economic RVT Potential | 0 | 0 | 0 | 0 | 0 | 0 | 0 | 0 | 0 | 0 | 0 | 0 | 0 | 0 | 0 | 0 | 0 | 0 | 0 | 0 | 0 | 0 | 0 | 0 | 0 | 0 | 0
F2_Commercial_Interruptible - College_Existing_Space Heating_Natural Gas_Unit Heater_A_Achievable Economic RVT Potential | F2 | Commercial | Interruptible - College | Existing | Space Heating | Natural Gas | Unit Heater | A | Integrated Unit Summer Peak Savings (kW) | Achievable Economic RVT Potential | 0 | 0 | 0 | 0 | 0 | 0 | 0 | 0 | 0 | 0 | 0 | 0 | 0 | 0 | 0 | 0 | 0 | 0 | 0 | 0 | 0 | 0 | 0 | 0 | 0 | 0 | 0
F3_Commercial_Interruptible - College_Existing_Space Heating_Natural Gas_Unit Heater_A_Achievable Economic RVT Potential | F3 | Commercial | Interruptible - College | Existing | Space Heating | Natural Gas | Unit Heater | A | Integrated Unit Winter Peak Savings (kW) | Achievable Economic RVT Potential | 0 | 0 | 0 | 0 | 0 | 0 | 0 | 0 | 0 | 0 | 0 | 0 | 0 | 0 | 0 | 0 | 0 | 0 | 0 | 0 | 0 | 0 | 0 | 0 | 0 | 0 | 0
F4_Commercial_Interruptible - College_Existing_Space Heating_Natural Gas_Unit Heater_A_Achievable Economic RVT Potential | F4 | Commercial | Interruptible - College | Existing | Space Heating | Natural Gas | Unit Heater | A | Incremental Energy Savings (MWh or mTherms) | Achievable Economic RVT Potential | 0 | 0 | 0 | 0 | 0 | 0 | 0 | 0 | 0 | 0 | 0 | 0 | 0 | 0 | 0 | 0 | 0 | 0 | 0 | 0 | 0 | 0 | 0 | 0 | 0 | 0 | 0
F5_Commercial_Interruptible - College_Existing_Space Heating_Natural Gas_Unit Heater_A_Achievable Economic RVT Potential | F5 | Commercial | Interruptible - College | Existing | Space Heating | Natural Gas | Unit Heater | A | Incremental Summer Peak Savings (MW) | Achievable Economic RVT Potential | 0 | 0 | 0 | 0 | 0 | 0 | 0 | 0 | 0 | 0 | 0 | 0 | 0 | 0 | 0 | 0 | 0 | 0 | 0 | 0 | 0 | 0 | 0 | 0 | 0 | 0 | 0
F6_Commercial_Interruptible - College_Existing_Space Heating_Natural Gas_Unit Heater_A_Achievable Economic RVT Potential | F6 | Commercial | Interruptible - College | Existing | Space Heating | Natural Gas | Unit Heater | A | Incremental Winter Peak Savings (MW) | Achievable Economic RVT Potential | 0 | 0 | 0 | 0 | 0 | 0 | 0 | 0 | 0 | 0 | 0 | 0 | 0 | 0 | 0 | 0 | 0 | 0 | 0 | 0 | 0 | 0 | 0 | 0 | 0 | 0 | 0
F7_Commercial_Interruptible - College_Existing_Space Heating_Natural Gas_Unit Heater_A_Achievable Economic RVT Potential | F7 | Commercial | Interruptible - College | Existing | Space Heating | Natural Gas | Unit Heater | A | Cumulative Energy Savings (MWh or mTherms) | Achievable Economic RVT Potential | 0 | 0 | 0 | 0 | 0 | 0 | 0 | 0 | 0 | 0 | 0 | 0 | 0 | 0 | 0 | 0 | 0 | 0 | 0 | 0 | 0 | 0 | 0 | 0 | 0 | 0 | 0
F8_Commercial_Interruptible - College_Existing_Space Heating_Natural Gas_Unit Heater_A_Achievable Economic RVT Potential | F8 | Commercial | Interruptible - College | Existing | Space Heating | Natural Gas | Unit Heater | A | Cumulative Summer Peak Savings (MW) | Achievable Economic RVT Potential | 0 | 0 | 0 | 0 | 0 | 0 | 0 | 0 | 0 | 0 | 0 | 0 | 0 | 0 | 0 | 0 | 0 | 0 | 0 | 0 | 0 | 0 | 0 | 0 | 0 | 0 | 0
F9_Commercial_Interruptible - College_Existing_Space Heating_Natural Gas_Unit Heater_A_Achievable Economic RVT Potential | F9 | Commercial | Interruptible - College | Existing | Space Heating | Natural Gas | Unit Heater | A | Cumulative Winter Peak Savings (MW) | Achievable Economic RVT Potential | 0 | 0 | 0 | 0 | 0 | 0 | 0 | 0 | 0 | 0 | 0 | 0 | 0 | 0 | 0 | 0 | 0 | 0 | 0 | 0 | 0 | 0 | 0 | 0 | 0 | 0 | 0
F10_Commercial_Interruptible - College_Existing_Space Heating_Natural Gas_Unit Heater_A_Achievable Economic RVT Potential | F10 | Commercial | Interruptible - College | Existing | Space Heating | Natural Gas | Unit Heater | A | Purchases (Incremental) | Achievable Economic RVT Potential | 0 | 0 | 0 | 0 | 0 | 0 | 0 | 0 | 0 | 0 | 0 | 0 | 0 | 0 | 0 | 0 | 0 | 0 | 0 | 0 | 0 | 0 | 0 | 0 | 0 | 0 | 0
F11_Commercial_Interruptible - College_Existing_Space Heating_Natural Gas_Unit Heater_A_Achievable Economic RVT Potential | F11 | Commercial | Interruptible - College | Existing | Space Heating | Natural Gas | Unit Heater | A | Purchases (Cumulative) | Achievable Economic RVT Potential | 0 | 0 | 0 | 0 | 0 | 0 | 0 | 0 | 0 | 0 | 0 | 0 | 0 | 0 | 0 | 0 | 0 | 0 | 0 | 0 | 0 | 0 | 0 | 0 | 0 | 0 | 0
F1_Commercial_Interruptible - College_Existing_Water Heating_Natural Gas_Water Heater_A_Achievable Economic RVT Potential | F1 | Commercial | Interruptible - College | Existing | Water Heating | Natural Gas | Water Heater | A | Integrated Unit Energy Savings (kWh or therms) | Achievable Economic RVT Potential | 0 | 2.8505 | 2.8505 | 2.8505 | 2.8505 | 2.8505 | 2.8505 | 2.8505 | 2.8505 | 2.8505 | 2.8505 | 2.8505 | 2.8505 | 2.8505 | 2.8505 | 2.8505 | 2.8505 | 2.8505 | 2.8505 | 2.8505 | 2.8505 | 2.8505 | 2.8505 | 2.8505 | 2.8505 | 2.8505 | 2.8505
F2_Commercial_Interruptible - College_Existing_Water Heating_Natural Gas_Water Heater_A_Achievable Economic RVT Potential | F2 | Commercial | Interruptible - College | Existing | Water Heating | Natural Gas | Water Heater | A | Integrated Unit Summer Peak Savings (kW) | Achievable Economic RVT Potential | 0 | 0 | 0 | 0 | 0 | 0 | 0 | 0 | 0 | 0 | 0 | 0 | 0 | 0 | 0 | 0 | 0 | 0 | 0 | 0 | 0 | 0 | 0 | 0 | 0 | 0 | 0
F3_Commercial_Interruptible - College_Existing_Water Heating_Natural Gas_Water Heater_A_Achievable Economic RVT Potential | F3 | Commercial | Interruptible - College | Existing | Water Heating | Natural Gas | Water Heater | A | Integrated Unit Winter Peak Savings (kW) | Achievable Economic RVT Potential | 0 | 0 | 0 | 0 | 0 | 0 | 0 | 0 | 0 | 0 | 0 | 0 | 0 | 0 | 0 | 0 | 0 | 0 | 0 | 0 | 0 | 0 | 0 | 0 | 0 | 0 | 0
F4_Commercial_Interruptible - College_Existing_Water Heating_Natural Gas_Water Heater_A_Achievable Economic RVT Potential | F4 | Commercial | Interruptible - College | Existing | Water Heating | Natural Gas | Water Heater | A | Incremental Energy Savings (MWh or mTherms) | Achievable Economic RVT Potential | 0 | 0 | 0.068186 | 0.12976 | 0.1867 | 0.24048 | 0.29213 | 0.33673 | 0.37065 | 0.39666 | 0.44839 | 0.48543 | 0.44239 | 0.39679 | 0.34897 | 0.46807 | 0.37555 | 0.2973 | 0.23077 | 0.18618 | 0.1241 | 0.081191 | 0.052309 | 0.033355 | 0.065649 | 0 | 0
F5_Commercial_Interruptible - College_Existing_Water Heating_Natural Gas_Water Heater_A_Achievable Economic RVT Potential | F5 | Commercial | Interruptible - College | Existing | Water Heating | Natural Gas | Water Heater | A | Incremental Summer Peak Savings (MW) | Achievable Economic RVT Potential | 0 | 0 | 0 | 0 | 0 | 0 | 0 | 0 | 0 | 0 | 0 | 0 | 0 | 0 | 0 | 0 | 0 | 0 | 0 | 0 | 0 | 0 | 0 | 0 | 0 | 0 | 0
F6_Commercial_Interruptible - College_Existing_Water Heating_Natural Gas_Water Heater_A_Achievable Economic RVT Potential | F6 | Commercial | Interruptible - College | Existing | Water Heating | Natural Gas | Water Heater | A | Incremental Winter Peak Savings (MW) | Achievable Economic RVT Potential | 0 | 0 | 0 | 0 | 0 | 0 | 0 | 0 | 0 | 0 | 0 | 0 | 0 | 0 | 0 | 0 | 0 | 0 | 0 | 0 | 0 | 0 | 0 | 0 | 0 | 0 | 0
F7_Commercial_Interruptible - College_Existing_Water Heating_Natural Gas_Water Heater_A_Achievable Economic RVT Potential | F7 | Commercial | Interruptible - College | Existing | Water Heating | Natural Gas | Water Heater | A | Cumulative Energy Savings (MWh or mTherms) | Achievable Economic RVT Potential | 0 | 0 | 0.068186 | 0.19795 | 0.38465 | 0.62513 | 0.91726 | 1.254 | 1.6246 | 2.0213 | 2.4697 | 2.9551 | 3.3975 | 3.7943 | 4.1433 | 4.6113 | 4.9869 | 5.2842 | 5.515 | 5.7011 | 5.8252 | 5.9064 | 5.9587 | 5.9921 | 6.0577 | 6.0577 | 6.0577
F8_Commercial_Interruptible - College_Existing_Water Heating_Natural Gas_Water Heater_A_Achievable Economic RVT Potential | F8 | Commercial | Interruptible - College | Existing | Water Heating | Natural Gas | Water Heater | A | Cumulative Summer Peak Savings (MW) | Achievable Economic RVT Potential | 0 | 0 | 0 | 0 | 0 | 0 | 0 | 0 | 0 | 0 | 0 | 0 | 0 | 0 | 0 | 0 | 0 | 0 | 0 | 0 | 0 | 0 | 0 | 0 | 0 | 0 | 0
F9_Commercial_Interruptible - College_Existing_Water Heating_Natural Gas_Water Heater_A_Achievable Economic RVT Potential | F9 | Commercial | Interruptible - College | Existing | Water Heating | Natural Gas | Water Heater | A | Cumulative Winter Peak Savings (MW) | Achievable Economic RVT Potential | 0 | 0 | 0 | 0 | 0 | 0 | 0 | 0 | 0 | 0 | 0 | 0 | 0 | 0 | 0 | 0 | 0 | 0 | 0 | 0 | 0 | 0 | 0 | 0 | 0 | 0 | 0
F10_Commercial_Interruptible - College_Existing_Water Heating_Natural Gas_Water Heater_A_Achievable Economic RVT Potential | F10 | Commercial | Interruptible - College | Existing | Water Heating | Natural Gas | Water Heater | A | Purchases (Incremental) | Achievable Economic RVT Potential | 0 | 0 | 23.9209 | 45.5222 | 65.4998 | 84.364 | 102.4859 | 118.1306 | 130.0306 | 139.1566 | 157.3057 | 170.2986 | 155.2005 | 139.2005 | 122.4265 | 164.207 | 131.7514 | 104.2983 | 80.9584 | 65.3155 | 43.536 | 28.4835 | 18.3509 | 11.7017 | 23.0309 | 0 | 0
F11_Commercial_Interruptible - College_Existing_Water Heating_Natural Gas_Water Heater_A_Achievable Economic RVT Potential | F11 | Commercial | Interruptible - College | Existing | Water Heating | Natural Gas | Water Heater | A | Purchases (Cumulative) | Achievable Economic RVT Potential | 0 | 0 | 23.9209 | 69.4432 | 134.943 | 219.307 | 321.793 | 439.9236 | 569.9542 | 709.1109 | 866.4166 | 1036.7152 | 1191.9157 | 1331.1162 | 1453.5427 | 1617.7496 | 1749.5011 | 1853.7994 | 1934.7578 | 2000.0733 | 2043.6093 | 2072.0928 | 2090.4437 | 2102.1455 | 2125.1763 | 2125.1763 | 2125.1763
F1_Commercial_Interruptible - College_Existing_Food Preparation_Natural Gas_Oven_A_Achievable Economic RVT Potential | F1 | Commercial | Interruptible - College | Existing | Food Preparation | Natural Gas | Oven | A | Integrated Unit Energy Savings (kWh or therms) | Achievable Economic RVT Potential | 0 | 106.6752 | 106.6752 | 106.6752 | 106.6752 | 106.6752 | 106.6752 | 106.6752 | 106.6752 | 106.6752 | 106.6752 | 106.6752 | 106.6752 | 106.6752 | 106.6752 | 106.6752 | 106.6752 | 106.6752 | 106.6752 | 106.6752 | 106.6752 | 106.6752 | 106.6752 | 106.6752 | 106.6752 | 106.6752 | 106.6752
F2_Commercial_Interruptible - College_Existing_Food Preparation_Natural Gas_Oven_A_Achievable Economic RVT Potential | F2 | Commercial | Interruptible - College | Existing | Food Preparation | Natural Gas | Oven | A | Integrated Unit Summer Peak Savings (kW) | Achievable Economic RVT Potential | 0 | 0 | 0 | 0 | 0 | 0 | 0 | 0 | 0 | 0 | 0 | 0 | 0 | 0 | 0 | 0 | 0 | 0 | 0 | 0 | 0 | 0 | 0 | 0 | 0 | 0 | 0
F3_Commercial_Interruptible - College_Existing_Food Preparation_Natural Gas_Oven_A_Achievable Economic RVT Potential | F3 | Commercial | Interruptible - College | Existing | Food Preparation | Natural Gas | Oven | A | Integrated Unit Winter Peak Savings (kW) | Achievable Economic RVT Potential | 0 | 0 | 0 | 0 | 0 | 0 | 0 | 0 | 0 | 0 | 0 | 0 | 0 | 0 | 0 | 0 | 0 | 0 | 0 | 0 | 0 | 0 | 0 | 0 | 0 | 0 | 0
F4_Commercial_Interruptible - College_Existing_Food Preparation_Natural Gas_Oven_A_Achievable Economic RVT Potential | F4 | Commercial | Interruptible - College | Existing | Food Preparation | Natural Gas | Oven | A | Incremental Energy Savings (MWh or mTherms) | Achievable Economic RVT Potential | 0 | 0 | 0 | 0 | 0 | 0 | 0 | 0 | 0 | 0 | 0 | 0 | 0 | 0 | 0 | 0 | 0 | 0 | 0 | 0 | 0 | 0 | 0 | 0 | 0 | 0 | 0
F5_Commercial_Interruptible - College_Existing_Food Preparation_Natural Gas_Oven_A_Achievable Economic RVT Potential | F5 | Commercial | Interruptible - College | Existing | Food Preparation | Natural Gas | Oven | A | Incremental Summer Peak Savings (MW) | Achievable Economic RVT Potential | 0 | 0 | 0 | 0 | 0 | 0 | 0 | 0 | 0 | 0 | 0 | 0 | 0 | 0 | 0 | 0 | 0 | 0 | 0 | 0 | 0 | 0 | 0 | 0 | 0 | 0 | 0
F6_Commercial_Interruptible - College_Existing_Food Preparation_Natural Gas_Oven_A_Achievable Economic RVT Potential | F6 | Commercial | Interruptible - College | Existing | Food Preparation | Natural Gas | Oven | A | Incremental Winter Peak Savings (MW) | Achievable Economic RVT Potential | 0 | 0 | 0 | 0 | 0 | 0 | 0 | 0 | 0 | 0 | 0 | 0 | 0 | 0 | 0 | 0 | 0 | 0 | 0 | 0 | 0 | 0 | 0 | 0 | 0 | 0 | 0
F7_Commercial_Interruptible - College_Existing_Food Preparation_Natural Gas_Oven_A_Achievable Economic RVT Potential | F7 | Commercial | Interruptible - College | Existing | Food Preparation | Natural Gas | Oven | A | Cumulative Energy Savings (MWh or mTherms) | Achievable Economic RVT Potential | 0 | 0 | 0 | 0 | 0 | 0 | 0 | 0 | 0 | 0 | 0 | 0 | 0 | 0 | 0 | 0 | 0 | 0 | 0 | 0 | 0 | 0 | 0 | 0 | 0 | 0 | 0
F8_Commercial_Interruptible - College_Existing_Food Preparation_Natural Gas_Oven_A_Achievable Economic RVT Potential | F8 | Commercial | Interruptible - College | Existing | Food Preparation | Natural Gas | Oven | A | Cumulative Summer Peak Savings (MW) | Achievable Economic RVT Potential | 0 | 0 | 0 | 0 | 0 | 0 | 0 | 0 | 0 | 0 | 0 | 0 | 0 | 0 | 0 | 0 | 0 | 0 | 0 | 0 | 0 | 0 | 0 | 0 | 0 | 0 | 0
F9_Commercial_Interruptible - College_Existing_Food Preparation_Natural Gas_Oven_A_Achievable Economic RVT Potential | F9 | Commercial | Interruptible - College | Existing | Food Preparation | Natural Gas | Oven | A | Cumulative Winter Peak Savings (MW) | Achievable Economic RVT Potential | 0 | 0 | 0 | 0 | 0 | 0 | 0 | 0 | 0 | 0 | 0 | 0 | 0 | 0 | 0 | 0 | 0 | 0 | 0 | 0 | 0 | 0 | 0 | 0 | 0 | 0 | 0
F10_Commercial_Interruptible - College_Existing_Food Preparation_Natural Gas_Oven_A_Achievable Economic RVT Potential | F10 | Commercial | Interruptible - College | Existing | Food Preparation | Natural Gas | Oven | A | Purchases (Incremental) | Achievable Economic RVT Potential | 0 | 0 | 0 | 0 | 0 | 0 | 0 | 0 | 0 | 0 | 0 | 0 | 0 | 0 | 0 | 0 | 0 | 0 | 0 | 0 | 0 | 0 | 0 | 0 | 0 | 0 | 0
F11_Commercial_Interruptible - College_Existing_Food Preparation_Natural Gas_Oven_A_Achievable Economic RVT Potential | F11 | Commercial | Interruptible - College | Existing | Food Preparation | Natural Gas | Oven | A | Purchases (Cumulative) | Achievable Economic RVT Potential | 0 | 0 | 0 | 0 | 0 | 0 | 0 | 0 | 0 | 0 | 0 | 0 | 0 | 0 | 0 | 0 | 0 | 0 | 0 | 0 | 0 | 0 | 0 | 0 | 0 | 0 | 0
F1_Commercial_Interruptible - College_Existing_Food Preparation_Natural Gas_Conveyor Oven_A_Achievable Economic RVT Potential | F1 | Commercial | Interruptible - College | Existing | Food Preparation | Natural Gas | Conveyor Oven | A | Integrated Unit Energy Savings (kWh or therms) | Achievable Economic RVT Potential | 0 | 0 | 0 | 0 | 0 | 692.0657 | 692.0657 | 692.0657 | 692.0657 | 692.0657 | 692.0657 | 692.0657 | 692.0657 | 692.0657 | 692.0657 | 692.0657 | 692.0657 | 692.0657 | 692.0657 | 692.0657 | 692.0657 | 692.0657 | 692.0657 | 692.0657 | 692.0657 | 692.0657 | 692.0657
F2_Commercial_Interruptible - College_Existing_Food Preparation_Natural Gas_Conveyor Oven_A_Achievable Economic RVT Potential | F2 | Commercial | Interruptible - College | Existing | Food Preparation | Natural Gas | Conveyor Oven | A | Integrated Unit Summer Peak Savings (kW) | Achievable Economic RVT Potential | 0 | 0 | 0 | 0 | 0 | 0 | 0 | 0 | 0 | 0 | 0 | 0 | 0 | 0 | 0 | 0 | 0 | 0 | 0 | 0 | 0 | 0 | 0 | 0 | 0 | 0 | 0
F3_Commercial_Interruptible - College_Existing_Food Preparation_Natural Gas_Conveyor Oven_A_Achievable Economic RVT Potential | F3 | Commercial | Interruptible - College | Existing | Food Preparation | Natural Gas | Conveyor Oven | A | Integrated Unit Winter Peak Savings (kW) | Achievable Economic RVT Potential | 0 | 0 | 0 | 0 | 0 | 0 | 0 | 0 | 0 | 0 | 0 | 0 | 0 | 0 | 0 | 0 | 0 | 0 | 0 | 0 | 0 | 0 | 0 | 0 | 0 | 0 | 0
F4_Commercial_Interruptible - College_Existing_Food Preparation_Natural Gas_Conveyor Oven_A_Achievable Economic RVT Potential | F4 | Commercial | Interruptible - College | Existing | Food Preparation | Natural Gas | Conveyor Oven | A | Incremental Energy Savings (MWh or mTherms) | Achievable Economic RVT Potential | 0 | 0 | 0 | 0 | 0 | 0 | 0 | 0 | 0 | 0 | 0 | 0 | 0 | 0 | 0 | 0 | 0 | 0 | 0 | 0 | 0 | 0 | 0 | 0 | 0 | 0 | 0
F5_Commercial_Interruptible - College_Existing_Food Preparation_Natural Gas_Conveyor Oven_A_Achievable Economic RVT Potential | F5 | Commercial | Interruptible - College | Existing | Food Preparation | Natural Gas | Conveyor Oven | A | Incremental Summer Peak Savings (MW) | Achievable Economic RVT Potential | 0 | 0 | 0 | 0 | 0 | 0 | 0 | 0 | 0 | 0 | 0 | 0 | 0 | 0 | 0 | 0 | 0 | 0 | 0 | 0 | 0 | 0 | 0 | 0 | 0 | 0 | 0
F6_Commercial_Interruptible - College_Existing_Food Preparation_Natural Gas_Conveyor Oven_A_Achievable Economic RVT Potential | F6 | Commercial | Interruptible - College | Existing | Food Preparation | Natural Gas | Conveyor Oven | A | Incremental Winter Peak Savings (MW) | Achievable Economic RVT Potential | 0 | 0 | 0 | 0 | 0 | 0 | 0 | 0 | 0 | 0 | 0 | 0 | 0 | 0 | 0 | 0 | 0 | 0 | 0 | 0 | 0 | 0 | 0 | 0 | 0 | 0 | 0
F7_Commercial_Interruptible - College_Existing_Food Preparation_Natural Gas_Conveyor Oven_A_Achievable Economic RVT Potential | F7 | Commercial | Interruptible - College | Existing | Food Preparation | Natural Gas | Conveyor Oven | A | Cumulative Energy Savings (MWh or mTherms) | Achievable Economic RVT Potential | 0 | 0 | 0 | 0 | 0 | 0 | 0 | 0 | 0 | 0 | 0 | 0 | 0 | 0 | 0 | 0 | 0 | 0 | 0 | 0 | 0 | 0 | 0 | 0 | 0 | 0 | 0
F8_Commercial_Interruptible - College_Existing_Food Preparation_Natural Gas_Conveyor Oven_A_Achievable Economic RVT Potential | F8 | Commercial | Interruptible - College | Existing | Food Preparation | Natural Gas | Conveyor Oven | A | Cumulative Summer Peak Savings (MW) | Achievable Economic RVT Potential | 0 | 0 | 0 | 0 | 0 | 0 | 0 | 0 | 0 | 0 | 0 | 0 | 0 | 0 | 0 | 0 | 0 | 0 | 0 | 0 | 0 | 0 | 0 | 0 | 0 | 0 | 0
F9_Commercial_Interruptible - College_Existing_Food Preparation_Natural Gas_Conveyor Oven_A_Achievable Economic RVT Potential | F9 | Commercial | Interruptible - College | Existing | Food Preparation | Natural Gas | Conveyor Oven | A | Cumulative Winter Peak Savings (MW) | Achievable Economic RVT Potential | 0 | 0 | 0 | 0 | 0 | 0 | 0 | 0 | 0 | 0 | 0 | 0 | 0 | 0 | 0 | 0 | 0 | 0 | 0 | 0 | 0 | 0 | 0 | 0 | 0 | 0 | 0
F10_Commercial_Interruptible - College_Existing_Food Preparation_Natural Gas_Conveyor Oven_A_Achievable Economic RVT Potential | F10 | Commercial | Interruptible - College | Existing | Food Preparation | Natural Gas | Conveyor Oven | A | Purchases (Incremental) | Achievable Economic RVT Potential | 0 | 0 | 0 | 0 | 0 | 0 | 0 | 0 | 0 | 0 | 0 | 0 | 0 | 0 | 0 | 0 | 0 | 0 | 0 | 0 | 0 | 0 | 0 | 0 | 0 | 0 | 0
F11_Commercial_Interruptible - College_Existing_Food Preparation_Natural Gas_Conveyor Oven_A_Achievable Economic RVT Potential | F11 | Commercial | Interruptible - College | Existing | Food Preparation | Natural Gas | Conveyor Oven | A | Purchases (Cumulative) | Achievable Economic RVT Potential | 0 | 0 | 0 | 0 | 0 | 0 | 0 | 0 | 0 | 0 | 0 | 0 | 0 | 0 | 0 | 0 | 0 | 0 | 0 | 0 | 0 | 0 | 0 | 0 | 0 | 0 | 0
F1_Commercial_Interruptible - College_Existing_Food Preparation_Natural Gas_Double Rack Oven_A_Achievable Economic RVT Potential | F1 | Commercial | Interruptible - College | Existing | Food Preparation | Natural Gas | Double Rack Oven | A | Integrated Unit Energy Savings (kWh or therms) | Achievable Economic RVT Potential | 0 | 1621.62 | 1621.62 | 1621.62 | 1621.62 | 1621.62 | 1621.62 | 1621.62 | 1621.62 | 1621.62 | 1621.62 | 1621.62 | 1621.62 | 1621.62 | 1621.62 | 1621.62 | 1621.62 | 1621.62 | 1621.62 | 1621.62 | 1621.62 | 1621.62 | 1621.62 | 1621.62 | 1621.62 | 1621.62 | 1621.62
F2_Commercial_Interruptible - College_Existing_Food Preparation_Natural Gas_Double Rack Oven_A_Achievable Economic RVT Potential | F2 | Commercial | Interruptible - College | Existing | Food Preparation | Natural Gas | Double Rack Oven | A | Integrated Unit Summer Peak Savings (kW) | Achievable Economic RVT Potential | 0 | 0 | 0 | 0 | 0 | 0 | 0 | 0 | 0 | 0 | 0 | 0 | 0 | 0 | 0 | 0 | 0 | 0 | 0 | 0 | 0 | 0 | 0 | 0 | 0 | 0 | 0
F3_Commercial_Interruptible - College_Existing_Food Preparation_Natural Gas_Double Rack Oven_A_Achievable Economic RVT Potential | F3 | Commercial | Interruptible - College | Existing | Food Preparation | Natural Gas | Double Rack Oven | A | Integrated Unit Winter Peak Savings (kW) | Achievable Economic RVT Potential | 0 | 0 | 0 | 0 | 0 | 0 | 0 | 0 | 0 | 0 | 0 | 0 | 0 | 0 | 0 | 0 | 0 | 0 | 0 | 0 | 0 | 0 | 0 | 0 | 0 | 0 | 0
F4_Commercial_Interruptible - College_Existing_Food Preparation_Natural Gas_Double Rack Oven_A_Achievable Economic RVT Potential | F4 | Commercial | Interruptible - College | Existing | Food Preparation | Natural Gas | Double Rack Oven | A | Incremental Energy Savings (MWh or mTherms) | Achievable Economic RVT Potential | 0 | 0 | 0 | 0 | 0 | 0 | 0 | 0 | 0 | 0 | 0 | 0 | 0 | 0 | 0 | 0 | 0 | 0 | 0 | 0 | 0 | 0 | 0 | 0 | 0 | 0 | 0
F5_Commercial_Interruptible - College_Existing_Food Preparation_Natural Gas_Double Rack Oven_A_Achievable Economic RVT Potential | F5 | Commercial | Interruptible - College | Existing | Food Preparation | Natural Gas | Double Rack Oven | A | Incremental Summer Peak Savings (MW) | Achievable Economic RVT Potential | 0 | 0 | 0 | 0 | 0 | 0 | 0 | 0 | 0 | 0 | 0 | 0 | 0 | 0 | 0 | 0 | 0 | 0 | 0 | 0 | 0 | 0 | 0 | 0 | 0 | 0 | 0
F6_Commercial_Interruptible - College_Existing_Food Preparation_Natural Gas_Double Rack Oven_A_Achievable Economic RVT Potential | F6 | Commercial | Interruptible - College | Existing | Food Preparation | Natural Gas | Double Rack Oven | A | Incremental Winter Peak Savings (MW) | Achievable Economic RVT Potential | 0 | 0 | 0 | 0 | 0 | 0 | 0 | 0 | 0 | 0 | 0 | 0 | 0 | 0 | 0 | 0 | 0 | 0 | 0 | 0 | 0 | 0 | 0 | 0 | 0 | 0 | 0
F7_Commercial_Interruptible - College_Existing_Food Preparation_Natural Gas_Double Rack Oven_A_Achievable Economic RVT Potential | F7 | Commercial | Interruptible - College | Existing | Food Preparation | Natural Gas | Double Rack Oven | A | Cumulative Energy Savings (MWh or mTherms) | Achievable Economic RVT Potential | 0 | 0 | 0 | 0 | 0 | 0 | 0 | 0 | 0 | 0 | 0 | 0 | 0 | 0 | 0 | 0 | 0 | 0 | 0 | 0 | 0 | 0 | 0 | 0 | 0 | 0 | 0
F8_Commercial_Interruptible - College_Existing_Food Preparation_Natural Gas_Double Rack Oven_A_Achievable Economic RVT Potential | F8 | Commercial | Interruptible - College | Existing | Food Preparation | Natural Gas | Double Rack Oven | A | Cumulative Summer Peak Savings (MW) | Achievable Economic RVT Potential | 0 | 0 | 0 | 0 | 0 | 0 | 0 | 0 | 0 | 0 | 0 | 0 | 0 | 0 | 0 | 0 | 0 | 0 | 0 | 0 | 0 | 0 | 0 | 0 | 0 | 0 | 0
F9_Commercial_Interruptible - College_Existing_Food Preparation_Natural Gas_Double Rack Oven_A_Achievable Economic RVT Potential | F9 | Commercial | Interruptible - College | Existing | Food Preparation | Natural Gas | Double Rack Oven | A | Cumulative Winter Peak Savings (MW) | Achievable Economic RVT Potential | 0 | 0 | 0 | 0 | 0 | 0 | 0 | 0 | 0 | 0 | 0 | 0 | 0 | 0 | 0 | 0 | 0 | 0 | 0 | 0 | 0 | 0 | 0 | 0 | 0 | 0 | 0
F10_Commercial_Interruptible - College_Existing_Food Preparation_Natural Gas_Double Rack Oven_A_Achievable Economic RVT Potential | F10 | Commercial | Interruptible - College | Existing | Food Preparation | Natural Gas | Double Rack Oven | A | Purchases (Incremental) | Achievable Economic RVT Potential | 0 | 0 | 0 | 0 | 0 | 0 | 0 | 0 | 0 | 0 | 0 | 0 | 0 | 0 | 0 | 0 | 0 | 0 | 0 | 0 | 0 | 0 | 0 | 0 | 0 | 0 | 0
F11_Commercial_Interruptible - College_Existing_Food Preparation_Natural Gas_Double Rack Oven_A_Achievable Economic RVT Potential | F11 | Commercial | Interruptible - College | Existing | Food Preparation | Natural Gas | Double Rack Oven | A | Purchases (Cumulative) | Achievable Economic RVT Potential | 0 | 0 | 0 | 0 | 0 | 0 | 0 | 0 | 0 | 0 | 0 | 0 | 0 | 0 | 0 | 0 | 0 | 0 | 0 | 0 | 0 | 0 | 0 | 0 | 0 | 0 | 0
F1_Commercial_Interruptible - College_Existing_Food Preparation_Natural Gas_Fryer_A_Achievable Economic RVT Potential | F1 | Commercial | Interruptible - College | Existing | Food Preparation | Natural Gas | Fryer | A | Integrated Unit Energy Savings (kWh or therms) | Achievable Economic RVT Potential | 0 | 395.2691 | 395.2691 | 395.2691 | 395.2691 | 395.2691 | 395.2691 | 395.2691 | 395.2691 | 395.2691 | 395.2691 | 395.2691 | 395.2691 | 395.2691 | 395.2691 | 395.2691 | 395.2691 | 395.2691 | 395.2691 | 395.2691 | 395.2691 | 395.2691 | 395.2691 | 395.2691 | 395.2691 | 395.2691 | 395.2691
F2_Commercial_Interruptible - College_Existing_Food Preparation_Natural Gas_Fryer_A_Achievable Economic RVT Potential | F2 | Commercial | Interruptible - College | Existing | Food Preparation | Natural Gas | Fryer | A | Integrated Unit Summer Peak Savings (kW) | Achievable Economic RVT Potential | 0 | 0 | 0 | 0 | 0 | 0 | 0 | 0 | 0 | 0 | 0 | 0 | 0 | 0 | 0 | 0 | 0 | 0 | 0 | 0 | 0 | 0 | 0 | 0 | 0 | 0 | 0
F3_Commercial_Interruptible - College_Existing_Food Preparation_Natural Gas_Fryer_A_Achievable Economic RVT Potential | F3 | Commercial | Interruptible - College | Existing | Food Preparation | Natural Gas | Fryer | A | Integrated Unit Winter Peak Savings (kW) | Achievable Economic RVT Potential | 0 | 0 | 0 | 0 | 0 | 0 | 0 | 0 | 0 | 0 | 0 | 0 | 0 | 0 | 0 | 0 | 0 | 0 | 0 | 0 | 0 | 0 | 0 | 0 | 0 | 0 | 0
F4_Commercial_Interruptible - College_Existing_Food Preparation_Natural Gas_Fryer_A_Achievable Economic RVT Potential | F4 | Commercial | Interruptible - College | Existing | Food Preparation | Natural Gas | Fryer | A | Incremental Energy Savings (MWh or mTherms) | Achievable Economic RVT Potential | 0 | 0 | 0 | 0 | 0 | 0 | 0 | 0 | 0 | 0 | 0 | 0 | 0 | 0 | 0 | 0 | 0 | 0 | 0 | 0 | 0 | 0 | 0 | 0 | 0 | 0 | 0
F5_Commercial_Interruptible - College_Existing_Food Preparation_Natural Gas_Fryer_A_Achievable Economic RVT Potential | F5 | Commercial | Interruptible - College | Existing | Food Preparation | Natural Gas | Fryer | A | Incremental Summer Peak Savings (MW) | Achievable Economic RVT Potential | 0 | 0 | 0 | 0 | 0 | 0 | 0 | 0 | 0 | 0 | 0 | 0 | 0 | 0 | 0 | 0 | 0 | 0 | 0 | 0 | 0 | 0 | 0 | 0 | 0 | 0 | 0
F6_Commercial_Interruptible - College_Existing_Food Preparation_Natural Gas_Fryer_A_Achievable Economic RVT Potential | F6 | Commercial | Interruptible - College | Existing | Food Preparation | Natural Gas | Fryer | A | Incremental Winter Peak Savings (MW) | Achievable Economic RVT Potential | 0 | 0 | 0 | 0 | 0 | 0 | 0 | 0 | 0 | 0 | 0 | 0 | 0 | 0 | 0 | 0 | 0 | 0 | 0 | 0 | 0 | 0 | 0 | 0 | 0 | 0 | 0
F7_Commercial_Interruptible - College_Existing_Food Preparation_Natural Gas_Fryer_A_Achievable Economic RVT Potential | F7 | Commercial | Interruptible - College | Existing | Food Preparation | Natural Gas | Fryer | A | Cumulative Energy Savings (MWh or mTherms) | Achievable Economic RVT Potential | 0 | 0 | 0 | 0 | 0 | 0 | 0 | 0 | 0 | 0 | 0 | 0 | 0 | 0 | 0 | 0 | 0 | 0 | 0 | 0 | 0 | 0 | 0 | 0 | 0 | 0 | 0
F8_Commercial_Interruptible - College_Existing_Food Preparation_Natural Gas_Fryer_A_Achievable Economic RVT Potential | F8 | Commercial | Interruptible - College | Existing | Food Preparation | Natural Gas | Fryer | A | Cumulative Summer Peak Savings (MW) | Achievable Economic RVT Potential | 0 | 0 | 0 | 0 | 0 | 0 | 0 | 0 | 0 | 0 | 0 | 0 | 0 | 0 | 0 | 0 | 0 | 0 | 0 | 0 | 0 | 0 | 0 | 0 | 0 | 0 | 0
F9_Commercial_Interruptible - College_Existing_Food Preparation_Natural Gas_Fryer_A_Achievable Economic RVT Potential | F9 | Commercial | Interruptible - College | Existing | Food Preparation | Natural Gas | Fryer | A | Cumulative Winter Peak Savings (MW) | Achievable Economic RVT Potential | 0 | 0 | 0 | 0 | 0 | 0 | 0 | 0 | 0 | 0 | 0 | 0 | 0 | 0 | 0 | 0 | 0 | 0 | 0 | 0 | 0 | 0 | 0 | 0 | 0 | 0 | 0
F10_Commercial_Interruptible - College_Existing_Food Preparation_Natural Gas_Fryer_A_Achievable Economic RVT Potential | F10 | Commercial | Interruptible - College | Existing | Food Preparation | Natural Gas | Fryer | A | Purchases (Incremental) | Achievable Economic RVT Potential | 0 | 0 | 0 | 0 | 0 | 0 | 0 | 0 | 0 | 0 | 0 | 0 | 0 | 0 | 0 | 0 | 0 | 0 | 0 | 0 | 0 | 0 | 0 | 0 | 0 | 0 | 0
F11_Commercial_Interruptible - College_Existing_Food Preparation_Natural Gas_Fryer_A_Achievable Economic RVT Potential | F11 | Commercial | Interruptible - College | Existing | Food Preparation | Natural Gas | Fryer | A | Purchases (Cumulative) | Achievable Economic RVT Potential | 0 | 0 | 0 | 0 | 0 | 0 | 0 | 0 | 0 | 0 | 0 | 0 | 0 | 0 | 0 | 0 | 0 | 0 | 0 | 0 | 0 | 0 | 0 | 0 | 0 | 0 | 0
F1_Commercial_Interruptible - College_Existing_Food Preparation_Natural Gas_Broiler_A_Achievable Economic RVT Potential | F1 | Commercial | Interruptible - College | Existing | Food Preparation | Natural Gas | Broiler | A | Integrated Unit Energy Savings (kWh or therms) | Achievable Economic RVT Potential | 0 | 240.24 | 240.24 | 240.24 | 240.24 | 240.24 | 240.24 | 240.24 | 240.24 | 240.24 | 240.24 | 240.24 | 240.24 | 240.24 | 240.24 | 240.24 | 240.24 | 240.24 | 240.24 | 240.24 | 240.24 | 240.24 | 240.24 | 240.24 | 240.24 | 240.24 | 240.24
F2_Commercial_Interruptible - College_Existing_Food Preparation_Natural Gas_Broiler_A_Achievable Economic RVT Potential | F2 | Commercial | Interruptible - College | Existing | Food Preparation | Natural Gas | Broiler | A | Integrated Unit Summer Peak Savings (kW) | Achievable Economic RVT Potential | 0 | 0 | 0 | 0 | 0 | 0 | 0 | 0 | 0 | 0 | 0 | 0 | 0 | 0 | 0 | 0 | 0 | 0 | 0 | 0 | 0 | 0 | 0 | 0 | 0 | 0 | 0
F3_Commercial_Interruptible - College_Existing_Food Preparation_Natural Gas_Broiler_A_Achievable Economic RVT Potential | F3 | Commercial | Interruptible - College | Existing | Food Preparation | Natural Gas | Broiler | A | Integrated Unit Winter Peak Savings (kW) | Achievable Economic RVT Potential | 0 | 0 | 0 | 0 | 0 | 0 | 0 | 0 | 0 | 0 | 0 | 0 | 0 | 0 | 0 | 0 | 0 | 0 | 0 | 0 | 0 | 0 | 0 | 0 | 0 | 0 | 0
F4_Commercial_Interruptible - College_Existing_Food Preparation_Natural Gas_Broiler_A_Achievable Economic RVT Potential | F4 | Commercial | Interruptible - College | Existing | Food Preparation | Natural Gas | Broiler | A | Incremental Energy Savings (MWh or mTherms) | Achievable Economic RVT Potential | 0 | 0 | 0 | 0 | 0 | 0 | 0 | 0 | 0 | 0 | 0 | 0 | 0 | 0 | 0 | 0 | 0 | 0 | 0 | 0 | 0 | 0 | 0 | 0 | 0 | 0 | 0
F5_Commercial_Interruptible - College_Existing_Food Preparation_Natural Gas_Broiler_A_Achievable Economic RVT Potential | F5 | Commercial | Interruptible - College | Existing | Food Preparation | Natural Gas | Broiler | A | Incremental Summer Peak Savings (MW) | Achievable Economic RVT Potential | 0 | 0 | 0 | 0 | 0 | 0 | 0 | 0 | 0 | 0 | 0 | 0 | 0 | 0 | 0 | 0 | 0 | 0 | 0 | 0 | 0 | 0 | 0 | 0 | 0 | 0 | 0
F6_Commercial_Interruptible - College_Existing_Food Preparation_Natural Gas_Broiler_A_Achievable Economic RVT Potential | F6 | Commercial | Interruptible - College | Existing | Food Preparation | Natural Gas | Broiler | A | Incremental Winter Peak Savings (MW) | Achievable Economic RVT Potential | 0 | 0 | 0 | 0 | 0 | 0 | 0 | 0 | 0 | 0 | 0 | 0 | 0 | 0 | 0 | 0 | 0 | 0 | 0 | 0 | 0 | 0 | 0 | 0 | 0 | 0 | 0
F7_Commercial_Interruptible - College_Existing_Food Preparation_Natural Gas_Broiler_A_Achievable Economic RVT Potential | F7 | Commercial | Interruptible - College | Existing | Food Preparation | Natural Gas | Broiler | A | Cumulative Energy Savings (MWh or mTherms) | Achievable Economic RVT Potential | 0 | 0 | 0 | 0 | 0 | 0 | 0 | 0 | 0 | 0 | 0 | 0 | 0 | 0 | 0 | 0 | 0 | 0 | 0 | 0 | 0 | 0 | 0 | 0 | 0 | 0 | 0
F8_Commercial_Interruptible - College_Existing_Food Preparation_Natural Gas_Broiler_A_Achievable Economic RVT Potential | F8 | Commercial | Interruptible - College | Existing | Food Preparation | Natural Gas | Broiler | A | Cumulative Summer Peak Savings (MW) | Achievable Economic RVT Potential | 0 | 0 | 0 | 0 | 0 | 0 | 0 | 0 | 0 | 0 | 0 | 0 | 0 | 0 | 0 | 0 | 0 | 0 | 0 | 0 | 0 | 0 | 0 | 0 | 0 | 0 | 0
F9_Commercial_Interruptible - College_Existing_Food Preparation_Natural Gas_Broiler_A_Achievable Economic RVT Potential | F9 | Commercial | Interruptible - College | Existing | Food Preparation | Natural Gas | Broiler | A | Cumulative Winter Peak Savings (MW) | Achievable Economic RVT Potential | 0 | 0 | 0 | 0 | 0 | 0 | 0 | 0 | 0 | 0 | 0 | 0 | 0 | 0 | 0 | 0 | 0 | 0 | 0 | 0 | 0 | 0 | 0 | 0 | 0 | 0 | 0
F10_Commercial_Interruptible - College_Existing_Food Preparation_Natural Gas_Broiler_A_Achievable Economic RVT Potential | F10 | Commercial | Interruptible - College | Existing | Food Preparation | Natural Gas | Broiler | A | Purchases (Incremental) | Achievable Economic RVT Potential | 0 | 0 | 0 | 0 | 0 | 0 | 0 | 0 | 0 | 0 | 0 | 0 | 0 | 0 | 0 | 0 | 0 | 0 | 0 | 0 | 0 | 0 | 0 | 0 | 0 | 0 | 0
F11_Commercial_Interruptible - College_Existing_Food Preparation_Natural Gas_Broiler_A_Achievable Economic RVT Potential | F11 | Commercial | Interruptible - College | Existing | Food Preparation | Natural Gas | Broiler | A | Purchases (Cumulative) | Achievable Economic RVT Potential | 0 | 0 | 0 | 0 | 0 | 0 | 0 | 0 | 0 | 0 | 0 | 0 | 0 | 0 | 0 | 0 | 0 | 0 | 0 | 0 | 0 | 0 | 0 | 0 | 0 | 0 | 0
F1_Commercial_Interruptible - College_Existing_Food Preparation_Natural Gas_Griddle_A_Achievable Economic RVT Potential | F1 | Commercial | Interruptible - College | Existing | Food Preparation | Natural Gas | Griddle | A | Integrated Unit Energy Savings (kWh or therms) | Achievable Economic RVT Potential | 0 | 167.9465 | 167.9465 | 167.9465 | 167.9465 | 167.9465 | 167.9465 | 167.9465 | 167.9465 | 167.9465 | 167.9465 | 167.9465 | 167.9465 | 167.9465 | 167.9465 | 167.9465 | 167.9465 | 167.9465 | 167.9465 | 167.9465 | 167.9465 | 167.9465 | 167.9465 | 167.9465 | 167.9465 | 167.9465 | 167.9465
F2_Commercial_Interruptible - College_Existing_Food Preparation_Natural Gas_Griddle_A_Achievable Economic RVT Potential | F2 | Commercial | Interruptible - College | Existing | Food Preparation | Natural Gas | Griddle | A | Integrated Unit Summer Peak Savings (kW) | Achievable Economic RVT Potential | 0 | 0 | 0 | 0 | 0 | 0 | 0 | 0 | 0 | 0 | 0 | 0 | 0 | 0 | 0 | 0 | 0 | 0 | 0 | 0 | 0 | 0 | 0 | 0 | 0 | 0 | 0
F3_Commercial_Interruptible - College_Existing_Food Preparation_Natural Gas_Griddle_A_Achievable Economic RVT Potential | F3 | Commercial | Interruptible - College | Existing | Food Preparation | Natural Gas | Griddle | A | Integrated Unit Winter Peak Savings (kW) | Achievable Economic RVT Potential | 0 | 0 | 0 | 0 | 0 | 0 | 0 | 0 | 0 | 0 | 0 | 0 | 0 | 0 | 0 | 0 | 0 | 0 | 0 | 0 | 0 | 0 | 0 | 0 | 0 | 0 | 0
F4_Commercial_Interruptible - College_Existing_Food Preparation_Natural Gas_Griddle_A_Achievable Economic RVT Potential | F4 | Commercial | Interruptible - College | Existing | Food Preparation | Natural Gas | Griddle | A | Incremental Energy Savings (MWh or mTherms) | Achievable Economic RVT Potential | 0 | 0 | 0 | 0 | 0 | 0 | 0 | 0 | 0 | 0 | 0 | 0 | 0 | 0 | 0 | 0 | 0 | 0 | 0 | 0 | 0 | 0 | 0 | 0 | 0 | 0 | 0
F5_Commercial_Interruptible - College_Existing_Food Preparation_Natural Gas_Griddle_A_Achievable Economic RVT Potential | F5 | Commercial | Interruptible - College | Existing | Food Preparation | Natural Gas | Griddle | A | Incremental Summer Peak Savings (MW) | Achievable Economic RVT Potential | 0 | 0 | 0 | 0 | 0 | 0 | 0 | 0 | 0 | 0 | 0 | 0 | 0 | 0 | 0 | 0 | 0 | 0 | 0 | 0 | 0 | 0 | 0 | 0 | 0 | 0 | 0
F6_Commercial_Interruptible - College_Existing_Food Preparation_Natural Gas_Griddle_A_Achievable Economic RVT Potential | F6 | Commercial | Interruptible - College | Existing | Food Preparation | Natural Gas | Griddle | A | Incremental Winter Peak Savings (MW) | Achievable Economic RVT Potential | 0 | 0 | 0 | 0 | 0 | 0 | 0 | 0 | 0 | 0 | 0 | 0 | 0 | 0 | 0 | 0 | 0 | 0 | 0 | 0 | 0 | 0 | 0 | 0 | 0 | 0 | 0
F7_Commercial_Interruptible - College_Existing_Food Preparation_Natural Gas_Griddle_A_Achievable Economic RVT Potential | F7 | Commercial | Interruptible - College | Existing | Food Preparation | Natural Gas | Griddle | A | Cumulative Energy Savings (MWh or mTherms) | Achievable Economic RVT Potential | 0 | 0 | 0 | 0 | 0 | 0 | 0 | 0 | 0 | 0 | 0 | 0 | 0 | 0 | 0 | 0 | 0 | 0 | 0 | 0 | 0 | 0 | 0 | 0 | 0 | 0 | 0
F8_Commercial_Interruptible - College_Existing_Food Preparation_Natural Gas_Griddle_A_Achievable Economic RVT Potential | F8 | Commercial | Interruptible - College | Existing | Food Preparation | Natural Gas | Griddle | A | Cumulative Summer Peak Savings (MW) | Achievable Economic RVT Potential | 0 | 0 | 0 | 0 | 0 | 0 | 0 | 0 | 0 | 0 | 0 | 0 | 0 | 0 | 0 | 0 | 0 | 0 | 0 | 0 | 0 | 0 | 0 | 0 | 0 | 0 | 0
F9_Commercial_Interruptible - College_Existing_Food Preparation_Natural Gas_Griddle_A_Achievable Economic RVT Potential | F9 | Commercial | Interruptible - College | Existing | Food Preparation | Natural Gas | Griddle | A | Cumulative Winter Peak Savings (MW) | Achievable Economic RVT Potential | 0 | 0 | 0 | 0 | 0 | 0 | 0 | 0 | 0 | 0 | 0 | 0 | 0 | 0 | 0 | 0 | 0 | 0 | 0 | 0 | 0 | 0 | 0 | 0 | 0 | 0 | 0
F10_Commercial_Interruptible - College_Existing_Food Preparation_Natural Gas_Griddle_A_Achievable Economic RVT Potential | F10 | Commercial | Interruptible - College | Existing | Food Preparation | Natural Gas | Griddle | A | Purchases (Incremental) | Achievable Economic RVT Potential | 0 | 0 | 0 | 0 | 0 | 0 | 0 | 0 | 0 | 0 | 0 | 0 | 0 | 0 | 0 | 0 | 0 | 0 | 0 | 0 | 0 | 0 | 0 | 0 | 0 | 0 | 0
F11_Commercial_Interruptible - College_Existing_Food Preparation_Natural Gas_Griddle_A_Achievable Economic RVT Potential | F11 | Commercial | Interruptible - College | Existing | Food Preparation | Natural Gas | Griddle | A | Purchases (Cumulative) | Achievable Economic RVT Potential | 0 | 0 | 0 | 0 | 0 | 0 | 0 | 0 | 0 | 0 | 0 | 0 | 0 | 0 | 0 | 0 | 0 | 0 | 0 | 0 | 0 | 0 | 0 | 0 | 0 | 0 | 0
F1_Commercial_Interruptible - College_Existing_Food Preparation_Natural Gas_Range_A_Achievable Economic RVT Potential | F1 | Commercial | Interruptible - College | Existing | Food Preparation | Natural Gas | Range | A | Integrated Unit Energy Savings (kWh or therms) | Achievable Economic RVT Potential | 0 | 171.4286 | 171.4286 | 171.4286 | 171.4286 | 171.4286 | 171.4286 | 171.4286 | 171.4286 | 171.4286 | 171.4286 | 171.4286 | 171.4286 | 171.4286 | 171.4286 | 171.4286 | 171.4286 | 171.4286 | 171.4286 | 171.4286 | 171.4286 | 171.4286 | 171.4286 | 171.4286 | 171.4286 | 171.4286 | 171.4286
F2_Commercial_Interruptible - College_Existing_Food Preparation_Natural Gas_Range_A_Achievable Economic RVT Potential | F2 | Commercial | Interruptible - College | Existing | Food Preparation | Natural Gas | Range | A | Integrated Unit Summer Peak Savings (kW) | Achievable Economic RVT Potential | 0 | 0 | 0 | 0 | 0 | 0 | 0 | 0 | 0 | 0 | 0 | 0 | 0 | 0 | 0 | 0 | 0 | 0 | 0 | 0 | 0 | 0 | 0 | 0 | 0 | 0 | 0
F3_Commercial_Interruptible - College_Existing_Food Preparation_Natural Gas_Range_A_Achievable Economic RVT Potential | F3 | Commercial | Interruptible - College | Existing | Food Preparation | Natural Gas | Range | A | Integrated Unit Winter Peak Savings (kW) | Achievable Economic RVT Potential | 0 | 0 | 0 | 0 | 0 | 0 | 0 | 0 | 0 | 0 | 0 | 0 | 0 | 0 | 0 | 0 | 0 | 0 | 0 | 0 | 0 | 0 | 0 | 0 | 0 | 0 | 0
F4_Commercial_Interruptible - College_Existing_Food Preparation_Natural Gas_Range_A_Achievable Economic RVT Potential | F4 | Commercial | Interruptible - College | Existing | Food Preparation | Natural Gas | Range | A | Incremental Energy Savings (MWh or mTherms) | Achievable Economic RVT Potential | 0 | 0 | 0 | 0 | 0 | 0 | 0 | 0 | 0 | 0 | 0 | 0 | 0 | 0 | 0 | 0 | 0 | 0 | 0 | 0 | 0 | 0 | 0 | 0 | 0 | 0 | 0
F5_Commercial_Interruptible - College_Existing_Food Preparation_Natural Gas_Range_A_Achievable Economic RVT Potential | F5 | Commercial | Interruptible - College | Existing | Food Preparation | Natural Gas | Range | A | Incremental Summer Peak Savings (MW) | Achievable Economic RVT Potential | 0 | 0 | 0 | 0 | 0 | 0 | 0 | 0 | 0 | 0 | 0 | 0 | 0 | 0 | 0 | 0 | 0 | 0 | 0 | 0 | 0 | 0 | 0 | 0 | 0 | 0 | 0
F6_Commercial_Interruptible - College_Existing_Food Preparation_Natural Gas_Range_A_Achievable Economic RVT Potential | F6 | Commercial | Interruptible - College | Existing | Food Preparation | Natural Gas | Range | A | Incremental Winter Peak Savings (MW) | Achievable Economic RVT Potential | 0 | 0 | 0 | 0 | 0 | 0 | 0 | 0 | 0 | 0 | 0 | 0 | 0 | 0 | 0 | 0 | 0 | 0 | 0 | 0 | 0 | 0 | 0 | 0 | 0 | 0 | 0
F7_Commercial_Interruptible - College_Existing_Food Preparation_Natural Gas_Range_A_Achievable Economic RVT Potential | F7 | Commercial | Interruptible - College | Existing | Food Preparation | Natural Gas | Range | A | Cumulative Energy Savings (MWh or mTherms) | Achievable Economic RVT Potential | 0 | 0 | 0 | 0 | 0 | 0 | 0 | 0 | 0 | 0 | 0 | 0 | 0 | 0 | 0 | 0 | 0 | 0 | 0 | 0 | 0 | 0 | 0 | 0 | 0 | 0 | 0
F8_Commercial_Interruptible - College_Existing_Food Preparation_Natural Gas_Range_A_Achievable Economic RVT Potential | F8 | Commercial | Interruptible - College | Existing | Food Preparation | Natural Gas | Range | A | Cumulative Summer Peak Savings (MW) | Achievable Economic RVT Potential | 0 | 0 | 0 | 0 | 0 | 0 | 0 | 0 | 0 | 0 | 0 | 0 | 0 | 0 | 0 | 0 | 0 | 0 | 0 | 0 | 0 | 0 | 0 | 0 | 0 | 0 | 0
F9_Commercial_Interruptible - College_Existing_Food Preparation_Natural Gas_Range_A_Achievable Economic RVT Potential | F9 | Commercial | Interruptible - College | Existing | Food Preparation | Natural Gas | Range | A | Cumulative Winter Peak Savings (MW) | Achievable Economic RVT Potential | 0 | 0 | 0 | 0 | 0 | 0 | 0 | 0 | 0 | 0 | 0 | 0 | 0 | 0 | 0 | 0 | 0 | 0 | 0 | 0 | 0 | 0 | 0 | 0 | 0 | 0 | 0
F10_Commercial_Interruptible - College_Existing_Food Preparation_Natural Gas_Range_A_Achievable Economic RVT Potential | F10 | Commercial | Interruptible - College | Existing | Food Preparation | Natural Gas | Range | A | Purchases (Incremental) | Achievable Economic RVT Potential | 0 | 0 | 0 | 0 | 0 | 0 | 0 | 0 | 0 | 0 | 0 | 0 | 0 | 0 | 0 | 0 | 0 | 0 | 0 | 0 | 0 | 0 | 0 | 0 | 0 | 0 | 0
F11_Commercial_Interruptible - College_Existing_Food Preparation_Natural Gas_Range_A_Achievable Economic RVT Potential | F11 | Commercial | Interruptible - College | Existing | Food Preparation | Natural Gas | Range | A | Purchases (Cumulative) | Achievable Economic RVT Potential | 0 | 0 | 0 | 0 | 0 | 0 | 0 | 0 | 0 | 0 | 0 | 0 | 0 | 0 | 0 | 0 | 0 | 0 | 0 | 0 | 0 | 0 | 0 | 0 | 0 | 0 | 0
F1_Commercial_Interruptible - College_Existing_Food Preparation_Natural Gas_Steamer_A_Achievable Economic RVT Potential | F1 | Commercial | Interruptible - College | Existing | Food Preparation | Natural Gas | Steamer | A | Integrated Unit Energy Savings (kWh or therms) | Achievable Economic RVT Potential | 0 | 1215.1419 | 1215.1419 | 1215.1419 | 1215.1419 | 1215.1419 | 1215.1419 | 1215.1419 | 1215.1419 | 1215.1419 | 1215.1419 | 1215.1419 | 1215.1419 | 1215.1419 | 1215.1419 | 1215.1419 | 1215.1419 | 1215.1419 | 1215.1419 | 1215.1419 | 1215.1419 | 1215.1419 | 1215.1419 | 1215.1419 | 1215.1419 | 1215.1419 | 1215.1419
F2_Commercial_Interruptible - College_Existing_Food Preparation_Natural Gas_Steamer_A_Achievable Economic RVT Potential | F2 | Commercial | Interruptible - College | Existing | Food Preparation | Natural Gas | Steamer | A | Integrated Unit Summer Peak Savings (kW) | Achievable Economic RVT Potential | 0 | 0 | 0 | 0 | 0 | 0 | 0 | 0 | 0 | 0 | 0 | 0 | 0 | 0 | 0 | 0 | 0 | 0 | 0 | 0 | 0 | 0 | 0 | 0 | 0 | 0 | 0
F3_Commercial_Interruptible - College_Existing_Food Preparation_Natural Gas_Steamer_A_Achievable Economic RVT Potential | F3 | Commercial | Interruptible - College | Existing | Food Preparation | Natural Gas | Steamer | A | Integrated Unit Winter Peak Savings (kW) | Achievable Economic RVT Potential | 0 | 0 | 0 | 0 | 0 | 0 | 0 | 0 | 0 | 0 | 0 | 0 | 0 | 0 | 0 | 0 | 0 | 0 | 0 | 0 | 0 | 0 | 0 | 0 | 0 | 0 | 0
F4_Commercial_Interruptible - College_Existing_Food Preparation_Natural Gas_Steamer_A_Achievable Economic RVT Potential | F4 | Commercial | Interruptible - College | Existing | Food Preparation | Natural Gas | Steamer | A | Incremental Energy Savings (MWh or mTherms) | Achievable Economic RVT Potential | 0 | 0 | 0.0022117 | 0.0065654 | 0.010731 | 0.014766 | 0.018712 | 0.022601 | 0.027469 | 0.032161 | 0.034447 | 0.034404 | 0.03438 | 0.048487 | 0.04607 | 0.044354 | 0.042132 | 0.040417 | 0.039115 | 0.038136 | 0.042711 | 0.031336 | 0.03036 | 0.027878 | 0.024444 | 0.026726 | 0.01746
F5_Commercial_Interruptible - College_Existing_Food Preparation_Natural Gas_Steamer_A_Achievable Economic RVT Potential | F5 | Commercial | Interruptible - College | Existing | Food Preparation | Natural Gas | Steamer | A | Incremental Summer Peak Savings (MW) | Achievable Economic RVT Potential | 0 | 0 | 0 | 0 | 0 | 0 | 0 | 0 | 0 | 0 | 0 | 0 | 0 | 0 | 0 | 0 | 0 | 0 | 0 | 0 | 0 | 0 | 0 | 0 | 0 | 0 | 0
F6_Commercial_Interruptible - College_Existing_Food Preparation_Natural Gas_Steamer_A_Achievable Economic RVT Potential | F6 | Commercial | Interruptible - College | Existing | Food Preparation | Natural Gas | Steamer | A | Incremental Winter Peak Savings (MW) | Achievable Economic RVT Potential | 0 | 0 | 0 | 0 | 0 | 0 | 0 | 0 | 0 | 0 | 0 | 0 | 0 | 0 | 0 | 0 | 0 | 0 | 0 | 0 | 0 | 0 | 0 | 0 | 0 | 0 | 0
F7_Commercial_Interruptible - College_Existing_Food Preparation_Natural Gas_Steamer_A_Achievable Economic RVT Potential | F7 | Commercial | Interruptible - College | Existing | Food Preparation | Natural Gas | Steamer | A | Cumulative Energy Savings (MWh or mTherms) | Achievable Economic RVT Potential | 0 | 0 | 0.0022117 | 0.0087771 | 0.019508 | 0.034274 | 0.052986 | 0.075587 | 0.10306 | 0.13522 | 0.16967 | 0.20407 | 0.23845 | 0.28694 | 0.33301 | 0.37736 | 0.41949 | 0.45991 | 0.49902 | 0.53716 | 0.57987 | 0.61121 | 0.64157 | 0.66944 | 0.69389 | 0.72061 | 0.73807
F8_Commercial_Interruptible - College_Existing_Food Preparation_Natural Gas_Steamer_A_Achievable Economic RVT Potential | F8 | Commercial | Interruptible - College | Existing | Food Preparation | Natural Gas | Steamer | A | Cumulative Summer Peak Savings (MW) | Achievable Economic RVT Potential | 0 | 0 | 0 | 0 | 0 | 0 | 0 | 0 | 0 | 0 | 0 | 0 | 0 | 0 | 0 | 0 | 0 | 0 | 0 | 0 | 0 | 0 | 0 | 0 | 0 | 0 | 0
F9_Commercial_Interruptible - College_Existing_Food Preparation_Natural Gas_Steamer_A_Achievable Economic RVT Potential | F9 | Commercial | Interruptible - College | Existing | Food Preparation | Natural Gas | Steamer | A | Cumulative Winter Peak Savings (MW) | Achievable Economic RVT Potential | 0 | 0 | 0 | 0 | 0 | 0 | 0 | 0 | 0 | 0 | 0 | 0 | 0 | 0 | 0 | 0 | 0 | 0 | 0 | 0 | 0 | 0 | 0 | 0 | 0 | 0 | 0
F10_Commercial_Interruptible - College_Existing_Food Preparation_Natural Gas_Steamer_A_Achievable Economic RVT Potential | F10 | Commercial | Interruptible - College | Existing | Food Preparation | Natural Gas | Steamer | A | Purchases (Incremental) | Achievable Economic RVT Potential | 0 | 0 | 0.0018202 | 0.005403 | 0.0088309 | 0.012152 | 0.015399 | 0.0186 | 0.022606 | 0.026467 | 0.028348 | 0.028312 | 0.028293 | 0.039903 | 0.037913 | 0.036501 | 0.034672 | 0.033261 | 0.032189 | 0.031384 | 0.035149 | 0.025788 | 0.024985 | 0.022942 | 0.020116 | 0.021994 | 0.014369
F11_Commercial_Interruptible - College_Existing_Food Preparation_Natural Gas_Steamer_A_Achievable Economic RVT Potential | F11 | Commercial | Interruptible - College | Existing | Food Preparation | Natural Gas | Steamer | A | Purchases (Cumulative) | Achievable Economic RVT Potential | 0 | 0 | 0.0018202 | 0.0072231 | 0.016054 | 0.028206 | 0.043605 | 0.062205 | 0.08481 | 0.11128 | 0.13963 | 0.16794 | 0.19623 | 0.23613 | 0.27405 | 0.31055 | 0.34522 | 0.37848 | 0.41067 | 0.44205 | 0.4772 | 0.50299 | 0.52798 | 0.55092 | 0.57103 | 0.59303 | 0.6074
F1_Commercial_Interruptible - College_Existing_Food Preparation_Natural Gas_Commercial Food Prep Other_A_Achievable Economic RVT Potential | F1 | Commercial | Interruptible - College | Existing | Food Preparation | Natural Gas | Commercial Food Prep Other | A | Integrated Unit Energy Savings (kWh or therms) | Achievable Economic RVT Potential | 0 | 366.1618 | 366.1618 | 366.1618 | 366.1618 | 366.1618 | 366.1618 | 366.1618 | 366.1618 | 366.1618 | 366.1618 | 366.1618 | 366.1618 | 366.1618 | 366.1618 | 366.1618 | 366.1618 | 366.1618 | 366.1618 | 366.1618 | 366.1618 | 366.1618 | 366.1618 | 366.1618 | 366.1618 | 366.1618 | 366.1618
F2_Commercial_Interruptible - College_Existing_Food Preparation_Natural Gas_Commercial Food Prep Other_A_Achievable Economic RVT Potential | F2 | Commercial | Interruptible - College | Existing | Food Preparation | Natural Gas | Commercial Food Prep Other | A | Integrated Unit Summer Peak Savings (kW) | Achievable Economic RVT Potential | 0 | 0 | 0 | 0 | 0 | 0 | 0 | 0 | 0 | 0 | 0 | 0 | 0 | 0 | 0 | 0 | 0 | 0 | 0 | 0 | 0 | 0 | 0 | 0 | 0 | 0 | 0
F3_Commercial_Interruptible - College_Existing_Food Preparation_Natural Gas_Commercial Food Prep Other_A_Achievable Economic RVT Potential | F3 | Commercial | Interruptible - College | Existing | Food Preparation | Natural Gas | Commercial Food Prep Other | A | Integrated Unit Winter Peak Savings (kW) | Achievable Economic RVT Potential | 0 | 0 | 0 | 0 | 0 | 0 | 0 | 0 | 0 | 0 | 0 | 0 | 0 | 0 | 0 | 0 | 0 | 0 | 0 | 0 | 0 | 0 | 0 | 0 | 0 | 0 | 0
F4_Commercial_Interruptible - College_Existing_Food Preparation_Natural Gas_Commercial Food Prep Other_A_Achievable Economic RVT Potential | F4 | Commercial | Interruptible - College | Existing | Food Preparation | Natural Gas | Commercial Food Prep Other | A | Incremental Energy Savings (MWh or mTherms) | Achievable Economic RVT Potential | 0 | 0 | 0 | 0 | 0 | 0 | 0 | 0 | 0 | 0 | 0 | 0 | 0 | 0 | 0 | 0 | 0 | 0 | 0 | 0 | 0 | 0 | 0 | 0 | 0 | 0 | 0
F5_Commercial_Interruptible - College_Existing_Food Preparation_Natural Gas_Commercial Food Prep Other_A_Achievable Economic RVT Potential | F5 | Commercial | Interruptible - College | Existing | Food Preparation | Natural Gas | Commercial Food Prep Other | A | Incremental Summer Peak Savings (MW) | Achievable Economic RVT Potential | 0 | 0 | 0 | 0 | 0 | 0 | 0 | 0 | 0 | 0 | 0 | 0 | 0 | 0 | 0 | 0 | 0 | 0 | 0 | 0 | 0 | 0 | 0 | 0 | 0 | 0 | 0
F6_Commercial_Interruptible - College_Existing_Food Preparation_Natural Gas_Commercial Food Prep Other_A_Achievable Economic RVT Potential | F6 | Commercial | Interruptible - College | Existing | Food Preparation | Natural Gas | Commercial Food Prep Other | A | Incremental Winter Peak Savings (MW) | Achievable Economic RVT Potential | 0 | 0 | 0 | 0 | 0 | 0 | 0 | 0 | 0 | 0 | 0 | 0 | 0 | 0 | 0 | 0 | 0 | 0 | 0 | 0 | 0 | 0 | 0 | 0 | 0 | 0 | 0
F7_Commercial_Interruptible - College_Existing_Food Preparation_Natural Gas_Commercial Food Prep Other_A_Achievable Economic RVT Potential | F7 | Commercial | Interruptible - College | Existing | Food Preparation | Natural Gas | Commercial Food Prep Other | A | Cumulative Energy Savings (MWh or mTherms) | Achievable Economic RVT Potential | 0 | 0 | 0 | 0 | 0 | 0 | 0 | 0 | 0 | 0 | 0 | 0 | 0 | 0 | 0 | 0 | 0 | 0 | 0 | 0 | 0 | 0 | 0 | 0 | 0 | 0 | 0
F8_Commercial_Interruptible - College_Existing_Food Preparation_Natural Gas_Commercial Food Prep Other_A_Achievable Economic RVT Potential | F8 | Commercial | Interruptible - College | Existing | Food Preparation | Natural Gas | Commercial Food Prep Other | A | Cumulative Summer Peak Savings (MW) | Achievable Economic RVT Potential | 0 | 0 | 0 | 0 | 0 | 0 | 0 | 0 | 0 | 0 | 0 | 0 | 0 | 0 | 0 | 0 | 0 | 0 | 0 | 0 | 0 | 0 | 0 | 0 | 0 | 0 | 0
F9_Commercial_Interruptible - College_Existing_Food Preparation_Natural Gas_Commercial Food Prep Other_A_Achievable Economic RVT Potential | F9 | Commercial | Interruptible - College | Existing | Food Preparation | Natural Gas | Commercial Food Prep Other | A | Cumulative Winter Peak Savings (MW) | Achievable Economic RVT Potential | 0 | 0 | 0 | 0 | 0 | 0 | 0 | 0 | 0 | 0 | 0 | 0 | 0 | 0 | 0 | 0 | 0 | 0 | 0 | 0 | 0 | 0 | 0 | 0 | 0 | 0 | 0
F10_Commercial_Interruptible - College_Existing_Food Preparation_Natural Gas_Commercial Food Prep Other_A_Achievable Economic RVT Potential | F10 | Commercial | Interruptible - College | Existing | Food Preparation | Natural Gas | Commercial Food Prep Other | A | Purchases (Incremental) | Achievable Economic RVT Potential | 0 | 0 | 0 | 0 | 0 | 0 | 0 | 0 | 0 | 0 | 0 | 0 | 0 | 0 | 0 | 0 | 0 | 0 | 0 | 0 | 0 | 0 | 0 | 0 | 0 | 0 | 0
F11_Commercial_Interruptible - College_Existing_Food Preparation_Natural Gas_Commercial Food Prep Other_A_Achievable Economic RVT Potential | F11 | Commercial | Interruptible - College | Existing | Food Preparation | Natural Gas | Commercial Food Prep Other | A | Purchases (Cumulative) | Achievable Economic RVT Potential | 0 | 0 | 0 | 0 | 0 | 0 | 0 | 0 | 0 | 0 | 0 | 0 | 0 | 0 | 0 | 0 | 0 | 0 | 0 | 0 | 0 | 0 | 0 | 0 | 0 | 0 | 0
F1_Commercial_Interruptible - College_Existing_Miscellaneous_Natural Gas_Pool Heater_A_Achievable Economic RVT Potential | F1 | Commercial | Interruptible - College | Existing | Miscellaneous | Natural Gas | Pool Heater | A | Integrated Unit Energy Savings (kWh or therms) | Achievable Economic RVT Potential | 0 | 2233.5 | 2233.5 | 2233.5 | 2233.5 | 2233.5 | 2233.5 | 2233.5 | 2233.5 | 2233.5 | 2233.5 | 2233.5 | 2233.5 | 2233.5 | 2233.5 | 2233.5 | 2233.5 | 2233.5 | 2233.5 | 2233.5 | 2233.5 | 2233.5 | 2233.5 | 2233.5 | 2233.5 | 2233.5 | 2233.5
F2_Commercial_Interruptible - College_Existing_Miscellaneous_Natural Gas_Pool Heater_A_Achievable Economic RVT Potential | F2 | Commercial | Interruptible - College | Existing | Miscellaneous | Natural Gas | Pool Heater | A | Integrated Unit Summer Peak Savings (kW) | Achievable Economic RVT Potential | 0 | 0 | 0 | 0 | 0 | 0 | 0 | 0 | 0 | 0 | 0 | 0 | 0 | 0 | 0 | 0 | 0 | 0 | 0 | 0 | 0 | 0 | 0 | 0 | 0 | 0 | 0
F3_Commercial_Interruptible - College_Existing_Miscellaneous_Natural Gas_Pool Heater_A_Achievable Economic RVT Potential | F3 | Commercial | Interruptible - College | Existing | Miscellaneous | Natural Gas | Pool Heater | A | Integrated Unit Winter Peak Savings (kW) | Achievable Economic RVT Potential | 0 | 0 | 0 | 0 | 0 | 0 | 0 | 0 | 0 | 0 | 0 | 0 | 0 | 0 | 0 | 0 | 0 | 0 | 0 | 0 | 0 | 0 | 0 | 0 | 0 | 0 | 0
F4_Commercial_Interruptible - College_Existing_Miscellaneous_Natural Gas_Pool Heater_A_Achievable Economic RVT Potential | F4 | Commercial | Interruptible - College | Existing | Miscellaneous | Natural Gas | Pool Heater | A | Incremental Energy Savings (MWh or mTherms) | Achievable Economic RVT Potential | 0 | 0 | 0 | 0 | 0 | 0 | 0 | 0 | 0 | 0 | 0 | 0 | 0 | 0 | 0 | 0 | 0 | 0 | 0 | 0 | 0 | 0 | 0 | 0 | 0 | 0 | 0
F5_Commercial_Interruptible - College_Existing_Miscellaneous_Natural Gas_Pool Heater_A_Achievable Economic RVT Potential | F5 | Commercial | Interruptible - College | Existing | Miscellaneous | Natural Gas | Pool Heater | A | Incremental Summer Peak Savings (MW) | Achievable Economic RVT Potential | 0 | 0 | 0 | 0 | 0 | 0 | 0 | 0 | 0 | 0 | 0 | 0 | 0 | 0 | 0 | 0 | 0 | 0 | 0 | 0 | 0 | 0 | 0 | 0 | 0 | 0 | 0
F6_Commercial_Interruptible - College_Existing_Miscellaneous_Natural Gas_Pool Heater_A_Achievable Economic RVT Potential | F6 | Commercial | Interruptible - College | Existing | Miscellaneous | Natural Gas | Pool Heater | A | Incremental Winter Peak Savings (MW) | Achievable Economic RVT Potential | 0 | 0 | 0 | 0 | 0 | 0 | 0 | 0 | 0 | 0 | 0 | 0 | 0 | 0 | 0 | 0 | 0 | 0 | 0 | 0 | 0 | 0 | 0 | 0 | 0 | 0 | 0
F7_Commercial_Interruptible - College_Existing_Miscellaneous_Natural Gas_Pool Heater_A_Achievable Economic RVT Potential | F7 | Commercial | Interruptible - College | Existing | Miscellaneous | Natural Gas | Pool Heater | A | Cumulative Energy Savings (MWh or mTherms) | Achievable Economic RVT Potential | 0 | 0 | 0 | 0 | 0 | 0 | 0 | 0 | 0 | 0 | 0 | 0 | 0 | 0 | 0 | 0 | 0 | 0 | 0 | 0 | 0 | 0 | 0 | 0 | 0 | 0 | 0
F8_Commercial_Interruptible - College_Existing_Miscellaneous_Natural Gas_Pool Heater_A_Achievable Economic RVT Potential | F8 | Commercial | Interruptible - College | Existing | Miscellaneous | Natural Gas | Pool Heater | A | Cumulative Summer Peak Savings (MW) | Achievable Economic RVT Potential | 0 | 0 | 0 | 0 | 0 | 0 | 0 | 0 | 0 | 0 | 0 | 0 | 0 | 0 | 0 | 0 | 0 | 0 | 0 | 0 | 0 | 0 | 0 | 0 | 0 | 0 | 0
F9_Commercial_Interruptible - College_Existing_Miscellaneous_Natural Gas_Pool Heater_A_Achievable Economic RVT Potential | F9 | Commercial | Interruptible - College | Existing | Miscellaneous | Natural Gas | Pool Heater | A | Cumulative Winter Peak Savings (MW) | Achievable Economic RVT Potential | 0 | 0 | 0 | 0 | 0 | 0 | 0 | 0 | 0 | 0 | 0 | 0 | 0 | 0 | 0 | 0 | 0 | 0 | 0 | 0 | 0 | 0 | 0 | 0 | 0 | 0 | 0
F10_Commercial_Interruptible - College_Existing_Miscellaneous_Natural Gas_Pool Heater_A_Achievable Economic RVT Potential | F10 | Commercial | Interruptible - College | Existing | Miscellaneous | Natural Gas | Pool Heater | A | Purchases (Incremental) | Achievable Economic RVT Potential | 0 | 0 | 0 | 0 | 0 | 0 | 0 | 0 | 0 | 0 | 0 | 0 | 0 | 0 | 0 | 0 | 0 | 0 | 0 | 0 | 0 | 0 | 0 | 0 | 0 | 0 | 0
F11_Commercial_Interruptible - College_Existing_Miscellaneous_Natural Gas_Pool Heater_A_Achievable Economic RVT Potential | F11 | Commercial | Interruptible - College | Existing | Miscellaneous | Natural Gas | Pool Heater | A | Purchases (Cumulative) | Achievable Economic RVT Potential | 0 | 0 | 0 | 0 | 0 | 0 | 0 | 0 | 0 | 0 | 0 | 0 | 0 | 0 | 0 | 0 | 0 | 0 | 0 | 0 | 0 | 0 | 0 | 0 | 0 | 0 | 0
F1_Commercial_Interruptible - College_New_Space Heating_Natural Gas_Furnace_A_Achievable Economic RVT Potential | F1 | Commercial | Interruptible - College | New | Space Heating | Natural Gas | Furnace | A | Integrated Unit Energy Savings (kWh or therms) | Achievable Economic RVT Potential | 0 | 0 | 0 | 0 | 0 | 0 | 0 | 0 | 0 | 0 | 0 | 0 | 0 | 0 | 0 | 0 | 0 | 0 | 0 | 0 | 0 | 0 | 0 | 0 | 0 | 0 | 0
F2_Commercial_Interruptible - College_New_Space Heating_Natural Gas_Furnace_A_Achievable Economic RVT Potential | F2 | Commercial | Interruptible - College | New | Space Heating | Natural Gas | Furnace | A | Integrated Unit Summer Peak Savings (kW) | Achievable Economic RVT Potential | 0 | 0 | 0 | 0 | 0 | 0 | 0 | 0 | 0 | 0 | 0 | 0 | 0 | 0 | 0 | 0 | 0 | 0 | 0 | 0 | 0 | 0 | 0 | 0 | 0 | 0 | 0
F3_Commercial_Interruptible - College_New_Space Heating_Natural Gas_Furnace_A_Achievable Economic RVT Potential | F3 | Commercial | Interruptible - College | New | Space Heating | Natural Gas | Furnace | A | Integrated Unit Winter Peak Savings (kW) | Achievable Economic RVT Potential | 0 | 0 | 0 | 0 | 0 | 0 | 0 | 0 | 0 | 0 | 0 | 0 | 0 | 0 | 0 | 0 | 0 | 0 | 0 | 0 | 0 | 0 | 0 | 0 | 0 | 0 | 0
F4_Commercial_Interruptible - College_New_Space Heating_Natural Gas_Furnace_A_Achievable Economic RVT Potential | F4 | Commercial | Interruptible - College | New | Space Heating | Natural Gas | Furnace | A | Incremental Energy Savings (MWh or mTherms) | Achievable Economic RVT Potential | 0 | 0 | 0 | 0 | 0 | 0 | 0 | 0 | 0 | 0 | 0 | 0 | 0 | 0 | 0 | 0 | 0 | 0 | 0 | 0 | 0 | 0 | 0 | 0 | 0 | 0 | 0
F5_Commercial_Interruptible - College_New_Space Heating_Natural Gas_Furnace_A_Achievable Economic RVT Potential | F5 | Commercial | Interruptible - College | New | Space Heating | Natural Gas | Furnace | A | Incremental Summer Peak Savings (MW) | Achievable Economic RVT Potential | 0 | 0 | 0 | 0 | 0 | 0 | 0 | 0 | 0 | 0 | 0 | 0 | 0 | 0 | 0 | 0 | 0 | 0 | 0 | 0 | 0 | 0 | 0 | 0 | 0 | 0 | 0
F6_Commercial_Interruptible - College_New_Space Heating_Natural Gas_Furnace_A_Achievable Economic RVT Potential | F6 | Commercial | Interruptible - College | New | Space Heating | Natural Gas | Furnace | A | Incremental Winter Peak Savings (MW) | Achievable Economic RVT Potential | 0 | 0 | 0 | 0 | 0 | 0 | 0 | 0 | 0 | 0 | 0 | 0 | 0 | 0 | 0 | 0 | 0 | 0 | 0 | 0 | 0 | 0 | 0 | 0 | 0 | 0 | 0
F7_Commercial_Interruptible - College_New_Space Heating_Natural Gas_Furnace_A_Achievable Economic RVT Potential | F7 | Commercial | Interruptible - College | New | Space Heating | Natural Gas | Furnace | A | Cumulative Energy Savings (MWh or mTherms) | Achievable Economic RVT Potential | 0 | 0 | 0 | 0 | 0 | 0 | 0 | 0 | 0 | 0 | 0 | 0 | 0 | 0 | 0 | 0 | 0 | 0 | 0 | 0 | 0 | 0 | 0 | 0 | 0 | 0 | 0
F8_Commercial_Interruptible - College_New_Space Heating_Natural Gas_Furnace_A_Achievable Economic RVT Potential | F8 | Commercial | Interruptible - College | New | Space Heating | Natural Gas | Furnace | A | Cumulative Summer Peak Savings (MW) | Achievable Economic RVT Potential | 0 | 0 | 0 | 0 | 0 | 0 | 0 | 0 | 0 | 0 | 0 | 0 | 0 | 0 | 0 | 0 | 0 | 0 | 0 | 0 | 0 | 0 | 0 | 0 | 0 | 0 | 0
F9_Commercial_Interruptible - College_New_Space Heating_Natural Gas_Furnace_A_Achievable Economic RVT Potential | F9 | Commercial | Interruptible - College | New | Space Heating | Natural Gas | Furnace | A | Cumulative Winter Peak Savings (MW) | Achievable Economic RVT Potential | 0 | 0 | 0 | 0 | 0 | 0 | 0 | 0 | 0 | 0 | 0 | 0 | 0 | 0 | 0 | 0 | 0 | 0 | 0 | 0 | 0 | 0 | 0 | 0 | 0 | 0 | 0
F10_Commercial_Interruptible - College_New_Space Heating_Natural Gas_Furnace_A_Achievable Economic RVT Potential | F10 | Commercial | Interruptible - College | New | Space Heating | Natural Gas | Furnace | A | Purchases (Incremental) | Achievable Economic RVT Potential | 0 | 0 | 0 | 0 | 0 | 0 | 0 | 0 | 0 | 0 | 0 | 0 | 0 | 0 | 0 | 0 | 0 | 0 | 0 | 0 | 0 | 0 | 0 | 0 | 0 | 0 | 0
F11_Commercial_Interruptible - College_New_Space Heating_Natural Gas_Furnace_A_Achievable Economic RVT Potential | F11 | Commercial | Interruptible - College | New | Space Heating | Natural Gas | Furnace | A | Purchases (Cumulative) | Achievable Economic RVT Potential | 0 | 0 | 0 | 0 | 0 | 0 | 0 | 0 | 0 | 0 | 0 | 0 | 0 | 0 | 0 | 0 | 0 | 0 | 0 | 0 | 0 | 0 | 0 | 0 | 0 | 0 | 0
F1_Commercial_Interruptible - College_New_Space Heating_Natural Gas_Boiler_A_Achievable Economic RVT Potential | F1 | Commercial | Interruptible - College | New | Space Heating | Natural Gas | Boiler | A | Integrated Unit Energy Savings (kWh or therms) | Achievable Economic RVT Potential | 0 | 0 | 0 | 0 | 0 | 0 | 0 | 0 | 0 | 0 | 0 | 0 | 0 | 0 | 0 | 0 | 0 | 0 | 0 | 0 | 0 | 0 | 0 | 0 | 0 | 0 | 0
F2_Commercial_Interruptible - College_New_Space Heating_Natural Gas_Boiler_A_Achievable Economic RVT Potential | F2 | Commercial | Interruptible - College | New | Space Heating | Natural Gas | Boiler | A | Integrated Unit Summer Peak Savings (kW) | Achievable Economic RVT Potential | 0 | 0 | 0 | 0 | 0 | 0 | 0 | 0 | 0 | 0 | 0 | 0 | 0 | 0 | 0 | 0 | 0 | 0 | 0 | 0 | 0 | 0 | 0 | 0 | 0 | 0 | 0
F3_Commercial_Interruptible - College_New_Space Heating_Natural Gas_Boiler_A_Achievable Economic RVT Potential | F3 | Commercial | Interruptible - College | New | Space Heating | Natural Gas | Boiler | A | Integrated Unit Winter Peak Savings (kW) | Achievable Economic RVT Potential | 0 | 0 | 0 | 0 | 0 | 0 | 0 | 0 | 0 | 0 | 0 | 0 | 0 | 0 | 0 | 0 | 0 | 0 | 0 | 0 | 0 | 0 | 0 | 0 | 0 | 0 | 0
F4_Commercial_Interruptible - College_New_Space Heating_Natural Gas_Boiler_A_Achievable Economic RVT Potential | F4 | Commercial | Interruptible - College | New | Space Heating | Natural Gas | Boiler | A | Incremental Energy Savings (MWh or mTherms) | Achievable Economic RVT Potential | 0 | 0 | 0 | 0 | 0 | 0 | 0 | 0 | 0 | 0 | 0 | 0 | 0 | 0 | 0 | 0 | 0 | 0 | 0 | 0 | 0 | 0 | 0 | 0 | 0 | 0 | 0
F5_Commercial_Interruptible - College_New_Space Heating_Natural Gas_Boiler_A_Achievable Economic RVT Potential | F5 | Commercial | Interruptible - College | New | Space Heating | Natural Gas | Boiler | A | Incremental Summer Peak Savings (MW) | Achievable Economic RVT Potential | 0 | 0 | 0 | 0 | 0 | 0 | 0 | 0 | 0 | 0 | 0 | 0 | 0 | 0 | 0 | 0 | 0 | 0 | 0 | 0 | 0 | 0 | 0 | 0 | 0 | 0 | 0
F6_Commercial_Interruptible - College_New_Space Heating_Natural Gas_Boiler_A_Achievable Economic RVT Potential | F6 | Commercial | Interruptible - College | New | Space Heating | Natural Gas | Boiler | A | Incremental Winter Peak Savings (MW) | Achievable Economic RVT Potential | 0 | 0 | 0 | 0 | 0 | 0 | 0 | 0 | 0 | 0 | 0 | 0 | 0 | 0 | 0 | 0 | 0 | 0 | 0 | 0 | 0 | 0 | 0 | 0 | 0 | 0 | 0
F7_Commercial_Interruptible - College_New_Space Heating_Natural Gas_Boiler_A_Achievable Economic RVT Potential | F7 | Commercial | Interruptible - College | New | Space Heating | Natural Gas | Boiler | A | Cumulative Energy Savings (MWh or mTherms) | Achievable Economic RVT Potential | 0 | 0 | 0 | 0 | 0 | 0 | 0 | 0 | 0 | 0 | 0 | 0 | 0 | 0 | 0 | 0 | 0 | 0 | 0 | 0 | 0 | 0 | 0 | 0 | 0 | 0 | 0
F8_Commercial_Interruptible - College_New_Space Heating_Natural Gas_Boiler_A_Achievable Economic RVT Potential | F8 | Commercial | Interruptible - College | New | Space Heating | Natural Gas | Boiler | A | Cumulative Summer Peak Savings (MW) | Achievable Economic RVT Potential | 0 | 0 | 0 | 0 | 0 | 0 | 0 | 0 | 0 | 0 | 0 | 0 | 0 | 0 | 0 | 0 | 0 | 0 | 0 | 0 | 0 | 0 | 0 | 0 | 0 | 0 | 0
F9_Commercial_Interruptible - College_New_Space Heating_Natural Gas_Boiler_A_Achievable Economic RVT Potential | F9 | Commercial | Interruptible - College | New | Space Heating | Natural Gas | Boiler | A | Cumulative Winter Peak Savings (MW) | Achievable Economic RVT Potential | 0 | 0 | 0 | 0 | 0 | 0 | 0 | 0 | 0 | 0 | 0 | 0 | 0 | 0 | 0 | 0 | 0 | 0 | 0 | 0 | 0 | 0 | 0 | 0 | 0 | 0 | 0
F10_Commercial_Interruptible - College_New_Space Heating_Natural Gas_Boiler_A_Achievable Economic RVT Potential | F10 | Commercial | Interruptible - College | New | Space Heating | Natural Gas | Boiler | A | Purchases (Incremental) | Achievable Economic RVT Potential | 0 | 0 | 0 | 0 | 0 | 0 | 0 | 0 | 0 | 0 | 0 | 0 | 0 | 0 | 0 | 0 | 0 | 0 | 0 | 0 | 0 | 0 | 0 | 0 | 0 | 0 | 0
F11_Commercial_Interruptible - College_New_Space Heating_Natural Gas_Boiler_A_Achievable Economic RVT Potential | F11 | Commercial | Interruptible - College | New | Space Heating | Natural Gas | Boiler | A | Purchases (Cumulative) | Achievable Economic RVT Potential | 0 | 0 | 0 | 0 | 0 | 0 | 0 | 0 | 0 | 0 | 0 | 0 | 0 | 0 | 0 | 0 | 0 | 0 | 0 | 0 | 0 | 0 | 0 | 0 | 0 | 0 | 0
F1_Commercial_Interruptible - College_New_Space Heating_Natural Gas_Unit Heater_A_Achievable Economic RVT Potential | F1 | Commercial | Interruptible - College | New | Space Heating | Natural Gas | Unit Heater | A | Integrated Unit Energy Savings (kWh or therms) | Achievable Economic RVT Potential | 0 | 0 | 0 | 0 | 0 | 0 | 0 | 0 | 0 | 0 | 0 | 0 | 0 | 0 | 0 | 0 | 0 | 0 | 0 | 0 | 0 | 0 | 0 | 0 | 0 | 0 | 0
F2_Commercial_Interruptible - College_New_Space Heating_Natural Gas_Unit Heater_A_Achievable Economic RVT Potential | F2 | Commercial | Interruptible - College | New | Space Heating | Natural Gas | Unit Heater | A | Integrated Unit Summer Peak Savings (kW) | Achievable Economic RVT Potential | 0 | 0 | 0 | 0 | 0 | 0 | 0 | 0 | 0 | 0 | 0 | 0 | 0 | 0 | 0 | 0 | 0 | 0 | 0 | 0 | 0 | 0 | 0 | 0 | 0 | 0 | 0
F3_Commercial_Interruptible - College_New_Space Heating_Natural Gas_Unit Heater_A_Achievable Economic RVT Potential | F3 | Commercial | Interruptible - College | New | Space Heating | Natural Gas | Unit Heater | A | Integrated Unit Winter Peak Savings (kW) | Achievable Economic RVT Potential | 0 | 0 | 0 | 0 | 0 | 0 | 0 | 0 | 0 | 0 | 0 | 0 | 0 | 0 | 0 | 0 | 0 | 0 | 0 | 0 | 0 | 0 | 0 | 0 | 0 | 0 | 0
F4_Commercial_Interruptible - College_New_Space Heating_Natural Gas_Unit Heater_A_Achievable Economic RVT Potential | F4 | Commercial | Interruptible - College | New | Space Heating | Natural Gas | Unit Heater | A | Incremental Energy Savings (MWh or mTherms) | Achievable Economic RVT Potential | 0 | 0 | 0 | 0 | 0 | 0 | 0 | 0 | 0 | 0 | 0 | 0 | 0 | 0 | 0 | 0 | 0 | 0 | 0 | 0 | 0 | 0 | 0 | 0 | 0 | 0 | 0
F5_Commercial_Interruptible - College_New_Space Heating_Natural Gas_Unit Heater_A_Achievable Economic RVT Potential | F5 | Commercial | Interruptible - College | New | Space Heating | Natural Gas | Unit Heater | A | Incremental Summer Peak Savings (MW) | Achievable Economic RVT Potential | 0 | 0 | 0 | 0 | 0 | 0 | 0 | 0 | 0 | 0 | 0 | 0 | 0 | 0 | 0 | 0 | 0 | 0 | 0 | 0 | 0 | 0 | 0 | 0 | 0 | 0 | 0
F6_Commercial_Interruptible - College_New_Space Heating_Natural Gas_Unit Heater_A_Achievable Economic RVT Potential | F6 | Commercial | Interruptible - College | New | Space Heating | Natural Gas | Unit Heater | A | Incremental Winter Peak Savings (MW) | Achievable Economic RVT Potential | 0 | 0 | 0 | 0 | 0 | 0 | 0 | 0 | 0 | 0 | 0 | 0 | 0 | 0 | 0 | 0 | 0 | 0 | 0 | 0 | 0 | 0 | 0 | 0 | 0 | 0 | 0
F7_Commercial_Interruptible - College_New_Space Heating_Natural Gas_Unit Heater_A_Achievable Economic RVT Potential | F7 | Commercial | Interruptible - College | New | Space Heating | Natural Gas | Unit Heater | A | Cumulative Energy Savings (MWh or mTherms) | Achievable Economic RVT Potential | 0 | 0 | 0 | 0 | 0 | 0 | 0 | 0 | 0 | 0 | 0 | 0 | 0 | 0 | 0 | 0 | 0 | 0 | 0 | 0 | 0 | 0 | 0 | 0 | 0 | 0 | 0
F8_Commercial_Interruptible - College_New_Space Heating_Natural Gas_Unit Heater_A_Achievable Economic RVT Potential | F8 | Commercial | Interruptible - College | New | Space Heating | Natural Gas | Unit Heater | A | Cumulative Summer Peak Savings (MW) | Achievable Economic RVT Potential | 0 | 0 | 0 | 0 | 0 | 0 | 0 | 0 | 0 | 0 | 0 | 0 | 0 | 0 | 0 | 0 | 0 | 0 | 0 | 0 | 0 | 0 | 0 | 0 | 0 | 0 | 0
F9_Commercial_Interruptible - College_New_Space Heating_Natural Gas_Unit Heater_A_Achievable Economic RVT Potential | F9 | Commercial | Interruptible - College | New | Space Heating | Natural Gas | Unit Heater | A | Cumulative Winter Peak Savings (MW) | Achievable Economic RVT Potential | 0 | 0 | 0 | 0 | 0 | 0 | 0 | 0 | 0 | 0 | 0 | 0 | 0 | 0 | 0 | 0 | 0 | 0 | 0 | 0 | 0 | 0 | 0 | 0 | 0 | 0 | 0
F10_Commercial_Interruptible - College_New_Space Heating_Natural Gas_Unit Heater_A_Achievable Economic RVT Potential | F10 | Commercial | Interruptible - College | New | Space Heating | Natural Gas | Unit Heater | A | Purchases (Incremental) | Achievable Economic RVT Potential | 0 | 0 | 0 | 0 | 0 | 0 | 0 | 0 | 0 | 0 | 0 | 0 | 0 | 0 | 0 | 0 | 0 | 0 | 0 | 0 | 0 | 0 | 0 | 0 | 0 | 0 | 0
F11_Commercial_Interruptible - College_New_Space Heating_Natural Gas_Unit Heater_A_Achievable Economic RVT Potential | F11 | Commercial | Interruptible - College | New | Space Heating | Natural Gas | Unit Heater | A | Purchases (Cumulative) | Achievable Economic RVT Potential | 0 | 0 | 0 | 0 | 0 | 0 | 0 | 0 | 0 | 0 | 0 | 0 | 0 | 0 | 0 | 0 | 0 | 0 | 0 | 0 | 0 | 0 | 0 | 0 | 0 | 0 | 0
F1_Commercial_Interruptible - College_New_Water Heating_Natural Gas_Water Heater_A_Achievable Economic RVT Potential | F1 | Commercial | Interruptible - College | New | Water Heating | Natural Gas | Water Heater | A | Integrated Unit Energy Savings (kWh or therms) | Achievable Economic RVT Potential | 0 | 0 | 0 | 0 | 0 | 0 | 0 | 0 | 0 | 0 | 0 | 0 | 0 | 0 | 0 | 0 | 0 | 0 | 0 | 0 | 0 | 0 | 0 | 0 | 0 | 0 | 0
F2_Commercial_Interruptible - College_New_Water Heating_Natural Gas_Water Heater_A_Achievable Economic RVT Potential | F2 | Commercial | Interruptible - College | New | Water Heating | Natural Gas | Water Heater | A | Integrated Unit Summer Peak Savings (kW) | Achievable Economic RVT Potential | 0 | 0 | 0 | 0 | 0 | 0 | 0 | 0 | 0 | 0 | 0 | 0 | 0 | 0 | 0 | 0 | 0 | 0 | 0 | 0 | 0 | 0 | 0 | 0 | 0 | 0 | 0
F3_Commercial_Interruptible - College_New_Water Heating_Natural Gas_Water Heater_A_Achievable Economic RVT Potential | F3 | Commercial | Interruptible - College | New | Water Heating | Natural Gas | Water Heater | A | Integrated Unit Winter Peak Savings (kW) | Achievable Economic RVT Potential | 0 | 0 | 0 | 0 | 0 | 0 | 0 | 0 | 0 | 0 | 0 | 0 | 0 | 0 | 0 | 0 | 0 | 0 | 0 | 0 | 0 | 0 | 0 | 0 | 0 | 0 | 0
F4_Commercial_Interruptible - College_New_Water Heating_Natural Gas_Water Heater_A_Achievable Economic RVT Potential | F4 | Commercial | Interruptible - College | New | Water Heating | Natural Gas | Water Heater | A | Incremental Energy Savings (MWh or mTherms) | Achievable Economic RVT Potential | 0 | 0 | 0 | 0 | 0 | 0 | 0 | 0 | 0 | 0 | 0 | 0 | 0 | 0 | 0 | 0 | 0 | 0 | 0 | 0 | 0 | 0 | 0 | 0 | 0 | 0 | 0
F5_Commercial_Interruptible - College_New_Water Heating_Natural Gas_Water Heater_A_Achievable Economic RVT Potential | F5 | Commercial | Interruptible - College | New | Water Heating | Natural Gas | Water Heater | A | Incremental Summer Peak Savings (MW) | Achievable Economic RVT Potential | 0 | 0 | 0 | 0 | 0 | 0 | 0 | 0 | 0 | 0 | 0 | 0 | 0 | 0 | 0 | 0 | 0 | 0 | 0 | 0 | 0 | 0 | 0 | 0 | 0 | 0 | 0
F6_Commercial_Interruptible - College_New_Water Heating_Natural Gas_Water Heater_A_Achievable Economic RVT Potential | F6 | Commercial | Interruptible - College | New | Water Heating | Natural Gas | Water Heater | A | Incremental Winter Peak Savings (MW) | Achievable Economic RVT Potential | 0 | 0 | 0 | 0 | 0 | 0 | 0 | 0 | 0 | 0 | 0 | 0 | 0 | 0 | 0 | 0 | 0 | 0 | 0 | 0 | 0 | 0 | 0 | 0 | 0 | 0 | 0
F7_Commercial_Interruptible - College_New_Water Heating_Natural Gas_Water Heater_A_Achievable Economic RVT Potential | F7 | Commercial | Interruptible - College | New | Water Heating | Natural Gas | Water Heater | A | Cumulative Energy Savings (MWh or mTherms) | Achievable Economic RVT Potential | 0 | 0 | 0 | 0 | 0 | 0 | 0 | 0 | 0 | 0 | 0 | 0 | 0 | 0 | 0 | 0 | 0 | 0 | 0 | 0 | 0 | 0 | 0 | 0 | 0 | 0 | 0
F8_Commercial_Interruptible - College_New_Water Heating_Natural Gas_Water Heater_A_Achievable Economic RVT Potential | F8 | Commercial | Interruptible - College | New | Water Heating | Natural Gas | Water Heater | A | Cumulative Summer Peak Savings (MW) | Achievable Economic RVT Potential | 0 | 0 | 0 | 0 | 0 | 0 | 0 | 0 | 0 | 0 | 0 | 0 | 0 | 0 | 0 | 0 | 0 | 0 | 0 | 0 | 0 | 0 | 0 | 0 | 0 | 0 | 0
F9_Commercial_Interruptible - College_New_Water Heating_Natural Gas_Water Heater_A_Achievable Economic RVT Potential | F9 | Commercial | Interruptible - College | New | Water Heating | Natural Gas | Water Heater | A | Cumulative Winter Peak Savings (MW) | Achievable Economic RVT Potential | 0 | 0 | 0 | 0 | 0 | 0 | 0 | 0 | 0 | 0 | 0 | 0 | 0 | 0 | 0 | 0 | 0 | 0 | 0 | 0 | 0 | 0 | 0 | 0 | 0 | 0 | 0
F10_Commercial_Interruptible - College_New_Water Heating_Natural Gas_Water Heater_A_Achievable Economic RVT Potential | F10 | Commercial | Interruptible - College | New | Water Heating | Natural Gas | Water Heater | A | Purchases (Incremental) | Achievable Economic RVT Potential | 0 | 0 | 0 | 0 | 0 | 0 | 0 | 0 | 0 | 0 | 0 | 0 | 0 | 0 | 0 | 0 | 0 | 0 | 0 | 0 | 0 | 0 | 0 | 0 | 0 | 0 | 0
F11_Commercial_Interruptible - College_New_Water Heating_Natural Gas_Water Heater_A_Achievable Economic RVT Potential | F11 | Commercial | Interruptible - College | New | Water Heating | Natural Gas | Water Heater | A | Purchases (Cumulative) | Achievable Economic RVT Potential | 0 | 0 | 0 | 0 | 0 | 0 | 0 | 0 | 0 | 0 | 0 | 0 | 0 | 0 | 0 | 0 | 0 | 0 | 0 | 0 | 0 | 0 | 0 | 0 | 0 | 0 | 0
F1_Commercial_Interruptible - College_New_Food Preparation_Natural Gas_Oven_A_Achievable Economic RVT Potential | F1 | Commercial | Interruptible - College | New | Food Preparation | Natural Gas | Oven | A | Integrated Unit Energy Savings (kWh or therms) | Achievable Economic RVT Potential | 0 | 0 | 0 | 0 | 0 | 0 | 0 | 0 | 0 | 0 | 0 | 0 | 0 | 0 | 0 | 0 | 0 | 0 | 0 | 0 | 0 | 0 | 0 | 0 | 0 | 0 | 0
F2_Commercial_Interruptible - College_New_Food Preparation_Natural Gas_Oven_A_Achievable Economic RVT Potential | F2 | Commercial | Interruptible - College | New | Food Preparation | Natural Gas | Oven | A | Integrated Unit Summer Peak Savings (kW) | Achievable Economic RVT Potential | 0 | 0 | 0 | 0 | 0 | 0 | 0 | 0 | 0 | 0 | 0 | 0 | 0 | 0 | 0 | 0 | 0 | 0 | 0 | 0 | 0 | 0 | 0 | 0 | 0 | 0 | 0
F3_Commercial_Interruptible - College_New_Food Preparation_Natural Gas_Oven_A_Achievable Economic RVT Potential | F3 | Commercial | Interruptible - College | New | Food Preparation | Natural Gas | Oven | A | Integrated Unit Winter Peak Savings (kW) | Achievable Economic RVT Potential | 0 | 0 | 0 | 0 | 0 | 0 | 0 | 0 | 0 | 0 | 0 | 0 | 0 | 0 | 0 | 0 | 0 | 0 | 0 | 0 | 0 | 0 | 0 | 0 | 0 | 0 | 0
F4_Commercial_Interruptible - College_New_Food Preparation_Natural Gas_Oven_A_Achievable Economic RVT Potential | F4 | Commercial | Interruptible - College | New | Food Preparation | Natural Gas | Oven | A | Incremental Energy Savings (MWh or mTherms) | Achievable Economic RVT Potential | 0 | 0 | 0 | 0 | 0 | 0 | 0 | 0 | 0 | 0 | 0 | 0 | 0 | 0 | 0 | 0 | 0 | 0 | 0 | 0 | 0 | 0 | 0 | 0 | 0 | 0 | 0
F5_Commercial_Interruptible - College_New_Food Preparation_Natural Gas_Oven_A_Achievable Economic RVT Potential | F5 | Commercial | Interruptible - College | New | Food Preparation | Natural Gas | Oven | A | Incremental Summer Peak Savings (MW) | Achievable Economic RVT Potential | 0 | 0 | 0 | 0 | 0 | 0 | 0 | 0 | 0 | 0 | 0 | 0 | 0 | 0 | 0 | 0 | 0 | 0 | 0 | 0 | 0 | 0 | 0 | 0 | 0 | 0 | 0
F6_Commercial_Interruptible - College_New_Food Preparation_Natural Gas_Oven_A_Achievable Economic RVT Potential | F6 | Commercial | Interruptible - College | New | Food Preparation | Natural Gas | Oven | A | Incremental Winter Peak Savings (MW) | Achievable Economic RVT Potential | 0 | 0 | 0 | 0 | 0 | 0 | 0 | 0 | 0 | 0 | 0 | 0 | 0 | 0 | 0 | 0 | 0 | 0 | 0 | 0 | 0 | 0 | 0 | 0 | 0 | 0 | 0
F7_Commercial_Interruptible - College_New_Food Preparation_Natural Gas_Oven_A_Achievable Economic RVT Potential | F7 | Commercial | Interruptible - College | New | Food Preparation | Natural Gas | Oven | A | Cumulative Energy Savings (MWh or mTherms) | Achievable Economic RVT Potential | 0 | 0 | 0 | 0 | 0 | 0 | 0 | 0 | 0 | 0 | 0 | 0 | 0 | 0 | 0 | 0 | 0 | 0 | 0 | 0 | 0 | 0 | 0 | 0 | 0 | 0 | 0
F8_Commercial_Interruptible - College_New_Food Preparation_Natural Gas_Oven_A_Achievable Economic RVT Potential | F8 | Commercial | Interruptible - College | New | Food Preparation | Natural Gas | Oven | A | Cumulative Summer Peak Savings (MW) | Achievable Economic RVT Potential | 0 | 0 | 0 | 0 | 0 | 0 | 0 | 0 | 0 | 0 | 0 | 0 | 0 | 0 | 0 | 0 | 0 | 0 | 0 | 0 | 0 | 0 | 0 | 0 | 0 | 0 | 0
F9_Commercial_Interruptible - College_New_Food Preparation_Natural Gas_Oven_A_Achievable Economic RVT Potential | F9 | Commercial | Interruptible - College | New | Food Preparation | Natural Gas | Oven | A | Cumulative Winter Peak Savings (MW) | Achievable Economic RVT Potential | 0 | 0 | 0 | 0 | 0 | 0 | 0 | 0 | 0 | 0 | 0 | 0 | 0 | 0 | 0 | 0 | 0 | 0 | 0 | 0 | 0 | 0 | 0 | 0 | 0 | 0 | 0
F10_Commercial_Interruptible - College_New_Food Preparation_Natural Gas_Oven_A_Achievable Economic RVT Potential | F10 | Commercial | Interruptible - College | New | Food Preparation | Natural Gas | Oven | A | Purchases (Incremental) | Achievable Economic RVT Potential | 0 | 0 | 0 | 0 | 0 | 0 | 0 | 0 | 0 | 0 | 0 | 0 | 0 | 0 | 0 | 0 | 0 | 0 | 0 | 0 | 0 | 0 | 0 | 0 | 0 | 0 | 0
F11_Commercial_Interruptible - College_New_Food Preparation_Natural Gas_Oven_A_Achievable Economic RVT Potential | F11 | Commercial | Interruptible - College | New | Food Preparation | Natural Gas | Oven | A | Purchases (Cumulative) | Achievable Economic RVT Potential | 0 | 0 | 0 | 0 | 0 | 0 | 0 | 0 | 0 | 0 | 0 | 0 | 0 | 0 | 0 | 0 | 0 | 0 | 0 | 0 | 0 | 0 | 0 | 0 | 0 | 0 | 0
F1_Commercial_Interruptible - College_New_Food Preparation_Natural Gas_Conveyor Oven_A_Achievable Economic RVT Potential | F1 | Commercial | Interruptible - College | New | Food Preparation | Natural Gas | Conveyor Oven | A | Integrated Unit Energy Savings (kWh or therms) | Achievable Economic RVT Potential | 0 | 0 | 0 | 0 | 0 | 0 | 0 | 0 | 0 | 0 | 0 | 0 | 0 | 0 | 0 | 0 | 0 | 0 | 0 | 0 | 0 | 0 | 0 | 0 | 0 | 0 | 0
F2_Commercial_Interruptible - College_New_Food Preparation_Natural Gas_Conveyor Oven_A_Achievable Economic RVT Potential | F2 | Commercial | Interruptible - College | New | Food Preparation | Natural Gas | Conveyor Oven | A | Integrated Unit Summer Peak Savings (kW) | Achievable Economic RVT Potential | 0 | 0 | 0 | 0 | 0 | 0 | 0 | 0 | 0 | 0 | 0 | 0 | 0 | 0 | 0 | 0 | 0 | 0 | 0 | 0 | 0 | 0 | 0 | 0 | 0 | 0 | 0
F3_Commercial_Interruptible - College_New_Food Preparation_Natural Gas_Conveyor Oven_A_Achievable Economic RVT Potential | F3 | Commercial | Interruptible - College | New | Food Preparation | Natural Gas | Conveyor Oven | A | Integrated Unit Winter Peak Savings (kW) | Achievable Economic RVT Potential | 0 | 0 | 0 | 0 | 0 | 0 | 0 | 0 | 0 | 0 | 0 | 0 | 0 | 0 | 0 | 0 | 0 | 0 | 0 | 0 | 0 | 0 | 0 | 0 | 0 | 0 | 0
F4_Commercial_Interruptible - College_New_Food Preparation_Natural Gas_Conveyor Oven_A_Achievable Economic RVT Potential | F4 | Commercial | Interruptible - College | New | Food Preparation | Natural Gas | Conveyor Oven | A | Incremental Energy Savings (MWh or mTherms) | Achievable Economic RVT Potential | 0 | 0 | 0 | 0 | 0 | 0 | 0 | 0 | 0 | 0 | 0 | 0 | 0 | 0 | 0 | 0 | 0 | 0 | 0 | 0 | 0 | 0 | 0 | 0 | 0 | 0 | 0
F5_Commercial_Interruptible - College_New_Food Preparation_Natural Gas_Conveyor Oven_A_Achievable Economic RVT Potential | F5 | Commercial | Interruptible - College | New | Food Preparation | Natural Gas | Conveyor Oven | A | Incremental Summer Peak Savings (MW) | Achievable Economic RVT Potential | 0 | 0 | 0 | 0 | 0 | 0 | 0 | 0 | 0 | 0 | 0 | 0 | 0 | 0 | 0 | 0 | 0 | 0 | 0 | 0 | 0 | 0 | 0 | 0 | 0 | 0 | 0
F6_Commercial_Interruptible - College_New_Food Preparation_Natural Gas_Conveyor Oven_A_Achievable Economic RVT Potential | F6 | Commercial | Interruptible - College | New | Food Preparation | Natural Gas | Conveyor Oven | A | Incremental Winter Peak Savings (MW) | Achievable Economic RVT Potential | 0 | 0 | 0 | 0 | 0 | 0 | 0 | 0 | 0 | 0 | 0 | 0 | 0 | 0 | 0 | 0 | 0 | 0 | 0 | 0 | 0 | 0 | 0 | 0 | 0 | 0 | 0
F7_Commercial_Interruptible - College_New_Food Preparation_Natural Gas_Conveyor Oven_A_Achievable Economic RVT Potential | F7 | Commercial | Interruptible - College | New | Food Preparation | Natural Gas | Conveyor Oven | A | Cumulative Energy Savings (MWh or mTherms) | Achievable Economic RVT Potential | 0 | 0 | 0 | 0 | 0 | 0 | 0 | 0 | 0 | 0 | 0 | 0 | 0 | 0 | 0 | 0 | 0 | 0 | 0 | 0 | 0 | 0 | 0 | 0 | 0 | 0 | 0
F8_Commercial_Interruptible - College_New_Food Preparation_Natural Gas_Conveyor Oven_A_Achievable Economic RVT Potential | F8 | Commercial | Interruptible - College | New | Food Preparation | Natural Gas | Conveyor Oven | A | Cumulative Summer Peak Savings (MW) | Achievable Economic RVT Potential | 0 | 0 | 0 | 0 | 0 | 0 | 0 | 0 | 0 | 0 | 0 | 0 | 0 | 0 | 0 | 0 | 0 | 0 | 0 | 0 | 0 | 0 | 0 | 0 | 0 | 0 | 0
F9_Commercial_Interruptible - College_New_Food Preparation_Natural Gas_Conveyor Oven_A_Achievable Economic RVT Potential | F9 | Commercial | Interruptible - College | New | Food Preparation | Natural Gas | Conveyor Oven | A | Cumulative Winter Peak Savings (MW) | Achievable Economic RVT Potential | 0 | 0 | 0 | 0 | 0 | 0 | 0 | 0 | 0 | 0 | 0 | 0 | 0 | 0 | 0 | 0 | 0 | 0 | 0 | 0 | 0 | 0 | 0 | 0 | 0 | 0 | 0
F10_Commercial_Interruptible - College_New_Food Preparation_Natural Gas_Conveyor Oven_A_Achievable Economic RVT Potential | F10 | Commercial | Interruptible - College | New | Food Preparation | Natural Gas | Conveyor Oven | A | Purchases (Incremental) | Achievable Economic RVT Potential | 0 | 0 | 0 | 0 | 0 | 0 | 0 | 0 | 0 | 0 | 0 | 0 | 0 | 0 | 0 | 0 | 0 | 0 | 0 | 0 | 0 | 0 | 0 | 0 | 0 | 0 | 0
F11_Commercial_Interruptible - College_New_Food Preparation_Natural Gas_Conveyor Oven_A_Achievable Economic RVT Potential | F11 | Commercial | Interruptible - College | New | Food Preparation | Natural Gas | Conveyor Oven | A | Purchases (Cumulative) | Achievable Economic RVT Potential | 0 | 0 | 0 | 0 | 0 | 0 | 0 | 0 | 0 | 0 | 0 | 0 | 0 | 0 | 0 | 0 | 0 | 0 | 0 | 0 | 0 | 0 | 0 | 0 | 0 | 0 | 0
F1_Commercial_Interruptible - College_New_Food Preparation_Natural Gas_Double Rack Oven_A_Achievable Economic RVT Potential | F1 | Commercial | Interruptible - College | New | Food Preparation | Natural Gas | Double Rack Oven | A | Integrated Unit Energy Savings (kWh or therms) | Achievable Economic RVT Potential | 0 | 0 | 0 | 0 | 0 | 0 | 0 | 0 | 0 | 0 | 0 | 0 | 0 | 0 | 0 | 0 | 0 | 0 | 0 | 0 | 0 | 0 | 0 | 0 | 0 | 0 | 0
F2_Commercial_Interruptible - College_New_Food Preparation_Natural Gas_Double Rack Oven_A_Achievable Economic RVT Potential | F2 | Commercial | Interruptible - College | New | Food Preparation | Natural Gas | Double Rack Oven | A | Integrated Unit Summer Peak Savings (kW) | Achievable Economic RVT Potential | 0 | 0 | 0 | 0 | 0 | 0 | 0 | 0 | 0 | 0 | 0 | 0 | 0 | 0 | 0 | 0 | 0 | 0 | 0 | 0 | 0 | 0 | 0 | 0 | 0 | 0 | 0
F3_Commercial_Interruptible - College_New_Food Preparation_Natural Gas_Double Rack Oven_A_Achievable Economic RVT Potential | F3 | Commercial | Interruptible - College | New | Food Preparation | Natural Gas | Double Rack Oven | A | Integrated Unit Winter Peak Savings (kW) | Achievable Economic RVT Potential | 0 | 0 | 0 | 0 | 0 | 0 | 0 | 0 | 0 | 0 | 0 | 0 | 0 | 0 | 0 | 0 | 0 | 0 | 0 | 0 | 0 | 0 | 0 | 0 | 0 | 0 | 0
F4_Commercial_Interruptible - College_New_Food Preparation_Natural Gas_Double Rack Oven_A_Achievable Economic RVT Potential | F4 | Commercial | Interruptible - College | New | Food Preparation | Natural Gas | Double Rack Oven | A | Incremental Energy Savings (MWh or mTherms) | Achievable Economic RVT Potential | 0 | 0 | 0 | 0 | 0 | 0 | 0 | 0 | 0 | 0 | 0 | 0 | 0 | 0 | 0 | 0 | 0 | 0 | 0 | 0 | 0 | 0 | 0 | 0 | 0 | 0 | 0
F5_Commercial_Interruptible - College_New_Food Preparation_Natural Gas_Double Rack Oven_A_Achievable Economic RVT Potential | F5 | Commercial | Interruptible - College | New | Food Preparation | Natural Gas | Double Rack Oven | A | Incremental Summer Peak Savings (MW) | Achievable Economic RVT Potential | 0 | 0 | 0 | 0 | 0 | 0 | 0 | 0 | 0 | 0 | 0 | 0 | 0 | 0 | 0 | 0 | 0 | 0 | 0 | 0 | 0 | 0 | 0 | 0 | 0 | 0 | 0
F6_Commercial_Interruptible - College_New_Food Preparation_Natural Gas_Double Rack Oven_A_Achievable Economic RVT Potential | F6 | Commercial | Interruptible - College | New | Food Preparation | Natural Gas | Double Rack Oven | A | Incremental Winter Peak Savings (MW) | Achievable Economic RVT Potential | 0 | 0 | 0 | 0 | 0 | 0 | 0 | 0 | 0 | 0 | 0 | 0 | 0 | 0 | 0 | 0 | 0 | 0 | 0 | 0 | 0 | 0 | 0 | 0 | 0 | 0 | 0
F7_Commercial_Interruptible - College_New_Food Preparation_Natural Gas_Double Rack Oven_A_Achievable Economic RVT Potential | F7 | Commercial | Interruptible - College | New | Food Preparation | Natural Gas | Double Rack Oven | A | Cumulative Energy Savings (MWh or mTherms) | Achievable Economic RVT Potential | 0 | 0 | 0 | 0 | 0 | 0 | 0 | 0 | 0 | 0 | 0 | 0 | 0 | 0 | 0 | 0 | 0 | 0 | 0 | 0 | 0 | 0 | 0 | 0 | 0 | 0 | 0
F8_Commercial_Interruptible - College_New_Food Preparation_Natural Gas_Double Rack Oven_A_Achievable Economic RVT Potential | F8 | Commercial | Interruptible - College | New | Food Preparation | Natural Gas | Double Rack Oven | A | Cumulative Summer Peak Savings (MW) | Achievable Economic RVT Potential | 0 | 0 | 0 | 0 | 0 | 0 | 0 | 0 | 0 | 0 | 0 | 0 | 0 | 0 | 0 | 0 | 0 | 0 | 0 | 0 | 0 | 0 | 0 | 0 | 0 | 0 | 0
F9_Commercial_Interruptible - College_New_Food Preparation_Natural Gas_Double Rack Oven_A_Achievable Economic RVT Potential | F9 | Commercial | Interruptible - College | New | Food Preparation | Natural Gas | Double Rack Oven | A | Cumulative Winter Peak Savings (MW) | Achievable Economic RVT Potential | 0 | 0 | 0 | 0 | 0 | 0 | 0 | 0 | 0 | 0 | 0 | 0 | 0 | 0 | 0 | 0 | 0 | 0 | 0 | 0 | 0 | 0 | 0 | 0 | 0 | 0 | 0
F10_Commercial_Interruptible - College_New_Food Preparation_Natural Gas_Double Rack Oven_A_Achievable Economic RVT Potential | F10 | Commercial | Interruptible - College | New | Food Preparation | Natural Gas | Double Rack Oven | A | Purchases (Incremental) | Achievable Economic RVT Potential | 0 | 0 | 0 | 0 | 0 | 0 | 0 | 0 | 0 | 0 | 0 | 0 | 0 | 0 | 0 | 0 | 0 | 0 | 0 | 0 | 0 | 0 | 0 | 0 | 0 | 0 | 0
F11_Commercial_Interruptible - College_New_Food Preparation_Natural Gas_Double Rack Oven_A_Achievable Economic RVT Potential | F11 | Commercial | Interruptible - College | New | Food Preparation | Natural Gas | Double Rack Oven | A | Purchases (Cumulative) | Achievable Economic RVT Potential | 0 | 0 | 0 | 0 | 0 | 0 | 0 | 0 | 0 | 0 | 0 | 0 | 0 | 0 | 0 | 0 | 0 | 0 | 0 | 0 | 0 | 0 | 0 | 0 | 0 | 0 | 0
F1_Commercial_Interruptible - College_New_Food Preparation_Natural Gas_Fryer_A_Achievable Economic RVT Potential | F1 | Commercial | Interruptible - College | New | Food Preparation | Natural Gas | Fryer | A | Integrated Unit Energy Savings (kWh or therms) | Achievable Economic RVT Potential | 0 | 0 | 0 | 0 | 0 | 0 | 0 | 0 | 0 | 0 | 0 | 0 | 0 | 0 | 0 | 0 | 0 | 0 | 0 | 0 | 0 | 0 | 0 | 0 | 0 | 0 | 0
F2_Commercial_Interruptible - College_New_Food Preparation_Natural Gas_Fryer_A_Achievable Economic RVT Potential | F2 | Commercial | Interruptible - College | New | Food Preparation | Natural Gas | Fryer | A | Integrated Unit Summer Peak Savings (kW) | Achievable Economic RVT Potential | 0 | 0 | 0 | 0 | 0 | 0 | 0 | 0 | 0 | 0 | 0 | 0 | 0 | 0 | 0 | 0 | 0 | 0 | 0 | 0 | 0 | 0 | 0 | 0 | 0 | 0 | 0
F3_Commercial_Interruptible - College_New_Food Preparation_Natural Gas_Fryer_A_Achievable Economic RVT Potential | F3 | Commercial | Interruptible - College | New | Food Preparation | Natural Gas | Fryer | A | Integrated Unit Winter Peak Savings (kW) | Achievable Economic RVT Potential | 0 | 0 | 0 | 0 | 0 | 0 | 0 | 0 | 0 | 0 | 0 | 0 | 0 | 0 | 0 | 0 | 0 | 0 | 0 | 0 | 0 | 0 | 0 | 0 | 0 | 0 | 0
F4_Commercial_Interruptible - College_New_Food Preparation_Natural Gas_Fryer_A_Achievable Economic RVT Potential | F4 | Commercial | Interruptible - College | New | Food Preparation | Natural Gas | Fryer | A | Incremental Energy Savings (MWh or mTherms) | Achievable Economic RVT Potential | 0 | 0 | 0 | 0 | 0 | 0 | 0 | 0 | 0 | 0 | 0 | 0 | 0 | 0 | 0 | 0 | 0 | 0 | 0 | 0 | 0 | 0 | 0 | 0 | 0 | 0 | 0
F5_Commercial_Interruptible - College_New_Food Preparation_Natural Gas_Fryer_A_Achievable Economic RVT Potential | F5 | Commercial | Interruptible - College | New | Food Preparation | Natural Gas | Fryer | A | Incremental Summer Peak Savings (MW) | Achievable Economic RVT Potential | 0 | 0 | 0 | 0 | 0 | 0 | 0 | 0 | 0 | 0 | 0 | 0 | 0 | 0 | 0 | 0 | 0 | 0 | 0 | 0 | 0 | 0 | 0 | 0 | 0 | 0 | 0
F6_Commercial_Interruptible - College_New_Food Preparation_Natural Gas_Fryer_A_Achievable Economic RVT Potential | F6 | Commercial | Interruptible - College | New | Food Preparation | Natural Gas | Fryer | A | Incremental Winter Peak Savings (MW) | Achievable Economic RVT Potential | 0 | 0 | 0 | 0 | 0 | 0 | 0 | 0 | 0 | 0 | 0 | 0 | 0 | 0 | 0 | 0 | 0 | 0 | 0 | 0 | 0 | 0 | 0 | 0 | 0 | 0 | 0
F7_Commercial_Interruptible - College_New_Food Preparation_Natural Gas_Fryer_A_Achievable Economic RVT Potential | F7 | Commercial | Interruptible - College | New | Food Preparation | Natural Gas | Fryer | A | Cumulative Energy Savings (MWh or mTherms) | Achievable Economic RVT Potential | 0 | 0 | 0 | 0 | 0 | 0 | 0 | 0 | 0 | 0 | 0 | 0 | 0 | 0 | 0 | 0 | 0 | 0 | 0 | 0 | 0 | 0 | 0 | 0 | 0 | 0 | 0
F8_Commercial_Interruptible - College_New_Food Preparation_Natural Gas_Fryer_A_Achievable Economic RVT Potential | F8 | Commercial | Interruptible - College | New | Food Preparation | Natural Gas | Fryer | A | Cumulative Summer Peak Savings (MW) | Achievable Economic RVT Potential | 0 | 0 | 0 | 0 | 0 | 0 | 0 | 0 | 0 | 0 | 0 | 0 | 0 | 0 | 0 | 0 | 0 | 0 | 0 | 0 | 0 | 0 | 0 | 0 | 0 | 0 | 0
F9_Commercial_Interruptible - College_New_Food Preparation_Natural Gas_Fryer_A_Achievable Economic RVT Potential | F9 | Commercial | Interruptible - College | New | Food Preparation | Natural Gas | Fryer | A | Cumulative Winter Peak Savings (MW) | Achievable Economic RVT Potential | 0 | 0 | 0 | 0 | 0 | 0 | 0 | 0 | 0 | 0 | 0 | 0 | 0 | 0 | 0 | 0 | 0 | 0 | 0 | 0 | 0 | 0 | 0 | 0 | 0 | 0 | 0
F10_Commercial_Interruptible - College_New_Food Preparation_Natural Gas_Fryer_A_Achievable Economic RVT Potential | F10 | Commercial | Interruptible - College | New | Food Preparation | Natural Gas | Fryer | A | Purchases (Incremental) | Achievable Economic RVT Potential | 0 | 0 | 0 | 0 | 0 | 0 | 0 | 0 | 0 | 0 | 0 | 0 | 0 | 0 | 0 | 0 | 0 | 0 | 0 | 0 | 0 | 0 | 0 | 0 | 0 | 0 | 0
F11_Commercial_Interruptible - College_New_Food Preparation_Natural Gas_Fryer_A_Achievable Economic RVT Potential | F11 | Commercial | Interruptible - College | New | Food Preparation | Natural Gas | Fryer | A | Purchases (Cumulative) | Achievable Economic RVT Potential | 0 | 0 | 0 | 0 | 0 | 0 | 0 | 0 | 0 | 0 | 0 | 0 | 0 | 0 | 0 | 0 | 0 | 0 | 0 | 0 | 0 | 0 | 0 | 0 | 0 | 0 | 0
F1_Commercial_Interruptible - College_New_Food Preparation_Natural Gas_Broiler_A_Achievable Economic RVT Potential | F1 | Commercial | Interruptible - College | New | Food Preparation | Natural Gas | Broiler | A | Integrated Unit Energy Savings (kWh or therms) | Achievable Economic RVT Potential | 0 | 0 | 0 | 0 | 0 | 0 | 0 | 0 | 0 | 0 | 0 | 0 | 0 | 0 | 0 | 0 | 0 | 0 | 0 | 0 | 0 | 0 | 0 | 0 | 0 | 0 | 0
F2_Commercial_Interruptible - College_New_Food Preparation_Natural Gas_Broiler_A_Achievable Economic RVT Potential | F2 | Commercial | Interruptible - College | New | Food Preparation | Natural Gas | Broiler | A | Integrated Unit Summer Peak Savings (kW) | Achievable Economic RVT Potential | 0 | 0 | 0 | 0 | 0 | 0 | 0 | 0 | 0 | 0 | 0 | 0 | 0 | 0 | 0 | 0 | 0 | 0 | 0 | 0 | 0 | 0 | 0 | 0 | 0 | 0 | 0
F3_Commercial_Interruptible - College_New_Food Preparation_Natural Gas_Broiler_A_Achievable Economic RVT Potential | F3 | Commercial | Interruptible - College | New | Food Preparation | Natural Gas | Broiler | A | Integrated Unit Winter Peak Savings (kW) | Achievable Economic RVT Potential | 0 | 0 | 0 | 0 | 0 | 0 | 0 | 0 | 0 | 0 | 0 | 0 | 0 | 0 | 0 | 0 | 0 | 0 | 0 | 0 | 0 | 0 | 0 | 0 | 0 | 0 | 0
F4_Commercial_Interruptible - College_New_Food Preparation_Natural Gas_Broiler_A_Achievable Economic RVT Potential | F4 | Commercial | Interruptible - College | New | Food Preparation | Natural Gas | Broiler | A | Incremental Energy Savings (MWh or mTherms) | Achievable Economic RVT Potential | 0 | 0 | 0 | 0 | 0 | 0 | 0 | 0 | 0 | 0 | 0 | 0 | 0 | 0 | 0 | 0 | 0 | 0 | 0 | 0 | 0 | 0 | 0 | 0 | 0 | 0 | 0
F5_Commercial_Interruptible - College_New_Food Preparation_Natural Gas_Broiler_A_Achievable Economic RVT Potential | F5 | Commercial | Interruptible - College | New | Food Preparation | Natural Gas | Broiler | A | Incremental Summer Peak Savings (MW) | Achievable Economic RVT Potential | 0 | 0 | 0 | 0 | 0 | 0 | 0 | 0 | 0 | 0 | 0 | 0 | 0 | 0 | 0 | 0 | 0 | 0 | 0 | 0 | 0 | 0 | 0 | 0 | 0 | 0 | 0
F6_Commercial_Interruptible - College_New_Food Preparation_Natural Gas_Broiler_A_Achievable Economic RVT Potential | F6 | Commercial | Interruptible - College | New | Food Preparation | Natural Gas | Broiler | A | Incremental Winter Peak Savings (MW) | Achievable Economic RVT Potential | 0 | 0 | 0 | 0 | 0 | 0 | 0 | 0 | 0 | 0 | 0 | 0 | 0 | 0 | 0 | 0 | 0 | 0 | 0 | 0 | 0 | 0 | 0 | 0 | 0 | 0 | 0
F7_Commercial_Interruptible - College_New_Food Preparation_Natural Gas_Broiler_A_Achievable Economic RVT Potential | F7 | Commercial | Interruptible - College | New | Food Preparation | Natural Gas | Broiler | A | Cumulative Energy Savings (MWh or mTherms) | Achievable Economic RVT Potential | 0 | 0 | 0 | 0 | 0 | 0 | 0 | 0 | 0 | 0 | 0 | 0 | 0 | 0 | 0 | 0 | 0 | 0 | 0 | 0 | 0 | 0 | 0 | 0 | 0 | 0 | 0
F8_Commercial_Interruptible - College_New_Food Preparation_Natural Gas_Broiler_A_Achievable Economic RVT Potential | F8 | Commercial | Interruptible - College | New | Food Preparation | Natural Gas | Broiler | A | Cumulative Summer Peak Savings (MW) | Achievable Economic RVT Potential | 0 | 0 | 0 | 0 | 0 | 0 | 0 | 0 | 0 | 0 | 0 | 0 | 0 | 0 | 0 | 0 | 0 | 0 | 0 | 0 | 0 | 0 | 0 | 0 | 0 | 0 | 0
F9_Commercial_Interruptible - College_New_Food Preparation_Natural Gas_Broiler_A_Achievable Economic RVT Potential | F9 | Commercial | Interruptible - College | New | Food Preparation | Natural Gas | Broiler | A | Cumulative Winter Peak Savings (MW) | Achievable Economic RVT Potential | 0 | 0 | 0 | 0 | 0 | 0 | 0 | 0 | 0 | 0 | 0 | 0 | 0 | 0 | 0 | 0 | 0 | 0 | 0 | 0 | 0 | 0 | 0 | 0 | 0 | 0 | 0
F10_Commercial_Interruptible - College_New_Food Preparation_Natural Gas_Broiler_A_Achievable Economic RVT Potential | F10 | Commercial | Interruptible - College | New | Food Preparation | Natural Gas | Broiler | A | Purchases (Incremental) | Achievable Economic RVT Potential | 0 | 0 | 0 | 0 | 0 | 0 | 0 | 0 | 0 | 0 | 0 | 0 | 0 | 0 | 0 | 0 | 0 | 0 | 0 | 0 | 0 | 0 | 0 | 0 | 0 | 0 | 0
F11_Commercial_Interruptible - College_New_Food Preparation_Natural Gas_Broiler_A_Achievable Economic RVT Potential | F11 | Commercial | Interruptible - College | New | Food Preparation | Natural Gas | Broiler | A | Purchases (Cumulative) | Achievable Economic RVT Potential | 0 | 0 | 0 | 0 | 0 | 0 | 0 | 0 | 0 | 0 | 0 | 0 | 0 | 0 | 0 | 0 | 0 | 0 | 0 | 0 | 0 | 0 | 0 | 0 | 0 | 0 | 0
F1_Commercial_Interruptible - College_New_Food Preparation_Natural Gas_Griddle_A_Achievable Economic RVT Potential | F1 | Commercial | Interruptible - College | New | Food Preparation | Natural Gas | Griddle | A | Integrated Unit Energy Savings (kWh or therms) | Achievable Economic RVT Potential | 0 | 0 | 0 | 0 | 0 | 0 | 0 | 0 | 0 | 0 | 0 | 0 | 0 | 0 | 0 | 0 | 0 | 0 | 0 | 0 | 0 | 0 | 0 | 0 | 0 | 0 | 0
F2_Commercial_Interruptible - College_New_Food Preparation_Natural Gas_Griddle_A_Achievable Economic RVT Potential | F2 | Commercial | Interruptible - College | New | Food Preparation | Natural Gas | Griddle | A | Integrated Unit Summer Peak Savings (kW) | Achievable Economic RVT Potential | 0 | 0 | 0 | 0 | 0 | 0 | 0 | 0 | 0 | 0 | 0 | 0 | 0 | 0 | 0 | 0 | 0 | 0 | 0 | 0 | 0 | 0 | 0 | 0 | 0 | 0 | 0
F3_Commercial_Interruptible - College_New_Food Preparation_Natural Gas_Griddle_A_Achievable Economic RVT Potential | F3 | Commercial | Interruptible - College | New | Food Preparation | Natural Gas | Griddle | A | Integrated Unit Winter Peak Savings (kW) | Achievable Economic RVT Potential | 0 | 0 | 0 | 0 | 0 | 0 | 0 | 0 | 0 | 0 | 0 | 0 | 0 | 0 | 0 | 0 | 0 | 0 | 0 | 0 | 0 | 0 | 0 | 0 | 0 | 0 | 0
F4_Commercial_Interruptible - College_New_Food Preparation_Natural Gas_Griddle_A_Achievable Economic RVT Potential | F4 | Commercial | Interruptible - College | New | Food Preparation | Natural Gas | Griddle | A | Incremental Energy Savings (MWh or mTherms) | Achievable Economic RVT Potential | 0 | 0 | 0 | 0 | 0 | 0 | 0 | 0 | 0 | 0 | 0 | 0 | 0 | 0 | 0 | 0 | 0 | 0 | 0 | 0 | 0 | 0 | 0 | 0 | 0 | 0 | 0
F5_Commercial_Interruptible - College_New_Food Preparation_Natural Gas_Griddle_A_Achievable Economic RVT Potential | F5 | Commercial | Interruptible - College | New | Food Preparation | Natural Gas | Griddle | A | Incremental Summer Peak Savings (MW) | Achievable Economic RVT Potential | 0 | 0 | 0 | 0 | 0 | 0 | 0 | 0 | 0 | 0 | 0 | 0 | 0 | 0 | 0 | 0 | 0 | 0 | 0 | 0 | 0 | 0 | 0 | 0 | 0 | 0 | 0
F6_Commercial_Interruptible - College_New_Food Preparation_Natural Gas_Griddle_A_Achievable Economic RVT Potential | F6 | Commercial | Interruptible - College | New | Food Preparation | Natural Gas | Griddle | A | Incremental Winter Peak Savings (MW) | Achievable Economic RVT Potential | 0 | 0 | 0 | 0 | 0 | 0 | 0 | 0 | 0 | 0 | 0 | 0 | 0 | 0 | 0 | 0 | 0 | 0 | 0 | 0 | 0 | 0 | 0 | 0 | 0 | 0 | 0
F7_Commercial_Interruptible - College_New_Food Preparation_Natural Gas_Griddle_A_Achievable Economic RVT Potential | F7 | Commercial | Interruptible - College | New | Food Preparation | Natural Gas | Griddle | A | Cumulative Energy Savings (MWh or mTherms) | Achievable Economic RVT Potential | 0 | 0 | 0 | 0 | 0 | 0 | 0 | 0 | 0 | 0 | 0 | 0 | 0 | 0 | 0 | 0 | 0 | 0 | 0 | 0 | 0 | 0 | 0 | 0 | 0 | 0 | 0
F8_Commercial_Interruptible - College_New_Food Preparation_Natural Gas_Griddle_A_Achievable Economic RVT Potential | F8 | Commercial | Interruptible - College | New | Food Preparation | Natural Gas | Griddle | A | Cumulative Summer Peak Savings (MW) | Achievable Economic RVT Potential | 0 | 0 | 0 | 0 | 0 | 0 | 0 | 0 | 0 | 0 | 0 | 0 | 0 | 0 | 0 | 0 | 0 | 0 | 0 | 0 | 0 | 0 | 0 | 0 | 0 | 0 | 0
F9_Commercial_Interruptible - College_New_Food Preparation_Natural Gas_Griddle_A_Achievable Economic RVT Potential | F9 | Commercial | Interruptible - College | New | Food Preparation | Natural Gas | Griddle | A | Cumulative Winter Peak Savings (MW) | Achievable Economic RVT Potential | 0 | 0 | 0 | 0 | 0 | 0 | 0 | 0 | 0 | 0 | 0 | 0 | 0 | 0 | 0 | 0 | 0 | 0 | 0 | 0 | 0 | 0 | 0 | 0 | 0 | 0 | 0
F10_Commercial_Interruptible - College_New_Food Preparation_Natural Gas_Griddle_A_Achievable Economic RVT Potential | F10 | Commercial | Interruptible - College | New | Food Preparation | Natural Gas | Griddle | A | Purchases (Incremental) | Achievable Economic RVT Potential | 0 | 0 | 0 | 0 | 0 | 0 | 0 | 0 | 0 | 0 | 0 | 0 | 0 | 0 | 0 | 0 | 0 | 0 | 0 | 0 | 0 | 0 | 0 | 0 | 0 | 0 | 0
F11_Commercial_Interruptible - College_New_Food Preparation_Natural Gas_Griddle_A_Achievable Economic RVT Potential | F11 | Commercial | Interruptible - College | New | Food Preparation | Natural Gas | Griddle | A | Purchases (Cumulative) | Achievable Economic RVT Potential | 0 | 0 | 0 | 0 | 0 | 0 | 0 | 0 | 0 | 0 | 0 | 0 | 0 | 0 | 0 | 0 | 0 | 0 | 0 | 0 | 0 | 0 | 0 | 0 | 0 | 0 | 0
F1_Commercial_Interruptible - College_New_Food Preparation_Natural Gas_Range_A_Achievable Economic RVT Potential | F1 | Commercial | Interruptible - College | New | Food Preparation | Natural Gas | Range | A | Integrated Unit Energy Savings (kWh or therms) | Achievable Economic RVT Potential | 0 | 0 | 0 | 0 | 0 | 0 | 0 | 0 | 0 | 0 | 0 | 0 | 0 | 0 | 0 | 0 | 0 | 0 | 0 | 0 | 0 | 0 | 0 | 0 | 0 | 0 | 0
F2_Commercial_Interruptible - College_New_Food Preparation_Natural Gas_Range_A_Achievable Economic RVT Potential | F2 | Commercial | Interruptible - College | New | Food Preparation | Natural Gas | Range | A | Integrated Unit Summer Peak Savings (kW) | Achievable Economic RVT Potential | 0 | 0 | 0 | 0 | 0 | 0 | 0 | 0 | 0 | 0 | 0 | 0 | 0 | 0 | 0 | 0 | 0 | 0 | 0 | 0 | 0 | 0 | 0 | 0 | 0 | 0 | 0
F3_Commercial_Interruptible - College_New_Food Preparation_Natural Gas_Range_A_Achievable Economic RVT Potential | F3 | Commercial | Interruptible - College | New | Food Preparation | Natural Gas | Range | A | Integrated Unit Winter Peak Savings (kW) | Achievable Economic RVT Potential | 0 | 0 | 0 | 0 | 0 | 0 | 0 | 0 | 0 | 0 | 0 | 0 | 0 | 0 | 0 | 0 | 0 | 0 | 0 | 0 | 0 | 0 | 0 | 0 | 0 | 0 | 0
F4_Commercial_Interruptible - College_New_Food Preparation_Natural Gas_Range_A_Achievable Economic RVT Potential | F4 | Commercial | Interruptible - College | New | Food Preparation | Natural Gas | Range | A | Incremental Energy Savings (MWh or mTherms) | Achievable Economic RVT Potential | 0 | 0 | 0 | 0 | 0 | 0 | 0 | 0 | 0 | 0 | 0 | 0 | 0 | 0 | 0 | 0 | 0 | 0 | 0 | 0 | 0 | 0 | 0 | 0 | 0 | 0 | 0
F5_Commercial_Interruptible - College_New_Food Preparation_Natural Gas_Range_A_Achievable Economic RVT Potential | F5 | Commercial | Interruptible - College | New | Food Preparation | Natural Gas | Range | A | Incremental Summer Peak Savings (MW) | Achievable Economic RVT Potential | 0 | 0 | 0 | 0 | 0 | 0 | 0 | 0 | 0 | 0 | 0 | 0 | 0 | 0 | 0 | 0 | 0 | 0 | 0 | 0 | 0 | 0 | 0 | 0 | 0 | 0 | 0
F6_Commercial_Interruptible - College_New_Food Preparation_Natural Gas_Range_A_Achievable Economic RVT Potential | F6 | Commercial | Interruptible - College | New | Food Preparation | Natural Gas | Range | A | Incremental Winter Peak Savings (MW) | Achievable Economic RVT Potential | 0 | 0 | 0 | 0 | 0 | 0 | 0 | 0 | 0 | 0 | 0 | 0 | 0 | 0 | 0 | 0 | 0 | 0 | 0 | 0 | 0 | 0 | 0 | 0 | 0 | 0 | 0
F7_Commercial_Interruptible - College_New_Food Preparation_Natural Gas_Range_A_Achievable Economic RVT Potential | F7 | Commercial | Interruptible - College | New | Food Preparation | Natural Gas | Range | A | Cumulative Energy Savings (MWh or mTherms) | Achievable Economic RVT Potential | 0 | 0 | 0 | 0 | 0 | 0 | 0 | 0 | 0 | 0 | 0 | 0 | 0 | 0 | 0 | 0 | 0 | 0 | 0 | 0 | 0 | 0 | 0 | 0 | 0 | 0 | 0
F8_Commercial_Interruptible - College_New_Food Preparation_Natural Gas_Range_A_Achievable Economic RVT Potential | F8 | Commercial | Interruptible - College | New | Food Preparation | Natural Gas | Range | A | Cumulative Summer Peak Savings (MW) | Achievable Economic RVT Potential | 0 | 0 | 0 | 0 | 0 | 0 | 0 | 0 | 0 | 0 | 0 | 0 | 0 | 0 | 0 | 0 | 0 | 0 | 0 | 0 | 0 | 0 | 0 | 0 | 0 | 0 | 0
F9_Commercial_Interruptible - College_New_Food Preparation_Natural Gas_Range_A_Achievable Economic RVT Potential | F9 | Commercial | Interruptible - College | New | Food Preparation | Natural Gas | Range | A | Cumulative Winter Peak Savings (MW) | Achievable Economic RVT Potential | 0 | 0 | 0 | 0 | 0 | 0 | 0 | 0 | 0 | 0 | 0 | 0 | 0 | 0 | 0 | 0 | 0 | 0 | 0 | 0 | 0 | 0 | 0 | 0 | 0 | 0 | 0
F10_Commercial_Interruptible - College_New_Food Preparation_Natural Gas_Range_A_Achievable Economic RVT Potential | F10 | Commercial | Interruptible - College | New | Food Preparation | Natural Gas | Range | A | Purchases (Incremental) | Achievable Economic RVT Potential | 0 | 0 | 0 | 0 | 0 | 0 | 0 | 0 | 0 | 0 | 0 | 0 | 0 | 0 | 0 | 0 | 0 | 0 | 0 | 0 | 0 | 0 | 0 | 0 | 0 | 0 | 0
F11_Commercial_Interruptible - College_New_Food Preparation_Natural Gas_Range_A_Achievable Economic RVT Potential | F11 | Commercial | Interruptible - College | New | Food Preparation | Natural Gas | Range | A | Purchases (Cumulative) | Achievable Economic RVT Potential | 0 | 0 | 0 | 0 | 0 | 0 | 0 | 0 | 0 | 0 | 0 | 0 | 0 | 0 | 0 | 0 | 0 | 0 | 0 | 0 | 0 | 0 | 0 | 0 | 0 | 0 | 0
F1_Commercial_Interruptible - College_New_Food Preparation_Natural Gas_Steamer_A_Achievable Economic RVT Potential | F1 | Commercial | Interruptible - College | New | Food Preparation | Natural Gas | Steamer | A | Integrated Unit Energy Savings (kWh or therms) | Achievable Economic RVT Potential | 0 | 0 | 0 | 0 | 0 | 0 | 0 | 0 | 0 | 0 | 0 | 0 | 0 | 0 | 0 | 0 | 0 | 0 | 0 | 0 | 0 | 0 | 0 | 0 | 0 | 0 | 0
F2_Commercial_Interruptible - College_New_Food Preparation_Natural Gas_Steamer_A_Achievable Economic RVT Potential | F2 | Commercial | Interruptible - College | New | Food Preparation | Natural Gas | Steamer | A | Integrated Unit Summer Peak Savings (kW) | Achievable Economic RVT Potential | 0 | 0 | 0 | 0 | 0 | 0 | 0 | 0 | 0 | 0 | 0 | 0 | 0 | 0 | 0 | 0 | 0 | 0 | 0 | 0 | 0 | 0 | 0 | 0 | 0 | 0 | 0
F3_Commercial_Interruptible - College_New_Food Preparation_Natural Gas_Steamer_A_Achievable Economic RVT Potential | F3 | Commercial | Interruptible - College | New | Food Preparation | Natural Gas | Steamer | A | Integrated Unit Winter Peak Savings (kW) | Achievable Economic RVT Potential | 0 | 0 | 0 | 0 | 0 | 0 | 0 | 0 | 0 | 0 | 0 | 0 | 0 | 0 | 0 | 0 | 0 | 0 | 0 | 0 | 0 | 0 | 0 | 0 | 0 | 0 | 0
F4_Commercial_Interruptible - College_New_Food Preparation_Natural Gas_Steamer_A_Achievable Economic RVT Potential | F4 | Commercial | Interruptible - College | New | Food Preparation | Natural Gas | Steamer | A | Incremental Energy Savings (MWh or mTherms) | Achievable Economic RVT Potential | 0 | 0 | 0 | 0 | 0 | 0 | 0 | 0 | 0 | 0 | 0 | 0 | 0 | 0 | 0 | 0 | 0 | 0 | 0 | 0 | 0 | 0 | 0 | 0 | 0 | 0 | 0
F5_Commercial_Interruptible - College_New_Food Preparation_Natural Gas_Steamer_A_Achievable Economic RVT Potential | F5 | Commercial | Interruptible - College | New | Food Preparation | Natural Gas | Steamer | A | Incremental Summer Peak Savings (MW) | Achievable Economic RVT Potential | 0 | 0 | 0 | 0 | 0 | 0 | 0 | 0 | 0 | 0 | 0 | 0 | 0 | 0 | 0 | 0 | 0 | 0 | 0 | 0 | 0 | 0 | 0 | 0 | 0 | 0 | 0
F6_Commercial_Interruptible - College_New_Food Preparation_Natural Gas_Steamer_A_Achievable Economic RVT Potential | F6 | Commercial | Interruptible - College | New | Food Preparation | Natural Gas | Steamer | A | Incremental Winter Peak Savings (MW) | Achievable Economic RVT Potential | 0 | 0 | 0 | 0 | 0 | 0 | 0 | 0 | 0 | 0 | 0 | 0 | 0 | 0 | 0 | 0 | 0 | 0 | 0 | 0 | 0 | 0 | 0 | 0 | 0 | 0 | 0
F7_Commercial_Interruptible - College_New_Food Preparation_Natural Gas_Steamer_A_Achievable Economic RVT Potential | F7 | Commercial | Interruptible - College | New | Food Preparation | Natural Gas | Steamer | A | Cumulative Energy Savings (MWh or mTherms) | Achievable Economic RVT Potential | 0 | 0 | 0 | 0 | 0 | 0 | 0 | 0 | 0 | 0 | 0 | 0 | 0 | 0 | 0 | 0 | 0 | 0 | 0 | 0 | 0 | 0 | 0 | 0 | 0 | 0 | 0
F8_Commercial_Interruptible - College_New_Food Preparation_Natural Gas_Steamer_A_Achievable Economic RVT Potential | F8 | Commercial | Interruptible - College | New | Food Preparation | Natural Gas | Steamer | A | Cumulative Summer Peak Savings (MW) | Achievable Economic RVT Potential | 0 | 0 | 0 | 0 | 0 | 0 | 0 | 0 | 0 | 0 | 0 | 0 | 0 | 0 | 0 | 0 | 0 | 0 | 0 | 0 | 0 | 0 | 0 | 0 | 0 | 0 | 0
F9_Commercial_Interruptible - College_New_Food Preparation_Natural Gas_Steamer_A_Achievable Economic RVT Potential | F9 | Commercial | Interruptible - College | New | Food Preparation | Natural Gas | Steamer | A | Cumulative Winter Peak Savings (MW) | Achievable Economic RVT Potential | 0 | 0 | 0 | 0 | 0 | 0 | 0 | 0 | 0 | 0 | 0 | 0 | 0 | 0 | 0 | 0 | 0 | 0 | 0 | 0 | 0 | 0 | 0 | 0 | 0 | 0 | 0
F10_Commercial_Interruptible - College_New_Food Preparation_Natural Gas_Steamer_A_Achievable Economic RVT Potential | F10 | Commercial | Interruptible - College | New | Food Preparation | Natural Gas | Steamer | A | Purchases (Incremental) | Achievable Economic RVT Potential | 0 | 0 | 0 | 0 | 0 | 0 | 0 | 0 | 0 | 0 | 0 | 0 | 0 | 0 | 0 | 0 | 0 | 0 | 0 | 0 | 0 | 0 | 0 | 0 | 0 | 0 | 0
F11_Commercial_Interruptible - College_New_Food Preparation_Natural Gas_Steamer_A_Achievable Economic RVT Potential | F11 | Commercial | Interruptible - College | New | Food Preparation | Natural Gas | Steamer | A | Purchases (Cumulative) | Achievable Economic RVT Potential | 0 | 0 | 0 | 0 | 0 | 0 | 0 | 0 | 0 | 0 | 0 | 0 | 0 | 0 | 0 | 0 | 0 | 0 | 0 | 0 | 0 | 0 | 0 | 0 | 0 | 0 | 0
F1_Commercial_Interruptible - College_New_Food Preparation_Natural Gas_Commercial Food Prep Other_A_Achievable Economic RVT Potential | F1 | Commercial | Interruptible - College | New | Food Preparation | Natural Gas | Commercial Food Prep Other | A | Integrated Unit Energy Savings (kWh or therms) | Achievable Economic RVT Potential | 0 | 0 | 0 | 0 | 0 | 0 | 0 | 0 | 0 | 0 | 0 | 0 | 0 | 0 | 0 | 0 | 0 | 0 | 0 | 0 | 0 | 0 | 0 | 0 | 0 | 0 | 0
F2_Commercial_Interruptible - College_New_Food Preparation_Natural Gas_Commercial Food Prep Other_A_Achievable Economic RVT Potential | F2 | Commercial | Interruptible - College | New | Food Preparation | Natural Gas | Commercial Food Prep Other | A | Integrated Unit Summer Peak Savings (kW) | Achievable Economic RVT Potential | 0 | 0 | 0 | 0 | 0 | 0 | 0 | 0 | 0 | 0 | 0 | 0 | 0 | 0 | 0 | 0 | 0 | 0 | 0 | 0 | 0 | 0 | 0 | 0 | 0 | 0 | 0
F3_Commercial_Interruptible - College_New_Food Preparation_Natural Gas_Commercial Food Prep Other_A_Achievable Economic RVT Potential | F3 | Commercial | Interruptible - College | New | Food Preparation | Natural Gas | Commercial Food Prep Other | A | Integrated Unit Winter Peak Savings (kW) | Achievable Economic RVT Potential | 0 | 0 | 0 | 0 | 0 | 0 | 0 | 0 | 0 | 0 | 0 | 0 | 0 | 0 | 0 | 0 | 0 | 0 | 0 | 0 | 0 | 0 | 0 | 0 | 0 | 0 | 0
F4_Commercial_Interruptible - College_New_Food Preparation_Natural Gas_Commercial Food Prep Other_A_Achievable Economic RVT Potential | F4 | Commercial | Interruptible - College | New | Food Preparation | Natural Gas | Commercial Food Prep Other | A | Incremental Energy Savings (MWh or mTherms) | Achievable Economic RVT Potential | 0 | 0 | 0 | 0 | 0 | 0 | 0 | 0 | 0 | 0 | 0 | 0 | 0 | 0 | 0 | 0 | 0 | 0 | 0 | 0 | 0 | 0 | 0 | 0 | 0 | 0 | 0
F5_Commercial_Interruptible - College_New_Food Preparation_Natural Gas_Commercial Food Prep Other_A_Achievable Economic RVT Potential | F5 | Commercial | Interruptible - College | New | Food Preparation | Natural Gas | Commercial Food Prep Other | A | Incremental Summer Peak Savings (MW) | Achievable Economic RVT Potential | 0 | 0 | 0 | 0 | 0 | 0 | 0 | 0 | 0 | 0 | 0 | 0 | 0 | 0 | 0 | 0 | 0 | 0 | 0 | 0 | 0 | 0 | 0 | 0 | 0 | 0 | 0
F6_Commercial_Interruptible - College_New_Food Preparation_Natural Gas_Commercial Food Prep Other_A_Achievable Economic RVT Potential | F6 | Commercial | Interruptible - College | New | Food Preparation | Natural Gas | Commercial Food Prep Other | A | Incremental Winter Peak Savings (MW) | Achievable Economic RVT Potential | 0 | 0 | 0 | 0 | 0 | 0 | 0 | 0 | 0 | 0 | 0 | 0 | 0 | 0 | 0 | 0 | 0 | 0 | 0 | 0 | 0 | 0 | 0 | 0 | 0 | 0 | 0
F7_Commercial_Interruptible - College_New_Food Preparation_Natural Gas_Commercial Food Prep Other_A_Achievable Economic RVT Potential | F7 | Commercial | Interruptible - College | New | Food Preparation | Natural Gas | Commercial Food Prep Other | A | Cumulative Energy Savings (MWh or mTherms) | Achievable Economic RVT Potential | 0 | 0 | 0 | 0 | 0 | 0 | 0 | 0 | 0 | 0 | 0 | 0 | 0 | 0 | 0 | 0 | 0 | 0 | 0 | 0 | 0 | 0 | 0 | 0 | 0 | 0 | 0
F8_Commercial_Interruptible - College_New_Food Preparation_Natural Gas_Commercial Food Prep Other_A_Achievable Economic RVT Potential | F8 | Commercial | Interruptible - College | New | Food Preparation | Natural Gas | Commercial Food Prep Other | A | Cumulative Summer Peak Savings (MW) | Achievable Economic RVT Potential | 0 | 0 | 0 | 0 | 0 | 0 | 0 | 0 | 0 | 0 | 0 | 0 | 0 | 0 | 0 | 0 | 0 | 0 | 0 | 0 | 0 | 0 | 0 | 0 | 0 | 0 | 0
F9_Commercial_Interruptible - College_New_Food Preparation_Natural Gas_Commercial Food Prep Other_A_Achievable Economic RVT Potential | F9 | Commercial | Interruptible - College | New | Food Preparation | Natural Gas | Commercial Food Prep Other | A | Cumulative Winter Peak Savings (MW) | Achievable Economic RVT Potential | 0 | 0 | 0 | 0 | 0 | 0 | 0 | 0 | 0 | 0 | 0 | 0 | 0 | 0 | 0 | 0 | 0 | 0 | 0 | 0 | 0 | 0 | 0 | 0 | 0 | 0 | 0
F10_Commercial_Interruptible - College_New_Food Preparation_Natural Gas_Commercial Food Prep Other_A_Achievable Economic RVT Potential | F10 | Commercial | Interruptible - College | New | Food Preparation | Natural Gas | Commercial Food Prep Other | A | Purchases (Incremental) | Achievable Economic RVT Potential | 0 | 0 | 0 | 0 | 0 | 0 | 0 | 0 | 0 | 0 | 0 | 0 | 0 | 0 | 0 | 0 | 0 | 0 | 0 | 0 | 0 | 0 | 0 | 0 | 0 | 0 | 0
F11_Commercial_Interruptible - College_New_Food Preparation_Natural Gas_Commercial Food Prep Other_A_Achievable Economic RVT Potential | F11 | Commercial | Interruptible - College | New | Food Preparation | Natural Gas | Commercial Food Prep Other | A | Purchases (Cumulative) | Achievable Economic RVT Potential | 0 | 0 | 0 | 0 | 0 | 0 | 0 | 0 | 0 | 0 | 0 | 0 | 0 | 0 | 0 | 0 | 0 | 0 | 0 | 0 | 0 | 0 | 0 | 0 | 0 | 0 | 0
F1_Commercial_Interruptible - College_New_Miscellaneous_Natural Gas_Pool Heater_A_Achievable Economic RVT Potential | F1 | Commercial | Interruptible - College | New | Miscellaneous | Natural Gas | Pool Heater | A | Integrated Unit Energy Savings (kWh or therms) | Achievable Economic RVT Potential | 0 | 0 | 0 | 0 | 0 | 0 | 0 | 0 | 0 | 0 | 0 | 0 | 0 | 0 | 0 | 0 | 0 | 0 | 0 | 0 | 0 | 0 | 0 | 0 | 0 | 0 | 0
F2_Commercial_Interruptible - College_New_Miscellaneous_Natural Gas_Pool Heater_A_Achievable Economic RVT Potential | F2 | Commercial | Interruptible - College | New | Miscellaneous | Natural Gas | Pool Heater | A | Integrated Unit Summer Peak Savings (kW) | Achievable Economic RVT Potential | 0 | 0 | 0 | 0 | 0 | 0 | 0 | 0 | 0 | 0 | 0 | 0 | 0 | 0 | 0 | 0 | 0 | 0 | 0 | 0 | 0 | 0 | 0 | 0 | 0 | 0 | 0
F3_Commercial_Interruptible - College_New_Miscellaneous_Natural Gas_Pool Heater_A_Achievable Economic RVT Potential | F3 | Commercial | Interruptible - College | New | Miscellaneous | Natural Gas | Pool Heater | A | Integrated Unit Winter Peak Savings (kW) | Achievable Economic RVT Potential | 0 | 0 | 0 | 0 | 0 | 0 | 0 | 0 | 0 | 0 | 0 | 0 | 0 | 0 | 0 | 0 | 0 | 0 | 0 | 0 | 0 | 0 | 0 | 0 | 0 | 0 | 0
F4_Commercial_Interruptible - College_New_Miscellaneous_Natural Gas_Pool Heater_A_Achievable Economic RVT Potential | F4 | Commercial | Interruptible - College | New | Miscellaneous | Natural Gas | Pool Heater | A | Incremental Energy Savings (MWh or mTherms) | Achievable Economic RVT Potential | 0 | 0 | 0 | 0 | 0 | 0 | 0 | 0 | 0 | 0 | 0 | 0 | 0 | 0 | 0 | 0 | 0 | 0 | 0 | 0 | 0 | 0 | 0 | 0 | 0 | 0 | 0
F5_Commercial_Interruptible - College_New_Miscellaneous_Natural Gas_Pool Heater_A_Achievable Economic RVT Potential | F5 | Commercial | Interruptible - College | New | Miscellaneous | Natural Gas | Pool Heater | A | Incremental Summer Peak Savings (MW) | Achievable Economic RVT Potential | 0 | 0 | 0 | 0 | 0 | 0 | 0 | 0 | 0 | 0 | 0 | 0 | 0 | 0 | 0 | 0 | 0 | 0 | 0 | 0 | 0 | 0 | 0 | 0 | 0 | 0 | 0
F6_Commercial_Interruptible - College_New_Miscellaneous_Natural Gas_Pool Heater_A_Achievable Economic RVT Potential | F6 | Commercial | Interruptible - College | New | Miscellaneous | Natural Gas | Pool Heater | A | Incremental Winter Peak Savings (MW) | Achievable Economic RVT Potential | 0 | 0 | 0 | 0 | 0 | 0 | 0 | 0 | 0 | 0 | 0 | 0 | 0 | 0 | 0 | 0 | 0 | 0 | 0 | 0 | 0 | 0 | 0 | 0 | 0 | 0 | 0
F7_Commercial_Interruptible - College_New_Miscellaneous_Natural Gas_Pool Heater_A_Achievable Economic RVT Potential | F7 | Commercial | Interruptible - College | New | Miscellaneous | Natural Gas | Pool Heater | A | Cumulative Energy Savings (MWh or mTherms) | Achievable Economic RVT Potential | 0 | 0 | 0 | 0 | 0 | 0 | 0 | 0 | 0 | 0 | 0 | 0 | 0 | 0 | 0 | 0 | 0 | 0 | 0 | 0 | 0 | 0 | 0 | 0 | 0 | 0 | 0
F8_Commercial_Interruptible - College_New_Miscellaneous_Natural Gas_Pool Heater_A_Achievable Economic RVT Potential | F8 | Commercial | Interruptible - College | New | Miscellaneous | Natural Gas | Pool Heater | A | Cumulative Summer Peak Savings (MW) | Achievable Economic RVT Potential | 0 | 0 | 0 | 0 | 0 | 0 | 0 | 0 | 0 | 0 | 0 | 0 | 0 | 0 | 0 | 0 | 0 | 0 | 0 | 0 | 0 | 0 | 0 | 0 | 0 | 0 | 0
F9_Commercial_Interruptible - College_New_Miscellaneous_Natural Gas_Pool Heater_A_Achievable Economic RVT Potential | F9 | Commercial | Interruptible - College | New | Miscellaneous | Natural Gas | Pool Heater | A | Cumulative Winter Peak Savings (MW) | Achievable Economic RVT Potential | 0 | 0 | 0 | 0 | 0 | 0 | 0 | 0 | 0 | 0 | 0 | 0 | 0 | 0 | 0 | 0 | 0 | 0 | 0 | 0 | 0 | 0 | 0 | 0 | 0 | 0 | 0
F10_Commercial_Interruptible - College_New_Miscellaneous_Natural Gas_Pool Heater_A_Achievable Economic RVT Potential | F10 | Commercial | Interruptible - College | New | Miscellaneous | Natural Gas | Pool Heater | A | Purchases (Incremental) | Achievable Economic RVT Potential | 0 | 0 | 0 | 0 | 0 | 0 | 0 | 0 | 0 | 0 | 0 | 0 | 0 | 0 | 0 | 0 | 0 | 0 | 0 | 0 | 0 | 0 | 0 | 0 | 0 | 0 | 0
F11_Commercial_Interruptible - College_New_Miscellaneous_Natural Gas_Pool Heater_A_Achievable Economic RVT Potential | F11 | Commercial | Interruptible - College | New | Miscellaneous | Natural Gas | Pool Heater | A | Purchases (Cumulative) | Achievable Economic RVT Potential | 0 | 0 | 0 | 0 | 0 | 0 | 0 | 0 | 0 | 0 | 0 | 0 | 0 | 0 | 0 | 0 | 0 | 0 | 0 | 0 | 0 | 0 | 0 | 0 | 0 | 0 | 0
F1_Commercial_Interruptible - Health_Existing_Space Heating_Natural Gas_Furnace_A_Achievable Economic RVT Potential | F1 | Commercial | Interruptible - Health | Existing | Space Heating | Natural Gas | Furnace | A | Integrated Unit Energy Savings (kWh or therms) | Achievable Economic RVT Potential | 0 | 122.2515 | 121.7774 | 82.9831 | 82.9831 | 82.9831 | 82.9831 | 82.9831 | 82.9831 | 82.9831 | 82.9831 | 82.9831 | 82.9831 | 82.9831 | 82.9831 | 82.9831 | 82.9831 | 82.9831 | 82.9831 | 82.9831 | 82.9831 | 82.9831 | 82.9831 | 82.9831 | 82.9831 | 82.9831 | 82.9831
F2_Commercial_Interruptible - Health_Existing_Space Heating_Natural Gas_Furnace_A_Achievable Economic RVT Potential | F2 | Commercial | Interruptible - Health | Existing | Space Heating | Natural Gas | Furnace | A | Integrated Unit Summer Peak Savings (kW) | Achievable Economic RVT Potential | 0 | 0 | 0 | 0 | 0 | 0 | 0 | 0 | 0 | 0 | 0 | 0 | 0 | 0 | 0 | 0 | 0 | 0 | 0 | 0 | 0 | 0 | 0 | 0 | 0 | 0 | 0
F3_Commercial_Interruptible - Health_Existing_Space Heating_Natural Gas_Furnace_A_Achievable Economic RVT Potential | F3 | Commercial | Interruptible - Health | Existing | Space Heating | Natural Gas | Furnace | A | Integrated Unit Winter Peak Savings (kW) | Achievable Economic RVT Potential | 0 | 0 | 0 | 0 | 0 | 0 | 0 | 0 | 0 | 0 | 0 | 0 | 0 | 0 | 0 | 0 | 0 | 0 | 0 | 0 | 0 | 0 | 0 | 0 | 0 | 0 | 0
F4_Commercial_Interruptible - Health_Existing_Space Heating_Natural Gas_Furnace_A_Achievable Economic RVT Potential | F4 | Commercial | Interruptible - Health | Existing | Space Heating | Natural Gas | Furnace | A | Incremental Energy Savings (MWh or mTherms) | Achievable Economic RVT Potential | 0 | 0 | 0 | 0 | 0 | 0 | 0 | 0 | 0 | 0 | 0 | 0 | 0 | 0 | 0 | 0 | 0 | 0 | 0 | 0 | 0 | 0 | 0 | 0 | 0 | 0 | 0
F5_Commercial_Interruptible - Health_Existing_Space Heating_Natural Gas_Furnace_A_Achievable Economic RVT Potential | F5 | Commercial | Interruptible - Health | Existing | Space Heating | Natural Gas | Furnace | A | Incremental Summer Peak Savings (MW) | Achievable Economic RVT Potential | 0 | 0 | 0 | 0 | 0 | 0 | 0 | 0 | 0 | 0 | 0 | 0 | 0 | 0 | 0 | 0 | 0 | 0 | 0 | 0 | 0 | 0 | 0 | 0 | 0 | 0 | 0
F6_Commercial_Interruptible - Health_Existing_Space Heating_Natural Gas_Furnace_A_Achievable Economic RVT Potential | F6 | Commercial | Interruptible - Health | Existing | Space Heating | Natural Gas | Furnace | A | Incremental Winter Peak Savings (MW) | Achievable Economic RVT Potential | 0 | 0 | 0 | 0 | 0 | 0 | 0 | 0 | 0 | 0 | 0 | 0 | 0 | 0 | 0 | 0 | 0 | 0 | 0 | 0 | 0 | 0 | 0 | 0 | 0 | 0 | 0
F7_Commercial_Interruptible - Health_Existing_Space Heating_Natural Gas_Furnace_A_Achievable Economic RVT Potential | F7 | Commercial | Interruptible - Health | Existing | Space Heating | Natural Gas | Furnace | A | Cumulative Energy Savings (MWh or mTherms) | Achievable Economic RVT Potential | 0 | 0 | 0 | 0 | 0 | 0 | 0 | 0 | 0 | 0 | 0 | 0 | 0 | 0 | 0 | 0 | 0 | 0 | 0 | 0 | 0 | 0 | 0 | 0 | 0 | 0 | 0
F8_Commercial_Interruptible - Health_Existing_Space Heating_Natural Gas_Furnace_A_Achievable Economic RVT Potential | F8 | Commercial | Interruptible - Health | Existing | Space Heating | Natural Gas | Furnace | A | Cumulative Summer Peak Savings (MW) | Achievable Economic RVT Potential | 0 | 0 | 0 | 0 | 0 | 0 | 0 | 0 | 0 | 0 | 0 | 0 | 0 | 0 | 0 | 0 | 0 | 0 | 0 | 0 | 0 | 0 | 0 | 0 | 0 | 0 | 0
F9_Commercial_Interruptible - Health_Existing_Space Heating_Natural Gas_Furnace_A_Achievable Economic RVT Potential | F9 | Commercial | Interruptible - Health | Existing | Space Heating | Natural Gas | Furnace | A | Cumulative Winter Peak Savings (MW) | Achievable Economic RVT Potential | 0 | 0 | 0 | 0 | 0 | 0 | 0 | 0 | 0 | 0 | 0 | 0 | 0 | 0 | 0 | 0 | 0 | 0 | 0 | 0 | 0 | 0 | 0 | 0 | 0 | 0 | 0
F10_Commercial_Interruptible - Health_Existing_Space Heating_Natural Gas_Furnace_A_Achievable Economic RVT Potential | F10 | Commercial | Interruptible - Health | Existing | Space Heating | Natural Gas | Furnace | A | Purchases (Incremental) | Achievable Economic RVT Potential | 0 | 0 | 0 | 0 | 0 | 0 | 0 | 0 | 0 | 0 | 0 | 0 | 0 | 0 | 0 | 0 | 0 | 0 | 0 | 0 | 0 | 0 | 0 | 0 | 0 | 0 | 0
F11_Commercial_Interruptible - Health_Existing_Space Heating_Natural Gas_Furnace_A_Achievable Economic RVT Potential | F11 | Commercial | Interruptible - Health | Existing | Space Heating | Natural Gas | Furnace | A | Purchases (Cumulative) | Achievable Economic RVT Potential | 0 | 0 | 0 | 0 | 0 | 0 | 0 | 0 | 0 | 0 | 0 | 0 | 0 | 0 | 0 | 0 | 0 | 0 | 0 | 0 | 0 | 0 | 0 | 0 | 0 | 0 | 0
F1_Commercial_Interruptible - Health_Existing_Space Heating_Natural Gas_Boiler_A_Achievable Economic RVT Potential | F1 | Commercial | Interruptible - Health | Existing | Space Heating | Natural Gas | Boiler | A | Integrated Unit Energy Savings (kWh or therms) | Achievable Economic RVT Potential | 0 | 431.2043 | 429.5322 | 429.5322 | 1202.4246 | 1202.4246 | 1202.4246 | 1202.4246 | 1202.4246 | 1202.4246 | 1202.4246 | 1202.4246 | 1202.4246 | 1202.4246 | 1202.4246 | 1202.4246 | 1202.4246 | 1202.4246 | 1202.4246 | 1202.4246 | 1202.4246 | 1202.4246 | 1202.4246 | 1202.4246 | 1202.4246 | 1202.4246 | 1202.4246
F2_Commercial_Interruptible - Health_Existing_Space Heating_Natural Gas_Boiler_A_Achievable Economic RVT Potential | F2 | Commercial | Interruptible - Health | Existing | Space Heating | Natural Gas | Boiler | A | Integrated Unit Summer Peak Savings (kW) | Achievable Economic RVT Potential | 0 | 0 | 0 | 0 | 0 | 0 | 0 | 0 | 0 | 0 | 0 | 0 | 0 | 0 | 0 | 0 | 0 | 0 | 0 | 0 | 0 | 0 | 0 | 0 | 0 | 0 | 0
F3_Commercial_Interruptible - Health_Existing_Space Heating_Natural Gas_Boiler_A_Achievable Economic RVT Potential | F3 | Commercial | Interruptible - Health | Existing | Space Heating | Natural Gas | Boiler | A | Integrated Unit Winter Peak Savings (kW) | Achievable Economic RVT Potential | 0 | 0 | 0 | 0 | 0 | 0 | 0 | 0 | 0 | 0 | 0 | 0 | 0 | 0 | 0 | 0 | 0 | 0 | 0 | 0 | 0 | 0 | 0 | 0 | 0 | 0 | 0
F4_Commercial_Interruptible - Health_Existing_Space Heating_Natural Gas_Boiler_A_Achievable Economic RVT Potential | F4 | Commercial | Interruptible - Health | Existing | Space Heating | Natural Gas | Boiler | A | Incremental Energy Savings (MWh or mTherms) | Achievable Economic RVT Potential | 0 | 0 | 0 | 0 | 0 | 0 | 0 | 0 | 0 | 0 | 0 | 0 | 0 | 0 | 0 | 0 | 0 | 0 | 0 | 0 | 0 | 0 | 0 | 0 | 0 | 0 | 0
F5_Commercial_Interruptible - Health_Existing_Space Heating_Natural Gas_Boiler_A_Achievable Economic RVT Potential | F5 | Commercial | Interruptible - Health | Existing | Space Heating | Natural Gas | Boiler | A | Incremental Summer Peak Savings (MW) | Achievable Economic RVT Potential | 0 | 0 | 0 | 0 | 0 | 0 | 0 | 0 | 0 | 0 | 0 | 0 | 0 | 0 | 0 | 0 | 0 | 0 | 0 | 0 | 0 | 0 | 0 | 0 | 0 | 0 | 0
F6_Commercial_Interruptible - Health_Existing_Space Heating_Natural Gas_Boiler_A_Achievable Economic RVT Potential | F6 | Commercial | Interruptible - Health | Existing | Space Heating | Natural Gas | Boiler | A | Incremental Winter Peak Savings (MW) | Achievable Economic RVT Potential | 0 | 0 | 0 | 0 | 0 | 0 | 0 | 0 | 0 | 0 | 0 | 0 | 0 | 0 | 0 | 0 | 0 | 0 | 0 | 0 | 0 | 0 | 0 | 0 | 0 | 0 | 0
F7_Commercial_Interruptible - Health_Existing_Space Heating_Natural Gas_Boiler_A_Achievable Economic RVT Potential | F7 | Commercial | Interruptible - Health | Existing | Space Heating | Natural Gas | Boiler | A | Cumulative Energy Savings (MWh or mTherms) | Achievable Economic RVT Potential | 0 | 0 | 0 | 0 | 0 | 0 | 0 | 0 | 0 | 0 | 0 | 0 | 0 | 0 | 0 | 0 | 0 | 0 | 0 | 0 | 0 | 0 | 0 | 0 | 0 | 0 | 0
F8_Commercial_Interruptible - Health_Existing_Space Heating_Natural Gas_Boiler_A_Achievable Economic RVT Potential | F8 | Commercial | Interruptible - Health | Existing | Space Heating | Natural Gas | Boiler | A | Cumulative Summer Peak Savings (MW) | Achievable Economic RVT Potential | 0 | 0 | 0 | 0 | 0 | 0 | 0 | 0 | 0 | 0 | 0 | 0 | 0 | 0 | 0 | 0 | 0 | 0 | 0 | 0 | 0 | 0 | 0 | 0 | 0 | 0 | 0
F9_Commercial_Interruptible - Health_Existing_Space Heating_Natural Gas_Boiler_A_Achievable Economic RVT Potential | F9 | Commercial | Interruptible - Health | Existing | Space Heating | Natural Gas | Boiler | A | Cumulative Winter Peak Savings (MW) | Achievable Economic RVT Potential | 0 | 0 | 0 | 0 | 0 | 0 | 0 | 0 | 0 | 0 | 0 | 0 | 0 | 0 | 0 | 0 | 0 | 0 | 0 | 0 | 0 | 0 | 0 | 0 | 0 | 0 | 0
F10_Commercial_Interruptible - Health_Existing_Space Heating_Natural Gas_Boiler_A_Achievable Economic RVT Potential | F10 | Commercial | Interruptible - Health | Existing | Space Heating | Natural Gas | Boiler | A | Purchases (Incremental) | Achievable Economic RVT Potential | 0 | 0 | 0 | 0 | 0 | 0 | 0 | 0 | 0 | 0 | 0 | 0 | 0 | 0 | 0 | 0 | 0 | 0 | 0 | 0 | 0 | 0 | 0 | 0 | 0 | 0 | 0
F11_Commercial_Interruptible - Health_Existing_Space Heating_Natural Gas_Boiler_A_Achievable Economic RVT Potential | F11 | Commercial | Interruptible - Health | Existing | Space Heating | Natural Gas | Boiler | A | Purchases (Cumulative) | Achievable Economic RVT Potential | 0 | 0 | 0 | 0 | 0 | 0 | 0 | 0 | 0 | 0 | 0 | 0 | 0 | 0 | 0 | 0 | 0 | 0 | 0 | 0 | 0 | 0 | 0 | 0 | 0 | 0 | 0
F1_Commercial_Interruptible - Health_Existing_Space Heating_Natural Gas_Unit Heater_A_Achievable Economic RVT Potential | F1 | Commercial | Interruptible - Health | Existing | Space Heating | Natural Gas | Unit Heater | A | Integrated Unit Energy Savings (kWh or therms) | Achievable Economic RVT Potential | 0 | 0 | 0 | 0 | 0 | 0 | 0 | 0 | 0 | 0 | 0 | 0 | 0 | 0 | 0 | 0 | 0 | 0 | 0 | 0 | 0 | 0 | 0 | 0 | 0 | 0 | 0
F2_Commercial_Interruptible - Health_Existing_Space Heating_Natural Gas_Unit Heater_A_Achievable Economic RVT Potential | F2 | Commercial | Interruptible - Health | Existing | Space Heating | Natural Gas | Unit Heater | A | Integrated Unit Summer Peak Savings (kW) | Achievable Economic RVT Potential | 0 | 0 | 0 | 0 | 0 | 0 | 0 | 0 | 0 | 0 | 0 | 0 | 0 | 0 | 0 | 0 | 0 | 0 | 0 | 0 | 0 | 0 | 0 | 0 | 0 | 0 | 0
F3_Commercial_Interruptible - Health_Existing_Space Heating_Natural Gas_Unit Heater_A_Achievable Economic RVT Potential | F3 | Commercial | Interruptible - Health | Existing | Space Heating | Natural Gas | Unit Heater | A | Integrated Unit Winter Peak Savings (kW) | Achievable Economic RVT Potential | 0 | 0 | 0 | 0 | 0 | 0 | 0 | 0 | 0 | 0 | 0 | 0 | 0 | 0 | 0 | 0 | 0 | 0 | 0 | 0 | 0 | 0 | 0 | 0 | 0 | 0 | 0
F4_Commercial_Interruptible - Health_Existing_Space Heating_Natural Gas_Unit Heater_A_Achievable Economic RVT Potential | F4 | Commercial | Interruptible - Health | Existing | Space Heating | Natural Gas | Unit Heater | A | Incremental Energy Savings (MWh or mTherms) | Achievable Economic RVT Potential | 0 | 0 | 0 | 0 | 0 | 0 | 0 | 0 | 0 | 0 | 0 | 0 | 0 | 0 | 0 | 0 | 0 | 0 | 0 | 0 | 0 | 0 | 0 | 0 | 0 | 0 | 0
F5_Commercial_Interruptible - Health_Existing_Space Heating_Natural Gas_Unit Heater_A_Achievable Economic RVT Potential | F5 | Commercial | Interruptible - Health | Existing | Space Heating | Natural Gas | Unit Heater | A | Incremental Summer Peak Savings (MW) | Achievable Economic RVT Potential | 0 | 0 | 0 | 0 | 0 | 0 | 0 | 0 | 0 | 0 | 0 | 0 | 0 | 0 | 0 | 0 | 0 | 0 | 0 | 0 | 0 | 0 | 0 | 0 | 0 | 0 | 0
F6_Commercial_Interruptible - Health_Existing_Space Heating_Natural Gas_Unit Heater_A_Achievable Economic RVT Potential | F6 | Commercial | Interruptible - Health | Existing | Space Heating | Natural Gas | Unit Heater | A | Incremental Winter Peak Savings (MW) | Achievable Economic RVT Potential | 0 | 0 | 0 | 0 | 0 | 0 | 0 | 0 | 0 | 0 | 0 | 0 | 0 | 0 | 0 | 0 | 0 | 0 | 0 | 0 | 0 | 0 | 0 | 0 | 0 | 0 | 0
F7_Commercial_Interruptible - Health_Existing_Space Heating_Natural Gas_Unit Heater_A_Achievable Economic RVT Potential | F7 | Commercial | Interruptible - Health | Existing | Space Heating | Natural Gas | Unit Heater | A | Cumulative Energy Savings (MWh or mTherms) | Achievable Economic RVT Potential | 0 | 0 | 0 | 0 | 0 | 0 | 0 | 0 | 0 | 0 | 0 | 0 | 0 | 0 | 0 | 0 | 0 | 0 | 0 | 0 | 0 | 0 | 0 | 0 | 0 | 0 | 0
F8_Commercial_Interruptible - Health_Existing_Space Heating_Natural Gas_Unit Heater_A_Achievable Economic RVT Potential | F8 | Commercial | Interruptible - Health | Existing | Space Heating | Natural Gas | Unit Heater | A | Cumulative Summer Peak Savings (MW) | Achievable Economic RVT Potential | 0 | 0 | 0 | 0 | 0 | 0 | 0 | 0 | 0 | 0 | 0 | 0 | 0 | 0 | 0 | 0 | 0 | 0 | 0 | 0 | 0 | 0 | 0 | 0 | 0 | 0 | 0
F9_Commercial_Interruptible - Health_Existing_Space Heating_Natural Gas_Unit Heater_A_Achievable Economic RVT Potential | F9 | Commercial | Interruptible - Health | Existing | Space Heating | Natural Gas | Unit Heater | A | Cumulative Winter Peak Savings (MW) | Achievable Economic RVT Potential | 0 | 0 | 0 | 0 | 0 | 0 | 0 | 0 | 0 | 0 | 0 | 0 | 0 | 0 | 0 | 0 | 0 | 0 | 0 | 0 | 0 | 0 | 0 | 0 | 0 | 0 | 0
F10_Commercial_Interruptible - Health_Existing_Space Heating_Natural Gas_Unit Heater_A_Achievable Economic RVT Potential | F10 | Commercial | Interruptible - Health | Existing | Space Heating | Natural Gas | Unit Heater | A | Purchases (Incremental) | Achievable Economic RVT Potential | 0 | 0 | 0 | 0 | 0 | 0 | 0 | 0 | 0 | 0 | 0 | 0 | 0 | 0 | 0 | 0 | 0 | 0 | 0 | 0 | 0 | 0 | 0 | 0 | 0 | 0 | 0
F11_Commercial_Interruptible - Health_Existing_Space Heating_Natural Gas_Unit Heater_A_Achievable Economic RVT Potential | F11 | Commercial | Interruptible - Health | Existing | Space Heating | Natural Gas | Unit Heater | A | Purchases (Cumulative) | Achievable Economic RVT Potential | 0 | 0 | 0 | 0 | 0 | 0 | 0 | 0 | 0 | 0 | 0 | 0 | 0 | 0 | 0 | 0 | 0 | 0 | 0 | 0 | 0 | 0 | 0 | 0 | 0 | 0 | 0
F1_Commercial_Interruptible - Health_Existing_Water Heating_Natural Gas_Water Heater_A_Achievable Economic RVT Potential | F1 | Commercial | Interruptible - Health | Existing | Water Heating | Natural Gas | Water Heater | A | Integrated Unit Energy Savings (kWh or therms) | Achievable Economic RVT Potential | 0 | 2.8505 | 2.8505 | 2.8505 | 2.8505 | 2.8505 | 2.8505 | 2.8505 | 2.8505 | 2.8505 | 2.8505 | 2.8505 | 2.8505 | 2.8505 | 2.8505 | 2.8505 | 2.8505 | 2.8505 | 2.8505 | 2.8505 | 2.8505 | 2.8505 | 2.8505 | 2.8505 | 2.8505 | 2.8505 | 2.8505
F2_Commercial_Interruptible - Health_Existing_Water Heating_Natural Gas_Water Heater_A_Achievable Economic RVT Potential | F2 | Commercial | Interruptible - Health | Existing | Water Heating | Natural Gas | Water Heater | A | Integrated Unit Summer Peak Savings (kW) | Achievable Economic RVT Potential | 0 | 0 | 0 | 0 | 0 | 0 | 0 | 0 | 0 | 0 | 0 | 0 | 0 | 0 | 0 | 0 | 0 | 0 | 0 | 0 | 0 | 0 | 0 | 0 | 0 | 0 | 0
F3_Commercial_Interruptible - Health_Existing_Water Heating_Natural Gas_Water Heater_A_Achievable Economic RVT Potential | F3 | Commercial | Interruptible - Health | Existing | Water Heating | Natural Gas | Water Heater | A | Integrated Unit Winter Peak Savings (kW) | Achievable Economic RVT Potential | 0 | 0 | 0 | 0 | 0 | 0 | 0 | 0 | 0 | 0 | 0 | 0 | 0 | 0 | 0 | 0 | 0 | 0 | 0 | 0 | 0 | 0 | 0 | 0 | 0 | 0 | 0
F4_Commercial_Interruptible - Health_Existing_Water Heating_Natural Gas_Water Heater_A_Achievable Economic RVT Potential | F4 | Commercial | Interruptible - Health | Existing | Water Heating | Natural Gas | Water Heater | A | Incremental Energy Savings (MWh or mTherms) | Achievable Economic RVT Potential | 0 | 0 | 0.2509 | 0.47746 | 0.687 | 0.88486 | 1.0749 | 1.239 | 1.3638 | 1.4596 | 1.6499 | 1.7862 | 1.6278 | 1.46 | 1.2841 | 1.7223 | 1.3819 | 1.0939 | 0.84914 | 0.68507 | 0.45663 | 0.29875 | 0.19248 | 0.12273 | 0.24156 | 0 | 0
F5_Commercial_Interruptible - Health_Existing_Water Heating_Natural Gas_Water Heater_A_Achievable Economic RVT Potential | F5 | Commercial | Interruptible - Health | Existing | Water Heating | Natural Gas | Water Heater | A | Incremental Summer Peak Savings (MW) | Achievable Economic RVT Potential | 0 | 0 | 0 | 0 | 0 | 0 | 0 | 0 | 0 | 0 | 0 | 0 | 0 | 0 | 0 | 0 | 0 | 0 | 0 | 0 | 0 | 0 | 0 | 0 | 0 | 0 | 0
F6_Commercial_Interruptible - Health_Existing_Water Heating_Natural Gas_Water Heater_A_Achievable Economic RVT Potential | F6 | Commercial | Interruptible - Health | Existing | Water Heating | Natural Gas | Water Heater | A | Incremental Winter Peak Savings (MW) | Achievable Economic RVT Potential | 0 | 0 | 0 | 0 | 0 | 0 | 0 | 0 | 0 | 0 | 0 | 0 | 0 | 0 | 0 | 0 | 0 | 0 | 0 | 0 | 0 | 0 | 0 | 0 | 0 | 0 | 0
F7_Commercial_Interruptible - Health_Existing_Water Heating_Natural Gas_Water Heater_A_Achievable Economic RVT Potential | F7 | Commercial | Interruptible - Health | Existing | Water Heating | Natural Gas | Water Heater | A | Cumulative Energy Savings (MWh or mTherms) | Achievable Economic RVT Potential | 0 | 0 | 0.2509 | 0.72836 | 1.4154 | 2.3002 | 3.3751 | 4.6142 | 5.978 | 7.4376 | 9.0875 | 10.8737 | 12.5015 | 13.9615 | 15.2456 | 16.9679 | 18.3498 | 19.4437 | 20.2928 | 20.9779 | 21.4345 | 21.7333 | 21.9258 | 22.0485 | 22.2901 | 22.2901 | 22.2901
F8_Commercial_Interruptible - Health_Existing_Water Heating_Natural Gas_Water Heater_A_Achievable Economic RVT Potential | F8 | Commercial | Interruptible - Health | Existing | Water Heating | Natural Gas | Water Heater | A | Cumulative Summer Peak Savings (MW) | Achievable Economic RVT Potential | 0 | 0 | 0 | 0 | 0 | 0 | 0 | 0 | 0 | 0 | 0 | 0 | 0 | 0 | 0 | 0 | 0 | 0 | 0 | 0 | 0 | 0 | 0 | 0 | 0 | 0 | 0
F9_Commercial_Interruptible - Health_Existing_Water Heating_Natural Gas_Water Heater_A_Achievable Economic RVT Potential | F9 | Commercial | Interruptible - Health | Existing | Water Heating | Natural Gas | Water Heater | A | Cumulative Winter Peak Savings (MW) | Achievable Economic RVT Potential | 0 | 0 | 0 | 0 | 0 | 0 | 0 | 0 | 0 | 0 | 0 | 0 | 0 | 0 | 0 | 0 | 0 | 0 | 0 | 0 | 0 | 0 | 0 | 0 | 0 | 0 | 0
F10_Commercial_Interruptible - Health_Existing_Water Heating_Natural Gas_Water Heater_A_Achievable Economic RVT Potential | F10 | Commercial | Interruptible - Health | Existing | Water Heating | Natural Gas | Water Heater | A | Purchases (Incremental) | Achievable Economic RVT Potential | 0 | 0 | 88.0194 | 167.5037 | 241.0132 | 310.4259 | 377.1073 | 434.6733 | 478.4607 | 512.0408 | 578.8222 | 626.6308 | 571.0757 | 512.2022 | 450.4805 | 604.216 | 484.7926 | 383.776 | 297.8944 | 240.335 | 160.195 | 104.8081 | 67.5241 | 43.0577 | 84.7444 | 0 | 0
F11_Commercial_Interruptible - Health_Existing_Water Heating_Natural Gas_Water Heater_A_Achievable Economic RVT Potential | F11 | Commercial | Interruptible - Health | Existing | Water Heating | Natural Gas | Water Heater | A | Purchases (Cumulative) | Achievable Economic RVT Potential | 0 | 0 | 88.0194 | 255.5231 | 496.5363 | 806.9623 | 1184.0696 | 1618.7429 | 2097.2036 | 2609.2444 | 3188.0666 | 3814.6975 | 4385.7732 | 4897.9754 | 5348.4559 | 5952.6719 | 6437.4645 | 6821.2406 | 7119.135 | 7359.47 | 7519.665 | 7624.4731 | 7691.9972 | 7735.0548 | 7819.7993 | 7819.7993 | 7819.7993
F1_Commercial_Interruptible - Health_Existing_Food Preparation_Natural Gas_Oven_A_Achievable Economic RVT Potential | F1 | Commercial | Interruptible - Health | Existing | Food Preparation | Natural Gas | Oven | A | Integrated Unit Energy Savings (kWh or therms) | Achievable Economic RVT Potential | 0 | 106.6752 | 106.6752 | 106.6752 | 106.6752 | 106.6752 | 106.6752 | 106.6752 | 106.6752 | 106.6752 | 106.6752 | 106.6752 | 106.6752 | 106.6752 | 106.6752 | 106.6752 | 106.6752 | 106.6752 | 106.6752 | 106.6752 | 106.6752 | 106.6752 | 106.6752 | 106.6752 | 106.6752 | 106.6752 | 106.6752
F2_Commercial_Interruptible - Health_Existing_Food Preparation_Natural Gas_Oven_A_Achievable Economic RVT Potential | F2 | Commercial | Interruptible - Health | Existing | Food Preparation | Natural Gas | Oven | A | Integrated Unit Summer Peak Savings (kW) | Achievable Economic RVT Potential | 0 | 0 | 0 | 0 | 0 | 0 | 0 | 0 | 0 | 0 | 0 | 0 | 0 | 0 | 0 | 0 | 0 | 0 | 0 | 0 | 0 | 0 | 0 | 0 | 0 | 0 | 0
F3_Commercial_Interruptible - Health_Existing_Food Preparation_Natural Gas_Oven_A_Achievable Economic RVT Potential | F3 | Commercial | Interruptible - Health | Existing | Food Preparation | Natural Gas | Oven | A | Integrated Unit Winter Peak Savings (kW) | Achievable Economic RVT Potential | 0 | 0 | 0 | 0 | 0 | 0 | 0 | 0 | 0 | 0 | 0 | 0 | 0 | 0 | 0 | 0 | 0 | 0 | 0 | 0 | 0 | 0 | 0 | 0 | 0 | 0 | 0
F4_Commercial_Interruptible - Health_Existing_Food Preparation_Natural Gas_Oven_A_Achievable Economic RVT Potential | F4 | Commercial | Interruptible - Health | Existing | Food Preparation | Natural Gas | Oven | A | Incremental Energy Savings (MWh or mTherms) | Achievable Economic RVT Potential | 0 | 0 | 0 | 0 | 0 | 0 | 0 | 0 | 0 | 0 | 0 | 0 | 0 | 0 | 0 | 0 | 0 | 0 | 0 | 0 | 0 | 0 | 0 | 0 | 0 | 0 | 0
F5_Commercial_Interruptible - Health_Existing_Food Preparation_Natural Gas_Oven_A_Achievable Economic RVT Potential | F5 | Commercial | Interruptible - Health | Existing | Food Preparation | Natural Gas | Oven | A | Incremental Summer Peak Savings (MW) | Achievable Economic RVT Potential | 0 | 0 | 0 | 0 | 0 | 0 | 0 | 0 | 0 | 0 | 0 | 0 | 0 | 0 | 0 | 0 | 0 | 0 | 0 | 0 | 0 | 0 | 0 | 0 | 0 | 0 | 0
F6_Commercial_Interruptible - Health_Existing_Food Preparation_Natural Gas_Oven_A_Achievable Economic RVT Potential | F6 | Commercial | Interruptible - Health | Existing | Food Preparation | Natural Gas | Oven | A | Incremental Winter Peak Savings (MW) | Achievable Economic RVT Potential | 0 | 0 | 0 | 0 | 0 | 0 | 0 | 0 | 0 | 0 | 0 | 0 | 0 | 0 | 0 | 0 | 0 | 0 | 0 | 0 | 0 | 0 | 0 | 0 | 0 | 0 | 0
F7_Commercial_Interruptible - Health_Existing_Food Preparation_Natural Gas_Oven_A_Achievable Economic RVT Potential | F7 | Commercial | Interruptible - Health | Existing | Food Preparation | Natural Gas | Oven | A | Cumulative Energy Savings (MWh or mTherms) | Achievable Economic RVT Potential | 0 | 0 | 0 | 0 | 0 | 0 | 0 | 0 | 0 | 0 | 0 | 0 | 0 | 0 | 0 | 0 | 0 | 0 | 0 | 0 | 0 | 0 | 0 | 0 | 0 | 0 | 0
F8_Commercial_Interruptible - Health_Existing_Food Preparation_Natural Gas_Oven_A_Achievable Economic RVT Potential | F8 | Commercial | Interruptible - Health | Existing | Food Preparation | Natural Gas | Oven | A | Cumulative Summer Peak Savings (MW) | Achievable Economic RVT Potential | 0 | 0 | 0 | 0 | 0 | 0 | 0 | 0 | 0 | 0 | 0 | 0 | 0 | 0 | 0 | 0 | 0 | 0 | 0 | 0 | 0 | 0 | 0 | 0 | 0 | 0 | 0
F9_Commercial_Interruptible - Health_Existing_Food Preparation_Natural Gas_Oven_A_Achievable Economic RVT Potential | F9 | Commercial | Interruptible - Health | Existing | Food Preparation | Natural Gas | Oven | A | Cumulative Winter Peak Savings (MW) | Achievable Economic RVT Potential | 0 | 0 | 0 | 0 | 0 | 0 | 0 | 0 | 0 | 0 | 0 | 0 | 0 | 0 | 0 | 0 | 0 | 0 | 0 | 0 | 0 | 0 | 0 | 0 | 0 | 0 | 0
F10_Commercial_Interruptible - Health_Existing_Food Preparation_Natural Gas_Oven_A_Achievable Economic RVT Potential | F10 | Commercial | Interruptible - Health | Existing | Food Preparation | Natural Gas | Oven | A | Purchases (Incremental) | Achievable Economic RVT Potential | 0 | 0 | 0 | 0 | 0 | 0 | 0 | 0 | 0 | 0 | 0 | 0 | 0 | 0 | 0 | 0 | 0 | 0 | 0 | 0 | 0 | 0 | 0 | 0 | 0 | 0 | 0
F11_Commercial_Interruptible - Health_Existing_Food Preparation_Natural Gas_Oven_A_Achievable Economic RVT Potential | F11 | Commercial | Interruptible - Health | Existing | Food Preparation | Natural Gas | Oven | A | Purchases (Cumulative) | Achievable Economic RVT Potential | 0 | 0 | 0 | 0 | 0 | 0 | 0 | 0 | 0 | 0 | 0 | 0 | 0 | 0 | 0 | 0 | 0 | 0 | 0 | 0 | 0 | 0 | 0 | 0 | 0 | 0 | 0
F1_Commercial_Interruptible - Health_Existing_Food Preparation_Natural Gas_Conveyor Oven_A_Achievable Economic RVT Potential | F1 | Commercial | Interruptible - Health | Existing | Food Preparation | Natural Gas | Conveyor Oven | A | Integrated Unit Energy Savings (kWh or therms) | Achievable Economic RVT Potential | 0 | 0 | 0 | 0 | 0 | 692.0657 | 692.0657 | 692.0657 | 692.0657 | 692.0657 | 692.0657 | 692.0657 | 692.0657 | 692.0657 | 692.0657 | 692.0657 | 692.0657 | 692.0657 | 692.0657 | 692.0657 | 692.0657 | 692.0657 | 692.0657 | 692.0657 | 692.0657 | 692.0657 | 692.0657
F2_Commercial_Interruptible - Health_Existing_Food Preparation_Natural Gas_Conveyor Oven_A_Achievable Economic RVT Potential | F2 | Commercial | Interruptible - Health | Existing | Food Preparation | Natural Gas | Conveyor Oven | A | Integrated Unit Summer Peak Savings (kW) | Achievable Economic RVT Potential | 0 | 0 | 0 | 0 | 0 | 0 | 0 | 0 | 0 | 0 | 0 | 0 | 0 | 0 | 0 | 0 | 0 | 0 | 0 | 0 | 0 | 0 | 0 | 0 | 0 | 0 | 0
F3_Commercial_Interruptible - Health_Existing_Food Preparation_Natural Gas_Conveyor Oven_A_Achievable Economic RVT Potential | F3 | Commercial | Interruptible - Health | Existing | Food Preparation | Natural Gas | Conveyor Oven | A | Integrated Unit Winter Peak Savings (kW) | Achievable Economic RVT Potential | 0 | 0 | 0 | 0 | 0 | 0 | 0 | 0 | 0 | 0 | 0 | 0 | 0 | 0 | 0 | 0 | 0 | 0 | 0 | 0 | 0 | 0 | 0 | 0 | 0 | 0 | 0
F4_Commercial_Interruptible - Health_Existing_Food Preparation_Natural Gas_Conveyor Oven_A_Achievable Economic RVT Potential | F4 | Commercial | Interruptible - Health | Existing | Food Preparation | Natural Gas | Conveyor Oven | A | Incremental Energy Savings (MWh or mTherms) | Achievable Economic RVT Potential | 0 | 0 | 0 | 0 | 0 | 0 | 0 | 0 | 0 | 0 | 0 | 0 | 0 | 0 | 0 | 0 | 0 | 0 | 0 | 0 | 0 | 0 | 0 | 0 | 0 | 0 | 0
F5_Commercial_Interruptible - Health_Existing_Food Preparation_Natural Gas_Conveyor Oven_A_Achievable Economic RVT Potential | F5 | Commercial | Interruptible - Health | Existing | Food Preparation | Natural Gas | Conveyor Oven | A | Incremental Summer Peak Savings (MW) | Achievable Economic RVT Potential | 0 | 0 | 0 | 0 | 0 | 0 | 0 | 0 | 0 | 0 | 0 | 0 | 0 | 0 | 0 | 0 | 0 | 0 | 0 | 0 | 0 | 0 | 0 | 0 | 0 | 0 | 0
F6_Commercial_Interruptible - Health_Existing_Food Preparation_Natural Gas_Conveyor Oven_A_Achievable Economic RVT Potential | F6 | Commercial | Interruptible - Health | Existing | Food Preparation | Natural Gas | Conveyor Oven | A | Incremental Winter Peak Savings (MW) | Achievable Economic RVT Potential | 0 | 0 | 0 | 0 | 0 | 0 | 0 | 0 | 0 | 0 | 0 | 0 | 0 | 0 | 0 | 0 | 0 | 0 | 0 | 0 | 0 | 0 | 0 | 0 | 0 | 0 | 0
F7_Commercial_Interruptible - Health_Existing_Food Preparation_Natural Gas_Conveyor Oven_A_Achievable Economic RVT Potential | F7 | Commercial | Interruptible - Health | Existing | Food Preparation | Natural Gas | Conveyor Oven | A | Cumulative Energy Savings (MWh or mTherms) | Achievable Economic RVT Potential | 0 | 0 | 0 | 0 | 0 | 0 | 0 | 0 | 0 | 0 | 0 | 0 | 0 | 0 | 0 | 0 | 0 | 0 | 0 | 0 | 0 | 0 | 0 | 0 | 0 | 0 | 0
F8_Commercial_Interruptible - Health_Existing_Food Preparation_Natural Gas_Conveyor Oven_A_Achievable Economic RVT Potential | F8 | Commercial | Interruptible - Health | Existing | Food Preparation | Natural Gas | Conveyor Oven | A | Cumulative Summer Peak Savings (MW) | Achievable Economic RVT Potential | 0 | 0 | 0 | 0 | 0 | 0 | 0 | 0 | 0 | 0 | 0 | 0 | 0 | 0 | 0 | 0 | 0 | 0 | 0 | 0 | 0 | 0 | 0 | 0 | 0 | 0 | 0
F9_Commercial_Interruptible - Health_Existing_Food Preparation_Natural Gas_Conveyor Oven_A_Achievable Economic RVT Potential | F9 | Commercial | Interruptible - Health | Existing | Food Preparation | Natural Gas | Conveyor Oven | A | Cumulative Winter Peak Savings (MW) | Achievable Economic RVT Potential | 0 | 0 | 0 | 0 | 0 | 0 | 0 | 0 | 0 | 0 | 0 | 0 | 0 | 0 | 0 | 0 | 0 | 0 | 0 | 0 | 0 | 0 | 0 | 0 | 0 | 0 | 0
F10_Commercial_Interruptible - Health_Existing_Food Preparation_Natural Gas_Conveyor Oven_A_Achievable Economic RVT Potential | F10 | Commercial | Interruptible - Health | Existing | Food Preparation | Natural Gas | Conveyor Oven | A | Purchases (Incremental) | Achievable Economic RVT Potential | 0 | 0 | 0 | 0 | 0 | 0 | 0 | 0 | 0 | 0 | 0 | 0 | 0 | 0 | 0 | 0 | 0 | 0 | 0 | 0 | 0 | 0 | 0 | 0 | 0 | 0 | 0
F11_Commercial_Interruptible - Health_Existing_Food Preparation_Natural Gas_Conveyor Oven_A_Achievable Economic RVT Potential | F11 | Commercial | Interruptible - Health | Existing | Food Preparation | Natural Gas | Conveyor Oven | A | Purchases (Cumulative) | Achievable Economic RVT Potential | 0 | 0 | 0 | 0 | 0 | 0 | 0 | 0 | 0 | 0 | 0 | 0 | 0 | 0 | 0 | 0 | 0 | 0 | 0 | 0 | 0 | 0 | 0 | 0 | 0 | 0 | 0
F1_Commercial_Interruptible - Health_Existing_Food Preparation_Natural Gas_Double Rack Oven_A_Achievable Economic RVT Potential | F1 | Commercial | Interruptible - Health | Existing | Food Preparation | Natural Gas | Double Rack Oven | A | Integrated Unit Energy Savings (kWh or therms) | Achievable Economic RVT Potential | 0 | 1621.62 | 1621.62 | 1621.62 | 1621.62 | 1621.62 | 1621.62 | 1621.62 | 1621.62 | 1621.62 | 1621.62 | 1621.62 | 1621.62 | 1621.62 | 1621.62 | 1621.62 | 1621.62 | 1621.62 | 1621.62 | 1621.62 | 1621.62 | 1621.62 | 1621.62 | 1621.62 | 1621.62 | 1621.62 | 1621.62
F2_Commercial_Interruptible - Health_Existing_Food Preparation_Natural Gas_Double Rack Oven_A_Achievable Economic RVT Potential | F2 | Commercial | Interruptible - Health | Existing | Food Preparation | Natural Gas | Double Rack Oven | A | Integrated Unit Summer Peak Savings (kW) | Achievable Economic RVT Potential | 0 | 0 | 0 | 0 | 0 | 0 | 0 | 0 | 0 | 0 | 0 | 0 | 0 | 0 | 0 | 0 | 0 | 0 | 0 | 0 | 0 | 0 | 0 | 0 | 0 | 0 | 0
F3_Commercial_Interruptible - Health_Existing_Food Preparation_Natural Gas_Double Rack Oven_A_Achievable Economic RVT Potential | F3 | Commercial | Interruptible - Health | Existing | Food Preparation | Natural Gas | Double Rack Oven | A | Integrated Unit Winter Peak Savings (kW) | Achievable Economic RVT Potential | 0 | 0 | 0 | 0 | 0 | 0 | 0 | 0 | 0 | 0 | 0 | 0 | 0 | 0 | 0 | 0 | 0 | 0 | 0 | 0 | 0 | 0 | 0 | 0 | 0 | 0 | 0
F4_Commercial_Interruptible - Health_Existing_Food Preparation_Natural Gas_Double Rack Oven_A_Achievable Economic RVT Potential | F4 | Commercial | Interruptible - Health | Existing | Food Preparation | Natural Gas | Double Rack Oven | A | Incremental Energy Savings (MWh or mTherms) | Achievable Economic RVT Potential | 0 | 0 | 0 | 0 | 0 | 0 | 0 | 0 | 0 | 0 | 0 | 0 | 0 | 0 | 0 | 0 | 0 | 0 | 0 | 0 | 0 | 0 | 0 | 0 | 0 | 0 | 0
F5_Commercial_Interruptible - Health_Existing_Food Preparation_Natural Gas_Double Rack Oven_A_Achievable Economic RVT Potential | F5 | Commercial | Interruptible - Health | Existing | Food Preparation | Natural Gas | Double Rack Oven | A | Incremental Summer Peak Savings (MW) | Achievable Economic RVT Potential | 0 | 0 | 0 | 0 | 0 | 0 | 0 | 0 | 0 | 0 | 0 | 0 | 0 | 0 | 0 | 0 | 0 | 0 | 0 | 0 | 0 | 0 | 0 | 0 | 0 | 0 | 0
F6_Commercial_Interruptible - Health_Existing_Food Preparation_Natural Gas_Double Rack Oven_A_Achievable Economic RVT Potential | F6 | Commercial | Interruptible - Health | Existing | Food Preparation | Natural Gas | Double Rack Oven | A | Incremental Winter Peak Savings (MW) | Achievable Economic RVT Potential | 0 | 0 | 0 | 0 | 0 | 0 | 0 | 0 | 0 | 0 | 0 | 0 | 0 | 0 | 0 | 0 | 0 | 0 | 0 | 0 | 0 | 0 | 0 | 0 | 0 | 0 | 0